HESS #10253 | 4910 RIVERDALE RD | COLLEGE PARK | Clayton | 9031090 | 1 |  | 1993-07-01 |  | 1993-07-01 |  | Removed from Ground | Diesel | 10000 | Fiberglass | 1983-04-09 | 1999-07-01 | Fiberglass Reinforced Plastic | Pressurized
CHEMLAWN SERV CORP | 1874 SULLIVAN RD | COLLEGE PARK | Clayton | 9031034 | 1 | [5 empty] | Removed from Ground | Diesel | 12000 | Bare Steel | 1978-01-01 | 1993-01-01 | Unknown
BRENCO ENTERPRISES INC | 11622 MAIN ST | LOVEJOY | Clayton | 750028 | 1 | [5 empty] | Removed from Ground | Gas (Historical Use) | 6000 | Cathodically Protected Steel | 1985-04-21 | 1997-10-21 | Galvanized Steel | Pressurized
QUICK FUEL INC | 4786 CLARK HOWELL HWY | ATLANTA | Clayton | 9031100 | 2 | Ball Float | 1993-05-12 | FALSE | 1993-05-12 | FALSE | Currently in Use | Regular | 8000 | Fiberglass Double Walled | 1993-04-20 |  | Double-Walled Fiberglass | Pressurized
MURPHY USA #7156 | 11461 TARA BLVD | LOVEJOY | Clayton | 10000812 | 3 | Flapper Valve | 2004-11-17 | FALSE | 2004-11-17 | FALSE | Currently in Use | Gas (Historical Use) | 8000 | Fiberglass Double Walled | 2004-11-11 |  | Double-Walled Fiberglass | Pressurized
1075 Inner Loop Road | 1075 INNER LOOP RD | COLLEGE PARK | Clayton | 310288 | 1 | [5 empty] | Removed from Ground | Diesel | 2000 | Bare Steel | 1977-05-10 | 1990-02-01 | Bare Steel
BRENCO ENTERPRISES INC | 11622 MAIN ST | LOVEJOY | Clayton | 750028 | 3 | [5 empty] | Removed from Ground | Gas (Historical Use) | 8000 | Cathodically Protected Steel | 1985-04-21 | 1997-10-21 | Galvanized Steel | Pressurized
MURPHY USA #7156 | 11461 TARA BLVD | LOVEJOY | Clayton | 10000812 | 2 | Flapper Valve | 2004-11-17 | FALSE | 2004-11-17 | FALSE | Currently in Use | Diesel | 12000 | Fiberglass Double Walled | 2004-11-11 |  | Double-Walled Fiberglass | Pressurized
TOP DOLLAR | 8870 TARA BLVD | JONESBORO | Clayton | 310235 | 1 | [5 empty] | Removed from Ground | Gas (Historical Use) | 5300 | Bare Steel | 1969-05-12 | 1988-12-02 | Galvanized Steel
INTERNATIONAL PROCESSING B INC | 4413 OLD TANNERS CHURCH RD | CONLEY | Clayton | 310289 | 1 | [5 empty] | Removed from Ground | Diesel | 15000 | Epoxy | 1985-05-14 | 1997-12-04 | Galvanized Steel | Pressurized
SWIFT FUEL MART | 5780 RIVERDALE RD | COLLEGE PARK | Clayton | 310309 | 1 | Flapper Valve | 1994-09-07 | FALSE | 1994-09-07 | TRUE | Currently in Use | Regular | 10000 | Fiberglass | 1986-11-01 |  | Fiberglass Reinforced Plastic | Pressurized
TOP DOLLAR | 8870 TARA BLVD | JONESBORO | Clayton | 310235 | 2 | [5 empty] | Removed from Ground | Gas (Historical Use) | 3952 | Bare Steel | 1969-05-12 | 1988-12-02 | Galvanized Steel
RACETRAC SVC STA #316 | 4987 RIVERDALE RD | COLLEGE PARK | Clayton | 310240 | 2 |  | 1988-01-01 |  | 1988-01-01 |  | Removed from Ground | Gas (Historical Use) | 11300 | Fiberglass | 1982-05-09 | 1998-12-16 | Fiberglass Reinforced Plastic | Pressurized
CLAYTON CO CORRECTIONAL FAC | GA HWY 3 | LOVEJOY | Clayton | 310197 | 1 |  | 1998-02-01 |  | 1998-02-01 |  | Removed from Ground | Diesel | 1000 | Cathodically Protected Steel | 1985-04-30 | 2007-09-12 | Fiberglass Reinforced Plastic | Safe Suction (Euro)
LOVEJOY FOODMART | 11350 -A TARA BLVD | LOVEJOY | Clayton | 10000373 | 2B | Ball Float | 2002-10-11 | FALSE | 2002-10-11 | FALSE | Currently in Use | Diesel | 6000 | Fiberglass | 2002-10-10 |  | Double-Walled Fiberglass | Pressurized
1075 Inner Loop Road | 1075 INNER LOOP RD | COLLEGE PARK | Clayton | 310288 | 2 | Flapper Valve | 1995-09-01 | FALSE | 1995-09-01 | FALSE | Removed from Ground | Diesel | 10000 | Fiberglass | 1990-02-09 |  | Fiberglass Reinforced Plastic | Safe Suction (Euro)
TRAX INC | 1340 S PERIMETER HWY | ATLANTA | Clayton | 9031006 | 1 |  |  | TRUE |  | TRUE | Removed from Ground | Used Oil | 550 | Bare Steel | 1979-01-01 | 1991-09-01 | Unknown
LOVEJOY BP | 11205 TARA BLVD | LOVEJOY | Clayton | 9031214 | 1 | Flapper Valve | 1998-11-01 | FALSE | 1998-11-01 | FALSE | Currently in Use | Regular | 12000 | Fiberglass | 1998-11-01 |  | Fiberglass Reinforced Plastic | Pressurized
RACETRAC SVC STA #316 | 4987 RIVERDALE RD | COLLEGE PARK | Clayton | 310240 | 4 |  | 1988-01-01 |  | 1988-01-01 |  | Removed from Ground | Gas (Historical Use) | 11300 | Fiberglass | 1982-05-09 | 1998-12-16 | Fiberglass Reinforced Plastic | Pressurized
RACETRAC SVC STA #316 | 4987 RIVERDALE RD | COLLEGE PARK | Clayton | 310240 | 1 |  | 1988-01-01 |  | 1988-01-01 |  | Removed from Ground | Gas (Historical Use) | 11300 | Fiberglass | 1982-05-09 | 1998-12-16 | Fiberglass Reinforced Plastic | Pressurized
HESS #10253 | 4910 RIVERDALE RD | COLLEGE PARK | Clayton | 9031090 | 3 |  | 1993-07-01 |  | 1993-07-01 |  | Removed from Ground | Gas (Historical Use) | 10000 | Fiberglass | 1983-04-09 | 1999-07-01 | Fiberglass Reinforced Plastic | Pressurized
CUMMINS SOUTH INC | 5125 BLALOCK INDUSTRIAL BOULEVARD | COLLEGE PARK | Clayton | 10001129 | 3 |  |  | FALSE |  | FALSE | Removed from Ground | Not Marked/Tank Removed | 0 | Unknown | 1985-01-01 | 1985-01-01 | Unknown
QUIKTRIP #724 | 5390 RIVERDALE RD | COLLEGE PARK | Clayton | 9031051 | 6 | Flapper Valve | 2013-01-01 | FALSE |  | FALSE | Currently in Use | Gas (Historical Use) | 12000 | Fiberglass Double Walled | 2012-06-01 |  | Double-Walled Fiberglass | Pressurized
OMNI EXPRESS INC | 640 TERRELL MILL RD | COLLEGE PARK | Clayton | 9031133 | 1 | [5 empty] | Removed from Ground | Diesel | 20000 | Bare Steel | 1994-06-06 | 1994-06-06 | Galvanized Steel | Pressurized
CIRCLE K #191 | 5690 JONESBORO RD | LAKE CITY | Clayton | 9000599 | 4 |  |  | FALSE |  | FALSE | Removed from Ground | Gas (Historical Use) | 10000 | Composite | 1985-05-01 | 1991-10-30 | Fiberglass Reinforced Plastic
CIRCLE K #191 | 5690 JONESBORO RD | LAKE CITY | Clayton | 9000599 | 5 |  |  | FALSE |  | FALSE | Removed from Ground | Gas (Historical Use) | 10000 | Composite | 1985-05-01 | 1991-10-30 | Fiberglass Reinforced Plastic
PHILIP SERVICES/ATLANTA INC | 1642 FOREST PKWY | LAKE CITY | Clayton | 310044 | 1 |  | 1998-12-18 |  | 1998-12-18 |  | Removed from Ground | Diesel | 12000 | Cathodically Protected Steel | 1985-02-24 | 2004-03-02 | Cathodically Protected | Pressurized
J W NICHOLSON | 4481 MORELAND AVE | CONLEY | Clayton | 9031112 | 1 | [5 empty] | Removed from Ground | Other | 1 | Not Marked/Unknown | 1994-01-01 | 1994-01-01 | Not Marked
TRUCKS INC | 4120 MORELAND AVE | CONLEY | Clayton | 9031168 | 1 | [5 empty] | Removed from Ground | Diesel | 3000 | Bare Steel | 1998-11-30 | 1998-11-30 | Galvanized Steel | Safe Suction (Euro)
FED EX FREIGHTT INC | 4290 THURMAN ROAD | CONLEY | Clayton | 9031192 | 6 | Flapper Valve | 2009-01-21 | FALSE | 2009-01-21 | FALSE | Currently in Use | Diesel | 20000 | Fiberglass Double Walled | 2009-01-21 |  | Double-Walled Fiberglass | Pressurized
XPO, Inc. - BAT | 4700 GA HWY 42 | ELLENWOOD | Clayton | 4440051 | 1 |  | 1991-08-27 |  | 1991-08-27 |  | Removed from Ground | Diesel | 10000 | Bare Steel | 1974-01-01 | 1996-08-01 | Fiberglass Reinforced Plastic | Pressurized
GFA TRANSPORTATION INC | 3929 THURMOND RD | FOREST PARK | Clayton | 310140 | 1 | [5 empty] | Removed from Ground | Gas (Historical Use) | 8000 | Bare Steel | 1986-03-27 | 1991-06-10 | Galvanized Steel | Safe Suction (Euro)
SWIFT FUEL MART | 5780 RIVERDALE RD | COLLEGE PARK | Clayton | 310309 | 2 | Flapper Valve | 1994-09-07 | FALSE | 1994-09-07 | TRUE | Currently in Use | Premium | 10000 | Fiberglass | 1986-11-01 |  | Fiberglass Reinforced Plastic | Pressurized
LOVEJOY FOODMART | 11350 -A TARA BLVD | LOVEJOY | Clayton | 10000373 | 2A | Ball Float | 2002-10-11 | FALSE | 2002-10-11 | FALSE | Currently in Use | Premium | 6000 | Fiberglass | 2002-10-10 |  | Double-Walled Fiberglass | Pressurized
HESS #10253 | 4910 RIVERDALE RD | COLLEGE PARK | Clayton | 9031090 | 2 |  | 1993-07-01 |  | 1993-07-01 |  | Removed from Ground | Gas (Historical Use) | 10000 | Fiberglass | 1983-04-09 | 1999-07-01 | Fiberglass Reinforced Plastic | Pressurized
CHEMLAWN SERV CORP | 1874 SULLIVAN RD | COLLEGE PARK | Clayton | 9031034 | 2 | [5 empty] | Removed from Ground | Gas (Historical Use) | 2000 | Bare Steel | 1978-01-01 | 1993-01-01 | Unknown
FORMER AAFES PX GAS STATION | 2125 HOOD AVENUE | FORT GILLEM | Clayton | 9031201 | 206-MG3 |  | 1997-11-12 | FALSE | 1997-11-12 | FALSE | Removed from Ground | Empty | 12000 | Fiberglass Double Walled | 1997-11-12 | 2017-07-25 | Double-Walled Fiberglass | Pressurized
FORMER AAFES PX GAS STATION | 2125 HOOD AVENUE | FORT GILLEM | Clayton | 9031201 | 206-MG2 |  | 1997-11-12 | FALSE | 1997-11-12 | FALSE | Removed from Ground | Empty | 12000 | Fiberglass Double Walled | 1997-11-12 | 2017-07-25 | Double-Walled Fiberglass | Pressurized
FORT GILLEM | BUILDING 304 | FORT GILLEM | Clayton | 10001719 | 304 |  |  | FALSE |  | FALSE | Removed from Ground | Diesel | 8000 | Bare Steel | 1998-11-04 | 1998-11-04 | Bare Steel
FORMER AAFES PX GAS STATION | 2125 HOOD AVENUE | FORT GILLEM | Clayton | 9031201 | 206-MG1 |  | 1997-11-12 | FALSE | 1997-11-12 | FALSE | Removed from Ground | Empty | 12000 | Fiberglass Double Walled | 1997-11-12 | 2017-07-25 | Flex | Pressurized
ALIBHAI INVESTMENTS, INC DBA BP FOOD MART | 2901 ANVIL BLOCK RD | ELLENWOOD | Clayton | 10003378 | 2A | Flapper Valve | 2022-06-12 | FALSE | 2022-11-14 | FALSE | Currently in Use | Diesel On Road | 8000 |  | 2022-09-26 |  | Double-Walled Flex | Pressurized
ALIBHAI INVESTMENTS, INC DBA BP FOOD MART | 2901 ANVIL BLOCK RD | ELLENWOOD | Clayton | 10003378 | 1A | Flapper Valve | 2022-06-12 | FALSE | 2022-11-14 | FALSE | Currently in Use | Regular | 10000 |  | 2022-09-26 |  | Double-Walled Flex | Pressurized
ALIBHAI INVESTMENTS, INC DBA BP FOOD MART | 2901 ANVIL BLOCK RD | ELLENWOOD | Clayton | 10003378 | 1B | Flapper Valve | 2022-06-12 | FALSE | 2022-11-14 | FALSE | Currently in Use | Premium | 5000 |  | 2022-09-26 |  | Double-Walled Flex | Pressurized
CHEVRON FOOD MART | 5690 RIVERDALE RD | ATLANTA | Clayton | 10003468 | 1 | Flapper Valve | 2024-01-15 | FALSE | 2023-06-01 | FALSE | Currently in Use | Regular | 15000 | ACT 100 | 2023-02-23 |  | Galvanized Steel | Pressurized
CHEVRON FOOD MART | 5690 RIVERDALE RD | ATLANTA | Clayton | 10003468 | 1 | Flapper Valve | 2024-01-15 | FALSE | 2023-06-01 | FALSE | Currently in Use | Regular | 15000 | ACT 100 | 2023-02-23 |  | Double-Walled Flex | Pressurized
CHEVRON FOOD MART | 5690 RIVERDALE RD | ATLANTA | Clayton | 10003468 | 2B | Flapper Valve | 2024-01-15 | FALSE | 2023-06-01 | FALSE | Currently in Use | Diesel | 4000 | ACT 100 | 2023-02-23 |  | Double-Walled Flex | Pressurized
ALIBHAI INVESTMENTS, INC DBA BP FOOD MART | 2901 ANVIL BLOCK RD | ELLENWOOD | Clayton | 10003378 | 2B | Flapper Valve | 2022-06-12 | FALSE | 2022-11-14 | FALSE | Currently in Use | E-0 | 4000 |  | 2022-09-26 |  | Double-Walled Flex | Pressurized
CHEVRON FOOD MART | 5690 RIVERDALE RD | ATLANTA | Clayton | 10003468 | 2A | Flapper Valve | 2024-01-15 | FALSE | 2023-06-01 | FALSE | Currently in Use | Premium | 6000 | ACT 100 | 2023-02-23 |  | Double-Walled Flex | Pressurized
Forest Parkway C-Store | 1810 Forest Pkwy | Lake City | Clayton | 10003229 | 1A | Flapper Valve | 2021-10-22 | FALSE | 2021-10-22 | FALSE | Currently in Use | Regular | 12000 | Composite Double Walled | 2021-10-22 |  | Double-Walled Fiberglass | Pressurized
Forest Parkway C-Store | 1810 Forest Pkwy | Lake City | Clayton | 10003229 | 2A | Flapper Valve | 2021-10-22 | FALSE | 2021-10-22 | FALSE | Currently in Use | Diesel | 7000 | Composite Double Walled | 2021-10-22 |  | Double-Walled Fiberglass | Pressurized
HARTSFIELD-JACKSON ATLANTA INTERNATIONAL AIRPORT | 6000 N Terminal Pkwy | Atlanta | Clayton | UST-SLOC-600479 | 2 |  |  | TRUE |  | TRUE | Closed in Ground | Used Oil | 5000 | Bare Steel | 1968-01-01 | 1998-06-01 | Bare Steel | Gravity Fed
HARTSFIELD-JACKSON ATLANTA INTERNATIONAL AIRPORT | 6000 N Terminal Pkwy | Atlanta | Clayton | UST-SLOC-600009 | 4 | [5 empty] | Removed from Ground | Empty | 12000 | Fiberglass | 1978-05-01 | 1998-10-19 | Fiberglass Reinforced Plastic | Pressurized
HARTSFIELD-JACKSON ATLANTA INTERNATIONAL AIRPORT | 6000 N Terminal Pkwy | Atlanta | Clayton | UST-SLOC-600009 | 7 |  |  | TRUE |  | TRUE | Permanently Out of Use - historical purposes | Used Oil | 1000 |  |  | 1899-12-31 | Not Marked
Forest Parkway C-Store | 1810 Forest Pkwy | Lake City | Clayton | 10003229 | 1B | Flapper Valve | 2021-10-22 | FALSE | 2021-10-22 | FALSE | Currently in Use | Premium | 8000 | Composite Double Walled | 2021-10-22 |  | Double-Walled Fiberglass | Pressurized
QUIKTRIP #809 | 5185 Hwy 85 | Forest Park | Clayton | 10003249 | 2 | Overfill Alarm | 2022-08-09 | FALSE | 2022-07-10 | FALSE | Currently in Use | Regular | 15000 | Steel-Impressed Current | 2022-02-17 |  | Flex | Pressurized
HARTSFIELD-JACKSON ATLANTA INTERNATIONAL AIRPORT | 6000 N Terminal Pkwy | Atlanta | Clayton | UST-SLOC-310165 | 1 | [5 empty] | Removed from Ground | Other | 50000 | Cathodically Protected Steel | 1980-03-28 | 1987-01-01 | Bare Steel
HARTSFIELD-JACKSON ATLANTA INTERNATIONAL AIRPORT | 6000 N Terminal Pkwy | Atlanta | Clayton | UST-SLOC-600009 | 3 | [5 empty] | Removed from Ground | Empty | 12000 | Fiberglass | 1978-05-01 | 1998-10-19 | Fiberglass Reinforced Plastic | Pressurized
QUIKTRIP #809 | 5185 Hwy 85 | Forest Park | Clayton | 10003249 | 1 | Overfill Alarm | 2022-08-09 | FALSE | 2022-07-10 | FALSE | Currently in Use | Regular | 15000 | Steel-Impressed Current | 2022-02-17 |  | Flex | Pressurized
HARTSFIELD-JACKSON ATLANTA INTERNATIONAL AIRPORT | 6000 N Terminal Pkwy | Atlanta | Clayton | UST-SLOC-9031206 | 7 | [5 empty] | Permanently Out of Use - historical purposes | Other | 20000 | Marked Unknown |  | 1899-12-31 | Unknown | Suction (American)
ATL Tradeport | 0 Airline Museum Way | Atlanta | Clayton | UST-SLOC-9031094 | 1 | [5 empty] | Removed from Ground | Gas (Historical Use) | 0 | Marked Unknown |  | 1899-12-31 | Not Marked
HARTSFIELD-JACKSON ATLANTA INTERNATIONAL AIRPORT | 6000 N Terminal Pkwy | Atlanta | Clayton | UST-SLOC-600514 | 4 |  |  | FALSE |  | FALSE | Removed from Ground | Gas (Historical Use) | 3000
HARTSFIELD-JACKSON ATLANTA INTERNATIONAL AIRPORT | 6000 N Terminal Pkwy | Atlanta | Clayton | UST-SLOC-600479 | 1 |  |  | TRUE |  | TRUE | Removed from Ground | Used Oil | 5000 | Bare Steel | 1968-01-01 | 1998-03-04 | Bare Steel | Gravity Fed
HARTSFIELD-JACKSON ATLANTA INTERNATIONAL AIRPORT | 6000 N Terminal Pkwy | Atlanta | Clayton | UST-SLOC-9031172 | 510H |  |  | TRUE |  | TRUE | Removed from Ground | Used Oil | 1000 | Bare Steel | 1984-05-08 | 1995-11-22 | Bare Steel | Gravity Fed
KROGER FUEL CENTER | 795 North Ave | Jonesboro | Clayton | 10003264 | 1 | Flapper Valve | 2022-07-28 | FALSE | 2022-07-28 | FALSE | Currently in Use | Regular | 20000 | Fiberglass Double Walled | 2022-06-02 |  | Double-Walled Flex | Pressurized
QUIKTRIP #809 | 5185 Hwy 85 | Forest Park | Clayton | 10003249 | 3 | Overfill Alarm | 2022-08-09 | FALSE | 2022-07-10 | FALSE | Currently in Use | Regular | 15000 | Steel-Impressed Current | 2022-02-17 |  | Flex | Pressurized
HARTSFIELD-JACKSON ATLANTA INTERNATIONAL AIRPORT | 6000 N Terminal Pkwy | Atlanta | Clayton | UST-SLOC-9031172 | 501H |  | 1998-12-21 | FALSE | 1976-05-01 | FALSE | Removed from Ground |  | 12000 | Fiberglass | 1975-05-11 | 2017-04-05 | Double-Walled Fiberglass | Pressurized
HARTSFIELD-JACKSON ATLANTA INTERNATIONAL AIRPORT | 6000 N Terminal Pkwy | Atlanta | Clayton | UST-SLOC-9031206 | 3 | [5 empty] | Permanently Out of Use - historical purposes | Other | 2000 | Marked Unknown |  | 1899-12-31 | Unknown | Suction (American)
HARTSFIELD-JACKSON ATLANTA INTERNATIONAL AIRPORT | 6000 N Terminal Pkwy | Atlanta | Clayton | UST-SLOC-9031206 | 5 | [5 empty] | Permanently Out of Use - historical purposes | Gas (Historical Use) | 20000 | Marked Unknown |  | 1899-12-31 | Unknown | Suction (American)
HARTSFIELD-JACKSON ATLANTA INTERNATIONAL AIRPORT | 6000 N Terminal Pkwy | Atlanta | Clayton | UST-SLOC-600516 | GASOLINE | [5 empty] | Removed from Ground | Gas (Historical Use) | 1000 | Fiberglass | 1982-04-30 | 1998-10-01 | Bare Steel | Pressurized
HARTSFIELD-JACKSON ATLANTA INTERNATIONAL AIRPORT | 6000 N Terminal Pkwy | Atlanta | Clayton | UST-SLOC-9031206 | 4 | [5 empty] | Permanently Out of Use - historical purposes | Other | 2000 | Marked Unknown |  | 1899-12-31 | Unknown | Suction (American)
HARTSFIELD-JACKSON ATLANTA INTERNATIONAL AIRPORT | 6000 N Terminal Pkwy | Atlanta | Clayton | UST-SLOC-600513 | FUEL#OIL |  |  |  | 1992-01-01 |  | Removed from Ground | Diesel | 6000 | Cathodically Protected Steel | 1981-04-30 | 1998-10-01 | Bare Steel | Suction (American)
HARTSFIELD-JACKSON ATLANTA INTERNATIONAL AIRPORT | 6000 N Terminal Pkwy | Atlanta | Clayton | UST-SLOC-10001751 | 1 | Flapper Valve | 2009-01-01 | TRUE | 2009-01-01 | FALSE | Currently in Use | Regular | 20000 | Fiberglass Double Walled | 2009-01-01 |  | Double-Walled Fiberglass | Pressurized
HARTSFIELD-JACKSON ATLANTA INTERNATIONAL AIRPORT | 6000 N Terminal Pkwy | Atlanta | Clayton | UST-SLOC-600518 | NORTH |  | 1998-12-01 |  | 1998-12-01 |  | Removed from Ground | Diesel | 550 | Steel-Impressed Current | 1980-04-30 | 2005-08-03 | Cathodically Protected | Suction (American)
THE JUSTICE CENTER FUEL STATION | 1030 POST WAY | JONESBORO | Clayton | 10003380 | 2 | Flapper Valve | 2023-09-22 | FALSE | 2023-07-04 | FALSE | Currently in Use | Gas (Historical Use) | 20000 | Fiberglass Double Walled | 2023-06-28 |  | Double-Walled Fiberglass | Pressurized
ATL Tradeport | 0 Airline Museum Way | Atlanta | Clayton | UST-SLOC-9031095 | 1 | [5 empty] | Removed from Ground | Gas (Historical Use) | 0 | Marked Unknown |  | 1899-12-31 | Not Marked
HARTSFIELD-JACKSON ATLANTA INTERNATIONAL AIRPORT | 6000 N Terminal Pkwy | Atlanta | Clayton | UST-SLOC-9031206 | 1 | [5 empty] | Permanently Out of Use - historical purposes | Other | 20000 | Marked Unknown |  | 1899-12-31 | Unknown | Suction (American)
HARTSFIELD-JACKSON ATLANTA INTERNATIONAL AIRPORT | 6000 N Terminal Pkwy | Atlanta | Clayton | UST-SLOC-9031164 | 1 |  | 1998-12-01 |  | 1998-12-01 |  | Removed from Ground | Diesel | 5000 | Steel-Impressed Current | 1980-01-01 | 2006-01-16 | Cathodically Protected | Suction (American)
HARTSFIELD-JACKSON ATLANTA INTERNATIONAL AIRPORT | 6000 N Terminal Pkwy | Atlanta | Clayton | UST-SLOC-310165 | 7 |  | 1998-12-01 | FALSE | 1980-03-28 | FALSE | Closed in Ground | Diesel | 4000 | Steel-Impressed Current | 1980-03-28 | 2013-01-14 | Steel (Impressed Current) | Safe Suction (Euro)
HARTSFIELD-JACKSON ATLANTA INTERNATIONAL AIRPORT | 6000 N Terminal Pkwy | Atlanta | Clayton | UST-SLOC-9031172 | 503H |  | 1998-12-21 | FALSE | 1976-05-01 | FALSE | Removed from Ground | Gas (Historical Use) | 10000 | Fiberglass | 1976-05-10 | 2017-04-05 | Double-Walled Fiberglass | Pressurized
HARTSFIELD-JACKSON ATLANTA INTERNATIONAL AIRPORT | 6000 N Terminal Pkwy | Atlanta | Clayton | UST-SLOC-10001750 | 3 | Flapper Valve | 2009-02-01 | FALSE | 2009-02-01 | FALSE | Currently in Use | Regular | 20000 | Fiberglass Double Walled | 2009-01-01 |  | Double-Walled Fiberglass | Pressurized
HARTSFIELD-JACKSON ATLANTA INTERNATIONAL AIRPORT | 6000 N Terminal Pkwy | Atlanta | Clayton | UST-SLOC-10002404 | 2 | Exempted | 2014-10-15 | FALSE | 2014-10-05 | FALSE | Temporarily out of use | Diesel | 20000 | Fiberglass Double Walled | 2014-07-15 |  | Double-Walled Fiberglass | Pressurized
HARTSFIELD-JACKSON ATLANTA INTERNATIONAL AIRPORT | 6000 N Terminal Pkwy | Atlanta | Clayton | UST-SLOC-9031172 | 1 |  |  | FALSE |  | FALSE | Removed from Ground |  | 500 |  |  | 2021-03-04
Forest Parkway C-Store | 1810 Forest Pkwy | Lake City | Clayton | 10003229 | 2B | Flapper Valve | 2021-10-22 | FALSE | 2021-10-22 | FALSE | Currently in Use | E-0 | 5000 | Composite Double Walled | 2021-10-22 |  | Double-Walled Fiberglass | Pressurized
Forest Parkway C-Store | 1810 Forest Pkwy | Lake City | Clayton | 10003229 | 2C | Flapper Valve | 2021-10-22 | FALSE | 2021-10-22 | FALSE | Currently in Use | E-85 | 3000 | Composite Double Walled | 2021-10-22 |  | Double-Walled Fiberglass | Pressurized
HARTSFIELD-JACKSON ATLANTA INTERNATIONAL AIRPORT | 6000 N Terminal Pkwy | Atlanta | Clayton | UST-SLOC-600514 | 3 |  |  | FALSE |  | FALSE | Removed from Ground | Diesel | 1000
HARTSFIELD-JACKSON ATLANTA INTERNATIONAL AIRPORT | 6000 N Terminal Pkwy | Atlanta | Clayton | UST-SLOC-9031164 | 2 |  | 1998-12-01 |  | 1998-12-01 |  | Removed from Ground | Diesel | 3000 | Steel-Impressed Current | 1992-01-01 | 2006-01-16 | Cathodically Protected | Suction (American)
KROGER FUEL CENTER | 795 North Ave | Jonesboro | Clayton | 10003264 | 2B | Flapper Valve | 2022-07-28 | FALSE | 2022-07-28 | FALSE | Currently in Use | Premium | 8000 | Fiberglass Double Walled | 2022-06-02 |  | Double-Walled Flex | Pressurized
Kroger Distribution (Building C) | 2000 ANVIL BLOCK RD, BUILDING C | FOREST PARK | Clayton | 10003282 | 1 | Flapper Valve | 2021-10-13 | FALSE | 2021-02-01 | FALSE | Currently in Use | Gas (Historical Use) | 20000 | Fiberglass Double Walled | 2021-01-18 |  | Double-Walled Flex | Pressurized
THE JUSTICE CENTER FUEL STATION | 1030 POST WAY | JONESBORO | Clayton | 10003380 | 1 | Flapper Valve | 2023-09-22 | FALSE | 2023-07-04 | FALSE | Currently in Use | Gas (Historical Use) | 2000 | Fiberglass Double Walled | 2023-06-28
HARTSFIELD-JACKSON ATLANTA INTERNATIONAL AIRPORT | 6000 N Terminal Pkwy | Atlanta | Clayton | UST-SLOC-600517 | DIESEL | [5 empty] | Removed from Ground | Diesel | 550 | Bare Steel | 1975-05-02 | 1998-10-01 | Bare Steel | Pressurized
HARTSFIELD-JACKSON ATLANTA INTERNATIONAL AIRPORT | 6000 N Terminal Pkwy | Atlanta | Clayton | UST-SLOC-9031209 | 1 |  |  | TRUE |  | TRUE | Removed from Ground | Used Oil | 930 | Not Marked/Unknown | 1998-10-01 | 1998-10-01 | Not Marked
THE JUSTICE CENTER FUEL STATION | 1030 POST WAY | JONESBORO | Clayton | 10003380 | 3 | Flapper Valve | 2023-09-22 | FALSE | 2023-07-04 | FALSE | Currently in Use | Diesel | 20000 | Fiberglass Double Walled | 2023-06-28 |  | Double-Walled Fiberglass | Pressurized
HARTSFIELD-JACKSON ATLANTA INTERNATIONAL AIRPORT | 6000 N Terminal Pkwy | Atlanta | Clayton | UST-SLOC-600513 | OIL#WAT.S |  |  | FALSE |  | FALSE | Removed from Ground | Empty | 2000 | Bare Steel | 1981-04-30 |  | Bare Steel
HARTSFIELD-JACKSON ATLANTA INTERNATIONAL AIRPORT | 6000 N Terminal Pkwy | Atlanta | Clayton | UST-SLOC-600513 | STARTER.FU |  |  |  | 1992-01-01 |  | Removed from Ground | Gas (Historical Use) | 285 | Cathodically Protected Steel | 1992-01-01 | 1998-10-01 | Bare Steel | Suction (American)
HARTSFIELD-JACKSON ATLANTA INTERNATIONAL AIRPORT | 6000 N Terminal Pkwy | Atlanta | Clayton | UST-SLOC-600513 | RECYCLE.FU |  |  |  | 1992-01-01 |  | Removed from Ground | Diesel | 550 | Cathodically Protected Steel | 1992-01-01 | 1997-10-30 | Galvanized Steel | Suction (American)
HARTSFIELD-JACKSON ATLANTA INTERNATIONAL AIRPORT | 6000 N Terminal Pkwy | Atlanta | Clayton | UST-SLOC-600009 | 2 | [5 empty] | Removed from Ground | Diesel | 12000 | Fiberglass | 1978-05-01 | 1998-10-19 | Fiberglass Reinforced Plastic | Pressurized
AMOCO FOOD STORE | 2684 REX RD | ELLENWOOD | Clayton | 9031240 | 2 | Ball Float | 2000-09-28 | FALSE | 2000-09-28 | FALSE | Currently in Use | Premium | 10000 | Fiberglass | 2000-09-25 |  | Double-Walled Flex | Pressurized
QUIKTRIP #787 | 2881 FOREST PKWY | ELLENWOOD | Clayton | 10000461 | 1 | Flapper Valve | 2003-04-01 | FALSE | 2003-04-01 | FALSE | Currently in Use | Regular | 20000 | Fiberglass Double Walled | 2003-03-01 |  | Flex | Pressurized
CIRCLE K 1824 | 2693 REX RD | ELLENWOOD | Clayton | 752001 | 1 |  | 1993-09-27 |  | 1993-09-27 |  | Removed from Ground | Gas (Historical Use) | 10000 | Fiberglass | 1987-10-01 | 2010-07-27 | Fiberglass Reinforced Plastic | Pressurized
SECO PROPERTIES | 2590 CAMPBELL BLVD | ELLENWOOD | Clayton | 9000300 | 10 |  |  | TRUE |  | TRUE | Removed from Ground | Used Oil | 2000 | Bare Steel | 1971-04-03 | 1998-12-11 | Bare Steel | Gravity Fed
HARTSFIELD-JACKSON ATLANTA INTERNATIONAL AIRPORT | 6000 N Terminal Pkwy | Atlanta | Clayton | UST-SLOC-9031162 | SOUTHVAULT | Flapper Valve | 1998-12-01 | FALSE | 1998-12-01 | FALSE | Closed in Ground | Diesel | 5000 | Steel-Impressed Current | 1992-08-01 | 2019-09-10 | Steel (Impressed Current) | Suction (American)
HARTSFIELD-JACKSON ATLANTA INTERNATIONAL AIRPORT | 6000 N Terminal Pkwy | Atlanta | Clayton | UST-SLOC-600513 | OIL#WAT.SE |  |  | FALSE |  | FALSE | Removed from Ground | Empty | 2000 | Bare Steel | 1981-04-30 |  | Bare Steel
HARTSFIELD-JACKSON ATLANTA INTERNATIONAL AIRPORT | 6000 N Terminal Pkwy | Atlanta | Clayton | UST-SLOC-310163 | 1 | [5 empty] | Removed from Ground | Diesel | 5000 | Bare Steel | 1965-01-01 | 1992-05-15 | Copper | Suction (American)
HARTSFIELD-JACKSON ATLANTA INTERNATIONAL AIRPORT | 6000 N Terminal Pkwy | Atlanta | Clayton | UST-SLOC-9031172 | 509H |  |  | TRUE |  | TRUE | Removed from Ground | Other | 1000 | Fiberglass | 1976-01-01 | 1990-02-09 | Bare Steel | Gravity Fed
HARTSFIELD-JACKSON ATLANTA INTERNATIONAL AIRPORT | 6000 N Terminal Pkwy | Atlanta | Clayton | UST-SLOC-10001746 | 1 | Flapper Valve | 2009-03-01 | FALSE | 2009-03-01 | FALSE | Currently in Use | Regular | 20000 | Fiberglass Double Walled | 2009-03-01 |  | Double-Walled Fiberglass | Pressurized
HARTSFIELD-JACKSON ATLANTA INTERNATIONAL AIRPORT | 6000 N Terminal Pkwy | Atlanta | Clayton | UST-SLOC-600517 | GASOLINE | [5 empty] | Removed from Ground | Gas (Historical Use) | 550 | Bare Steel | 1975-05-02 | 1998-10-01 | Galvanized Steel | Pressurized
HARTSFIELD-JACKSON ATLANTA INTERNATIONAL AIRPORT | 6000 N Terminal Pkwy | Atlanta | Clayton | UST-SLOC-600516 | 3 |  |  | FALSE |  | FALSE | Removed from Ground |  | 400
HARTSFIELD-JACKSON ATLANTA INTERNATIONAL AIRPORT | 6000 N Terminal Pkwy | Atlanta | Clayton | UST-SLOC-10001750 | 1 | Flapper Valve | 2009-02-01 | FALSE | 2009-02-01 | FALSE | Currently in Use | Regular | 20000 | Fiberglass Double Walled | 2009-01-01 |  | Double-Walled Fiberglass | Pressurized
HARTSFIELD-JACKSON ATLANTA INTERNATIONAL AIRPORT | 6000 N Terminal Pkwy | Atlanta | Clayton | UST-SLOC-9031206 | 8 | [5 empty] | Permanently Out of Use - historical purposes | Other | 10000 | Bare Steel |  | 1899-12-31 | Unknown | Gravity Fed
HARTSFIELD-JACKSON ATLANTA INTERNATIONAL AIRPORT | 6000 N Terminal Pkwy | Atlanta | Clayton | UST-SLOC-9031206 | 2 | [5 empty] | Permanently Out of Use - historical purposes | Other | 20000 | Marked Unknown |  | 1899-12-31 | Unknown | Suction (American)
HARTSFIELD-JACKSON ATLANTA INTERNATIONAL AIRPORT | 6000 N Terminal Pkwy | Atlanta | Clayton | UST-SLOC-9031172 | 508H |  |  | TRUE |  | TRUE | Removed from Ground | Other | 4000 | Fiberglass | 1976-05-10 | 1989-12-01 | Bare Steel | Gravity Fed
HARTSFIELD-JACKSON ATLANTA INTERNATIONAL AIRPORT | 6000 N Terminal Pkwy | Atlanta | Clayton | UST-SLOC-9031206 | 9 | [5 empty] | Permanently Out of Use - historical purposes | Other | 10000 | Bare Steel |  | 1899-12-31 | Unknown | Gravity Fed
HARTSFIELD-JACKSON ATLANTA INTERNATIONAL AIRPORT | 6000 N Terminal Pkwy | Atlanta | Clayton | UST-SLOC-10001750 | 2 | Flapper Valve | 2009-02-01 | FALSE | 2009-02-01 | FALSE | Currently in Use | Regular | 20000 | Fiberglass Double Walled | 2009-01-01 |  | Double-Walled Fiberglass | Pressurized
HARTSFIELD-JACKSON ATLANTA INTERNATIONAL AIRPORT | 6000 N Terminal Pkwy | Atlanta | Clayton | UST-SLOC-600514 | DIESEL | [5 empty] | Removed from Ground | Empty | 550 | Bare Steel | 1972-05-02 | 1998-10-01 | Bare Steel
HARTSFIELD-JACKSON ATLANTA INTERNATIONAL AIRPORT | 6000 N Terminal Pkwy | Atlanta | Clayton | UST-SLOC-600009 | 6 | [5 empty] | Removed from Ground | Other | 25000 | Bare Steel | 1972-05-02 | 1899-12-31 | Galvanized Steel
HARTSFIELD-JACKSON ATLANTA INTERNATIONAL AIRPORT | 6000 N Terminal Pkwy | Atlanta | Clayton | UST-SLOC-310165 | 2 | [5 empty] | Removed from Ground | Other | 50000 | Cathodically Protected Steel | 1980-03-28 | 1987-01-01 | Bare Steel | Suction (American)
HARTSFIELD-JACKSON ATLANTA INTERNATIONAL AIRPORT | 6000 N Terminal Pkwy | Atlanta | Clayton | UST-SLOC-600479 | 62 | [5 empty] | Removed from Ground | Other | 10000 | Bare Steel | 1968-01-01 | 1998-03-09 | Bare Steel | Pressurized
HARTSFIELD-JACKSON ATLANTA INTERNATIONAL AIRPORT | 6000 N Terminal Pkwy | Atlanta | Clayton | UST-SLOC-600009 | 1 | [5 empty] | Removed from Ground | Empty | 5000 | Fiberglass | 1978-05-01 | 1998-10-19 | Fiberglass Reinforced Plastic | Pressurized
HARTSFIELD-JACKSON ATLANTA INTERNATIONAL AIRPORT | 6000 N Terminal Pkwy | Atlanta | Clayton | UST-SLOC-600479 | 61 | [5 empty] | Removed from Ground | Gas (Historical Use) | 10000 | Bare Steel | 1968-01-01 | 1998-03-09 | Bare Steel | Safe Suction (Euro)
HARTSFIELD-JACKSON ATLANTA INTERNATIONAL AIRPORT | 6000 N Terminal Pkwy | Atlanta | Clayton | UST-SLOC-600479 | 60 | [5 empty] | Removed from Ground | Other | 2000 | Bare Steel | 1968-01-01 | 1998-03-09 | Bare Steel | Safe Suction (Euro)
HARTSFIELD-JACKSON ATLANTA INTERNATIONAL AIRPORT | 6000 N Terminal Pkwy | Atlanta | Clayton | UST-SLOC-10001747 | 1 | Flapper Valve | 2009-03-01 | FALSE | 2009-03-01 | FALSE | Currently in Use | Regular | 12000 | Fiberglass Double Walled | 2009-01-01 |  | Double-Walled Fiberglass | Pressurized
HARTSFIELD-JACKSON ATLANTA INTERNATIONAL AIRPORT | 6000 N Terminal Pkwy | Atlanta | Clayton | UST-SLOC-600167 | 2 |  | 1980-01-01 | FALSE | 2014-08-18 | FALSE | Closed in Ground | Empty | 1500 | Bare Steel | 1980-01-01 |  | Steel (Impressed Current) | Suction (American)
B P FOOD STORE | 5210 GA HWY 42 | ELLENWOOD | Clayton | 9031050 | 4 | Ball Float | 1993-12-01 |  | 1993-12-01 |  | Currently in Use | Diesel | 8000 | Galvanic (STIP-3) | 1987-01-01 |  | Fiberglass Reinforced Plastic | Pressurized
B P FOOD STORE | 5210 GA HWY 42 | ELLENWOOD | Clayton | 9031050 | 1 | Ball Float | 1993-12-01 | FALSE | 1993-12-01 | FALSE | Currently in Use | Regular | 10000 | Galvanic (STIP-3) | 1987-01-01 |  | Fiberglass Reinforced Plastic | Pressurized
FEDEX GROUND - ATLA 303 | 4665 S PARK BLVD | ELLENWOOD | Clayton | 9031102 | 3 | Overfill Alarm | 2008-06-01 | FALSE | 2008-06-01 | FALSE | Currently in Use | Diesel | 30000 | Fiberglass Double Walled | 2008-06-01 |  | Double-Walled Flex | Pressurized
B P FOOD STORE | 5210 GA HWY 42 | ELLENWOOD | Clayton | 9031050 | 2 | Ball Float | 1993-12-01 | FALSE | 1993-12-01 | FALSE | Currently in Use | Premium | 10000 | Galvanic (STIP-3) | 1987-01-01 |  | Fiberglass Reinforced Plastic | Pressurized
QUIKTRIP #787 | 2881 FOREST PKWY | ELLENWOOD | Clayton | 10000461 | 2 | Flapper Valve | 2003-04-01 | FALSE | 2003-04-01 | FALSE | Currently in Use | Regular | 20000 | Fiberglass Double Walled | 2003-03-01 |  | Flex | Pressurized
CIRCLE K 1824 | 2693 REX RD | ELLENWOOD | Clayton | 752001 | 2 |  | 1993-09-27 |  | 1993-09-27 |  | Removed from Ground | Gas (Historical Use) | 10000 | Fiberglass | 1987-10-01 | 2010-07-27 | Fiberglass Reinforced Plastic | Pressurized
PRIME EQUIPMENT #418 | 1789 FOREST PKWY | FOREST PARK | Clayton | 9031033 | 3 | [5 empty] | Removed from Ground | Diesel | 3000 | Cathodically Protected Steel | 1987-01-01 | 1999-01-26 | Fiberglass Reinforced Plastic | Suction (American)
SECO PROPERTIES | 2590 CAMPBELL BLVD | ELLENWOOD | Clayton | 9000300 | 11 |  | 1993-10-01 | FALSE | 1993-10-01 | FALSE | Removed from Ground | Diesel | 30000 | Fiberglass Double Walled | 1993-10-14 |  |  | Pressurized
EXXON FOOD MART | 1785 PANOLA RD | ELLENWOOD | Clayton | 750014 | 3 |  | 1993-09-01 | FALSE | 1993-09-01 | FALSE | Currently in Use | Gas (Historical Use) | 10000 | Composite | 1990-01-01 |  | Fiberglass Reinforced Plastic
QUIKTRIP #809 | 5185 Hwy 85 | Forest Park | Clayton | 10003249 | 5 | Overfill Alarm | 2022-08-09 | FALSE | 2022-07-10 | FALSE | Currently in Use | Diesel | 15000 | Steel-Impressed Current | 2022-02-17 |  | Flex | Pressurized
QUIKTRIP #809 | 5185 Hwy 85 | Forest Park | Clayton | 10003249 | 4 | Overfill Alarm | 2022-08-09 | FALSE | 2022-07-10 | FALSE | Currently in Use | Premium | 15000 | Steel-Impressed Current | 2022-02-17 |  | Flex | Pressurized
HARTSFIELD-JACKSON ATLANTA INTERNATIONAL AIRPORT | 6000 N Terminal Pkwy | Atlanta | Clayton | UST-SLOC-310163 | 2 | [5 empty] | Removed from Ground | Diesel | 500 | Bare Steel | 1965-01-01 | 1992-05-15 | Copper | Suction (American)
HARTSFIELD-JACKSON ATLANTA INTERNATIONAL AIRPORT | 6000 N Terminal Pkwy | Atlanta | Clayton | UST-SLOC-9031172 | 505H | [5 empty] | Removed from Ground | Other | 3000 | Bare Steel | 1978-05-10 | 1986-01-01 | Bare Steel | Gravity Fed
HARTSFIELD-JACKSON ATLANTA INTERNATIONAL AIRPORT | 6000 N Terminal Pkwy | Atlanta | Clayton | UST-SLOC-600516 | DIESEL | [5 empty] | Removed from Ground | Diesel | 1000 | Fiberglass | 1982-04-30 | 1998-10-01 | Bare Steel | Pressurized
BP | 600 MIRROR LAKE RD | ATLANTA | Clayton | 10003358 | 1 | Overfill Alarm | 2022-08-01 | FALSE | 2022-08-01 | FALSE | Currently in Use | Diesel | 15000 | Fiberglass Double Walled | 2022-08-01 |  |  | Pressurized
BP | 600 MIRROR LAKE RD | ATLANTA | Clayton | 10003358 | 1 | Overfill Alarm | 2022-08-01 | FALSE | 2022-08-01 | FALSE | Currently in Use | Diesel | 15000 | Fiberglass Double Walled | 2022-08-01 |  |  | Pressurized
BP | 600 MIRROR LAKE RD | ATLANTA | Clayton | 10003358 | 1 | Overfill Alarm | 2022-08-01 | FALSE | 2022-08-01 | FALSE | Currently in Use | Diesel | 15000 | Fiberglass Double Walled | 2022-08-01 |  |  | Pressurized
BP | 600 MIRROR LAKE RD | ATLANTA | Clayton | 10003358 | 1 | Overfill Alarm | 2022-08-01 | FALSE | 2022-08-01 | FALSE | Currently in Use | Diesel | 15000 | Fiberglass Double Walled | 2022-08-01 |  |  | Pressurized
BP | 600 MIRROR LAKE RD | ATLANTA | Clayton | 10003358 | 1 | Overfill Alarm | 2022-08-01 | FALSE | 2022-08-01 | FALSE | Currently in Use | Premium | 15000 | Fiberglass Double Walled | 2022-08-01 |  |  | Pressurized
BP | 600 MIRROR LAKE RD | ATLANTA | Clayton | 10003358 | 1 | Overfill Alarm | 2022-08-01 | FALSE | 2022-08-01 | FALSE | Currently in Use | Premium | 15000 | Fiberglass Double Walled | 2022-08-01 |  |  | Pressurized
BP | 600 MIRROR LAKE RD | ATLANTA | Clayton | 10003358 | 1 | Overfill Alarm | 2022-08-01 | FALSE | 2022-08-01 | FALSE | Currently in Use | Premium | 15000 | Fiberglass Double Walled | 2022-08-01 |  |  | Pressurized
BP | 600 MIRROR LAKE RD | ATLANTA | Clayton | 10003358 | 1 | Overfill Alarm | 2022-08-01 | FALSE | 2022-08-01 | FALSE | Currently in Use | Premium | 15000 | Fiberglass Double Walled | 2022-08-01 |  |  | Pressurized
PRIME EQUIPMENT #418 | 1789 FOREST PKWY | FOREST PARK | Clayton | 9031033 | 1 | [5 empty] | Removed from Ground | Empty | 3000 | Cathodically Protected Steel | 1983-01-01 | 1999-01-26 | Fiberglass Reinforced Plastic | Suction (American)
B P FOOD STORE | 5210 GA HWY 42 | ELLENWOOD | Clayton | 9031050 | 5 | Ball Float | 1993-12-01 |  | 1993-12-01 |  | Temporarily out of use | Kerosene | 4000 | Galvanic (STIP-3) | 1987-01-01 |  | Fiberglass Reinforced Plastic | Pressurized
EXXON FOOD MART | 2360 ANVIL BLOCK RD | ELLENWOOD | Clayton | 9031249 | 1 | Ball Float | 2001-05-03 | FALSE | 2001-05-03 | FALSE | Currently in Use | Regular | 15000 | Epoxy Double-Walled | 2001-05-01 |  | Flex | Pressurized
QUIKTRIP #787 | 2881 FOREST PKWY | ELLENWOOD | Clayton | 10000461 | 5 | Flapper Valve | 2003-04-01 | FALSE | 2003-04-01 | FALSE | Currently in Use | Diesel | 20000 | Fiberglass Double Walled | 2003-03-01 |  | Double-Walled Fiberglass | Pressurized
HARTSFIELD-JACKSON ATLANTA INTERNATIONAL AIRPORT | 6000 N Terminal Pkwy | Atlanta | Clayton | UST-SLOC-310165 | 10 |  | 1998-12-01 |  | 1980-03-28 |  | Closed in Ground | Diesel | 4000 | Steel-Impressed Current | 1980-03-28 | 2013-04-03 | Steel (Impressed Current) | Safe Suction (Euro)
HARTSFIELD-JACKSON ATLANTA INTERNATIONAL AIRPORT | 6000 N Terminal Pkwy | Atlanta | Clayton | UST-SLOC-600479 | 65 | [5 empty] | Removed from Ground | Other | 5000 | Bare Steel | 1968-01-01 | 1998-03-09 | Bare Steel | Pressurized
HARTSFIELD-JACKSON ATLANTA INTERNATIONAL AIRPORT | 6000 N Terminal Pkwy | Atlanta | Clayton | UST-SLOC-600479 | 63B | [5 empty] | Removed from Ground | Other | 2500 | Bare Steel | 1968-01-01 | 1998-03-09 | Bare Steel | Safe Suction (Euro)
HARTSFIELD-JACKSON ATLANTA INTERNATIONAL AIRPORT | 6000 N Terminal Pkwy | Atlanta | Clayton | UST-SLOC-9031172 | 507H |  |  | TRUE |  | TRUE | Removed from Ground | Used Oil | 4000 | Fiberglass | 1976-05-10 | 1989-12-01 | Bare Steel
HARTSFIELD-JACKSON ATLANTA INTERNATIONAL AIRPORT | 6000 N Terminal Pkwy | Atlanta | Clayton | UST-SLOC-10002404 | 1 | Flapper Valve | 2014-10-05 | FALSE | 2014-10-05 | FALSE | Currently in Use | Diesel | 20000 | Fiberglass Double Walled | 2014-07-15 |  | Double-Walled Fiberglass | Pressurized
HARTSFIELD-JACKSON ATLANTA INTERNATIONAL AIRPORT | 6000 N Terminal Pkwy | Atlanta | Clayton | UST-SLOC-10001749 | 2 | Flapper Valve | 2009-03-01 | FALSE | 2009-03-01 | FALSE | Currently in Use | Regular | 20000 | Fiberglass Double Walled | 2009-01-01 |  | Double-Walled Fiberglass | Pressurized
HARTSFIELD-JACKSON ATLANTA INTERNATIONAL AIRPORT | 6000 N Terminal Pkwy | Atlanta | Clayton | UST-SLOC-600518 | SOUTH-2 | Flapper Valve | 1998-12-01 | FALSE | 1998-12-01 | FALSE | Closed in Ground | Diesel | 250 | Steel-Impressed Current | 1980-04-30 |  | Fiberglass Reinforced Plastic | Suction (American)
ELLENWOOD CHEVRON INC | 5195 HIGHWAY 42 | ELLENWOOD | Clayton | 9031239 | 3 | Flapper Valve | 2000-09-26 | FALSE | 2000-09-26 | FALSE | Currently in Use | Regular | 12000 | Fiberglass | 2000-09-17 |  | Fiberglass Reinforced Plastic | Pressurized
EXXON FOOD MART | 2360 ANVIL BLOCK RD | ELLENWOOD | Clayton | 9031249 | 2 | Ball Float | 2001-05-03 | FALSE | 2001-05-03 | FALSE | Currently in Use | Premium | 12000 | Epoxy Double-Walled | 2001-05-01 |  | Flex | Pressurized
QUIKTRIP #787 | 2881 FOREST PKWY | ELLENWOOD | Clayton | 10000461 | 3 | Flapper Valve | 2003-04-01 | FALSE | 2003-04-01 | FALSE | Currently in Use | Premium | 12000 | Fiberglass Double Walled | 2003-03-01 |  | Flex | Pressurized
CIRCLE K 1824 | 2693 REX RD | ELLENWOOD | Clayton | 752001 | 3 |  | 1993-09-27 |  | 1993-09-27 |  | Removed from Ground | Gas (Historical Use) | 10000 | Fiberglass | 1987-10-01 | 2010-07-27 | Fiberglass Reinforced Plastic | Pressurized
PRIME EQUIPMENT #418 | 1789 FOREST PKWY | FOREST PARK | Clayton | 9031033 | 2 | [5 empty] | Removed from Ground | Gas (Historical Use) | 3000 | Cathodically Protected Steel | 1987-01-01 | 1999-01-26 | Fiberglass Reinforced Plastic | Suction (American)
MURPHY STORE #8761 | 2920 ANVIL BLOCK RD | ELLENWOOD | Clayton | 10002452 | 1 | Flapper Valve | 2015-06-01 | FALSE | 2015-06-01 | FALSE | Currently in Use | Regular | 20000 | Fiberglass Double Walled | 2015-06-01 |  | Double-Walled Fiberglass | Pressurized
MURPHY STORE #8761 | 2920 ANVIL BLOCK RD | ELLENWOOD | Clayton | 10002452 | 1 | Flapper Valve | 2015-06-01 | FALSE | 2015-06-01 | FALSE | Currently in Use | Regular | 20000 | Fiberglass Double Walled | 2015-06-01 |  | Double-Walled Fiberglass | Pressurized
MURPHY STORE #8761 | 2920 ANVIL BLOCK RD | ELLENWOOD | Clayton | 10002452 | 1 | Flapper Valve | 2015-06-01 | FALSE | 2015-06-01 | FALSE | Currently in Use | Regular | 20000 | Fiberglass Double Walled | 2015-06-01 |  | Double-Walled Fiberglass | Pressurized
MURPHY STORE #8761 | 2920 ANVIL BLOCK RD | ELLENWOOD | Clayton | 10002452 | 1 | Flapper Valve | 2015-06-01 | FALSE | 2015-06-01 | FALSE | Currently in Use | Regular | 20000 | Fiberglass Double Walled | 2015-06-01 |  | Double-Walled Fiberglass | Pressurized
HARTSFIELD-JACKSON ATLANTA INTERNATIONAL AIRPORT | 6000 N Terminal Pkwy | Atlanta | Clayton | UST-SLOC-310165 | 3 | [5 empty] | Removed from Ground | Other | 50000 | Cathodically Protected Steel | 1980-03-28 | 1987-01-01 | Bare Steel
HARTSFIELD-JACKSON ATLANTA INTERNATIONAL AIRPORT | 6000 N Terminal Pkwy | Atlanta | Clayton | UST-SLOC-10001746 | 2 | Flapper Valve | 2009-03-01 | FALSE | 2009-03-01 | FALSE | Currently in Use | Regular | 20000 | Fiberglass Double Walled | 2009-03-01 |  | Double-Walled Fiberglass | Pressurized
SECO PROPERTIES | 2590 CAMPBELL BLVD | ELLENWOOD | Clayton | 9000300 | 15 |  | 1993-10-01 | FALSE | 1993-10-01 | FALSE | Removed from Ground | Diesel | 30000 | Fiberglass Double Walled | 1993-10-14 |  |  | Pressurized
JP LOVEJOY | 11469 E LOVEJOY RD | HAMPTON | Clayton | 10002050 | 2 | Ball Float | 2011-12-01 | FALSE | 2011-12-01 | FALSE | Currently in Use | Premium | 8000 | Epoxy Double-Walled | 2011-11-01 |  | Double-Walled Flex | Pressurized
CHEVRON FOOD STORE | 3441 MT ZION RD | STOCKBRIDGE | Clayton | 10000347 | 1 | Ball Float | 2002-12-16 | FALSE | 2002-12-16 | FALSE | Currently in Use | Regular | 12000 | Fiberglass | 2002-12-16 |  | Double-Walled Fiberglass | Pressurized
HARTSFIELD-JACKSON ATLANTA INTERNATIONAL AIRPORT | 6000 N Terminal Pkwy | Atlanta | Clayton | UST-SLOC-600518 | SOUTH |  | 1998-12-01 |  | 1998-12-01 |  | Removed from Ground | Diesel | 550 | Steel-Impressed Current | 1980-04-30 | 2006-02-22 | Steel (Impressed Current) | Suction (American)
FEDEX GROUND - ATLA 303 | 4665 S PARK BLVD | ELLENWOOD | Clayton | 9031102 | 2 | Overfill Alarm | 2008-06-26 | FALSE | 2008-06-26 | FALSE | Currently in Use | Diesel | 30000 | Fiberglass Double Walled | 2008-06-01 |  | Double-Walled Flex | Pressurized
SECO PROPERTIES | 2590 CAMPBELL BLVD | ELLENWOOD | Clayton | 9000300 | 1 | [5 empty] | Removed from Ground | Other | 3000 | Bare Steel | 1971-04-03 | 1998-12-11 | Bare Steel | Suction (American)
EXXON FOOD MART | 1785 PANOLA RD | ELLENWOOD | Clayton | 750014 | 4 | Flapper Valve | 1993-09-01 | FALSE | 1993-09-01 | FALSE | Currently in Use | Gas (Historical Use) | 10000 | Composite | 1990-01-01 |  | Fiberglass Reinforced Plastic
FEDEX GROUND - ATLA 303 | 4665 S PARK BLVD | ELLENWOOD | Clayton | 9031102 | 4 | Flapper Valve |  | FALSE | 2020-02-13 | FALSE | Currently in Use | OTR 8332 G(Diesel Additive) | 1500 | Fiberglass Double Walled | 2020-02-13 |  | Double-Walled Flex | Safe Suction (Euro)
FEDEX GROUND - ATLA 303 | 4665 S PARK BLVD | ELLENWOOD | Clayton | 9031102 | 5 | Overfill Alarm |  | FALSE | 2020-02-13 | FALSE | Currently in Use | Biodiesel B5 to B20 | 20000 | Fiberglass Double Walled | 2020-02-13 |  | Double-Walled Flex | Safe Suction (Euro)
ESTATE OF IRIS W ADAIR | 2530 OLD ANVIL BLOCK ROAD | ELLENWOOD | Clayton | 10001491 | 2 |  |  | FALSE |  | FALSE | Removed from Ground |  | 250 | Bare Steel | 2008-02-12 | 2008-02-12
SECO PROPERTIES | 2590 CAMPBELL BLVD | ELLENWOOD | Clayton | 9000300 | 3 | [5 empty] | Removed from Ground | Diesel | 10000 | Bare Steel | 1979-04-03 | 1998-12-11 | Galvanized Steel | Pressurized
EXXON FOOD MART | 1785 PANOLA RD | ELLENWOOD | Clayton | 750014 | 2 | [5 empty] | Removed from Ground | Gas (Historical Use) | 12000 | Bare Steel | 1976-03-05 | 1990-01-02 | Galvanized Steel
CONLEY SUPER STATION | 807 CONLEY RD | ATLANTA | Clayton | 9031068 | 3 |  | 1999-01-01 |  | 1999-01-01 |  | Removed from Ground | Gas (Historical Use) | 8000 | Steel-Impressed Current | 1999-01-01 | 2002-08-27 | Cathodically Protected | Safe Suction (Euro)
FAA ATLANTA | 1106 M H Jackson Service Road | Atlanta | Clayton | UST-SLOC-310107 | 1 | [5 empty] | Removed from Ground | Diesel | 550 | Bare Steel | 1976-04-23 | 1997-02-06 | Copper
FAA ATLANTA | 1106 M H Jackson Service Road | Atlanta | Clayton | UST-SLOC-600641 | 1 | [5 empty] | Removed from Ground | Diesel | 2000 | Bare Steel | 1985-04-21 | 1998-08-18 | Copper
HARTSFIELD-JACKSON ATLANTA INTERNATIONAL AIRPORT | 6000 N Terminal Pkwy | Atlanta | Clayton | UST-SLOC-310165 | 4 | [5 empty] | Removed from Ground | Empty | 2000 | Fiberglass | 1980-03-28 | 1899-12-31 | Bare Steel
HARTSFIELD-JACKSON ATLANTA INTERNATIONAL AIRPORT | 6000 N Terminal Pkwy | Atlanta | Clayton | UST-SLOC-310165 | 5 | Flapper Valve | 1998-12-01 | FALSE | 1980-03-28 | FALSE | Closed in Ground | Diesel | 1000 | Steel-Impressed Current | 1980-03-28 | 2019-03-19 | Steel (Impressed Current) | Suction (American)
EXXON FOOD MART | 1785 PANOLA RD | ELLENWOOD | Clayton | 750014 | 5 |  | 1993-09-01 | FALSE | 1993-09-01 | FALSE | Temporarily out of use | Gas (Historical Use) | 10000 | Composite | 1990-01-01 |  | Fiberglass Reinforced Plastic
CW GRANT RIGHT OF WAY PARCEL 97 | 3910 OLD DIXIE ROAD | ATLANTA | Clayton | 10002375 | 3 |  |  | FALSE |  | FALSE | Removed from Ground | Not Marked/Tank Removed | 8000 | Unknown | 2014-08-27 | 2014-08-27 | Unknown
CONLEY SUPER STATION | 807 CONLEY RD | ATLANTA | Clayton | 9031068 | 1 |  | 1999-01-01 |  | 1999-01-01 |  | Removed from Ground | Gas (Historical Use) | 8000 | Steel-Impressed Current | 1999-01-01 | 2002-08-27 | Cathodically Protected | Suction (American)
DAVIDSON PARKWAY EXXON | 7347 DAVIDSON PKWY | STOCKBRIDGE | Clayton | 9075017 | 1 | Ball Float | 1998-03-01 | FALSE | 1998-03-01 | FALSE | Currently in Use | Regular | 12000 | Fiberglass | 1988-01-01 |  | Fiberglass Reinforced Plastic | Pressurized
KROGER GA 369 | 3618 HWY 138 SE | STOCKBRIDGE | Clayton | 10001659 | 2B | Overfill Alarm | 2009-01-27 | FALSE | 2009-01-20 | FALSE | Currently in Use | Premium | 8000 | Fiberglass Double Walled | 2009-01-13 |  |  | Pressurized
SECO PROPERTIES | 2590 CAMPBELL BLVD | ELLENWOOD | Clayton | 9000300 | 6 | [5 empty] | Removed from Ground | Diesel | 12000 | Bare Steel | 1971-04-02 | 1998-12-11 | Galvanized Steel | Pressurized
Jack Cooper Transport Co. Inc. | 25 SOUTHSIDE IND PKWY SE | ATLANTA | Clayton | 9060313 | 1 | [5 empty] | Removed from Ground | Diesel | 10000 | Bare Steel | 1978-05-08 | 1995-08-01 | Galvanized Steel
Jack Cooper Transport Co. Inc. | 25 SOUTHSIDE IND PKWY SE | ATLANTA | Clayton | 9060313 | 7 | Ball Float | 1995-08-15 | FALSE | 1995-08-15 | FALSE | Closed in Ground | Diesel | 30000 | Fiberglass | 1995-08-08 | 2020-07-14 | Double-Walled Flex | Pressurized
TARA VALERO | 11200 TARA BLVD | HAMPTON | Clayton | 9031225 | 2 | Ball Float | 1999-11-24 | FALSE | 1999-11-24 | FALSE | Currently in Use | Premium | 12000 | Epoxy | 1999-11-24 |  | Fiberglass Reinforced Plastic | Pressurized
LOVEJOY SHELL FOOD MART | 2471 MCDONOUGH RD | HAMPTON | Clayton | 10001717 | 2 | Ball Float | 2008-09-04 | FALSE | 2008-09-04 | FALSE | Currently in Use | Diesel | 8000 | Composite Double Walled | 2008-09-04 |  | Double-Walled Fiberglass | Pressurized
SHELL FOOD MART | 7348 DAVIDSON DR | STOCKBRIDGE | Clayton | 310316 | 2 | Flapper Valve | 1986-01-01 | FALSE | 1986-01-01 | FALSE | Temporarily out of use | Gas (Historical Use) | 10000 | Galvanic (STIP-3) | 1986-01-01 |  | Galvanized Steel | Pressurized
MURPHY STORE #8761 | 2920 ANVIL BLOCK RD | ELLENWOOD | Clayton | 10002452 | 2A | Flapper Valve | 2015-06-01 | FALSE | 2015-06-01 | FALSE | Currently in Use | Diesel | 12000 | Fiberglass Double Walled | 2015-06-01 |  | Double-Walled Fiberglass | Pressurized
MURPHY STORE #8761 | 2920 ANVIL BLOCK RD | ELLENWOOD | Clayton | 10002452 | 2A | Flapper Valve | 2015-06-01 | FALSE | 2015-06-01 | FALSE | Currently in Use | Diesel | 12000 | Fiberglass Double Walled | 2015-06-01 |  | Double-Walled Fiberglass | Pressurized
MURPHY STORE #8761 | 2920 ANVIL BLOCK RD | ELLENWOOD | Clayton | 10002452 | 2A | Flapper Valve | 2015-06-01 | FALSE | 2015-06-01 | FALSE | Currently in Use | Diesel | 12000 | Fiberglass Double Walled | 2015-06-01 |  | Double-Walled Fiberglass | Pressurized
MURPHY STORE #8761 | 2920 ANVIL BLOCK RD | ELLENWOOD | Clayton | 10002452 | 2A | Flapper Valve | 2015-06-01 | FALSE | 2015-06-01 | FALSE | Currently in Use | Diesel | 12000 | Fiberglass Double Walled | 2015-06-01 |  | Double-Walled Fiberglass | Pressurized
SECO PROPERTIES | 2590 CAMPBELL BLVD | ELLENWOOD | Clayton | 9000300 | 2 | [5 empty] | Removed from Ground | Diesel | 10000 | Bare Steel | 1979-04-03 | 1998-11-30 | Bare Steel | Pressurized
SECO PROPERTIES | 2590 CAMPBELL BLVD | ELLENWOOD | Clayton | 9000300 | 8 | [5 empty] | Removed from Ground | Other | 1000 | Bare Steel | 1973-04-03 | 1998-12-11 | Bare Steel | Suction (American)
SECO PROPERTIES | 2590 CAMPBELL BLVD | ELLENWOOD | Clayton | 9000300 | 9 | [5 empty] | Removed from Ground | Other | 5000 | Bare Steel | 1971-04-03 | 1998-12-11 | Bare Steel | Suction (American)
CW GRANT RIGHT OF WAY PARCEL 97 | 3910 OLD DIXIE ROAD | ATLANTA | Clayton | 10002375 | 2 |  |  | FALSE |  | FALSE | Removed from Ground | Not Marked/Tank Removed | 8000 | Unknown | 2014-08-27 | 2014-08-27 | Unknown
Jack Cooper Transport Co. Inc. | 25 SOUTHSIDE IND PKWY SE | ATLANTA | Clayton | 9060313 | 4 | [5 empty] | Removed from Ground | Gas (Historical Use) | 3000 | Bare Steel | 1978-05-08 | 1995-08-01 | Bare Steel
Jack Cooper Transport Co. Inc. | 25 SOUTHSIDE IND PKWY SE | ATLANTA | Clayton | 9060313 | 5 | [5 empty] | Removed from Ground | Other | 7000 | Bare Steel | 1978-05-08 | 1995-08-01 | Galvanized Steel
Hastings Food Mart | 11673 HASTINGS BRIDGE RD | HAMPTON | Clayton | 9031217 | 1 | Ball Float | 1999-03-17 | FALSE | 1999-03-17 | FALSE | Currently in Use | Regular | 12000 | Fiberglass | 1999-03-17 |  |  | Pressurized
HARTSFIELD-JACKSON ATLANTA INTERNATIONAL AIRPORT | 6000 N Terminal Pkwy | Atlanta | Clayton | UST-SLOC-10002404 | 4 | Exempted | 2014-10-05 | FALSE | 2014-10-05 | FALSE | Temporarily out of use | Gas (Historical Use) | 20000 | Fiberglass Double Walled | 2014-07-15 |  | Double-Walled Fiberglass | Pressurized
FAA ATLANTA | 1106 M H Jackson Service Road | Atlanta | Clayton | UST-SLOC-310101 | 1 | [5 empty] | Removed from Ground | Diesel | 2000 | Bare Steel | 1965-04-26 | 1997-03-06 | Copper
C & S FOOD MART | 6121 JONESBORO RD | JONESBORO | Clayton | 310005 | 2 | Ball Float | 1998-08-12 | FALSE | 1998-08-12 | FALSE | Currently in Use | Plus | 10000 | Steel-Impressed Current | 1982-05-14 |  | Steel (Impressed Current) | Pressurized
HARTSFIELD-JACKSON ATLANTA INTERNATIONAL AIRPORT | 6000 N Terminal Pkwy | Atlanta | Clayton | UST-SLOC-10001748 | 1 | Ball Float | 2009-03-01 | FALSE | 2009-03-01 | FALSE | Currently in Use | Regular | 20000 | Fiberglass Double Walled | 2009-01-01 |  | Double-Walled Fiberglass | Pressurized
FAA ATLANTA | 1106 M H Jackson Service Road | Atlanta | Clayton | UST-SLOC-310105 | 1 | [5 empty] | Removed from Ground | Diesel | 2000 | Bare Steel | 1975-04-24 | 1998-09-15 | Copper
FT GILLEM | N 6th St | Ellenwood | Clayton | UST-SLOC-9031076 | 3 |  |  | TRUE |  | TRUE | Removed from Ground | Used Oil | 1000 | Marked Unknown | 1946-01-01 | 1990-01-01 | Unknown
FT GILLEM | N 6th St | Ellenwood | Clayton | UST-SLOC-9031073 | 101-F01 | [5 empty] | Removed from Ground | Diesel | 20000 | Not Marked/Unknown | 1995-12-01 | 1995-12-01 | Not Marked
FT GILLEM | N 6th St | Ellenwood | Clayton | UST-SLOC-9031017 | 7 |  |  | FALSE |  | FALSE | Removed from Ground | Diesel | 20000 | Unknown | 1992-01-01 | 1992-01-01 | Unknown
FT GILLEM | N 6th St | Ellenwood | Clayton | UST-SLOC-9031017 | 1 | [5 empty] | Removed from Ground | Gas (Historical Use) | 3500 | Bare Steel | 1946-06-07 | 1992-01-10 | Unknown
FT GILLEM | N 6th St | Ellenwood | Clayton | UST-SLOC-9031017 | 4 | [5 empty] | Removed from Ground | Diesel | 1000 | Marked Unknown | 1992-01-10 | 1992-01-10 | Unknown
FAA ATLANTA | 1106 M H Jackson Service Road | Atlanta | Clayton | UST-SLOC-601174 | 1 | [5 empty] | Permanently Out of Use - historical purposes | Gas (Historical Use) | 550 | Bare Steel | 1959-04-28 | 1899-12-31 | Copper
FT GILLEM | N 6th St | Ellenwood | Clayton | UST-SLOC-9031074 | 2 | [5 empty] | Removed from Ground | Gas (Historical Use) | 3000 | Marked Unknown | 1946-01-01 | 1992-01-01 | Unknown
FT GILLEM | N 6th St | Ellenwood | Clayton | UST-SLOC-9031017 | 3 | [5 empty] | Removed from Ground | Diesel | 20000 | Marked Unknown | 1992-01-16 | 1992-01-16 | Unknown
FT GILLEM | N 6th St | Ellenwood | Clayton | UST-SLOC-9031080 | 1 | [5 empty] | Removed from Ground | Empty | 1000 | Bare Steel | 1946-01-01 | 1989-12-06 | Unknown
FAA ATLANTA | 1106 M H Jackson Service Road | Atlanta | Clayton | UST-SLOC-310106 | 1 | [5 empty] | Removed from Ground | Other | 12000 | Bare Steel | 1975-04-24 | 1994-10-19 | Galvanized Steel
FAA ATLANTA | 1106 M H Jackson Service Road | Atlanta | Clayton | UST-SLOC-310109 | 1 | [5 empty] | Permanently Out of Use - historical purposes | Diesel | 550 | Bare Steel | 1969-04-25 | 1899-12-31 | Copper
FT GILLEM | N 6th St | Ellenwood | Clayton | UST-SLOC-310172 | 3 | [5 empty] | Removed from Ground | Empty | 20000 | Not Marked/Unknown | 1991-01-01 | 1991-01-01 | Not Marked
FAA ATLANTA | 1106 M H Jackson Service Road | Atlanta | Clayton | UST-SLOC-310102 | 1 | [5 empty] | Removed from Ground | Gas (Historical Use) | 550 | Bare Steel | 1961-04-27 | 1990-01-01 | Copper
FT GILLEM | N 6th St | Ellenwood | Clayton | UST-SLOC-9031015 | 3 | [5 empty] | Removed from Ground | Gas (Historical Use) | 250 | Marked Unknown | 1946-01-01 | 1991-10-01 | Unknown
HARTSFIELD-JACKSON ATLANTA INTERNATIONAL AIRPORT | 6000 N Terminal Pkwy | Atlanta | Clayton | UST-SLOC-10001751 | 2 | Flapper Valve | 2009-01-01 | TRUE | 2009-01-01 | FALSE | Currently in Use | Regular | 20000 | Fiberglass Double Walled | 2009-01-01 |  | Double-Walled Fiberglass | Pressurized
FAA ATLANTA | 1106 M H Jackson Service Road | Atlanta | Clayton | UST-SLOC-310104 | 1 | [5 empty] | Removed from Ground | Diesel | 2000 | Bare Steel | 1967-04-26 | 1994-01-20 | Copper
FT GILLEM | N 6th St | Ellenwood | Clayton | UST-SLOC-9031074 | 4 |  |  | FALSE |  | FALSE | Removed from Ground |  | 2500 | Unknown | 1998-12-06 | 1998-12-06
HARTSFIELD-JACKSON ATLANTA INTERNATIONAL AIRPORT | 6000 N Terminal Pkwy | Atlanta | Clayton | UST-SLOC-9031206 | 6 | [5 empty] | Permanently Out of Use - historical purposes | Gas (Historical Use) | 20000 | Marked Unknown |  | 1899-12-31 | Unknown | Suction (American)
FAA ATLANTA | 1106 M H Jackson Service Road | Atlanta | Clayton | UST-SLOC-310100 | 1 | [5 empty] | Removed from Ground | Diesel | 2000 | Bare Steel | 1973-04-24 | 1997-03-04 | Copper
HARTSFIELD-JACKSON ATLANTA INTERNATIONAL AIRPORT | 6000 N Terminal Pkwy | Atlanta | Clayton | UST-SLOC-600518 | NORTH-2 |  | 1998-12-01 |  | 1998-12-01 |  | Removed from Ground | Diesel | 250 | Steel-Impressed Current | 1980-04-30 | 2005-08-03 | Cathodically Protected | Suction (American)
FAA ATLANTA | 1106 M H Jackson Service Road | Atlanta | Clayton | UST-SLOC-310108 | 1 | [5 empty] | Removed from Ground | Diesel | 1000 | Bare Steel | 1972-04-24 | 1997-02-05 | Copper
FAA ATLANTA | 1106 M H Jackson Service Road | Atlanta | Clayton | UST-SLOC-310103 | 1 | [5 empty] | Removed from Ground | Diesel | 550 | Bare Steel | 1977-04-23 | 1997-02-07 | Copper
FT GILLEM | N 6th St | Ellenwood | Clayton | UST-SLOC-9031017 | 2 | [5 empty] | Removed from Ground | Diesel | 3500 | Bare Steel | 1946-06-07 | 1992-01-10 | Unknown
FAA ATLANTA | 1106 M H Jackson Service Road | Atlanta | Clayton | UST-SLOC-600641 | 2 | Flapper Valve | 1998-09-02 | FALSE | 1998-09-02 | FALSE | Removed from Ground | Diesel | 2500 | Fiberglass Double Walled | 1998-09-02 |  | Steel/FG Secondary containment | Suction (American)
B P FOOD STORE | 5210 GA HWY 42 | ELLENWOOD | Clayton | 9031050 | 3 | Ball Float | 1993-12-01 | FALSE | 1993-12-01 | FALSE | Currently in Use | Diesel | 10000 | Galvanic (STIP-3) | 1987-01-01 |  | Fiberglass Reinforced Plastic | Pressurized
Fuel Center | 5635 HWY 42 | ELLENWOOD | Clayton | 10000040 | 2 | Ball Float | 2002-01-15 | FALSE | 2002-01-15 | FALSE | Currently in Use | Gas (Historical Use) | 8000 | Fiberglass | 2002-01-15 |  | Double-Walled Flex | Pressurized
SECO PROPERTIES | 2590 CAMPBELL BLVD | ELLENWOOD | Clayton | 9000300 | 19 |  |  | TRUE | 1998-11-30 | TRUE | Removed from Ground | Used Oil | 2500 | Fiberglass Double Walled | 1998-11-30 | 2020-02-17 | Fiberglass Reinforced Plastic
FT GILLEM | N 6th St | Ellenwood | Clayton | UST-SLOC-310172 | 4 | [5 empty] | Removed from Ground | Empty | 20000 | Not Marked/Unknown | 1991-01-01 | 1991-01-01 | Not Marked
FT GILLEM | N 6th St | Ellenwood | Clayton | UST-SLOC-9031073 | 101-DF2 | [5 empty] | Removed from Ground | Diesel | 500 | Marked Unknown | 1951-01-01 | 1998-11-02 | Unknown
FT GILLEM | N 6th St | Ellenwood | Clayton | UST-SLOC-9031073 | 101-DF3 | [5 empty] | Closed in Ground | Diesel | 5000 | Not Marked/Unknown | 1995-12-01 | 1995-12-01 | Not Marked
FT GILLEM | N 6th St | Ellenwood | Clayton | UST-SLOC-9031017 | 5 |  |  | FALSE |  | FALSE | Removed from Ground | Diesel | 20000 | Unknown | 1992-01-01 | 1992-01-01 | Unknown
FT GILLEM | N 6th St | Ellenwood | Clayton | UST-SLOC-9031078 | 606-DF1 | Overfill Alarm | 1998-08-01 |  | 1998-08-01 |  | Removed from Ground | Diesel | 10000 | Fiberglass Double Walled | 1986-05-08 | 2011-08-01 | Double-Walled Fiberglass | Pressurized
FT GILLEM | N 6th St | Ellenwood | Clayton | UST-SLOC-310172 | 1 | [5 empty] | Removed from Ground | Diesel | 9000 | Marked Unknown | 1940-01-01 | 1994-01-01 | Unknown
AMOCO FOOD STORE | 2684 REX RD | ELLENWOOD | Clayton | 9031240 | 1 | Flapper Valve | 2000-09-28 | FALSE | 2000-09-28 | FALSE | Currently in Use | Regular | 12000 | Fiberglass | 2000-09-25 |  | Double-Walled Flex | Pressurized
EXXON FOOD MART | 2360 ANVIL BLOCK RD | ELLENWOOD | Clayton | 9031249 | 3 | Ball Float | 2001-05-03 | FALSE | 2001-05-03 | FALSE | Currently in Use | Diesel | 10000 | Epoxy Double-Walled | 2001-05-01 |  | Flex | Pressurized
SECO PROPERTIES | 2590 CAMPBELL BLVD | ELLENWOOD | Clayton | 9000300 | 4 | [5 empty] | Removed from Ground | Diesel | 12000 | Bare Steel | 1971-04-03 | 1998-12-11 | Galvanized Steel | Pressurized
SECO PROPERTIES | 2590 CAMPBELL BLVD | ELLENWOOD | Clayton | 9000300 | 5 | [5 empty] | Removed from Ground | Diesel | 12000 | Bare Steel | 1971-04-02 | 1998-12-11 | Galvanized Steel | Pressurized
SECO PROPERTIES | 2590 CAMPBELL BLVD | ELLENWOOD | Clayton | 9000300 | 7 | [5 empty] | Removed from Ground | Other | 8000 | Bare Steel | 1979-04-02 | 1998-12-11 | Bare Steel | Suction (American)
EXXON FOOD MART | 1785 PANOLA RD | ELLENWOOD | Clayton | 750014 | 1 | [5 empty] | Removed from Ground | Gas (Historical Use) | 12000 | Bare Steel | 1976-03-05 | 1990-01-02 | Galvanized Steel
SMART CONVIENCE STORE 2 LLC | 4578 OLD DIXIE HWY | FOREST PARK | Clayton | 9031083 | 3 | Ball Float | 1994-08-24 | FALSE | 1994-08-24 | FALSE | Currently in Use | Premium | 10000 | Fiberglass | 1985-04-30 |  | Fiberglass Reinforced Plastic | Pressurized
LOVEJOY SHELL FOOD MART | 2471 MCDONOUGH RD | HAMPTON | Clayton | 10001717 | 3 | Ball Float | 2008-09-04 | FALSE | 2008-09-04 | FALSE | Currently in Use | Gas (Historical Use) | 4000 | Composite Double Walled | 2008-09-04 |  | Double-Walled Fiberglass | Pressurized
FT GILLEM | N 6th St | Ellenwood | Clayton | UST-SLOC-9031076 | 4 | [5 empty] | Removed from Ground | Other | 1000 | Marked Unknown | 1946-01-01 | 1990-01-01 | Galvanized Steel
FT GILLEM | N 6th St | Ellenwood | Clayton | UST-SLOC-9031076 | 1 | [5 empty] | Removed from Ground | Diesel | 1000 | Marked Unknown | 1946-01-01 | 1990-01-01 | Unknown
FT GILLEM | N 6th St | Ellenwood | Clayton | UST-SLOC-9031017 | 8 |  |  | FALSE |  | FALSE | Removed from Ground | Diesel | 20000 | Unknown | 1992-01-01 | 1992-01-01 | Unknown
SECO PROPERTIES | 2590 CAMPBELL BLVD | ELLENWOOD | Clayton | 9000300 | 14 |  | 1993-10-01 | FALSE | 1993-10-01 | FALSE | Removed from Ground | Diesel | 30000 | Fiberglass Double Walled | 1993-10-14 |  |  | Pressurized
JP LOVEJOY | 11469 E LOVEJOY RD | HAMPTON | Clayton | 10002050 | 3 | Ball Float | 2011-12-01 | FALSE | 2011-12-01 | FALSE | Currently in Use | Diesel | 8000 | Epoxy Double-Walled | 2011-11-01 |  | Double-Walled Flex | Pressurized
SUNOCO | 11170 TARA BLVD | HAMPTON | Clayton | 9075094 | 2 | Ball Float | 1997-01-01 | FALSE | 1997-01-01 | FALSE | Removed from Ground | Gas (Historical Use) | 8000 | Epoxy | 1997-01-01 | 2018-03-12 | Fiberglass Reinforced Plastic | Pressurized
CHEVRON FOOD STORE | 3441 MT ZION RD | STOCKBRIDGE | Clayton | 10000347 | 3 | Ball Float | 2002-12-16 | FALSE | 2002-12-16 | FALSE | Currently in Use | Diesel | 12000 | Fiberglass | 2002-12-16 |  | Double-Walled Fiberglass | Pressurized
XPO, INC. -BAT | 4700 HWY 42 | ELLENWOOD | Clayton | 9031211 | 1 | Ball Float | 1997-10-16 | FALSE | 1997-10-16 | FALSE | Currently in Use | Diesel | 20000 | Fiberglass Double Walled | 1997-10-09 |  | Double-Walled Fiberglass | Pressurized
BP | 600 MIRROR LAKE RD | ATLANTA | Clayton | 10003358 | 2 | Overfill Alarm | 2022-08-01 | FALSE | 2022-08-01 | FALSE | Currently in Use | Regular | 5000 | Fiberglass Double Walled | 2022-08-01 |  |  | Pressurized
HARTSFIELD-JACKSON ATLANTA INTERNATIONAL AIRPORT | 6000 N Terminal Pkwy | Atlanta | Clayton | UST-SLOC-10001752 | 1 | Flapper Valve | 2009-01-01 | FALSE | 2009-01-01 | FALSE | Currently in Use | Regular | 20000 | Fiberglass Double Walled | 2009-01-01 |  | Double-Walled Fiberglass | Pressurized
FT GILLEM | N 6th St | Ellenwood | Clayton | UST-SLOC-9031074 | 3 | [5 empty] | Removed from Ground | Gas (Historical Use) | 10000 | Bare Steel | 1994-01-01 | 1994-01-01 | Not Marked
FT GILLEM | N 6th St | Ellenwood | Clayton | UST-SLOC-9031020 | 2 | [5 empty] | Removed from Ground | Diesel | 18000 | Marked Unknown | 1946-01-01 | 1991-12-20 | Unknown
LOVE JOY CONVENIENCE STORE | 2105 LOVEJOY RD | LOVEJOY | Clayton | 10003459 | 1 | Overfill Alarm | 2023-12-27 | FALSE | 2023-12-27 | FALSE | Currently in Use |  | 15000 | Composite Double Walled | 2023-12-18 |  | Double-Walled Fiberglass | Pressurized
FAA ATLANTA | 1106 M H Jackson Service Road | Atlanta | Clayton | UST-SLOC-310099 | 1 | [5 empty] | Removed from Ground | Diesel | 550 | Bare Steel | 1976-04-23 | 1997-02-06 | Copper | Safe Suction (Euro)
FT GILLEM | N 6th St | Ellenwood | Clayton | UST-SLOC-9031080 | 2 | [5 empty] | Removed from Ground | Diesel | 1000 | Bare Steel | 1946-01-01 | 1998-12-06 | Galvanized Steel
FT GILLEM | N 6th St | Ellenwood | Clayton | UST-SLOC-9031075 | 1AST | [5 empty] | Permanently Out of Use - historical purposes | Diesel | 250 | Marked Unknown | 1946-01-01 | 1899-12-31 | Unknown
FT GILLEM | N 6th St | Ellenwood | Clayton | UST-SLOC-9031077 | 403-1 | [5 empty] | Removed from Ground | Other | 500 | Bare Steel | 1946-01-01 | 1992-01-01 | Cathodically Protected | Pressurized
FT GILLEM | N 6th St | Ellenwood | Clayton | UST-SLOC-9031188 | 931-DF1 | [5 empty] | Removed from Ground | Other | 12000 | Double Walled | 1990-08-01 | 1998-11-03 | Bare Steel | Suction (American)
MARKET AT KENDRICK | 180 HWY 138 | JONESBORO | Clayton | 10003559 | 2A | Flapper Valve | 2024-05-10 | FALSE | 2024-05-10 | FALSE | Currently in Use | Premium | 5000 | Composite Double Walled | 2023-12-07 |  | Double-Walled Fiberglass | Pressurized
FAA ATLANTA | 1106 M H Jackson Service Road | Atlanta | Clayton | UST-SLOC-9057128 | 1 |  |  | FALSE |  | FALSE | Removed from Ground | Diesel | 500
FT GILLEM | N 6th St | Ellenwood | Clayton | UST-SLOC-9031074 | 1 | [5 empty] | Removed from Ground | Gas (Historical Use) | 3000 | Marked Unknown | 1946-01-01 | 1992-01-01 | Unknown
FT GILLEM | N 6th St | Ellenwood | Clayton | UST-SLOC-9031073 | 101-DF1 | [5 empty] | Closed in Ground | Diesel | 5000 | Bare Steel | 1977-01-01 | 1995-12-01 | Unknown
FT GILLEM | N 6th St | Ellenwood | Clayton | UST-SLOC-9031017 | 9 |  |  | FALSE |  | FALSE | Removed from Ground | Diesel | 300 | Unknown | 1992-01-01 | 1992-01-01 | Unknown
FAA ATLANTA | 1106 M H Jackson Service Road | Atlanta | Clayton | UST-SLOC-9031151 | 1 | Overfill Alarm | 2006-09-25 | FALSE | 2006-09-25 | FALSE | Closed in Ground | Diesel | 2000 | Fiberglass Double Walled | 1993-11-08 |  | Fiberglass Reinforced Plastic | Safe Suction (Euro)
FT GILLEM | N 6th St | Ellenwood | Clayton | UST-SLOC-9031078 | 606-DF2 | Overfill Alarm | 1998-08-01 |  | 1998-08-01 |  | Removed from Ground | Diesel | 10000 | Fiberglass Double Walled | 1986-05-08 | 2011-08-01 | Double-Walled Fiberglass | Pressurized
FT GILLEM | N 6th St | Ellenwood | Clayton | UST-SLOC-9031020 | 1 | [5 empty] | Removed from Ground | Diesel | 18000 | Marked Unknown | 1946-01-01 | 1991-12-20 | Unknown
FT GILLEM | N 6th St | Ellenwood | Clayton | UST-SLOC-9031015 | 4 | [5 empty] | Removed from Ground | Gas (Historical Use) | 250 | Marked Unknown | 1946-01-01 | 1991-10-01 | Unknown
FT GILLEM | N 6th St | Ellenwood | Clayton | UST-SLOC-9031077 | 403-WO1 |  |  | TRUE |  | TRUE | Removed from Ground | Used Oil | 10000 | Bare Steel | 1946-01-01 | 1992-01-01 | Bare Steel
ELLENWOOD CHEVRON INC | 5195 HIGHWAY 42 | ELLENWOOD | Clayton | 9031239 | 2 | Flapper Valve | 2000-09-26 | FALSE | 2000-09-26 | FALSE | Currently in Use | Premium | 10000 | Fiberglass | 2000-09-17 |  | Fiberglass Reinforced Plastic | Pressurized
SECO PROPERTIES | 2590 CAMPBELL BLVD | ELLENWOOD | Clayton | 9000300 | 12 |  | 1993-10-01 | FALSE | 1993-10-01 | FALSE | Removed from Ground | Diesel | 30000 | Fiberglass Double Walled | 1993-10-14 |  | Bare Steel | Pressurized
SECO PROPERTIES | 2590 CAMPBELL BLVD | ELLENWOOD | Clayton | 9000300 | 17 |  | 1998-11-30 | FALSE | 1998-11-30 | FALSE | Removed from Ground |  | 6000 | Fiberglass Double Walled | 1998-11-30 | 2020-02-17 | Fiberglass Reinforced Plastic | Safe Suction (Euro)
CABINETCRAFT | 4850 MASSACHUSETTS BLVD | ATLANTA | Clayton | 9031149 | 1 | [5 empty] | Removed from Ground | Diesel | 10000 | Cathodically Protected Steel | 1998-11-17 | 1998-11-17 | Galvanized Steel | Suction (American)
SUNOCO | 11170 TARA BLVD | HAMPTON | Clayton | 9075094 | 1 | Ball Float | 1997-01-01 | FALSE | 1997-01-01 | FALSE | Removed from Ground | Gas (Historical Use) | 12000 | Epoxy | 1997-01-01 | 2018-03-12 | Fiberglass Reinforced Plastic | Pressurized
FAIRVIEW CHEVRON | 320 FAIRVIEW ROAD | ELLENWOOD | Clayton | 9031228 | 1 | Ball Float | 2000-01-01 | FALSE | 2000-01-01 | FALSE | Currently in Use | Regular | 12000 | Epoxy | 2000-01-01 |  | Fiberglass Reinforced Plastic | Pressurized
ESTATE OF IRIS W ADAIR | 2530 OLD ANVIL BLOCK ROAD | ELLENWOOD | Clayton | 10001491 | 1 |  |  | FALSE |  | FALSE | Removed from Ground | Gas (Historical Use) | 500 | Bare Steel | 2008-02-12 | 2008-02-12
SECO PROPERTIES | 2590 CAMPBELL BLVD | ELLENWOOD | Clayton | 9000300 | 13 |  | 1993-10-01 | FALSE | 1993-10-01 | FALSE | Removed from Ground | Diesel | 30000 | Fiberglass Double Walled | 1993-10-14 |  | Bare Steel | Pressurized
SECO PROPERTIES | 2590 CAMPBELL BLVD | ELLENWOOD | Clayton | 9000300 | 18 |  | 1998-11-30 | FALSE | 1998-11-30 | FALSE | Removed from Ground |  | 2500 | Fiberglass Double Walled | 1998-11-30 | 2020-02-17 | Fiberglass Reinforced Plastic | Safe Suction (Euro)
CLAYTON CO FIRE DEPT #10 | 12554 PANHANDLE RD | HAMPTON | Clayton | 9031139 | 1 | Flapper Valve | 1998-02-01 | FALSE | 1998-02-01 | FALSE | Currently in Use | Diesel | 1000 | Galvanic (STIP-3) | 1988-10-07 |  | Fiberglass Reinforced Plastic | Safe Suction (Euro)
CARMAX-7117 | 3100 MT ZION PKWY | STOCKBRIDGE | Clayton | 9031197 | 1 | Ball Float | 1997-04-07 | FALSE | 1997-04-07 | FALSE | Currently in Use | Regular | 10000 | Fiberglass | 1997-04-03 |  | Fiberglass Reinforced Plastic | Pressurized
XPO, INC. -BAT | 4700 HWY 42 | ELLENWOOD | Clayton | 9031211 | 2 | Ball Float | 1997-10-16 | FALSE | 1997-10-16 | FALSE | Currently in Use | Diesel | 20000 | Fiberglass Double Walled | 1997-10-09 |  | Double-Walled Fiberglass | Pressurized
FT GILLEM | N 6th St | Ellenwood | Clayton | UST-SLOC-9031076 | 2 |  |  | TRUE |  | TRUE | Removed from Ground | Used Oil | 1000 | Marked Unknown | 1946-01-01 | 1990-01-01 | Unknown
FT GILLEM | N 6th St | Ellenwood | Clayton | UST-SLOC-310172 | 2 | [5 empty] | Removed from Ground | Diesel | 9000 | Marked Unknown | 1946-01-01 | 1994-01-01 | Unknown
FT GILLEM | N 6th St | Ellenwood | Clayton | UST-SLOC-9031017 | 6 |  |  | FALSE |  | FALSE | Removed from Ground | Diesel | 20000 | Unknown | 1992-01-01 | 1992-01-01 | Unknown
FAIRVIEW CHEVRON | 320 FAIRVIEW ROAD | ELLENWOOD | Clayton | 9031228 | 2 | Ball Float | 2000-01-01 | FALSE | 2000-01-01 | FALSE | Currently in Use | Premium | 8000 | Epoxy | 2000-01-01 |  | Fiberglass Reinforced Plastic | Pressurized
Fuel Center | 5635 HWY 42 | ELLENWOOD | Clayton | 10000040 | 1 | Ball Float | 2002-01-15 | FALSE | 2002-01-15 | FALSE | Currently in Use | Gas (Historical Use) | 12000 | Fiberglass | 2002-01-15 |  | Double-Walled Flex | Pressurized
CW GRANT RIGHT OF WAY PARCEL 97 | 3910 OLD DIXIE ROAD | ATLANTA | Clayton | 10002375 | 1 |  |  | FALSE |  | FALSE | Removed from Ground | Not Marked/Tank Removed | 8000 | Unknown | 2014-08-27 | 2014-08-27 | Unknown
CONLEY SUPER STATION | 807 CONLEY RD | ATLANTA | Clayton | 9031068 | 2 |  | 1999-01-01 |  | 1999-01-01 |  | Removed from Ground | Gas (Historical Use) | 8000 | Steel-Impressed Current | 1999-01-01 | 2002-08-27 | Cathodically Protected | Safe Suction (Euro)
Jack Cooper Transport Co. Inc. | 25 SOUTHSIDE IND PKWY SE | ATLANTA | Clayton | 9060313 | 2 | [5 empty] | Removed from Ground | Diesel | 10000 | Bare Steel | 1978-05-08 | 1995-08-01 | Galvanized Steel
TEXACO FOOD MART | 6551 HWY 42 | REX | Clayton | 9031235 | 1 |  | 1999-12-20 | FALSE | 1999-12-20 | FALSE | Currently in Use | Gas (Historical Use) | 12000 | Epoxy | 1999-12-16 |  | Fiberglass Reinforced Plastic | Pressurized
COLONIAL FREIGHT SYSTEM INC | 5963 S EXPRESSWAY | FOREST PARK | Clayton | 9031171 | 2 | [5 empty] | Removed from Ground | Diesel | 10000 | Bare Steel | 1977-01-01 | 1998-08-25 | Bare Steel | Pressurized
AAMCO TRANSMISSIONS/LESTER NELSO | 5460 JONESBORO ROAD | JONESBORO | Clayton | 9031186 | 1 | [5 empty] | Removed from Ground | Other | 500 | Bare Steel | 1996-06-07 | 1996-06-07 | Galvanized Steel | Gravity Fed
C & S FOOD MART | 6121 JONESBORO RD | JONESBORO | Clayton | 310005 | 1 | Ball Float | 1998-08-12 | FALSE | 1998-08-12 | FALSE | Currently in Use | Regular | 10000 | Steel-Impressed Current | 1982-05-14 |  | Steel (Impressed Current) | Pressurized
SHELL FOOD MART | 7348 DAVIDSON DR | STOCKBRIDGE | Clayton | 310316 | 4 | Flapper Valve | 1986-01-01 | FALSE | 1986-01-01 | FALSE | Temporarily out of use | Gas (Historical Use) | 10000 | Galvanic (STIP-3) | 1986-01-01 |  | Galvanized Steel | Pressurized
ELLENWOOD CHEVRON INC | 5195 HIGHWAY 42 | ELLENWOOD | Clayton | 9031239 | 1 | Flapper Valve | 2000-09-26 | FALSE | 2000-09-26 | FALSE | Currently in Use | Diesel | 8000 | Fiberglass | 2000-09-17 |  | Fiberglass Reinforced Plastic | Pressurized
MURPHY STORE #8761 | 2920 ANVIL BLOCK RD | ELLENWOOD | Clayton | 10002452 | 2B | Flapper Valve | 2015-06-01 | FALSE | 2015-06-01 | FALSE | Currently in Use | Premium | 8000 | Fiberglass Double Walled | 2015-06-01 |  | Double-Walled Fiberglass | Pressurized
MURPHY STORE #8761 | 2920 ANVIL BLOCK RD | ELLENWOOD | Clayton | 10002452 | 2B | Flapper Valve | 2015-06-01 | FALSE | 2015-06-01 | FALSE | Currently in Use | Premium | 8000 | Fiberglass Double Walled | 2015-06-01 |  | Double-Walled Fiberglass | Pressurized
MURPHY STORE #8761 | 2920 ANVIL BLOCK RD | ELLENWOOD | Clayton | 10002452 | 2B | Flapper Valve | 2015-06-01 | FALSE | 2015-06-01 | FALSE | Currently in Use | Premium | 8000 | Fiberglass Double Walled | 2015-06-01 |  | Double-Walled Fiberglass | Pressurized
MURPHY STORE #8761 | 2920 ANVIL BLOCK RD | ELLENWOOD | Clayton | 10002452 | 2B | Flapper Valve | 2015-06-01 | FALSE | 2015-06-01 | FALSE | Currently in Use | Premium | 8000 | Fiberglass Double Walled | 2015-06-01 |  | Double-Walled Fiberglass | Pressurized
SECO PROPERTIES | 2590 CAMPBELL BLVD | ELLENWOOD | Clayton | 9000300 | 20 |  | 1998-11-30 | FALSE | 1998-11-30 | FALSE | Removed from Ground |  | 1000 | Fiberglass Double Walled | 1998-11-30 | 2020-02-17 | Fiberglass Reinforced Plastic | Safe Suction (Euro)
SECO PROPERTIES | 2590 CAMPBELL BLVD | ELLENWOOD | Clayton | 9000300 | 16 |  | 1993-10-01 | FALSE | 1993-10-01 | FALSE | Removed from Ground | Diesel | 30000 | Fiberglass Double Walled | 1993-10-14 |  |  | Pressurized
KROGER GA 369 | 3618 HWY 138 SE | STOCKBRIDGE | Clayton | 10001659 | 1 | Overfill Alarm | 2009-01-27 | FALSE | 2009-01-20 | FALSE | Currently in Use | Regular | 20000 | Fiberglass Double Walled | 2009-01-13 |  |  | Pressurized
JRS AUTO SERVICE | 886 MAIN ST | FOREST PARK | Clayton | 9031243 | 1 | [5 empty] | Removed from Ground | Used Oil | 250 | Bare Steel | 2001-06-20 | 2001-06-20 | Not Marked
Jack Cooper Transport Co. Inc. | 25 SOUTHSIDE IND PKWY SE | ATLANTA | Clayton | 9060313 | 3 | [5 empty] | Removed from Ground | Diesel | 10000 | Bare Steel | 1978-05-08 | 1995-08-01 | Galvanized Steel
SMART CONVIENCE STORE 2 LLC | 4578 OLD DIXIE HWY | FOREST PARK | Clayton | 9031083 | 2 | Ball Float | 1994-08-24 | FALSE | 1994-08-24 | FALSE | Currently in Use | Diesel | 10000 | Fiberglass | 1985-04-30 |  | Fiberglass Reinforced Plastic | Pressurized
TARA VALERO | 11200 TARA BLVD | HAMPTON | Clayton | 9031225 | 1 | Ball Float | 1999-11-24 | FALSE | 1999-11-24 | FALSE | Currently in Use | Regular | 15000 | Epoxy | 1999-11-24 |  | Fiberglass Reinforced Plastic | Pressurized
COLONIAL FREIGHT SYSTEM INC | 5963 S EXPRESSWAY | FOREST PARK | Clayton | 9031171 | 1 | [5 empty] | Removed from Ground | Diesel | 10000 | Bare Steel | 1977-01-01 | 1998-08-25 | Bare Steel | Pressurized
JP LOVEJOY | 11469 E LOVEJOY RD | HAMPTON | Clayton | 10002050 | 1 | Ball Float | 2011-12-01 | FALSE | 2011-12-01 | FALSE | Currently in Use | Regular | 12000 | Epoxy Double-Walled | 2011-11-01 |  | Double-Walled Flex | Pressurized
TEXACO FOOD MART | 6551 HWY 42 | REX | Clayton | 9031235 | 2 |  | 1999-12-20 | FALSE | 1999-12-20 | FALSE | Currently in Use | Premium | 10000 | Epoxy | 1999-12-16 |  | Fiberglass Reinforced Plastic | Pressurized
DAVIDSON PARKWAY EXXON | 7347 DAVIDSON PKWY | STOCKBRIDGE | Clayton | 9075017 | 2 | Ball Float | 1998-03-01 | FALSE | 1998-03-01 | FALSE | Currently in Use | Premium | 10000 | Fiberglass | 1988-01-01 |  | Fiberglass Reinforced Plastic | Pressurized
Hastings Food Mart | 11673 HASTINGS BRIDGE RD | HAMPTON | Clayton | 9031217 | 2 | Ball Float | 1999-03-17 | FALSE | 1999-03-17 | FALSE | Currently in Use | Premium | 8000 | Fiberglass | 1999-03-17 |  |  | Pressurized
LOVEJOY SHELL FOOD MART | 2471 MCDONOUGH RD | HAMPTON | Clayton | 10001717 | 1 | Ball Float | 2008-09-04 | FALSE | 2008-09-04 | FALSE | Currently in Use | Gas (Historical Use) | 15000 | Composite Double Walled | 2008-09-04 |  | Double-Walled Fiberglass | Pressurized
C & S FOOD MART | 6121 JONESBORO RD | JONESBORO | Clayton | 310005 | 3 | Ball Float | 1998-08-12 | FALSE | 1998-08-12 | FALSE | Currently in Use | Premium | 10000 | Steel-Impressed Current | 1982-05-14 |  | Steel (Impressed Current) | Pressurized
FT GILLEM | N 6th St | Ellenwood | Clayton | UST-SLOC-9031015 | 1 | [5 empty] | Removed from Ground | Gas (Historical Use) | 250 | Marked Unknown | 1946-01-01 | 1991-10-01 | Unknown
DAVIDSON PARKWAY EXXON | 7347 DAVIDSON PKWY | STOCKBRIDGE | Clayton | 9075017 | 3 | Ball Float | 1998-03-01 | FALSE | 1998-03-01 | FALSE | Currently in Use | Premium | 10000 | Fiberglass | 1988-01-01 |  | Fiberglass Reinforced Plastic | Pressurized
EXPRESS IN & OUT- EXXON | 5020 HWY 42 | ELLENWOOD | Clayton | 10003617 | 2B | Flapper Valve | 2024-04-19 | FALSE | 2024-04-19 | FALSE | Currently in Use | E-85 | 3000 | Composite Double Walled | 2024-04-19 |  | Double-Walled Fiberglass | Pressurized
SHELL | 2661 REX RD | ELLENWOOD | Clayton | 10003609 | 1 | Flapper Valve | 2024-06-14 | FALSE | 2024-06-14 | FALSE | Currently in Use | Regular | 12000 | Composite Double Walled | 2024-06-14 |  | Double-Walled Flex | Pressurized
MARKET AT KENDRICK | 180 HWY 138 | JONESBORO | Clayton | 10003559 | 1 | Flapper Valve | 2024-05-10 | FALSE | 2024-05-10 | FALSE | Currently in Use | Regular | 20000 | Composite Double Walled | 2023-12-07 |  | Double-Walled Fiberglass | Pressurized
LOVE JOY CONVENIENCE STORE | 2105 LOVEJOY RD | LOVEJOY | Clayton | 10003459 | 2B | Overfill Alarm | 2023-12-27 | FALSE | 2023-12-27 | FALSE | Currently in Use |  | 5000 | Composite Double Walled | 2023-12-18 |  | Double-Walled Fiberglass | Pressurized
EXPRESS IN & OUT- EXXON | 5020 HWY 42 | ELLENWOOD | Clayton | 10003617 | 1A | Flapper Valve | 2024-04-19 | FALSE | 2024-04-19 | FALSE | Currently in Use | Regular | 10000 | Composite Double Walled | 2024-04-19 |  | Double-Walled Fiberglass | Pressurized
EXPRESS IN & OUT- EXXON | 5020 HWY 42 | ELLENWOOD | Clayton | 10003617 | 1B | Flapper Valve | 2024-04-19 | FALSE | 2024-04-19 | FALSE | Currently in Use | Premium | 5000 | Composite Double Walled | 2024-04-19 |  | Double-Walled Fiberglass | Pressurized
SHELL | 2661 REX RD | ELLENWOOD | Clayton | 10003609 | 2A | Flapper Valve | 2024-06-14 | FALSE | 2024-06-14 | FALSE | Currently in Use | Premium | 6000 | Composite Double Walled | 2024-06-14 |  | Double-Walled Flex | Pressurized
EXPRESS IN & OUT- EXXON | 5020 HWY 42 | ELLENWOOD | Clayton | 10003617 | 2A | Flapper Valve | 2024-04-19 | FALSE | 2024-04-19 | FALSE | Currently in Use | Diesel | 12000 | Composite Double Walled | 2024-04-19 |  | Double-Walled Fiberglass | Pressurized
SHELL | 2661 REX RD | ELLENWOOD | Clayton | 10003609 | 2B | Flapper Valve | 2024-06-14 | FALSE | 2024-06-14 | FALSE | Currently in Use | Diesel | 6000 | Composite Double Walled | 2024-06-14 |  | Double-Walled Flex | Pressurized
QUIKTRIP #787 | 2881 FOREST PKWY | ELLENWOOD | Clayton | 10000461 | 4 | Flapper Valve | 2003-04-01 | FALSE | 2003-04-01 | FALSE | Currently in Use | Diesel | 12000 | Fiberglass Double Walled | 2003-03-01 |  | Double-Walled Fiberglass | Pressurized
QUIKTRIP #787 | 2881 FOREST PKWY | ELLENWOOD | Clayton | 10000461 | 7 | Flapper Valve | 2003-04-01 | FALSE | 2003-04-01 | FALSE | Currently in Use | Diesel | 20000 | Fiberglass Double Walled | 2003-03-01 |  | Double-Walled Fiberglass | Pressurized
CW GRANT RIGHT OF WAY PARCEL 97 | 3910 OLD DIXIE ROAD | ATLANTA | Clayton | 10002375 | 4 |  |  | FALSE |  | FALSE | Removed from Ground | Not Marked/Tank Removed | 110 | Unknown | 2014-08-27 | 2014-08-27 | Unknown
Hastings Food Mart | 11673 HASTINGS BRIDGE RD | HAMPTON | Clayton | 9031217 | 3 | Ball Float | 1999-03-17 | FALSE | 1999-03-17 | FALSE | Currently in Use | Diesel | 5000 | Fiberglass | 1999-03-17 |  |  | Pressurized
C & S FOOD MART | 6121 JONESBORO RD | JONESBORO | Clayton | 310005 | 4 | Ball Float | 1998-08-12 | FALSE | 1998-08-12 | FALSE | Currently in Use | Diesel | 1990 | Steel-Impressed Current | 1982-05-14 |  | Steel (Impressed Current) | Pressurized
SHELL FOOD MART | 7348 DAVIDSON DR | STOCKBRIDGE | Clayton | 310316 | 1 | Flapper Valve | 1986-01-01 | FALSE | 1986-01-01 | FALSE | Temporarily out of use | Gas (Historical Use) | 10000 | Galvanic (STIP-3) | 1986-01-01 |  | Galvanized Steel | Pressurized
CHEVRON FOOD STORE | 3441 MT ZION RD | STOCKBRIDGE | Clayton | 10000347 | 2 | Ball Float | 2002-12-16 | FALSE | 2002-12-16 | FALSE | Currently in Use | Premium | 12000 | Fiberglass | 2002-12-16 |  | Double-Walled Fiberglass | Pressurized
KROGER GA 369 | 3618 HWY 138 SE | STOCKBRIDGE | Clayton | 10001659 | 2A | Overfill Alarm | 2009-01-27 | FALSE | 2009-01-20 | FALSE | Currently in Use | Diesel | 10000 | Fiberglass Double Walled | 2009-01-13 |  |  | Pressurized
LOVE JOY CONVENIENCE STORE | 2105 LOVEJOY RD | LOVEJOY | Clayton | 10003459 | 2A | Overfill Alarm | 2023-12-27 | FALSE | 2023-12-27 | FALSE | Currently in Use |  | 5000 | Composite Double Walled | 2023-12-18 |  | Double-Walled Fiberglass | Pressurized
MARKET AT KENDRICK | 180 HWY 138 | JONESBORO | Clayton | 10003559 | 2C | Flapper Valve | 2024-05-10 | FALSE | 2024-05-10 | FALSE | Currently in Use | Diesel | 5000 | Composite Double Walled | 2023-12-07 |  | Double-Walled Fiberglass | Pressurized
MARKET AT KENDRICK | 180 HWY 138 | JONESBORO | Clayton | 10003559 | 2B | Flapper Valve | 2024-05-10 | FALSE | 2024-05-10 | FALSE | Currently in Use | E-0 | 5000 | Composite Double Walled | 2023-12-07 |  | Double-Walled Fiberglass | Pressurized
FT GILLEM | N 6th St | Ellenwood | Clayton | UST-SLOC-9031077 | 403-LP1 | [5 empty] | Closed in Ground | Propane | 500 | Marked Unknown | 1996-01-01 | 1996-01-01 | Unknown
FT GILLEM | N 6th St | Ellenwood | Clayton | UST-SLOC-9031155 | 4060WO1 |  |  | TRUE |  | TRUE | Removed from Ground | Used Oil | 500 | Bare Steel | 1946-01-01 | 1999-06-18 | Bare Steel | Suction (American)
ATL Tradeport | 0 Airline Museum Way | Atlanta | Clayton | UST-SLOC-9031086 | 1 | [5 empty] | Removed from Ground | Other | 0 | Marked Unknown | 1988-10-01 | 1988-10-01 | Unknown
HARTSFIELD-JACKSON ATLANTA INTERNATIONAL AIRPORT | 6000 N Terminal Pkwy | Atlanta | Clayton | UST-SLOC-9031172 | 502H |  | 1998-12-21 | FALSE | 1976-05-01 | FALSE | Removed from Ground |  | 12000 | Fiberglass | 1975-05-11 | 2017-04-05 | Double-Walled Fiberglass | Pressurized
HARTSFIELD-JACKSON ATLANTA INTERNATIONAL AIRPORT | 6000 N Terminal Pkwy | Atlanta | Clayton | UST-SLOC-310165 | 9 |  | 1998-12-01 |  | 1980-03-28 |  | Closed in Ground | Diesel | 4000 | Steel-Impressed Current | 1980-03-28 | 2016-10-06 | Steel (Impressed Current) | Safe Suction (Euro)
HARTSFIELD-JACKSON ATLANTA INTERNATIONAL AIRPORT | 6000 N Terminal Pkwy | Atlanta | Clayton | UST-SLOC-600514 | GASOLINE | [5 empty] | Removed from Ground | Empty | 550 | Bare Steel | 1972-05-02 | 1998-10-01 | Galvanized Steel
HARTSFIELD-JACKSON ATLANTA INTERNATIONAL AIRPORT | 6000 N Terminal Pkwy | Atlanta | Clayton | UST-SLOC-600479 | 63A | [5 empty] | Removed from Ground | Other | 2500 | Bare Steel | 1968-01-01 | 1998-03-09 | Bare Steel | Safe Suction (Euro)
HARTSFIELD-JACKSON ATLANTA INTERNATIONAL AIRPORT | 6000 N Terminal Pkwy | Atlanta | Clayton | UST-SLOC-600009 | 5 | [5 empty] | Removed from Ground | Diesel | 25000 | Bare Steel | 1972-05-02 | 1899-12-31 | Galvanized Steel
UNITED PARCEL SERVICE, INC. (UPS) - FOREST PARK HUB | 255 SOUTHFIELD PARKWAY | FOREST PARK | Clayton | 9031156 | D-1 | Flapper Valve | 1991-11-01 | FALSE | 1991-11-01 | FALSE | Currently in Use | Diesel | 12000 | Fiberglass Double Walled | 1991-11-01 |  | Fiberglass Reinforced Plastic | Pressurized
UNITED PARCEL SERVICE, INC. (UPS) - FOREST PARK HUB | 255 SOUTHFIELD PARKWAY | FOREST PARK | Clayton | 9031156 | D-1 | Flapper Valve | 1991-11-01 | FALSE | 1991-11-01 | FALSE | Currently in Use | Diesel | 12000 | Fiberglass Double Walled | 1991-11-01 |  | Fiberglass Reinforced Plastic | Pressurized
UNITED PARCEL SERVICE, INC. (UPS) - FOREST PARK HUB | 255 SOUTHFIELD PARKWAY | FOREST PARK | Clayton | 9031156 | D-1 | Flapper Valve | 1991-11-01 | FALSE | 1991-11-01 | FALSE | Currently in Use | Diesel | 12000 | Fiberglass Double Walled | 1991-11-01 |  | Fiberglass Reinforced Plastic | Pressurized
UNITED PARCEL SERVICE, INC. (UPS) - FOREST PARK HUB | 255 SOUTHFIELD PARKWAY | FOREST PARK | Clayton | 9031156 | D-1 | Flapper Valve | 1991-11-01 | FALSE | 1991-11-01 | FALSE | Currently in Use | Diesel | 12000 | Fiberglass Double Walled | 1991-11-01 |  | Fiberglass Reinforced Plastic | Pressurized
UNITED PARCEL SERVICE, INC. (UPS) - FOREST PARK HUB | 255 SOUTHFIELD PARKWAY | FOREST PARK | Clayton | 9031156 | D-1 | Flapper Valve | 1991-11-01 | FALSE | 1991-11-01 | FALSE | Currently in Use | Diesel | 12000 | Fiberglass Double Walled | 1991-11-01 |  | Fiberglass Reinforced Plastic | Pressurized
UNITED PARCEL SERVICE, INC. (UPS) - FOREST PARK HUB | 255 SOUTHFIELD PARKWAY | FOREST PARK | Clayton | 9031156 | D-1 | Flapper Valve | 1991-11-01 | FALSE | 1991-11-01 | FALSE | Currently in Use | Diesel | 12000 | Fiberglass Double Walled | 1991-11-01 |  | Fiberglass Reinforced Plastic | Pressurized
DELTA AIR CARGO | 1600 MH JACKSON SERVICE RD BLDG A | ATLANTA | Clayton | UST-SLOC-310238 | 950 | [5 empty] | Removed from Ground | Other | 2000 | Composite | 1981-05-09 | 1996-07-01 | Bare Steel
DELTA AIR CARGO | 1600 MH JACKSON SERVICE RD BLDG A | ATLANTA | Clayton | UST-SLOC-310238 | 950 | [5 empty] | Removed from Ground | Other | 2000 | Composite | 1981-05-09 | 1996-07-01 | Bare Steel
DELTA AIR CARGO | 1600 MH JACKSON SERVICE RD BLDG A | ATLANTA | Clayton | UST-SLOC-310225 | 390 |  |  | TRUE |  | TRUE | Removed from Ground | Used Oil | 2000 | Bare Steel | 1982-05-09 | 1988-09-15 | Bare Steel
DELTA AIR CARGO | 1600 MH JACKSON SERVICE RD BLDG A | ATLANTA | Clayton | UST-SLOC-310225 | 390 |  |  | TRUE |  | TRUE | Removed from Ground | Used Oil | 2000 | Bare Steel | 1982-05-09 | 1988-09-15 | Bare Steel
DELTA AIR CARGO | 1600 MH JACKSON SERVICE RD BLDG A | ATLANTA | Clayton | UST-SLOC-310238 | 12 | Flapper Valve | 1996-03-01 | FALSE | 1996-03-01 | FALSE | Currently in Use | Diesel | 20000 | Fiberglass Double Walled | 1981-05-09 |  | Fiberglass Reinforced Plastic | Pressurized
DELTA AIR CARGO | 1600 MH JACKSON SERVICE RD BLDG A | ATLANTA | Clayton | UST-SLOC-310238 | 12 | Flapper Valve | 1996-03-01 | FALSE | 1996-03-01 | FALSE | Currently in Use | Diesel | 20000 | Fiberglass Double Walled | 1981-05-09 |  | Fiberglass Reinforced Plastic | Pressurized
South Ops | 5250 Frontage Rd. | Forest Park | Clayton | 10002760 | 1 | Flapper Valve | 2016-07-01 | FALSE | 2016-07-01 | FALSE | Currently in Use | Diesel | 20000 | Fiberglass Double Walled | 2016-07-01 |  | Double-Walled Fiberglass | Pressurized
DELTA AIR CARGO | 1600 MH JACKSON SERVICE RD BLDG A | ATLANTA | Clayton | UST-SLOC-9031108 | 7 | [5 empty] | Removed from Ground | Diesel | 10000 | Bare Steel | 1980-01-01 | 1997-10-01 | Bare Steel | Safe Suction (Euro)
DELTA AIR CARGO | 1600 MH JACKSON SERVICE RD BLDG A | ATLANTA | Clayton | UST-SLOC-9031108 | 7 | [5 empty] | Removed from Ground | Diesel | 10000 | Bare Steel | 1980-01-01 | 1997-10-01 | Bare Steel | Safe Suction (Euro)
UNITED PARCEL SERVICE, INC. (UPS) - FOREST PARK HUB | 255 SOUTHFIELD PARKWAY | FOREST PARK | Clayton | 9031156 | RU-1 | Flapper Valve | 1991-11-01 | FALSE | 1991-11-01 | FALSE | Currently in Use | Regular | 12000 | Fiberglass Double Walled | 1991-11-01 |  | Fiberglass Reinforced Plastic | Pressurized
DELTA AIR CARGO | 1600 MH JACKSON SERVICE RD BLDG A | ATLANTA | Clayton | UST-SLOC-9031108 | 610 | [5 empty] | Closed in Ground | Diesel | 280 | Bare Steel | 1980-01-01 | 1998-12-22 | Bare Steel | Safe Suction (Euro)
DELTA AIR CARGO | 1600 MH JACKSON SERVICE RD BLDG A | ATLANTA | Clayton | UST-SLOC-9031108 | 610 | [5 empty] | Closed in Ground | Diesel | 280 | Bare Steel | 1980-01-01 | 1998-12-22 | Bare Steel | Safe Suction (Euro)
DELTA AIR CARGO | 1600 MH JACKSON SERVICE RD BLDG A | ATLANTA | Clayton | UST-SLOC-310238 | 11 | Ball Float | 1996-03-01 | FALSE | 1996-03-01 | FALSE | Currently in Use | Diesel | 20000 | Fiberglass Double Walled | 1981-05-09 |  | Fiberglass Reinforced Plastic | Pressurized
DELTA AIR CARGO | 1600 MH JACKSON SERVICE RD BLDG A | ATLANTA | Clayton | UST-SLOC-310238 | 11 | Ball Float | 1996-03-01 | FALSE | 1996-03-01 | FALSE | Currently in Use | Diesel | 20000 | Fiberglass Double Walled | 1981-05-09 |  | Fiberglass Reinforced Plastic | Pressurized
DELTA AIR CARGO | 1600 MH JACKSON SERVICE RD BLDG A | ATLANTA | Clayton | UST-SLOC-9031108 | 006-B | Flapper Valve | 1997-10-01 | FALSE | 1997-10-01 | FALSE | Currently in Use | Regular | 10000 | Fiberglass Double Walled | 1997-10-01 |  | Double-Walled Fiberglass | Safe Suction (Euro)
DELTA AIR CARGO | 1600 MH JACKSON SERVICE RD BLDG A | ATLANTA | Clayton | UST-SLOC-9031108 | 006-B | Flapper Valve | 1997-10-01 | FALSE | 1997-10-01 | FALSE | Currently in Use | Regular | 10000 | Fiberglass Double Walled | 1997-10-01 |  | Double-Walled Fiberglass | Safe Suction (Euro)
DELTA AIR CARGO | 1600 MH JACKSON SERVICE RD BLDG A | ATLANTA | Clayton | UST-SLOC-310225 | 41 | Flapper Valve | 1997-11-01 | FALSE | 1997-11-01 | FALSE | Removed from Ground | Premium | 40000 | Composite | 1982-05-09 | 2020-11-03 | Fiberglass Reinforced Plastic | Pressurized
DELTA AIR CARGO | 1600 MH JACKSON SERVICE RD BLDG A | ATLANTA | Clayton | UST-SLOC-310225 | 41 | Flapper Valve | 1997-11-01 | FALSE | 1997-11-01 | FALSE | Removed from Ground | Premium | 40000 | Composite | 1982-05-09 | 2020-11-03 | Fiberglass Reinforced Plastic | Pressurized
DELTA AIR CARGO | 1600 MH JACKSON SERVICE RD BLDG A | ATLANTA | Clayton | UST-SLOC-600410 | 24 | Overfill Alarm | 1997-09-01 | FALSE | 1997-09-01 | FALSE | Closed in Ground |  | 1500 | Steel-Impressed Current | 1978-05-10 | 2018-02-01 | Steel (Impressed Current)
DELTA AIR CARGO | 1600 MH JACKSON SERVICE RD BLDG A | ATLANTA | Clayton | UST-SLOC-9031108 | 6 | [5 empty] | Removed from Ground | Gas (Historical Use) | 10000 | Bare Steel | 1980-01-01 | 1997-10-01 | Bare Steel | Safe Suction (Euro)
DELTA AIR CARGO | 1600 MH JACKSON SERVICE RD BLDG A | ATLANTA | Clayton | UST-SLOC-9031108 | 6 | [5 empty] | Removed from Ground | Gas (Historical Use) | 10000 | Bare Steel | 1980-01-01 | 1997-10-01 | Bare Steel | Safe Suction (Euro)
Chevron Food & Gas | 738 Morrow Rd | Forest Park | Clayton | 10002938 | 2B | Flapper Valve | 2019-03-25 | FALSE | 2019-03-28 | FALSE | Currently in Use | Diesel | 6000 | Composite Double Walled | 2019-05-31 |  | Double-Walled Fiberglass | Pressurized
DELTA AIR CARGO | 1600 MH JACKSON SERVICE RD BLDG A | ATLANTA | Clayton | UST-SLOC-310225 | 40 | Flapper Valve | 1997-11-01 | FALSE | 1997-11-01 | FALSE | Removed from Ground | Diesel | 40000 | Composite | 1982-05-09 | 2020-11-03 | Fiberglass Reinforced Plastic | Pressurized
DELTA AIR CARGO | 1600 MH JACKSON SERVICE RD BLDG A | ATLANTA | Clayton | UST-SLOC-310225 | 40 | Flapper Valve | 1997-11-01 | FALSE | 1997-11-01 | FALSE | Removed from Ground | Diesel | 40000 | Composite | 1982-05-09 | 2020-11-03 | Fiberglass Reinforced Plastic | Pressurized
UNITED PARCEL SERVICE, INC. (UPS) - FOREST PARK HUB | 255 SOUTHFIELD PARKWAY | FOREST PARK | Clayton | 9031156 | RU-1 | Flapper Valve | 1991-11-01 | FALSE | 1991-11-01 | FALSE | Currently in Use | Regular | 12000 | Fiberglass Double Walled | 1991-11-01 |  | Fiberglass Reinforced Plastic | Pressurized
UNITED PARCEL SERVICE, INC. (UPS) - FOREST PARK HUB | 255 SOUTHFIELD PARKWAY | FOREST PARK | Clayton | 9031156 | RU-1 | Flapper Valve | 1991-11-01 | FALSE | 1991-11-01 | FALSE | Currently in Use | Regular | 12000 | Fiberglass Double Walled | 1991-11-01 |  | Fiberglass Reinforced Plastic | Pressurized
UNITED PARCEL SERVICE, INC. (UPS) - FOREST PARK HUB | 255 SOUTHFIELD PARKWAY | FOREST PARK | Clayton | 9031156 | RU-1 | Flapper Valve | 1991-11-01 | FALSE | 1991-11-01 | FALSE | Currently in Use | Regular | 12000 | Fiberglass Double Walled | 1991-11-01 |  | Fiberglass Reinforced Plastic | Pressurized
UNITED PARCEL SERVICE, INC. (UPS) - FOREST PARK HUB | 255 SOUTHFIELD PARKWAY | FOREST PARK | Clayton | 9031156 | RU-1 | Flapper Valve | 1991-11-01 | FALSE | 1991-11-01 | FALSE | Currently in Use | Regular | 12000 | Fiberglass Double Walled | 1991-11-01 |  | Fiberglass Reinforced Plastic | Pressurized
UNITED PARCEL SERVICE, INC. (UPS) - FOREST PARK HUB | 255 SOUTHFIELD PARKWAY | FOREST PARK | Clayton | 9031156 | RU-1 | Flapper Valve | 1991-11-01 | FALSE | 1991-11-01 | FALSE | Currently in Use | Regular | 12000 | Fiberglass Double Walled | 1991-11-01 |  | Fiberglass Reinforced Plastic | Pressurized
5963 LEES MILL ROAD | 5963 LEES MILL ROAD | FOREST PARK | Clayton | 10002959 | 1 |  |  | FALSE |  | FALSE | Removed from Ground | Used Oil | 500 | Bare Steel |  | 2019-02-26
DELTA AIR CARGO | 1600 MH JACKSON SERVICE RD BLDG A | ATLANTA | Clayton | UST-SLOC-310238 | 8 | [5 empty] | Closed in Ground | Other | 2000 | Composite | 1981-05-09 | 1996-01-01 | Bare Steel | Safe Suction (Euro)
DELTA AIR CARGO | 1600 MH JACKSON SERVICE RD BLDG A | ATLANTA | Clayton | UST-SLOC-310238 | 8 | [5 empty] | Closed in Ground | Other | 2000 | Composite | 1981-05-09 | 1996-01-01 | Bare Steel | Safe Suction (Euro)
DELTA AIR CARGO | 1600 MH JACKSON SERVICE RD BLDG A | ATLANTA | Clayton | UST-SLOC-600410 | 26 | Overfill Alarm | 1997-09-01 | FALSE | 2006-11-08 | TRUE | Not regulated- Currently in use | Jet fuel | 10000 | Steel-Impressed Current | 1978-05-10 |  | Steel (Impressed Current) | Gravity
DELTA AIR CARGO | 1600 MH JACKSON SERVICE RD BLDG A | ATLANTA | Clayton | UST-SLOC-310225 | 38 | Flapper Valve | 1997-11-01 | FALSE | 1997-11-01 | FALSE | Removed from Ground | Regular | 40000 | Composite | 1982-05-09 | 2020-11-03 | Fiberglass Reinforced Plastic | Pressurized
DELTA AIR CARGO | 1600 MH JACKSON SERVICE RD BLDG A | ATLANTA | Clayton | UST-SLOC-310225 | 38 | Flapper Valve | 1997-11-01 | FALSE | 1997-11-01 | FALSE | Removed from Ground | Regular | 40000 | Composite | 1982-05-09 | 2020-11-03 | Fiberglass Reinforced Plastic | Pressurized
DELTA AIR CARGO | 1600 MH JACKSON SERVICE RD BLDG A | ATLANTA | Clayton | UST-SLOC-10001299 | 953 | Flapper Valve | 1995-03-01 | FALSE | 1995-03-01 | FALSE | Currently in Use | Diesel | 10000 | Fiberglass | 1982-01-01 |  | Fiberglass Reinforced Plastic | Safe Suction (Euro)
MT ZION BLVD BP | 742 MT ZION BLVD | JONESBORO | Clayton | 10002723 | 2A | Ball Float | 2017-01-05 | FALSE | 2017-02-05 | FALSE | Currently in Use | Premium | 5000 | Tank Jacket | 2017-01-05 |  | Double-Walled Fiberglass | Pressurized
DELTA AIR CARGO | 1600 MH JACKSON SERVICE RD BLDG A | ATLANTA | Clayton | UST-SLOC-310225 | 43 | Flapper Valve | 1997-11-01 | FALSE | 1997-11-01 | FALSE | Removed from Ground | Diesel | 10000 | Composite | 1982-05-09 | 2020-11-03 | Fiberglass Reinforced Plastic | Pressurized
DELTA AIR CARGO | 1600 MH JACKSON SERVICE RD BLDG A | ATLANTA | Clayton | UST-SLOC-310225 | 43 | Flapper Valve | 1997-11-01 | FALSE | 1997-11-01 | FALSE | Removed from Ground | Diesel | 10000 | Composite | 1982-05-09 | 2020-11-03 | Fiberglass Reinforced Plastic | Pressurized
DELTA AIR CARGO | 1600 MH JACKSON SERVICE RD BLDG A | ATLANTA | Clayton | UST-SLOC-10001299 | 953 | Flapper Valve | 1995-03-01 | FALSE | 1995-03-01 | FALSE | Currently in Use | Diesel | 10000 | Fiberglass | 1982-01-01 |  | Fiberglass Reinforced Plastic | Safe Suction (Euro)
Chevron Food & Gas | 738 Morrow Rd | Forest Park | Clayton | 10002938 | 1 | Flapper Valve | 2019-03-25 | FALSE | 2019-03-28 | FALSE | Currently in Use | Regular | 10000 | Composite Double Walled | 2019-05-31 |  | Double-Walled Fiberglass | Pressurized
Royal Exxon Investment Ltd. Co. | 6539 Highway 42 | Rex | Clayton | 10002891 | 1C | Flapper Valve | 2018-11-26 | FALSE | 2017-03-13 | FALSE | Currently in Use | E-85 | 4000 | Fiberglass Double Walled | 2016-05-26 |  | Double-Walled Fiberglass | Pressurized
QuikTrip #849 | 4571 Old Dixie Rd | Forest Park | Clayton | 10002910 | 4 | Flapper Valve | 2019-04-01 | FALSE | 2019-02-10 | FALSE | Currently in Use | Diesel | 12000 | Fiberglass Double Walled | 2018-10-31 |  | Double-Walled Flex | Pressurized
DELTA AIR CARGO | 1600 MH JACKSON SERVICE RD BLDG A | ATLANTA | Clayton | UST-SLOC-9031108 | 007-B | Flapper Valve | 1997-10-01 | FALSE | 1997-10-01 | FALSE | Currently in Use | Diesel | 10000 | Fiberglass Double Walled | 1997-10-01 |  | Double-Walled Fiberglass | Safe Suction (Euro)
DELTA AIR CARGO | 1600 MH JACKSON SERVICE RD BLDG A | ATLANTA | Clayton | UST-SLOC-9031108 | 007-B | Flapper Valve | 1997-10-01 | FALSE | 1997-10-01 | FALSE | Currently in Use | Diesel | 10000 | Fiberglass Double Walled | 1997-10-01 |  | Double-Walled Fiberglass | Safe Suction (Euro)
MT ZION BLVD BP | 742 MT ZION BLVD | JONESBORO | Clayton | 10002723 | 1 | Ball Float | 2017-01-05 | FALSE | 2017-01-05 | FALSE | Currently in Use | Regular | 10000 | Tank Jacket | 2017-10-06 |  | Double-Walled Fiberglass | Pressurized
Royal Exxon Investment Ltd. Co. | 6539 Highway 42 | Rex | Clayton | 10002891 | 2B | Flapper Valve | 2018-11-26 | FALSE | 2017-03-13 | FALSE | Currently in Use | Biodiesel | 4000 | Fiberglass Double Walled | 2016-05-26 |  | Double-Walled Fiberglass | Pressurized
Royal Exxon Investment Ltd. Co. | 6539 Highway 42 | Rex | Clayton | 10002891 | 2A | Flapper Valve | 2018-11-26 | FALSE | 2017-03-13 | FALSE | Currently in Use | Diesel On Road | 12000 | Fiberglass Double Walled | 2016-05-26 |  | Double-Walled Fiberglass | Pressurized
Royal Exxon Investment Ltd. Co. | 6539 Highway 42 | Rex | Clayton | 10002891 | 1B | Flapper Valve | 2018-11-26 | FALSE | 2017-03-13 | FALSE | Currently in Use | Premium | 4000 | Fiberglass Double Walled | 2016-05-26 |  | Double-Walled Fiberglass | Pressurized
QuikTrip #849 | 4571 Old Dixie Rd | Forest Park | Clayton | 10002910 | 2 | Flapper Valve | 2019-04-01 | FALSE | 2019-02-10 | FALSE | Currently in Use | Regular | 20000 | Fiberglass Double Walled | 2018-10-31 |  | Double-Walled Flex | Pressurized
JC PENNEY | 120 PENNEY RD | FOREST PARK | Clayton | 10003256 | 1 | Flapper Valve | 1975-01-01 | FALSE | 1975-01-01 | FALSE | Temporarily out of use | Diesel | 10000 | Bare Steel | 1975-01-01 |  | Bare Steel | Pressurized
KROGER FUEL CENTER | 795 North Ave | Jonesboro | Clayton | 10003264 | 2A | Flapper Valve | 2022-07-28 | FALSE | 2022-07-28 | FALSE | Currently in Use | Diesel | 10000 | Fiberglass Double Walled | 2022-06-02 |  | Double-Walled Flex | Pressurized
TRANSPORTATION FACILITY | 3934 THURMAN RD | CONLEY | Clayton | 10002902 | 1 |  |  | FALSE |  | FALSE | Removed from Ground |  | 10000 | Bare Steel |  | 2019-01-21 | Steel (Impressed Current)
QuikTrip #849 | 4571 Old Dixie Rd | Forest Park | Clayton | 10002910 | 3A | Flapper Valve | 2019-04-01 | FALSE | 2019-02-10 | FALSE | Currently in Use | E-0 | 10000 | Fiberglass Double Walled | 2018-10-31 |  | Double-Walled Flex | Pressurized
Chevron Food & Gas | 738 Morrow Rd | Forest Park | Clayton | 10002938 | 2A | Flapper Valve | 2019-03-25 | FALSE | 2019-03-28 | FALSE | Currently in Use | Premium | 6000 | Composite Double Walled | 2019-05-31 |  | Double-Walled Fiberglass | Pressurized
QuikTrip #849 | 4571 Old Dixie Rd | Forest Park | Clayton | 10002910 | 3B | Flapper Valve | 2019-04-01 | FALSE | 2019-02-10 | FALSE | Currently in Use | Premium | 9500 | Fiberglass Double Walled | 2018-10-31 |  | Double-Walled Flex | Pressurized
TRANSPORTATION FACILITY | 3934 THURMAN RD | CONLEY | Clayton | 10002902 | 2 |  |  | FALSE |  | FALSE | Removed from Ground |  | 15000 | Bare Steel |  | 2019-01-21 | Steel (Impressed Current)
MIDFIELD GSE | 4800 NLVR | ATLANTA | Clayton | 10003020 | 2 | Flapper Valve |  | FALSE | 2019-11-01 | FALSE | Currently in Use | Regular | 35000 | Composite Double Walled | 2019-08-21 |  | Double-Walled Flex | Pressurized
THE CLOROX COMPANY | 17 LAKE MIRROR RD | FOREST PARK | Clayton | 310258 | 1 |  |  | FALSE |  | FALSE | Removed from Ground |  | 9000 |  |  | 2020-09-09
QuikTrip #849 | 4571 Old Dixie Rd | Forest Park | Clayton | 10002910 | 1 | Flapper Valve | 2019-04-01 | FALSE | 2019-02-10 | FALSE | Currently in Use | Regular | 20000 | Fiberglass Double Walled | 2018-10-31 |  | Double-Walled Flex | Pressurized
MIDFIELD GSE | 4800 NLVR | ATLANTA | Clayton | 10003020 | 1 | Flapper Valve |  | FALSE | 2019-11-01 | FALSE | Currently in Use | Regular | 35000 | Composite Double Walled | 2019-08-21 |  | Double-Walled Flex | Pressurized
MIDFIELD GSE | 4800 NLVR | ATLANTA | Clayton | 10003020 | 5 | Flapper Valve |  | FALSE | 2019-11-01 | FALSE | Currently in Use | Diesel On Road | 20000 | Composite Double Walled | 2019-08-21 |  | Double-Walled Flex | Pressurized
MIDFIELD GSE | 4800 NLVR | ATLANTA | Clayton | 10003020 | 4 | Flapper Valve |  | FALSE | 2019-11-01 | FALSE | Currently in Use | Diesel Off Road | 20000 | Composite Double Walled | 2019-08-21 |  | Double-Walled Flex | Pressurized
MIDFIELD GSE | 4800 NLVR | ATLANTA | Clayton | 10003020 | 6 | Flapper Valve |  | FALSE | 2019-11-01 | FALSE | Currently in Use | Diesel On Road | 20000 | Composite Double Walled | 2019-08-21 |  | Double-Walled Flex | Pressurized
Sector 2 Police Precinct | 6335 Church St | Riverdale | Clayton | 10003057 | 1 | Flapper Valve | 2019-12-04 | FALSE | 2019-11-07 | FALSE | Currently in Use | Regular | 10000 | Fiberglass Double Walled | 2019-10-23 |  | Double-Walled Fiberglass | Pressurized
FEDEX GROUND - ATLA 303 | 4665 S PARK BLVD | ELLENWOOD | Clayton | 9031102 | 1 | Flapper Valve | 1993-07-30 |  | 1993-07-30 |  | Removed from Ground | Diesel | 20000 | Tank Jacket | 1993-07-30 | 2008-07-02 | Double-Walled Fiberglass | Safe Suction (Euro)
QUIKTRIP #787 | 2881 FOREST PKWY | ELLENWOOD | Clayton | 10000461 | 6 | Flapper Valve | 2003-04-01 | FALSE | 2003-04-01 | FALSE | Currently in Use | Diesel | 20000 | Fiberglass Double Walled | 2003-03-01 |  | Double-Walled Fiberglass | Pressurized
HARTSFIELD-JACKSON ATLANTA INTERNATIONAL AIRPORT | 6000 N Terminal Pkwy | Atlanta | Clayton | UST-SLOC-9031172 | 504H |  |  | FALSE | 1976-05-01 | FALSE | Closed in Ground |  | 10000 | Fiberglass | 1976-05-10 | 1997-08-07 | Bare Steel | Pressurized
HARTSFIELD-JACKSON ATLANTA INTERNATIONAL AIRPORT | 6000 N Terminal Pkwy | Atlanta | Clayton | UST-SLOC-9031172 | 506H | [5 empty] | Removed from Ground | Other | 2000 | Cathodically Protected Steel | 1976-05-10 | 1989-12-01 | Cathodically Protected | Gravity Fed
HARTSFIELD-JACKSON ATLANTA INTERNATIONAL AIRPORT | 6000 N Terminal Pkwy | Atlanta | Clayton | UST-SLOC-10001749 | 1 | Flapper Valve | 2009-03-01 | FALSE | 2009-03-01 | FALSE | Currently in Use | Regular | 20000 | Fiberglass Double Walled | 2009-01-01 |  | Double-Walled Fiberglass | Pressurized
HARTSFIELD-JACKSON ATLANTA INTERNATIONAL AIRPORT | 6000 N Terminal Pkwy | Atlanta | Clayton | UST-SLOC-10001746 | 3 | Flapper Valve | 2009-03-01 | FALSE | 2009-03-01 | FALSE | Currently in Use | Regular | 20000 | Fiberglass Double Walled | 2009-03-01 |  | Fiberglass Reinforced Plastic | Pressurized
HARTSFIELD-JACKSON ATLANTA INTERNATIONAL AIRPORT | 6000 N Terminal Pkwy | Atlanta | Clayton | UST-SLOC-310165 | 8 |  | 1998-12-01 | FALSE | 1980-03-28 | FALSE | Closed in Ground | Diesel | 4000 | Steel-Impressed Current | 1980-03-28 | 2017-08-17 | Steel (Impressed Current) | Safe Suction (Euro)
MIDFIELD GSE | 4800 NLVR | ATLANTA | Clayton | 10003020 | 3 | Flapper Valve |  | FALSE | 2019-11-01 | FALSE | Currently in Use | Diesel Off Road | 20000 | Composite Double Walled | 2019-08-21 |  | Double-Walled Flex | Pressurized
HARTSFIELD-JACKSON ATLANTA INTERNATIONAL AIRPORT | 6000 N Terminal Pkwy | Atlanta | Clayton | UST-SLOC-310165 | 6 |  | 1998-12-01 |  | 1980-03-28 |  | Closed in Ground | Diesel | 1000 | Steel-Impressed Current | 1980-03-28 | 2012-05-29 | Steel (Impressed Current) | Suction (American)
HARTSFIELD-JACKSON ATLANTA INTERNATIONAL AIRPORT | 6000 N Terminal Pkwy | Atlanta | Clayton | UST-SLOC-10002404 | 3 | Exempted | 2014-10-05 | FALSE | 2014-10-05 | FALSE | Temporarily out of use | Empty | 20000 | Fiberglass Double Walled | 2014-07-15 |  | Double-Walled Fiberglass | Pressurized
OLD DIXIE CITGO | 6065 OLD DIXIE RD | FOREST PARK | Clayton | 10001519 | 1 |  | 2007-08-01 | FALSE | 2007-08-01 | FALSE | Temporarily out of use | Gas (Historical Use) | 12000 | Composite Double Walled | 2007-08-03 |  | Fiberglass Reinforced Plastic | Pressurized
OLD DIXIE CITGO | 6065 OLD DIXIE RD | FOREST PARK | Clayton | 10001519 | 1 |  | 2007-08-01 | FALSE | 2007-08-01 | FALSE | Temporarily out of use | Gas (Historical Use) | 12000 | Composite Double Walled | 2007-08-03 |  | Fiberglass Reinforced Plastic | Pressurized
OLD DIXIE CITGO | 6065 OLD DIXIE RD | FOREST PARK | Clayton | 10001519 | 2 |  | 2007-08-01 | FALSE | 2007-08-01 | FALSE | Temporarily out of use | Gas (Historical Use) | 8000 | Composite Double Walled | 2007-08-03 |  | Fiberglass Reinforced Plastic | Pressurized
OLD DIXIE CITGO | 6065 OLD DIXIE RD | FOREST PARK | Clayton | 10001519 | 2 |  | 2007-08-01 | FALSE | 2007-08-01 | FALSE | Temporarily out of use | Gas (Historical Use) | 8000 | Composite Double Walled | 2007-08-03 |  | Fiberglass Reinforced Plastic | Pressurized
7710 TARA BOULEVARD | 7710 TARA BOULEVARD | JONESBORO | Clayton | 10003146 | 2 |  |  | FALSE |  | FALSE | Removed from Ground |  |  |  |  | 2021-10-19
7710 TARA BOULEVARD | 7710 TARA BOULEVARD | JONESBORO | Clayton | 10003146 | 1 |  |  | FALSE |  | FALSE | Removed from Ground |  |  |  |  | 2021-10-19
South Deicing Facility | 4800 South Cargo | Atlanta | Clayton | 10003211 | 9 | Flapper Valve | 2022-02-14 | FALSE | 2021-08-18 | FALSE | Currently in Use | Regular | 20000 | Fiberglass Double Walled | 2021-07-01 |  | Double-Walled Fiberglass | Pressurized
South Deicing Facility | 4800 South Cargo | Atlanta | Clayton | 10003211 | 8 | Flapper Valve | 2022-02-14 | FALSE | 2021-08-18 | FALSE | Currently in Use | Regular | 20000 | Fiberglass Double Walled | 2021-07-01 |  | Double-Walled Fiberglass | Pressurized
South Deicing Facility | 4800 South Cargo | Atlanta | Clayton | 10003211 | 10 | Flapper Valve | 2022-02-14 | FALSE | 2021-08-18 | FALSE | Currently in Use | Diesel | 20000 | Fiberglass Double Walled | 2021-07-01 |  | Double-Walled Fiberglass | Pressurized
South Deicing Facility | 4800 South Cargo | Atlanta | Clayton | 10003211 | 11 | Flapper Valve | 2022-02-14 | FALSE | 2021-08-18 | FALSE | Currently in Use | Diesel | 20000 | Fiberglass Double Walled | 2021-07-01 |  | Double-Walled Fiberglass | Pressurized
Jack Cooper Transport Co. Inc. | 25 SOUTHSIDE IND PKWY SE | ATLANTA | Clayton | 9060313 | 6 |  |  | TRUE |  | TRUE | Removed from Ground | Used Oil | 2000 | Bare Steel | 1978-05-08 | 1995-08-01 | Galvanized Steel
CARROLL TIRE CO | 4281 OLD DIXIE HWY | ATLANTA | Clayton | 9031150 | 1 | [5 empty] | Closed in Ground | Gas (Historical Use) | 8000 | Bare Steel | 1998-11-01 | 1998-11-01 | Bare Steel | Safe Suction (Euro)
SMART CONVIENCE STORE 2 LLC | 4578 OLD DIXIE HWY | FOREST PARK | Clayton | 9031083 | 1 | Ball Float | 1994-08-24 | FALSE | 1994-08-24 | FALSE | Currently in Use | Regular | 10000 | Fiberglass | 1985-04-30 |  | Fiberglass Reinforced Plastic | Pressurized
SHELL FOOD MART | 7348 DAVIDSON DR | STOCKBRIDGE | Clayton | 310316 | 3 | Flapper Valve | 1986-01-01 | FALSE | 1986-01-01 | FALSE | Temporarily out of use | Gas (Historical Use) | 10000 | Galvanic (STIP-3) | 1986-01-01 |  | Galvanized Steel | Pressurized
FAA ATLANTA | 1106 M H Jackson Service Road | Atlanta | Clayton | UST-SLOC-310100 | 2 | Overfill Alarm | 1997-03-01 | FALSE | 1997-03-01 | FALSE | Removed from Ground | Diesel | 2500 | Fiberglass Double Walled | 1997-03-04 | 2011-07-20 | Secondary Containment | Safe Suction (Euro)
FT GILLEM | N 6th St | Ellenwood | Clayton | UST-SLOC-9031015 | 2 | [5 empty] | Removed from Ground | Gas (Historical Use) | 250 | Marked Unknown | 1946-01-01 | 1991-10-01 | Unknown
FT GILLEM | N 6th St | Ellenwood | Clayton | UST-SLOC-9031183 | 307-FO1 | [5 empty] | Removed from Ground | Diesel | 20000 | Not Marked/Unknown | 1996-01-05 | 1996-01-05 | Not Marked
FT GILLEM | N 6th St | Ellenwood | Clayton | UST-SLOC-9031079 | 610-DF1 | [5 empty] | Removed from Ground | Diesel | 10000 | Fiberglass | 1982-01-01 | 1998-11-20 | Fiberglass Reinforced Plastic
DELTA AIR CARGO | 1600 MH JACKSON SERVICE RD BLDG A | ATLANTA | Clayton | UST-SLOC-10001299 | 954 | Flapper Valve | 1995-01-01 | FALSE | 1995-01-01 | FALSE | Currently in Use | Regular | 1000 | Fiberglass | 1982-01-01 |  | Fiberglass Reinforced Plastic | Safe Suction (Euro)
DELTA AIR CARGO | 1600 MH JACKSON SERVICE RD BLDG A | ATLANTA | Clayton | UST-SLOC-10001299 | 954 | Flapper Valve | 1995-01-01 | FALSE | 1995-01-01 | FALSE | Currently in Use | Regular | 1000 | Fiberglass | 1982-01-01 |  | Fiberglass Reinforced Plastic | Safe Suction (Euro)
DELTA AIR CARGO | 1600 MH JACKSON SERVICE RD BLDG A | ATLANTA | Clayton | UST-SLOC-310238 | 13 |  |  | TRUE |  | TRUE | Closed in Ground | Used Oil | 2000 | Composite | 1981-05-09 | 1996-07-01 | Bare Steel | Safe Suction (Euro)
DELTA AIR CARGO | 1600 MH JACKSON SERVICE RD BLDG A | ATLANTA | Clayton | UST-SLOC-310238 | 13 |  |  | TRUE |  | TRUE | Closed in Ground | Used Oil | 2000 | Composite | 1981-05-09 | 1996-07-01 | Bare Steel | Safe Suction (Euro)
DELTA AIR CARGO | 1600 MH JACKSON SERVICE RD BLDG A | ATLANTA | Clayton | UST-SLOC-310238 | 10 | Ball Float | 1996-03-01 | FALSE | 1996-03-01 | FALSE | Currently in Use | Diesel | 20000 | Fiberglass Double Walled | 1981-05-09 |  | Fiberglass Reinforced Plastic | Pressurized
DELTA AIR CARGO | 1600 MH JACKSON SERVICE RD BLDG A | ATLANTA | Clayton | UST-SLOC-310238 | 10 | Ball Float | 1996-03-01 | FALSE | 1996-03-01 | FALSE | Currently in Use | Diesel | 20000 | Fiberglass Double Walled | 1981-05-09 |  | Fiberglass Reinforced Plastic | Pressurized
MT ZION BLVD BP | 742 MT ZION BLVD | JONESBORO | Clayton | 10002723 | 2B | Ball Float | 2017-01-05 | FALSE | 2017-01-05 | FALSE | Currently in Use | Diesel | 5000 | Tank Jacket | 2017-01-05 |  | Double-Walled Fiberglass | Pressurized
Royal Exxon Investment Ltd. Co. | 6539 Highway 42 | Rex | Clayton | 10002891 | 1A | Flapper Valve | 2018-11-26 | FALSE | 2017-03-13 | FALSE | Currently in Use | Regular | 8000 | Fiberglass Double Walled | 2016-05-26 |  | Double-Walled Fiberglass | Pressurized
OLD DIXIE CITGO | 6065 OLD DIXIE RD | FOREST PARK | Clayton | 10001519 | 3 |  | 2007-08-01 | FALSE | 2007-08-01 | FALSE | Temporarily out of use | Diesel | 4000 | Composite Double Walled | 2007-08-03 |  | Fiberglass Reinforced Plastic | Pressurized
OLD DIXIE CITGO | 6065 OLD DIXIE RD | FOREST PARK | Clayton | 10001519 | 3 |  | 2007-08-01 | FALSE | 2007-08-01 | FALSE | Temporarily out of use | Diesel | 4000 | Composite Double Walled | 2007-08-03 |  | Fiberglass Reinforced Plastic | Pressurized
HERCULES INC | HOMERVILLE YARD IND PARK | HOMERVILLE | Clinch | 320033 | 3 | [5 empty] | Removed from Ground | Gas (Historical Use) | 1000 | Bare Steel | 1986-05-01 | 1995-02-16 | Galvanized Steel | Safe Suction (Euro)
HUGHES OIL | P O BOX 297 | HOMERVILLE | Clinch | 320015 | 2 | [5 empty] | Removed from Ground | Gas (Historical Use) | 550 | Bare Steel | 1965-04-15 | 1988-01-01 | Unknown
Quick Change #33 | 101 West Dame Avenue | Homerville | Clinch | 320029 | E | [5 empty] | Closed in Ground | Diesel | 10000 | Bare Steel | 1966-05-13 | 1899-12-31 | Galvanized Steel | Safe Suction (Euro)
STALVEY WOOD PRODUCTS | 104 PEACH ST | HOMERVILLE | Clinch | 320030 | 3 | [5 empty] | Removed from Ground | Gas (Historical Use) | 1000 | Bare Steel | 1979-05-10 | 1992-01-01 | Galvanized Steel | Suction (American)
66 FUEL CENTER | 398 EAST DAME AVE | HOMERVILLE | Clinch | 320040 | B | Flapper Valve | 2006-08-01 | FALSE | 2006-08-01 | FALSE | Currently in Use | Diesel | 8000 | Composite | 2006-08-01 |  | Fiberglass Reinforced Plastic | Pressurized
HERCULES INC | HOMERVILLE YARD IND PARK | HOMERVILLE | Clinch | 320033 | 1 | [5 empty] | Removed from Ground | Diesel | 4000 | Bare Steel | 1983-05-09 | 1995-02-16 | Galvanized Steel | Safe Suction (Euro)
Quick Change #33 | 101 West Dame Avenue | Homerville | Clinch | 320029 | 7 | [5 empty] | Removed from Ground | Kerosene | 560 | Bare Steel | 1989-07-15 | 1989-07-15 | Galvanized Steel
Quick Change #33 | 101 West Dame Avenue | Homerville | Clinch | 320029 | 1 | [5 empty] | Removed from Ground | Gas (Historical Use) | 4000 | Bare Steel | 1989-07-15 | 1989-07-15 | Galvanized Steel
Quick Change #33 | 101 West Dame Avenue | Homerville | Clinch | 320029 | 10 | Ball Float | 1989-07-15 | FALSE | 1989-07-15 | FALSE | Closed in Ground | Regular | 8000 | Galvanic (STIP-3) | 1989-07-15 |  | Fiberglass Reinforced Plastic | Pressurized
GA FC/CLINCH CO UNIT | US HWY 441/1 MILE NW | HOMERVILLE | Clinch | 320010 | 4 |  | 1994-06-27 |  | 1994-06-27 |  | Removed from Ground | Gas (Historical Use) | 1000 | Galvanic (STIP-3) | 1994-06-27 | 2010-09-01 | Cathodically Protected | Safe Suction (Euro)
Quick Change #33 | 101 West Dame Avenue | Homerville | Clinch | 320029 | 4 | [5 empty] | Removed from Ground | Gas (Historical Use) | 4000 | Bare Steel | 1989-07-15 | 1989-07-15 | Galvanized Steel
STALVEY WOOD PRODUCTS | 104 PEACH ST | HOMERVILLE | Clinch | 320030 | 1 | [5 empty] | Removed from Ground | Diesel | 2000 | Bare Steel | 1979-05-10 | 1992-01-01 | Galvanized Steel | Suction (American)
EDS GULF SVC STA | 147 SOUTH CHURCH ST | HOMERVILLE | Clinch | 320026 | 3 |  | 1998-09-01 | FALSE | 1998-09-01 | FALSE | Removed from Ground | Gas (Historical Use) | 2000 | Steel-Impressed Current | 1971-05-12 | 2020-07-07 | Steel (Impressed Current) | Suction (American)
AT&T | US HWY 441/6 MI NORTH | HOMERVILLE | Clinch | 320017 | 1 | [5 empty] | Permanently Out of Use - historical purposes | Kerosene | 3000 | Bare Steel | 1971-05-03 | 1899-12-31 | Copper
GA FC/CLINCH CO UNIT | US HWY 441/1 MILE NW | HOMERVILLE | Clinch | 320010 | 2 | [5 empty] | Removed from Ground | Diesel | 560 | Bare Steel | 1972-04-25 | 1994-04-25 | Galvanized Steel | Safe Suction (Euro)
GRIFFIS 66 | 308 SOUTH CHURCH | HOMERVILLE | Clinch | 320041 | 1 | [5 empty] | Removed from Ground | Gas (Historical Use) | 2000 | Bare Steel | 1984-05-08 | 1996-11-01 | Galvanized Steel | Suction (American)
DOWNTOWN PHILLIPS 66 | 104 EAST DAME | HOMERVILLE | Clinch | 320038 | G | [5 empty] | Removed from Ground | Gas (Historical Use) | 560 | Marked Unknown | 1935-01-01 | 1997-12-01 | Unknown | Suction (American)
DOWNTOWN PHILLIPS 66 | 104 EAST DAME | HOMERVILLE | Clinch | 320038 | H | [5 empty] | Removed from Ground | Gas (Historical Use) | 560 | Marked Unknown | 1935-01-01 | 1997-12-01 | Unknown | Suction (American)
DOWNTOWN PHILLIPS 66 | 104 EAST DAME | HOMERVILLE | Clinch | 320038 | E |  |  | TRUE |  | TRUE | Removed from Ground | Used Oil | 250 | Marked Unknown | 1935-01-01 | 1997-12-01 | Unknown
Quick Change #33 | 101 West Dame Avenue | Homerville | Clinch | 320029 | 11 | Ball Float | 1989-07-15 | FALSE | 1989-07-15 | FALSE | Closed in Ground | Plus | 8000 | Galvanic (STIP-3) | 1989-07-15 |  | Fiberglass Reinforced Plastic | Pressurized
EDS GULF SVC STA | 147 SOUTH CHURCH ST | HOMERVILLE | Clinch | 320026 | 2 |  | 1998-09-01 | FALSE | 1994-03-10 | FALSE | Removed from Ground | Gas (Historical Use) | 2000 | Steel-Impressed Current | 1971-05-12 | 2020-07-07 | Steel (Impressed Current) | Suction (American)
CONTAINER CORP OF AMERICA | HWY 84 | HOMERVILLE | Clinch | 320021 | 1 | [5 empty] | Removed from Ground | Gas (Historical Use) | 560 | Bare Steel | 1976-05-07 | 1993-12-06 | Galvanized Steel
RAYS SVC STA/HOMERVILLE EHRLEE S | 205 NORTH CHURCH ST | HOMERVILLE | Clinch | 320022 | 2 |  | 1997-07-01 |  | 1997-07-01 |  | Removed from Ground | Gas (Historical Use) | 2000 | Steel-Impressed Current | 1975-05-09 | 2003-12-08 | Cathodically Protected | Safe Suction (Euro)
HUEYS ONE STOP | 193 S CHURCH ST | HOMERVILLE | Clinch | 10001774 | 2 | Ball Float | 2009-01-13 | FALSE | 2009-01-13 | FALSE | Currently in Use | Diesel | 4000 | Composite Double Walled | 2009-01-12 |  | Double-Walled Flex | Pressurized
HUGHES OIL | P O BOX 297 | HOMERVILLE | Clinch | 320015 | 3 | [5 empty] | Removed from Ground | Gas (Historical Use) | 550 | Bare Steel | 1975-04-13 | 1988-01-01 | Unknown
GA FC/CLINCH CO UNIT | US HWY 441/1 MILE NW | HOMERVILLE | Clinch | 320010 | 3 | [5 empty] | Removed from Ground | Diesel | 560 | Bare Steel | 1972-04-25 | 1994-04-25 | Galvanized Steel | Safe Suction (Euro)
CLINCH CO SCHOOL BUS SHOP | 707 WIREGRASS ST | HOMERVILLE | Clinch | 320037 | 2D |  | 1997-07-01 |  | 1997-07-01 |  | Removed from Ground | Diesel | 2000 | Steel-Impressed Current | 1984-05-20 | 2016-06-21 | Steel (Impressed Current) | Suction (American)
Quick Change #33 | 101 West Dame Avenue | Homerville | Clinch | 320029 | 12 | Ball Float | 1989-07-15 | FALSE | 1989-07-15 | FALSE | Closed in Ground | Gas (Historical Use) | 8000 | Galvanic (STIP-3) | 1989-07-15 |  | Fiberglass Reinforced Plastic | Pressurized
EDS GULF SVC STA | 147 SOUTH CHURCH ST | HOMERVILLE | Clinch | 320026 | 4 |  | 1998-09-01 | FALSE | 1998-09-01 | FALSE | Removed from Ground | Gas (Historical Use) | 4000 | Steel-Impressed Current | 1982-05-09 | 2020-07-07 | Steel (Impressed Current) | Suction (American)
EDS GULF SVC STA | 147 SOUTH CHURCH ST | HOMERVILLE | Clinch | 320026 | 5 |  | 1998-09-01 | FALSE | 1998-09-01 | FALSE | Removed from Ground | Diesel | 3000 | Steel-Impressed Current | 1982-05-09 | 2020-07-07 | Steel (Impressed Current) | Suction (American)
Quick Change #33 | 101 West Dame Avenue | Homerville | Clinch | 320029 | C | [5 empty] | Closed in Ground | Empty | 10000 | Bare Steel | 1966-05-13 | 1986-06-01 | Galvanized Steel | Safe Suction (Euro)
Quick Change #33 | 101 West Dame Avenue | Homerville | Clinch | 320029 | F | [5 empty] | Closed in Ground | Diesel | 550 | Bare Steel |  | 1899-12-31 | Galvanized Steel
GRIFFIS 66 | 308 SOUTH CHURCH | HOMERVILLE | Clinch | 320041 | 2 | [5 empty] | Removed from Ground | Gas (Historical Use) | 1000 | Bare Steel | 1978-05-10 | 1996-11-01 | Galvanized Steel | Suction (American)
Quick Change #33 | 101 West Dame Avenue | Homerville | Clinch | 320029 | D | [5 empty] | Closed in Ground | Diesel | 6000 | Bare Steel | 1966-05-13 | 1899-12-31 | Galvanized Steel | Safe Suction (Euro)
RAYS SVC STA/HOMERVILLE EHRLEE S | 205 NORTH CHURCH ST | HOMERVILLE | Clinch | 320022 | 3 |  | 1997-07-01 |  | 1997-07-01 |  | Removed from Ground | Gas (Historical Use) | 2000 | Steel-Impressed Current | 1975-05-06 | 2003-12-08 | Cathodically Protected | Safe Suction (Euro)
CROWN FAST FARE GA 527/ZIPPY MAR | 106 WEST DAME AVE | HOMERVILLE | Clinch | 320032 | 2 | [5 empty] | Removed from Ground | Gas (Historical Use) | 10000 | Bare Steel | 1976-05-09 | 1991-10-15 | Galvanized Steel
Quick Change #33 | 101 West Dame Avenue | Homerville | Clinch | 320029 | 8 | [5 empty] | Permanently Out of Use - historical purposes | Diesel | 560 | Bare Steel |  | 1899-12-31 | Galvanized Steel | Safe Suction (Euro)
Quick Change #33 | 101 West Dame Avenue | Homerville | Clinch | 320029 | 2 | [5 empty] | Removed from Ground | Gas (Historical Use) | 4000 | Bare Steel | 1989-07-15 | 1989-07-15 | Galvanized Steel
STALVEY WOOD PRODUCTS | 104 PEACH ST | HOMERVILLE | Clinch | 320030 | 2 | [5 empty] | Removed from Ground | Gas (Historical Use) | 560 | Bare Steel | 1979-05-10 | 1992-01-01 | Galvanized Steel | Suction (American)
PROPERTY OF SEAN MCCALL | 5102 PEARSON HIGHWAY | HOMERVILLE | Clinch | 10002030 | 1 |  |  | FALSE |  | FALSE | Removed from Ground | Gas (Historical Use) | 550 | Bare Steel | 2011-08-09 | 2011-08-09 | Bare Steel | Suction (American)
CLINCH MEMORIAL HOSPITAL | 524 NORTH CARSWELL ST | HOMERVILLE | Clinch | 9032015 | 1B | [5 empty] | Removed from Ground | Empty | 550 | Marked Unknown | 1975-01-01 | 1999-07-01 | Not Marked | Suction (American)
ONE TRIP-HOMERVILLE | 803 W DAME AVE | HOMERVILLE | Clinch | 9032013 | 145034 | Ball Float | 1997-02-20 | FALSE | 1997-02-20 | FALSE | Currently in Use | Diesel | 15000 | Composite | 1997-01-01 |  | Double-Walled Flex | Pressurized
CORNER PANTRY #931 | 95 N CHURCH ST | HOMERVILLE | Clinch | 9032003 | 3 | Flapper Valve | 1998-11-09 | FALSE | 1988-04-21 | FALSE | Currently in Use | Diesel | 8000 | Galvanic (STIP-3) | 1988-01-01 |  | Fiberglass Reinforced Plastic | Pressurized
GA FC/CLINCH CO UNIT | US HWY 441/1 MILE NW | HOMERVILLE | Clinch | 320010 | 5 |  | 1994-06-27 |  | 1997-06-27 |  | Removed from Ground | Diesel | 1000 | Galvanic (STIP-3) | 1994-06-27 | 2010-09-01 | Cathodically Protected | Safe Suction (Euro)
INTERSTATE NATIONALEASE END/ITL | 102 MORGAN ST | HOMERVILLE | Clinch | 320020 | 1 |  |  | TRUE |  | TRUE | Removed from Ground | Used Oil | 350 | Bare Steel | 1972-05-05 | 1993-12-15 | Bare Steel
RAYS SVC STA/HOMERVILLE EHRLEE S | 205 NORTH CHURCH ST | HOMERVILLE | Clinch | 320022 | 5 | [5 empty] | Permanently Out Of Use | Kerosene | 560 | Bare Steel | 1953-06-01 | 1973-03-01 | Galvanized Steel
RAYS SVC STA/HOMERVILLE EHRLEE S | 205 NORTH CHURCH ST | HOMERVILLE | Clinch | 320022 | 4 |  |  | TRUE |  | TRUE | Removed from Ground | Used Oil | 560 | Bare Steel | 1953-05-06 | 2000-02-25 | Galvanized Steel | Gravity Fed
DESIGN SPACE INC | INDUSTRIAL PARK DRIVE | HOMERVILLE | Clinch | 9032016 | 1 | [5 empty] | Removed from Ground | Diesel | 250 | Not Marked/Unknown | 1999-08-17 | 1999-08-17 | Not Marked
ONE TRIP-HOMERVILLE | 803 W DAME AVE | HOMERVILLE | Clinch | 9032013 | 145025 | Ball Float | 1997-02-20 | FALSE | 1997-02-20 | FALSE | Currently in Use | Premium | 10000 | Composite | 1997-01-01 |  | Double-Walled Flex | Pressurized
RYDER TRUCK @ DOLLAR GEN DIST | CLINCH CO INDUSTRIAL PARK | HOMERVILLE | Clinch | 9032011 | 1 |  |  | TRUE |  | TRUE | Removed from Ground | Used Oil | 1000 | Not Marked/Unknown | 1995-08-24 | 1995-08-24 | Not Marked
FOREST MOTEL | US HWY 441 | FARGO | Clinch | 320028 | 2 | [5 empty] | Removed from Ground | Gas (Historical Use) | 2000 | Bare Steel | 1988-05-01 | 1988-05-01 | Galvanized Steel
CORNER PANTRY #931 | 95 N CHURCH ST | HOMERVILLE | Clinch | 9032003 | 1 | Flapper Valve | 1998-11-09 | FALSE | 1988-04-21 | FALSE | Currently in Use | Premium | 8000 | Galvanic (STIP-3) | 1988-01-01 |  | Fiberglass Reinforced Plastic | Pressurized
FLASH FOODS #170 | 301 S CHURCH ST | HOMERVILLE | Clinch | 9032004 | 4 |  |  | FALSE |  | FALSE | Removed from Ground | Diesel | 3000 | Bare Steel | 1989-07-26 | 1989-07-26 | Unknown
FLASH FOODS #170 | 301 S CHURCH ST | HOMERVILLE | Clinch | 9032004 | 7 |  | 1989-01-01 |  | 1989-01-01 |  | Removed from Ground | Gas (Historical Use) | 8200 | Composite | 1989-01-01 | 2003-12-09 | Fiberglass Reinforced Plastic | Pressurized
FLASH FOODS #170 | 301 S CHURCH ST | HOMERVILLE | Clinch | 9032004 | 5 |  | 1989-01-01 |  | 1989-01-01 |  | Removed from Ground | Gas (Historical Use) | 8200 | Composite | 1989-01-01 | 2003-12-08 | Fiberglass Reinforced Plastic | Pressurized
VACANT(GDOT EDS-84(20) PARCAL #121 | 101 EAST DAME STREET | HOMERVILLE | Clinch | 10000582 | 2 |  |  | FALSE |  | FALSE | Removed from Ground | Not Marked/Tank Removed | 1760 | Unknown | 2003-12-10 | 2003-12-10
FORMER GAS STATION | 730 US HIGHWAY 441 | FARGO | Clinch | 10002558 | 2 |  |  | FALSE |  | FALSE | Removed from Ground | Gas (Historical Use) | 500 | Bare Steel | 2016-01-13 | 2016-01-13 | Bare Steel
SWAMP FUEL | 755 HWY 441 N | FARGO | Clinch | 320043 | T2 |  |  | FALSE |  | FALSE | Removed from Ground | Gas (Historical Use) | 1000 | Bare Steel | 1996-05-06 | 1996-05-06
SWAMP FUEL | 755 HWY 441 N | FARGO | Clinch | 320043 | 6 | Ball Float | 1996-05-01 | FALSE | 1996-05-01 | FALSE | Currently in Use | Diesel | 10000 | Composite | 1996-05-01 |  | Double-Walled Fiberglass | Pressurized
GA FC-CLINCH CO UNIT | 41 1st Avenue | FARGO | Clinch | 320011 | 5 |  | 1994-06-22 |  | 1994-06-22 |  | Removed from Ground | Diesel | 1000 | Galvanic (STIP-3) | 1994-06-22 | 2006-05-31 | Cathodically Protected | Safe Suction (Euro)
GA FC-CLINCH CO UNIT | 41 1st Avenue | FARGO | Clinch | 320011 | 4 |  | 1994-06-22 |  | 1994-06-22 |  | Removed from Ground | Gas (Historical Use) | 1000 | Galvanic (STIP-3) | 1994-06-22 | 2006-05-31 | Cathodically Protected | Safe Suction (Euro)
GA DOT #10413/CLINCH CO MAINT HQ | GA HWY 89 | HOMERVILLE | Clinch | 320012 | 413G1 |  | 1988-11-02 |  | 1988-11-02 |  | Removed from Ground | Gas (Historical Use) | 1010 | Cathodically Protected Steel | 1988-11-02 | 2004-03-15 | Cathodically Protected | Suction (American)
SLASH PINE EMC | LYNCH ST/US HWY 84/PO BOX 356 | HOMERVILLE | Clinch | 320004 | 1 | [5 empty] | Removed from Ground | Gas (Historical Use) | 8000 | Bare Steel | 1974-02-02 | 1992-02-01 | Galvanized Steel
66 FUEL CENTER | 398 EAST DAME AVE | HOMERVILLE | Clinch | 320040 | 2 | Flapper Valve | 1994-07-01 | FALSE | 1994-07-01 | FALSE | Currently in Use | Premium | 4000 | Composite | 1994-07-15 |  | Fiberglass Reinforced Plastic | Pressurized
DOWNTOWN PHILLIPS 66 | 104 EAST DAME | HOMERVILLE | Clinch | 320038 | A | [5 empty] | Removed from Ground | Gas (Historical Use) | 2000 | Bare Steel | 1984-05-08 | 1997-12-01 | Galvanized Steel | Safe Suction (Euro)
66 FUEL CENTER | 398 EAST DAME AVE | HOMERVILLE | Clinch | 320040 | C | Flapper Valve | 2006-08-01 | FALSE | 2006-08-01 | FALSE | Currently in Use | Regular | 10000 | Composite | 2006-08-01 |  | Fiberglass Reinforced Plastic | Pressurized
GRIFFIS 66 | 308 SOUTH CHURCH | HOMERVILLE | Clinch | 320041 | 4 | [5 empty] | Removed from Ground | Diesel | 3000 | Bare Steel | 1984-05-08 | 1996-11-01 | Galvanized Steel | Pressurized
BROCKWAY STANDARD | US HWY 84 W | HOMERVILLE | Clinch | 320036 | 1 | [5 empty] | Removed from Ground | Hazardous Substance | 1 | Bare Steel | 1981-05-21 | 1990-03-20 | Bare Steel
CLINCH CO SCHOOL BUS SHOP | 707 WIREGRASS ST | HOMERVILLE | Clinch | 320037 | 1G |  | 1997-07-01 |  | 1997-07-01 |  | Removed from Ground | Gas (Historical Use) | 2000 | Steel-Impressed Current | 1984-05-20 | 2016-03-21 | Steel (Impressed Current) | Suction (American)
HERCULES INC | HOMERVILLE YARD IND PARK | HOMERVILLE | Clinch | 320033 | 2 | [5 empty] | Removed from Ground | Diesel | 2000 | Bare Steel | 1983-05-09 | 1995-02-16 | Galvanized Steel | Safe Suction (Euro)
CLINCH MEMORIAL HOSPITAL | 524 NORTH CARSWELL ST | HOMERVILLE | Clinch | 9032015 | 1A | [5 empty] | Removed from Ground | Empty | 550 | Marked Unknown | 1975-01-01 | 1999-07-01 | Not Marked | Suction (American)
VACANT(GDOT EDS-84(20) PARCAL #121 | 101 EAST DAME STREET | HOMERVILLE | Clinch | 10000582 | 1 |  |  | FALSE |  | FALSE | Removed from Ground | Not Marked/Tank Removed | 1125 | Unknown | 2003-12-10 | 2003-12-10
SHERYLANN GIBBS | HWY 94 & HWY 441 | FARGO | Clinch | 9032017 | 3 | [5 empty] | Removed from Ground | Gas (Historical Use) | 1000 | Bare Steel | 1999-11-01 | 1999-11-01 | Bare Steel | Suction (American)
SUPERIOR PINE PRODUCTS | 50 SWANNEE DRIVE | FARGO | Clinch | 10001525 | 1 |  |  | FALSE |  | FALSE | Removed from Ground | Diesel | 4000 | Unknown | 1960-01-01 | 1987-12-01
FORMER GAS STATION | US HWY 441-GA HWY 89 | FARGO | Clinch | 10002492 | 3 |  |  | FALSE |  | FALSE | Removed from Ground | Gas (Historical Use) | 1000 | Bare Steel | 2012-12-21 | 2012-12-21
SWAMP FUEL | 755 HWY 441 N | FARGO | Clinch | 320043 | 4 | Ball Float | 1996-05-01 | FALSE | 1996-05-01 | FALSE | Currently in Use | Regular | 6000 | Composite | 1996-05-01 |  | Double-Walled Fiberglass | Pressurized
SWAMP FUEL | 755 HWY 441 N | FARGO | Clinch | 320043 | 5 | Ball Float | 1996-05-01 | FALSE | 1996-05-01 | FALSE | Currently in Use | Diesel | 3000 | Composite | 1996-05-01 |  | Double-Walled Fiberglass | Pressurized
CROWN FAST FARE GA 527/ZIPPY MAR | 106 WEST DAME AVE | HOMERVILLE | Clinch | 320032 | 1 | [5 empty] | Removed from Ground | Gas (Historical Use) | 10000 | Bare Steel | 1976-05-09 | 1991-10-15 | Galvanized Steel
Quick Change #33 | 101 West Dame Avenue | Homerville | Clinch | 320029 | 3 | [5 empty] | Removed from Ground | Gas (Historical Use) | 4000 | Bare Steel | 1989-07-15 | 1989-07-15 | Galvanized Steel
Quick Change #33 | 101 West Dame Avenue | Homerville | Clinch | 320029 | A | [5 empty] | Closed in Ground | Empty | 10000 | Bare Steel | 1966-05-13 | 1986-06-01 | Galvanized Steel | Safe Suction (Euro)
Quick Change #33 | 101 West Dame Avenue | Homerville | Clinch | 320029 | G |  |  | TRUE |  | TRUE | Closed in Ground | Used Oil | 550 | Bare Steel |  | 1899-12-31 | Galvanized Steel
CORNER PANTRY #931 | 95 N CHURCH ST | HOMERVILLE | Clinch | 9032003 | 2 | Flapper Valve | 1998-11-09 | FALSE | 1988-04-21 | FALSE | Currently in Use | Regular | 8000 | Galvanic (STIP-3) | 1988-01-01 |  | Fiberglass Reinforced Plastic | Pressurized
FORMER GAS STATION | US HWY 441-GA HWY 89 | FARGO | Clinch | 10002492 | 4 |  |  | FALSE |  | FALSE | Removed from Ground | Gas (Historical Use) | 1000 | Bare Steel | 2012-12-21 | 2012-12-21
GA FC-CLINCH CO UNIT | 41 1st Avenue | FARGO | Clinch | 320011 | 2 | [5 empty] | Removed from Ground | Diesel | 560 | Bare Steel | 1972-04-25 | 1994-06-20 | Galvanized Steel | Safe Suction (Euro)
INTERNATIONAL PAPER CO | 1 /4 MILE WEST OF US441 | FARGO | Clinch | 320008 | 4 |  | 1998-05-18 |  | 1988-02-01 |  | Removed from Ground | Diesel | 2500 | Double Walled | 1988-02-01 | 2001-10-01 | Fiberglass Reinforced Plastic
J W LANGDALE CO | GA HWY 94 | FARGO | Clinch | 320006 | 2 | [5 empty] | Removed from Ground | Gas (Historical Use) | 2000 | Bare Steel | 1964-03-24 | 1986-04-21 | Galvanized Steel
HOMERVILLE SAWMILL | HWY 84 | HOMERVILLE | Clinch | 320035 | 1 | [5 empty] | Removed from Ground | Diesel | 1000 | Bare Steel | 1982-05-15 | 1993-12-06 | Galvanized Steel
EDS GULF SVC STA | 147 SOUTH CHURCH ST | HOMERVILLE | Clinch | 320026 | 6 | [5 empty] | Removed from Ground | Kerosene | 560 | Bare Steel | 1971-05-12 | 1999-11-20 | Galvanized Steel | Suction (American)
FLASH FOODS #170 | 301 S CHURCH ST | HOMERVILLE | Clinch | 9032004 | 2 |  |  | FALSE |  | FALSE | Removed from Ground | Gas (Historical Use) | 3000 | Bare Steel | 1989-07-26 | 1989-07-26 | Unknown
FORMER GAS STATION | 730 US HIGHWAY 441 | FARGO | Clinch | 10002558 | 1 |  |  | FALSE |  | FALSE | Removed from Ground | Gas (Historical Use) | 500 | Bare Steel | 2016-01-13 | 2016-01-13 | Bare Steel
CLOSED QUICK CHANGE #84 | US HWY 441 | FARGO | Clinch | 320027 | 4 |  | 1998-08-01 |  | 1986-05-01 |  | Removed from Ground | Diesel | 4000 | Steel-Impressed Current | 1986-05-01 | 2002-10-03 | Cathodically Protected | Safe Suction (Euro)
REGISTER SVC STA | US HWY 84 | DUPONT | Clinch | 320039 | 4 | [5 empty] | Removed from Ground | Diesel | 560 | Bare Steel | 1979-05-10 | 1993-06-08 | Galvanized Steel
ABANDONED SVC STA | US HWY 84 | DUPONT | Clinch | 9032005 | 1 | [5 empty] | Removed from Ground | Diesel | 0 | Not Marked/Unknown |  | 1899-12-31 | Not Marked
ADENS MINIT MARKET #67 | 608 NORTH CHURCH ST | HOMERVILLE | Clinch | 320023 | 1 | [5 empty] | Removed from Ground | Gas (Historical Use) | 4000 | Bare Steel | 1979-05-08 | 1994-04-20 | Galvanized Steel | Safe Suction (Euro)
HOMERVILLE AUTO & TIRE | 305 S CHURCH ST | HOMERVILLE | Clinch | 9032006 | 3 |  | 1996-06-17 |  | 1996-06-17 |  | Removed from Ground | Gas (Historical Use) | 8000 | Steel-Impressed Current | 1975-01-01 | 2003-07-22 | Cathodically Protected | Pressurized
FLASH FOODS #170 | 301 S CHURCH ST | HOMERVILLE | Clinch | 9032004 | 6 |  | 1989-01-01 |  | 1989-01-01 |  | Removed from Ground | Gas (Historical Use) | 8200 | Composite | 1989-01-01 | 2003-12-09 | Fiberglass Reinforced Plastic | Pressurized
SUPERIOR PINE PRODUCTS | 50 SWANNEE DRIVE | FARGO | Clinch | 10001525 | 5 |  |  | FALSE |  | FALSE | Removed from Ground | Gas (Historical Use) | 10000 | Unknown | 1960-01-01 | 1987-12-01
SUPERIOR PINE PRODUCTS | 50 SWANNEE DRIVE | FARGO | Clinch | 10001525 | 4 |  |  | FALSE |  | FALSE | Removed from Ground | Gas (Historical Use) | 4000 | Unknown | 1960-01-01 | 1987-12-01
SWAMP FUEL | 755 HWY 441 N | FARGO | Clinch | 320043 | 3 | [5 empty] | Removed from Ground | Diesel | 1000 | Bare Steel | 1971-05-12 | 1996-05-01 | Galvanized Steel
BEST PRICE MART INC | 84 Nelson St | DUPONT | Clinch | 320024 | 3 | Ball Float | 2001-08-30 | FALSE | 2001-08-30 | FALSE | Currently in Use | Regular | 10000 | Fiberglass | 2001-08-30 |  | Fiberglass Reinforced Plastic | Pressurized
DOWNTOWN PHILLIPS 66 | 104 EAST DAME | HOMERVILLE | Clinch | 320038 | C | [5 empty] | Removed from Ground | Gas (Historical Use) | 2000 | Bare Steel | 1984-05-08 | 1997-12-01 | Galvanized Steel | Safe Suction (Euro)
DOWNTOWN PHILLIPS 66 | 104 EAST DAME | HOMERVILLE | Clinch | 320038 | D | [5 empty] | Removed from Ground | Diesel | 2000 | Bare Steel | 1984-05-08 | 1997-12-01 | Galvanized Steel | Safe Suction (Euro)
DOWNTOWN PHILLIPS 66 | 104 EAST DAME | HOMERVILLE | Clinch | 320038 | F | [5 empty] | Removed from Ground | Gas (Historical Use) | 560 | Marked Unknown | 1935-01-01 | 1997-12-01 | Unknown | Suction (American)
HUEYS ONE STOP | 193 S CHURCH ST | HOMERVILLE | Clinch | 10001774 | 1B | Ball Float | 2009-01-13 | FALSE | 2009-01-13 | FALSE | Currently in Use | Premium | 2000 | Composite Double Walled | 2009-01-12 |  | Double-Walled Flex | Pressurized
FAMILY PRACTICE CENTER | 505 NORTH CHURCH ST | HOMERVILLE | Clinch | 9032008 | 1 | [5 empty] | Removed from Ground | Other | 6000 | Bare Steel | 1987-01-01 | 1994-04-25 | Galvanized Steel | Safe Suction (Euro)
CARTER'S FRIED CHICKEN (GDOT PROJECT EDS-84(20) | 515 NORTH CHURCH STREET | HOMERVILLE | Clinch | 10000887 | 1 |  |  | FALSE |  | FALSE | Removed from Ground | Not Marked/Tank Removed | 2000 | Unknown | 2005-02-09 | 2005-02-09
SHERYLANN GIBBS | HWY 94 & HWY 441 | FARGO | Clinch | 9032017 | 1 | [5 empty] | Removed from Ground | Gas (Historical Use) | 1000 | Bare Steel | 1999-11-01 | 1999-11-01 | Bare Steel | Suction (American)
QUICK CHANGE #84 | HWY 441 SOUTH | FARGO | Clinch | 9032018 | 2A | Ball Float | 2000-09-01 | FALSE | 2000-09-01 | FALSE | Currently in Use | Diesel | 7000 | Composite | 2000-09-01 |  | Fiberglass Reinforced Plastic | Pressurized
FORMER GAS STATION | 730 US HIGHWAY 441 | FARGO | Clinch | 10002558 | 3 |  |  | FALSE |  | FALSE | Removed from Ground | Gas (Historical Use) | 500 | Bare Steel | 2016-01-13 | 2016-01-13 | Bare Steel
CLOSED QUICK CHANGE #84 | US HWY 441 | FARGO | Clinch | 320027 | 2 |  | 1998-08-01 |  | 1998-03-01 |  | Removed from Ground | Gas (Historical Use) | 4000 | Steel-Impressed Current | 1982-05-09 | 2002-10-03 | Cathodically Protected | Safe Suction (Euro)
ARNOLDS GAS & GROCERY | US HWY 84 | ARGYLE | Clinch | 9032010 | 1 | [5 empty] | Removed from Ground | Gas (Historical Use) | 4000 | Bare Steel | 1975-01-01 | 1995-04-01 | Galvanized Steel | Safe Suction (Euro)
DOWNTOWN PHILLIPS 66 | 104 EAST DAME | HOMERVILLE | Clinch | 320038 | B | [5 empty] | Removed from Ground | Gas (Historical Use) | 2000 | Not Marked/Unknown | 1984-05-08 | 1997-12-01 | Galvanized Steel | Safe Suction (Euro)
QUICK SHOP | 315 WEST FOREST AVE | HOMERVILLE | Clinch | 320034 | PU-2 | [5 empty] | Removed from Ground | Gas (Historical Use) | 4000 | Bare Steel | 1984-05-23 | 2005-05-17 | Galvanized Steel | Suction (American)
EDS GULF SVC STA | 147 SOUTH CHURCH ST | HOMERVILLE | Clinch | 320026 | 1 |  | 1998-09-01 | FALSE | 1998-09-01 | FALSE | Removed from Ground | Gas (Historical Use) | 2000 | Steel-Impressed Current | 1971-05-12 | 2020-07-07 | Steel (Impressed Current) | Suction (American)
HUEYS ONE STOP | 193 S CHURCH ST | HOMERVILLE | Clinch | 10001774 | 1A | Ball Float | 2009-01-13 | FALSE | 2009-01-13 | FALSE | Currently in Use | Regular | 8000 | Composite Double Walled | 2009-01-12 |  | Double-Walled Flex | Pressurized
CLINCH COUNTY BOARD OF EDUCATION | 119 S COLLEGE STREET | HOMERVILLE | Clinch | 9032014 | 1 | [5 empty] | Removed from Ground | Diesel | 8000 | Not Marked/Unknown | 1997-07-01 | 1997-07-01 | Not Marked
HOMERVILLE AUTO & TIRE | 305 S CHURCH ST | HOMERVILLE | Clinch | 9032006 | 1 |  | 1996-06-17 |  | 1996-06-17 |  | Removed from Ground | Gas (Historical Use) | 8000 | Steel-Impressed Current | 1975-01-01 | 2003-07-22 | Cathodically Protected | Pressurized
CLOSED QUICK CHANGE #84 | US HWY 441 | FARGO | Clinch | 320027 | 3 |  | 1998-08-01 |  | 1998-03-01 |  | Removed from Ground | Gas (Historical Use) | 4000 | Steel-Impressed Current | 1982-05-09 | 2002-10-03 | Cathodically Protected | Safe Suction (Euro)
SWAMP FUEL | 755 HWY 441 N | FARGO | Clinch | 320043 | 1 | [5 empty] | Removed from Ground | Gas (Historical Use) | 1000 | Bare Steel | 1971-05-12 | 1996-05-01 | Galvanized Steel
REGISTER SVC STA | US HWY 84 | DUPONT | Clinch | 320039 | 2 | [5 empty] | Removed from Ground | Gas (Historical Use) | 1000 | Bare Steel | 1984-05-08 | 1993-06-08 | Galvanized Steel
CLINCH CO MAINT SHOP | HWY 441 N | HOMERVILLE | Clinch | 9032012 | 1 | [5 empty] | Removed from Ground | Gas (Historical Use) | 4000 | Bare Steel | 1997-07-15 | 1997-07-15 | Galvanized Steel | Suction (American)
REGISTER SVC STA | US HWY 84 | DUPONT | Clinch | 320039 | 3 | [5 empty] | Removed from Ground | Gas (Historical Use) | 560 | Bare Steel | 1979-05-10 | 1993-06-08 | Galvanized Steel
BEST PRICE MART INC | 84 Nelson St | DUPONT | Clinch | 320024 | 2 |  | 1997-02-07 |  | 1997-02-07 |  | Removed from Ground | Gas (Historical Use) | 10000 | Cathodically Protected Steel | 1981-05-06 | 2001-02-13 | Galvanized Steel | Suction (American)
ADENS MINIT MARKET #67 | 608 NORTH CHURCH ST | HOMERVILLE | Clinch | 320023 | 2 | [5 empty] | Removed from Ground | Gas (Historical Use) | 4000 | Bare Steel | 1979-05-08 | 1994-04-20 | Galvanized Steel | Safe Suction (Euro)
CONTAINER CORP OF AMERICA | HWY 84 | HOMERVILLE | Clinch | 320021 | 2 | [5 empty] | Removed from Ground | Diesel | 1000 | Bare Steel | 1976-05-07 | 1993-12-06 | Galvanized Steel
CARTER'S FRIED CHICKEN (GDOT PROJECT EDS-84(20) | 515 NORTH CHURCH STREET | HOMERVILLE | Clinch | 10000887 | 2 |  |  | FALSE |  | FALSE | Removed from Ground | Not Marked/Tank Removed | 1000 | Unknown | 2005-02-09 | 2005-02-09
VACANT(GDOT EDS-84(20) PARCAL #121 | 101 EAST DAME STREET | HOMERVILLE | Clinch | 10000582 | 3 |  |  | FALSE |  | FALSE | Removed from Ground | Not Marked/Tank Removed | 1125 | Unknown | 2003-12-10 | 2003-12-10
QUICK CHANGE #84 | HWY 441 SOUTH | FARGO | Clinch | 9032018 | 1B | Ball Float | 2000-09-01 | FALSE | 2000-09-01 | FALSE | Currently in Use | Premium | 4000 | Composite | 2000-09-01 |  | Fiberglass Reinforced Plastic | Pressurized
SUPERIOR PINE PRODUCTS | 50 SWANNEE DRIVE | FARGO | Clinch | 10001525 | 2 |  |  | FALSE |  | FALSE | Removed from Ground | Diesel | 4000 | Unknown | 1960-01-01 | 1987-12-01
FOREST MOTEL | US HWY 441 | FARGO | Clinch | 320028 | 1 | [5 empty] | Removed from Ground | Gas (Historical Use) | 2000 | Bare Steel | 1988-05-01 | 1988-05-01 | Galvanized Steel
GA FC-CLINCH CO UNIT | 41 1st Avenue | FARGO | Clinch | 320011 | 6 | Flapper Valve | 2006-06-06 | FALSE | 2006-06-06 | FALSE | Currently in Use | Diesel | 2500 | Fiberglass Double Walled | 2006-06-06 |  | Fiberglass Reinforced Plastic | Safe Suction (Euro)
STELLA MINSON PROPERTY | U S HWY 84 | DUPONT | Clinch | 10000632 | TA1 |  |  | FALSE |  | FALSE | Removed from Ground | Gas (Historical Use) | 550 | Bare Steel | 2000-06-07 | 2000-06-07
ARGYLE FOOD MART | 6366 Main St | ARGYLE | Clinch | 320018 | 2 | Flapper Valve | 1997-04-15 | FALSE | 1997-04-15 | FALSE | Currently in Use | E-10 | 8000 | Steel-Impressed Current | 1982-03-08 |  | Steel (Impressed Current) | Pressurized
HOMERVILLE/BARN | 200 WEST DAME AVE | HOMERVILLE | Clinch | 320001 | 1 | [5 empty] | Removed from Ground | Gas (Historical Use) | 560 | Bare Steel | 1966-03-01 | 1994-02-14 | Galvanized Steel | Safe Suction (Euro)
GA FC/CLINCH CO UNIT | US HWY 441/1 MILE NW | HOMERVILLE | Clinch | 320010 | 1 | [5 empty] | Removed from Ground | Gas (Historical Use) | 2000 | Bare Steel | 1974-04-25 | 1994-04-25 | Galvanized Steel | Safe Suction (Euro)
66 FUEL CENTER | 398 EAST DAME AVE | HOMERVILLE | Clinch | 320040 | A |  | 1994-12-01 |  | 1994-07-01 |  | Removed from Ground | Diesel | 4000 | Steel-Impressed Current | 1984-06-15 | 2008-01-09 | Cathodically Protected | Suction (American)
FAMILY PRACTICE CENTER | 505 NORTH CHURCH ST | HOMERVILLE | Clinch | 9032008 | 2 | [5 empty] | Removed from Ground | Other | 6000 | Bare Steel | 1987-01-01 | 1994-04-25 | Galvanized Steel | Safe Suction (Euro)
HOMERVILLE AUTO & TIRE | 305 S CHURCH ST | HOMERVILLE | Clinch | 9032006 | 2 |  | 1996-06-17 |  | 1996-06-17 |  | Removed from Ground | Gas (Historical Use) | 8000 | Steel-Impressed Current | 1975-01-01 | 2003-07-22 | Cathodically Protected | Pressurized
FLASH FOODS #170 | 301 S CHURCH ST | HOMERVILLE | Clinch | 9032004 | 1 |  |  | FALSE |  | FALSE | Removed from Ground | Gas (Historical Use) | 4000 | Bare Steel | 1989-07-26 | 1989-07-26 | Unknown
SHERYLANN GIBBS | HWY 94 & HWY 441 | FARGO | Clinch | 9032017 | 2 | [5 empty] | Removed from Ground | Gas (Historical Use) | 1000 | Bare Steel | 1999-11-01 | 1999-11-01 | Bare Steel | Suction (American)
FORMER GAS STATION | US HWY 441-GA HWY 89 | FARGO | Clinch | 10002492 | 2 |  |  | FALSE |  | FALSE | Removed from Ground | Gas (Historical Use) | 1000 | Bare Steel | 2012-12-21 | 2012-12-21
RAYS SVC STA/HOMERVILLE EHRLEE S | 205 NORTH CHURCH ST | HOMERVILLE | Clinch | 320022 | 1 |  | 1997-07-01 |  | 1997-07-01 |  | Removed from Ground | Diesel | 3000 | Steel-Impressed Current | 1982-05-09 | 2003-12-08 | Cathodically Protected | Safe Suction (Euro)
HOMERVILLE AUTO & TIRE | 305 S CHURCH ST | HOMERVILLE | Clinch | 9032006 | 4 |  |  | FALSE |  | FALSE | Removed from Ground | Gas (Historical Use) | 1000 | Unknown | 2003-07-22 | 2003-07-22 | Unknown
FLASH FOODS #170 | 301 S CHURCH ST | HOMERVILLE | Clinch | 9032004 | 3 |  |  | FALSE |  | FALSE | Removed from Ground | Gas (Historical Use) | 3000 | Bare Steel | 1989-07-26 | 1989-07-26 | Unknown
FAA/QZE RMLR 0854Q | RFD GA HWY 177 | FARGO | Clinch | 320019 | 1 | [5 empty] | Removed from Ground | Gas (Historical Use) | 500 | Bare Steel | 1961-05-08 | 1988-12-01 | Copper | Safe Suction (Euro)
QUICK CHANGE #84 | HWY 441 SOUTH | FARGO | Clinch | 9032018 | 2B | Ball Float | 2000-09-01 | FALSE | 2000-09-01 | FALSE | Currently in Use | Diesel | 3000 | Composite | 2000-09-01 |  | Fiberglass Reinforced Plastic | Pressurized
FORMER GAS STATION | 730 US HIGHWAY 441 | FARGO | Clinch | 10002558 | 4 |  |  | FALSE |  | FALSE | Removed from Ground | Gas (Historical Use) | 500 | Bare Steel | 2016-01-13 | 2016-01-13 | Bare Steel
UNION CAMP | US HWY 84 | DUPONT | Clinch | 320013 | 1 | [5 empty] | Removed from Ground | Empty | 500 | Bare Steel | 1956-04-17 | 1987-09-01 | Unknown
REGISTER SVC STA | US HWY 84 | DUPONT | Clinch | 320039 | 1 | [5 empty] | Removed from Ground | Gas (Historical Use) | 560 | Bare Steel | 1979-05-10 | 1993-06-08 | Galvanized Steel
BEST PRICE MART INC | 84 Nelson St | DUPONT | Clinch | 320024 | 4 | Ball Float | 2001-08-30 | FALSE | 2001-08-30 | FALSE | Currently in Use | Premium | 5000 | Fiberglass | 2001-08-30 |  | Fiberglass Reinforced Plastic | Pressurized
ARNOLDS GAS & GROCERY | US HWY 84 | ARGYLE | Clinch | 9032010 | 2 | [5 empty] | Removed from Ground | Gas (Historical Use) | 2000 | Bare Steel | 1975-01-01 | 1995-04-01 | Galvanized Steel | Safe Suction (Euro)
ADENS MINIT MARKET #67 | 608 NORTH CHURCH ST | HOMERVILLE | Clinch | 320023 | 5 | Flapper Valve | 1994-05-01 | FALSE | 1994-05-01 | FALSE | Currently in Use | Regular | 6000 | Composite | 1994-05-01 |  | Fiberglass Reinforced Plastic | Suction (American)
ADENS MINIT MARKET #67 | 608 NORTH CHURCH ST | HOMERVILLE | Clinch | 320023 | 4 | [5 empty] | Removed from Ground | Gas (Historical Use) | 4000 | Bare Steel | 1979-05-08 | 1994-04-20 | Galvanized Steel | Safe Suction (Euro)
HUGHES OIL | P O BOX 297 | HOMERVILLE | Clinch | 320015 | 1 | [5 empty] | Removed from Ground | Diesel | 1065 | Bare Steel | 1965-04-15 | 1988-01-01 | Unknown
UNION CAMP | P O BOX 297 | HOMERVILLE | Clinch | 320014 | 1 | [5 empty] | Removed from Ground | Diesel | 10152 | Bare Steel | 1979-04-12 | 1988-01-01 | Unknown
66 FUEL CENTER | 398 EAST DAME AVE | HOMERVILLE | Clinch | 320040 | 1 | Flapper Valve | 1994-07-01 | FALSE | 1994-07-01 | FALSE | Currently in Use | Diesel | 4000 | Composite | 1994-07-15 |  | Fiberglass Reinforced Plastic | Pressurized
QUICK SHOP | 315 WEST FOREST AVE | HOMERVILLE | Clinch | 320034 | RU-1 | [5 empty] | Removed from Ground | Gas (Historical Use) | 4000 | Bare Steel | 1984-05-23 | 2005-05-17 | Galvanized Steel | Suction (American)
ONE TRIP-HOMERVILLE | 803 W DAME AVE | HOMERVILLE | Clinch | 9032013 | 145003 | Ball Float | 1997-02-20 | FALSE | 1997-02-20 | FALSE | Currently in Use | Regular | 10000 | Composite | 1997-01-01 |  | Double-Walled Flex | Pressurized
FORMER GAS STATION | US HWY 441-GA HWY 89 | FARGO | Clinch | 10002492 | 1 |  |  | FALSE |  | FALSE | Removed from Ground | Gas (Historical Use) | 1000 | Bare Steel | 2012-12-21 | 2012-12-21
INTERNATIONAL PAPER CO | 1 /4 MILE WEST OF US441 | FARGO | Clinch | 320008 | 1 | [5 empty] | Removed from Ground | Gas (Historical Use) | 4000 | Bare Steel | 1973-04-20 | 1988-02-01 | Galvanized Steel
J W LANGDALE CO | GA HWY 94 | FARGO | Clinch | 320006 | 1 | [5 empty] | Removed from Ground | Diesel | 2000 | Bare Steel | 1964-03-24 | 1986-04-21 | Galvanized Steel
STELLA MINSON PROPERTY | U S HWY 84 | DUPONT | Clinch | 10000632 | T1 |  |  | FALSE |  | FALSE | Removed from Ground | Gas (Historical Use) | 1000 | Bare Steel | 2000-06-07 | 2000-06-07
AT&T | US HWY 441/12 MI NORTH OF FARGO | FARGO | Clinch | 320016 | 1 | [5 empty] | Removed from Ground | Kerosene | 3000 | Bare Steel | 1971-05-03 | 1992-07-16 | Copper
GA FC-CLINCH CO UNIT | 41 1st Avenue | FARGO | Clinch | 320011 | 3 | [5 empty] | Removed from Ground | Other | 560 | Bare Steel | 1994-06-20 | 1994-06-20 | Galvanized Steel | Safe Suction (Euro)
STELLA MINSON PROPERTY | U S HWY 84 | DUPONT | Clinch | 10000632 | TA2 |  |  | FALSE |  | FALSE | Removed from Ground | Gas (Historical Use) | 550 | Bare Steel | 2000-06-07 | 2000-06-07
ARGYLE FOOD MART | 6366 Main St | ARGYLE | Clinch | 320018 | 1 | Flapper Valve | 1997-04-15 | FALSE | 1997-04-15 | FALSE | Currently in Use | Regular | 8000 | Steel-Impressed Current | 1982-03-08 |  | Steel (Impressed Current) | Suction (American)
Quick Change #33 | 101 West Dame Avenue | Homerville | Clinch | 320029 | 6 | [5 empty] | Removed from Ground | Diesel | 4000 | Bare Steel | 1989-07-15 | 1989-07-15 | Galvanized Steel
Quick Change #33 | 101 West Dame Avenue | Homerville | Clinch | 320029 | 9 |  |  | TRUE |  | TRUE | Permanently Out of Use - historical purposes | Used Oil | 250 | Bare Steel |  | 1899-12-31 | Galvanized Steel | Gravity Fed
VACANT(GDOT EDS-84(20) PARCAL #121 | 101 EAST DAME STREET | HOMERVILLE | Clinch | 10000582 | 4 |  |  | FALSE |  | FALSE | Removed from Ground | Not Marked/Tank Removed | 550 | Unknown | 2003-12-10 | 2003-12-10
INTERNATIONAL PAPER CO | 1 /4 MILE WEST OF US441 | FARGO | Clinch | 320008 | 3 |  | 1998-05-18 |  | 1988-02-01 |  | Removed from Ground | Gas (Historical Use) | 6000 | Double Walled | 1988-02-01 | 2001-10-01 | Fiberglass Reinforced Plastic
GA DOT | 3 BLOCKDS WEST OF US 441 | FARGO | Clinch | 500008 | 1 | [5 empty] | Removed from Ground | Empty | 500 | Bare Steel | 1971-05-03 | 1991-02-01 | Galvanized Steel
ADENS MINIT MARKET #67 | 608 NORTH CHURCH ST | HOMERVILLE | Clinch | 320023 | 6A | Flapper Valve | 1994-05-01 | FALSE | 1994-05-01 | FALSE | Currently in Use | Regular | 3000 | Composite | 1994-05-01 |  | Fiberglass Reinforced Plastic | Suction (American)
CLOSED QUICK CHANGE #84 | US HWY 441 | FARGO | Clinch | 320027 | 1 |  | 1998-08-01 |  | 1998-03-01 |  | Removed from Ground | Gas (Historical Use) | 4000 | Steel-Impressed Current | 1982-05-09 | 2002-10-03 | Cathodically Protected | Safe Suction (Euro)
INTERNATIONAL PAPER CO | 1 /4 MILE WEST OF US441 | FARGO | Clinch | 320008 | 2 | [5 empty] | Removed from Ground | Diesel | 1000 | Bare Steel | 1988-02-01 | 1988-02-01 | Galvanized Steel
BEST PRICE MART INC | 84 Nelson St | DUPONT | Clinch | 320024 | 1 |  | 1997-02-07 |  | 1997-02-07 |  | Removed from Ground | Gas (Historical Use) | 10000 | Cathodically Protected Steel | 1981-05-06 | 2001-02-13 | Galvanized Steel | Suction (American)
STELLA MINSON PROPERTY | U S HWY 84 | DUPONT | Clinch | 10000632 | T2 |  |  | FALSE |  | FALSE | Removed from Ground | Gas (Historical Use) | 1000 | Bare Steel | 2000-06-07 | 2000-06-07
SWAMP FUEL | 755 HWY 441 N | FARGO | Clinch | 320043 | T1 |  |  | FALSE |  | FALSE | Removed from Ground | Gas (Historical Use) | 500 | Bare Steel | 1996-05-06 | 1996-05-06
SUWANNOOCHEE RESERVATIONS INC | HWY 84 & WILLIAMS STREET | DUPONT | Clinch | 10000634 | 1 |  |  | FALSE |  | FALSE | Removed from Ground | Gas (Historical Use) | 550 | Bare Steel | 2000-07-26 | 2000-07-26
ADENS MINIT MARKET #67 | 608 NORTH CHURCH ST | HOMERVILLE | Clinch | 320023 | 6B | Flapper Valve | 1994-05-01 | FALSE | 1994-05-01 | FALSE | Currently in Use | Premium | 3000 | Composite | 1994-05-01 |  | Fiberglass Reinforced Plastic | Suction (American)
ADENS MINIT MARKET #67 | 608 NORTH CHURCH ST | HOMERVILLE | Clinch | 320023 | 3 | [5 empty] | Removed from Ground | Gas (Historical Use) | 4000 | Bare Steel | 1979-05-08 | 1994-04-20 | Galvanized Steel | Safe Suction (Euro)
CLINCH CO/BUS SHOP-CLOSED | GILLICAN CIRCLE | HOMERVILLE | Clinch | 320002 | 1 | [5 empty] | Closed in Ground | Empty | 8000 | Bare Steel | 1966-01-18 | 1988-01-01 | Galvanized Steel
GA FC | US HWY 441/1.5 MILES NW | HOMERVILLE | Clinch | 320009 | 1 | [5 empty] | Removed from Ground | Other | 2000 | Bare Steel | 1972-04-25 | 1994-06-01 | Galvanized Steel | Safe Suction (Euro)
GA DOT #10413/CLINCH CO MAINT HQ | GA HWY 89 | HOMERVILLE | Clinch | 320012 | 10413-1 | [5 empty] | Removed from Ground | Gas (Historical Use) | 1000 | Bare Steel | 1971-05-03 | 1990-11-01 | Galvanized Steel
GRIFFIS 66 | 308 SOUTH CHURCH | HOMERVILLE | Clinch | 320041 | 3 | [5 empty] | Removed from Ground | Gas (Historical Use) | 560 | Bare Steel | 1978-05-10 | 1996-11-01 | Galvanized Steel | Suction (American)
Quick Change #33 | 101 West Dame Avenue | Homerville | Clinch | 320029 | 5 | [5 empty] | Removed from Ground | Gas (Historical Use) | 4000 | Bare Steel | 1989-07-15 | 1989-07-15 | Galvanized Steel
Quick Change #33 | 101 West Dame Avenue | Homerville | Clinch | 320029 | B | [5 empty] | Closed in Ground | Empty | 6000 | Bare Steel | 1966-05-13 | 1986-06-01 | Galvanized Steel | Safe Suction (Euro)
STALVEY WOOD PRODUCTS | 104 PEACH ST | HOMERVILLE | Clinch | 320030 | 4 | [5 empty] | Removed from Ground | Diesel | 280 | Bare Steel | 1979-05-10 | 1992-01-01 | Galvanized Steel | Suction (American)
CLINCH CO MAINT SHOP | HWY 441 N | HOMERVILLE | Clinch | 9032012 | 2 | [5 empty] | Removed from Ground | Diesel | 4000 | Bare Steel | 1997-07-15 | 1997-07-15 | Galvanized Steel | Suction (American)
QUICK CHANGE #84 | HWY 441 SOUTH | FARGO | Clinch | 9032018 | 1A | Ball Float | 2000-09-01 | FALSE | 2000-09-01 | FALSE | Currently in Use | Regular | 8000 | Composite | 2000-09-01 |  | Fiberglass Reinforced Plastic | Pressurized
SUPERIOR PINE PRODUCTS | 50 SWANNEE DRIVE | FARGO | Clinch | 10001525 | 3 |  |  | FALSE |  | FALSE | Removed from Ground | Gas (Historical Use) | 4000 | Unknown | 1960-01-01 | 1987-12-01
SWAMP FUEL | 755 HWY 441 N | FARGO | Clinch | 320043 | 2 | [5 empty] | Removed from Ground | Gas (Historical Use) | 1000 | Bare Steel | 1971-05-12 | 1996-05-01 | Galvanized Steel
GA FC-CLINCH CO UNIT | 41 1st Avenue | FARGO | Clinch | 320011 | 1 | [5 empty] | Removed from Ground | Gas (Historical Use) | 2000 | Bare Steel | 1972-04-25 | 1994-06-20 | Galvanized Steel | Safe Suction (Euro)
FIVEASH SVC STA | US HWY 84 | HOMERVILLE | Clinch | 9032002 | 1 | [5 empty] | Removed from Ground | Empty | 3000 | Marked Unknown | 1996-02-23 | 1996-02-23 | Unknown
FIVEASH SVC STA | US HWY 84 | HOMERVILLE | Clinch | 9032002 | 3 | [5 empty] | Removed from Ground | Empty | 3000 | Marked Unknown | 1996-02-23 | 1996-02-23 | Unknown
FIVEASH SVC STA | US HWY 84 | HOMERVILLE | Clinch | 9032002 | 2 | [5 empty] | Removed from Ground | Empty | 4000 | Marked Unknown | 1996-02-23 | 1996-02-23 | Unknown
SUTTON PROPERTY | 840 PEARSON Highway | HOMERVILLE | Clinch | 10002776 | 1 |  |  | FALSE |  | FALSE | Removed from Ground | Gas (Historical Use) | 560 |  |  | 2018-02-22
SUTTON PROPERTY | 840 PEARSON Highway | HOMERVILLE | Clinch | 10002776 | 2 |  |  | FALSE |  | FALSE | Removed from Ground | Diesel | 280 |  |  | 2018-02-22
CITY OF MARIETTA PUBLIC SAFETY S | 112 HAYNES ST | MARIETTA | Cobb | 330216 | 1 | [5 empty] | Removed from Ground | Gas (Historical Use) | 1000 | Cathodically Protected Steel | 1966-03-16 | 1995-06-06 | Galvanized Steel
CITY OF MARIETTA PUBLIC SAFETY S | 112 HAYNES ST | MARIETTA | Cobb | 330216 | 4 | [5 empty] | Permanently Out of Use - historical purposes | Gas (Historical Use) | 1000 | Cathodically Protected Steel | 1966-05-19 | 1899-12-31 | Galvanized Steel
EXXON #4-6861 | 2601 PACES FERRY RD | ATLANTA | Cobb | 330094 | 1 | [5 empty] | Removed from Ground | Gas (Historical Use) | 12000 | Fiberglass | 1985-11-06 | 1993-02-25 | Fiberglass Reinforced Plastic | Pressurized
HEWLETT PACKARD CO | 2000 SOUTH PARK PLACE | ATLANTA | Cobb | 330085 | 3 |  |  | TRUE |  | TRUE | Removed from Ground | Used Oil | 550 | Bare Steel | 1980-05-02 | 1993-02-22 | Galvanized Steel
SERAH ENTERPRISES INC | 832 CLAY RD | MABLETON | Cobb | 330160 | 897099 | Ball Float | 1995-12-07 | FALSE | 1995-12-07 | FALSE | Currently in Use | Premium | 8000 | Fiberglass | 1995-12-07 |  | Fiberglass Reinforced Plastic | Pressurized
CITY OF MARIETTA PUBLIC SAFETY S | 112 HAYNES ST | MARIETTA | Cobb | 330216 | 4 | [5 empty] | Permanently Out of Use - historical purposes | Gas (Historical Use) | 1000 | Cathodically Protected Steel | 1966-05-19 | 1899-12-31 | Galvanized Steel
MARIETTA STATION | 121 CHURCH ST | MARIETTA | Cobb | 9033480 | 1 | [5 empty] | Removed from Ground | Kerosene | 1000 | Not Marked/Unknown | 1996-07-15 | 1996-07-15 | Not Marked
Q LUBE INC #1164 | 577 CLAY ST | MARIETTA | Cobb | 330457 | 3 |  |  | TRUE |  | TRUE | Removed from Ground | Used Oil | 2000 | Cathodically Protected Steel | 1987-01-01 | 1998-09-01 | Galvanized Steel
ED VOYLES CHRYSLER JEEP INC | 789 COBB PKWY SOUTH | MARIETTA | Cobb | 330458 | 3 |  |  | TRUE |  | TRUE | Removed from Ground | Used Oil | 550 | Bare Steel | 1987-01-01 | 1993-03-05 | Galvanized Steel | Gravity Fed
SHIRLEY A SMITH | 855 CHURCH ST NE | MARIETTA | Cobb | 330503 | 1 | [5 empty] | Removed from Ground | Gas (Historical Use) | 0 | Bare Steel | 1976-07-01 | 1976-07-01 | Unknown
COBB AUTO REPAIR | 2011 LOWER ROSWELL RD @ SEWELL | MARIETTA | Cobb | 330369 | 1 | [5 empty] | Removed from Ground | Gas (Historical Use) | 5000 | Cathodically Protected Steel | 1968-01-01 | 1991-05-01 | Galvanized Steel
GEORGIA MASONRY SUPPLY-WOODSTOCK | 4960 CANTON HWY | MARIETTA | Cobb | 9033127 | 3 |  | 1997-11-20 | FALSE | 1997-11-20 | FALSE | Removed from Ground | Diesel | 12000 | Fiberglass | 1997-11-14 | 2018-08-28 |  | Safe Suction (Euro)
KMART #7036 | 1378 BANKHEAD HWY SW | MABLETON | Cobb | 330006 | 1 |  |  | TRUE |  | TRUE | Removed from Ground | Used Oil | 1000 | Bare Steel | 1975-04-07 | 1990-01-05 | Galvanized Steel
A&R BUILDING MAINTENANCE | 5396 OLD FLOYD RD | MABLETON | Cobb | 9033292 | 1 | [5 empty] | Removed from Ground | Gas (Historical Use) | 6000 | Not Marked/Unknown | 1994-01-05 | 1994-01-05 | Not Marked
FIT RITE MUFFLER SHOP | 306 BANKHEAD HWY | MABLETON | Cobb | 9033279 | 2 | [5 empty] | Removed from Ground | Other | 1000 | Not Marked/Unknown | 1969-01-01 | 1993-11-01 | Not Marked
MCI PORTABLE SHELTER SITE | ALONG CSX ROW # INTER OF FLOYD | MABLETON | Cobb | 9033075 | 2 | [5 empty] | Removed from Ground | Diesel | 600 | Tank Jacket | 1994-02-25 | 1995-03-21 | Secondary Containment | Suction (American)
CHEVRON STATION #0040314 | 5990 GORDON RD SW | MABLETON | Cobb | 330383 | 3 | [5 empty] | Removed from Ground | Gas (Historical Use) | 5000 | Bare Steel | 1969-04-27 | 1990-05-23 | Galvanized Steel
GORDON RD GROCERY | 6960 GORDON RD | MABLETON | Cobb | 330289 | 5 | [5 empty] | Removed from Ground | Gas (Historical Use) | 550 | Bare Steel | 1973-04-18 | 1987-10-01 | Galvanized Steel
GORDON RD GROCERY | 6960 GORDON RD | MABLETON | Cobb | 330289 | 4 | [5 empty] | Removed from Ground | Gas (Historical Use) | 550 | Bare Steel | 1973-04-18 | 1987-10-01 | Galvanized Steel
QUIKTRIP #713 | 1350 S COBB DR SE | MARIETTA | Cobb | 10001998 | 4 |  | 2011-07-01 | FALSE | 2011-07-28 | FALSE | Currently in Use | Diesel | 12000 | Fiberglass Double Walled | 2011-05-01 |  | Double-Walled Fiberglass | Pressurized
MURPHY USA #7554 | 1787 COBB PARKWAY S | MARIETTA | Cobb | 10002570 | 2B | Flapper Valve | 2016-05-11 | FALSE |  | FALSE | Currently in Use | Diesel | 8667 | Fiberglass Double Walled | 2016-04-21 |  | Double-Walled Fiberglass | Pressurized
MURPHY USA #7554 | 1787 COBB PARKWAY S | MARIETTA | Cobb | 10002570 | 2C | Flapper Valve | 2016-05-11 | FALSE |  | FALSE | Currently in Use | Ethanol | 8666 | Fiberglass Double Walled | 2016-04-21 |  | Double-Walled Fiberglass | Pressurized
BP #26052/GULF STATION #440974 | 1882 CANTON HWY | MARIETTA | Cobb | 9000425 | 3 | [5 empty] | Removed from Ground | Gas (Historical Use) | 10000 | Bare Steel | 1973-05-05 | 1899-12-31 | Galvanized Steel
MARIETTA CITY GARAGE #1 | 725 N MARIETTA PKWY | MARIETTA | Cobb | 330215 | 1 | [5 empty] | Removed from Ground | Empty | 10000 | Marked Unknown | 1971-03-15 | 1999-07-01 | Galvanized Steel
MARIETTA CITY GARAGE #1 | 725 N MARIETTA PKWY | MARIETTA | Cobb | 330215 | 7 | Ball Float | 1998-10-01 | FALSE | 1998-10-01 | FALSE | Currently in Use | Diesel | 20000 | Fiberglass Double Walled | 1998-10-01 |  | Double-Walled Fiberglass | Pressurized
MARIETTA/WATER & SEWER DEPT | 315 SESSION ST | MARIETTA | Cobb | 330218 | 1 | [5 empty] | Removed from Ground | Gas (Historical Use) | 10000 | Bare Steel | 1966-03-16 | 1992-02-20 | Galvanized Steel
ED VOYLES CHRYSLER JEEP INC | 789 COBB PKWY SOUTH | MARIETTA | Cobb | 330458 | 1 | [5 empty] | Removed from Ground | Gas (Historical Use) | 1000 | Bare Steel | 1987-01-01 | 1993-03-05 | Galvanized Steel | Gravity Fed
460 Glover Street | 460 Glover street | Marietta | Cobb | 330490 | 2 |  |  | TRUE |  | TRUE | Removed from Ground | Used Oil | 500 | Bare Steel | 1977-05-09 | 1994-09-08 | Galvanized Steel
TORCO INC | 1330 COBB PKWY N | MARIETTA | Cobb | 330489 | 9 | [5 empty] | Removed from Ground | Hazardous Substance | 1000 | Bare Steel | 1986-05-06 | 1998-07-01 | Galvanized Steel
CORONA PROPERTIES | 72 ATLANTA STREET | MARIETTA | Cobb | 9033497 | 8 | [5 empty] | Removed from Ground | Other | 560 | Not Marked/Unknown | 1996-08-27 | 1996-08-27 | Not Marked
CITY OF MARIETTA PUBLIC SAFETY S | 112 HAYNES ST | MARIETTA | Cobb | 330216 | 8 | Flapper Valve | 1998-01-01 | FALSE | 1998-01-01 | FALSE | Currently in Use | Diesel | 1000 | Fiberglass Double Walled | 1998-01-14 |  | Fiberglass Reinforced Plastic | Pressurized
CITY OF MARIETTA PUBLIC SAFETY S | 112 HAYNES ST | MARIETTA | Cobb | 330216 | 8 | Flapper Valve | 1998-01-01 | FALSE | 1998-01-01 | FALSE | Currently in Use | Diesel | 1000 | Fiberglass Double Walled | 1998-01-14 |  | Fiberglass Reinforced Plastic | Pressurized
CITY OF MARIETTA PUBLIC SAFETY S | 112 HAYNES ST | MARIETTA | Cobb | 330216 | 8 | Flapper Valve | 1998-01-01 | FALSE | 1998-01-01 | FALSE | Currently in Use | Diesel | 1000 | Fiberglass Double Walled | 1998-01-14 |  | Fiberglass Reinforced Plastic | Pressurized
CITY OF MARIETTA PUBLIC SAFETY S | 112 HAYNES ST | MARIETTA | Cobb | 330216 | 8 | Flapper Valve | 1998-01-01 | FALSE | 1998-01-01 | FALSE | Currently in Use | Diesel | 1000 | Fiberglass Double Walled | 1998-01-14 |  | Fiberglass Reinforced Plastic | Pressurized
CITY OF MARIETTA PUBLIC SAFETY S | 112 HAYNES ST | MARIETTA | Cobb | 330216 | 2 | [5 empty] | Removed from Ground | Diesel | 1000 | Cathodically Protected Steel | 1979-03-13 | 1997-03-04 | Galvanized Steel
CITY OF MARIETTA PUBLIC SAFETY S | 112 HAYNES ST | MARIETTA | Cobb | 330216 | 2 | [5 empty] | Removed from Ground | Diesel | 1000 | Cathodically Protected Steel | 1979-03-13 | 1997-03-04 | Galvanized Steel
CITY OF MARIETTA PUBLIC SAFETY S | 112 HAYNES ST | MARIETTA | Cobb | 330216 | 2 | [5 empty] | Removed from Ground | Diesel | 1000 | Cathodically Protected Steel | 1979-03-13 | 1997-03-04 | Galvanized Steel
CITY OF MARIETTA PUBLIC SAFETY S | 112 HAYNES ST | MARIETTA | Cobb | 330216 | 2 | [5 empty] | Removed from Ground | Diesel | 1000 | Cathodically Protected Steel | 1979-03-13 | 1997-03-04 | Galvanized Steel
MARIETTA/WATER & SEWER DEPT | 315 SESSION ST | MARIETTA | Cobb | 330218 | 2 | [5 empty] | Removed from Ground | Diesel | 1065 | Bare Steel | 1965-03-16 | 1992-02-20 | Galvanized Steel
MARIETTA FIRE STATION #6 | 805 ALLGOOD RD | MARIETTA | Cobb | 330220 | 1 | [5 empty] | Removed from Ground | Diesel | 500 | Cathodically Protected Steel | 1979-03-13 | 1998-09-01 | Galvanized Steel | Safe Suction (Euro)
ETNA CO | 1115 ATLANTA RD | MARIETTA | Cobb | 330243 | 4 | [5 empty] | Removed from Ground | Gas (Historical Use) | 4000 | Bare Steel | 1966-03-22 | 1998-01-01 | Galvanized Steel | Suction (American)
Q LUBE INC #1164 | 577 CLAY ST | MARIETTA | Cobb | 330457 | 1 | [5 empty] | Removed from Ground | Other | 5000 | Cathodically Protected Steel | 1987-01-01 | 1998-09-01 | Galvanized Steel
COBB COUNTY WATER SYSTEM | 680 S COBB DR | MARIETTA | Cobb | 330494 | 4 | [5 empty] | Closed in Ground | Gas (Historical Use) | 5000 | Not Marked/Unknown | 1993-07-27 | 1993-07-27 | Not Marked
COBB COUNTY WATER SYSTEM | 680 S COBB DR | MARIETTA | Cobb | 330494 | 5 | [5 empty] | Closed in Ground | Gas (Historical Use) | 5000 | Not Marked/Unknown | 1993-07-27 | 1993-07-27 | Not Marked
MARIETTA CITY GARAGE #1 | 725 N MARIETTA PKWY | MARIETTA | Cobb | 330215 | 4 |  |  | TRUE |  | TRUE | Removed from Ground | Empty | 550 | Marked Unknown | 1986-03-11 | 1999-07-01 | Galvanized Steel
COBB COUNTY WATER SYSTEM | 680 S COBB DR | MARIETTA | Cobb | 330494 | 7 | Flapper Valve | 1991-09-10 | FALSE | 1991-09-10 | FALSE | Currently in Use | Diesel | 20000 | Fiberglass | 1991-09-10 |  | Double-Walled Fiberglass | Pressurized
TORCO INC | 1330 COBB PKWY N | MARIETTA | Cobb | 330489 | 10 | [5 empty] | Removed from Ground | Kerosene | 2000 | Bare Steel | 1986-05-06 | 1998-07-01 | Galvanized Steel
JENNY'S MARKET | 1503 CHURCH ST EXT | MARIETTA | Cobb | 330520 | 4 | [5 empty] | Removed from Ground | Gas (Historical Use) | 6000 | Bare Steel | 1966-05-13 | 2005-03-08 | Galvanized Steel | Pressurized
MARIETTA CITY GARAGE #1 | 725 N MARIETTA PKWY | MARIETTA | Cobb | 330215 | 2 | [5 empty] | Removed from Ground | Empty | 10000 | Marked Unknown | 1986-03-11 | 1999-07-01 | Galvanized Steel
GOLDEN GALLON #56 | 121 JONES SHAW RD | MARIETTA | Cobb | 330207 | 2 | [5 empty] | Removed from Ground | Gas (Historical Use) | 8000 | Bare Steel | 1975-03-27 | 1990-10-01 | Galvanized Steel
CITY OF MARIETTA BLW ELECTRICAL | 627 PAGE ST | MARIETTA | Cobb | 330214 | 3 | [5 empty] | Removed from Ground | Diesel | 10000 | Unknown | 1988-01-01 | 1999-08-02 | Fiberglass Reinforced Plastic
GENE & GARY'S TEXACO | 529 ATLANTA STREET | MARIETTA | Cobb | 9033448 | 1 |  |  | FALSE |  | FALSE | Permanently Out of Use - historical purposes | Gas (Historical Use) | 6000 | Bare Steel | 1963-06-13 |  | Galvanized Steel | Pressurized
CURTIUS TRADING INC | 486 MANGET ST SE | MARIETTA | Cobb | 330223 | 1 | [5 empty] | Removed from Ground | Gas (Historical Use) | 1011 | Bare Steel | 1968-03-14 | 1989-01-11 | Galvanized Steel
TORCO INC | 1330 COBB PKWY N | MARIETTA | Cobb | 330489 | 4 | [5 empty] | Removed from Ground | Other | 4000 | Bare Steel | 1986-05-06 | 1998-07-01 | Galvanized Steel
MARIETTA CITY GARAGE #1 | 725 N MARIETTA PKWY | MARIETTA | Cobb | 330215 | 5 | [5 empty] | Removed from Ground | Other | 4000 | Marked Unknown | 1986-03-11 | 1993-08-10 | Galvanized Steel
CITY OF MARIETTA PUBLIC SAFETY S | 112 HAYNES ST | MARIETTA | Cobb | 330216 | 3 | [5 empty] | Removed from Ground | Diesel | 140 | Cathodically Protected Steel | 1979-03-13 | 1997-03-04 | Bare Steel
CITY OF MARIETTA PUBLIC SAFETY S | 112 HAYNES ST | MARIETTA | Cobb | 330216 | 3 | [5 empty] | Removed from Ground | Diesel | 140 | Cathodically Protected Steel | 1979-03-13 | 1997-03-04 | Bare Steel
CITY OF MARIETTA PUBLIC SAFETY S | 112 HAYNES ST | MARIETTA | Cobb | 330216 | 3 | [5 empty] | Removed from Ground | Diesel | 140 | Cathodically Protected Steel | 1979-03-13 | 1997-03-04 | Bare Steel
CITY OF MARIETTA PUBLIC SAFETY S | 112 HAYNES ST | MARIETTA | Cobb | 330216 | 3 | [5 empty] | Removed from Ground | Diesel | 140 | Cathodically Protected Steel | 1979-03-13 | 1997-03-04 | Bare Steel
ETNA CO | 1115 ATLANTA RD | MARIETTA | Cobb | 330243 | 3 | [5 empty] | Removed from Ground | Gas (Historical Use) | 4000 | Bare Steel | 1966-03-22 | 1998-01-01 | Galvanized Steel | Suction (American)
VILLAGE STORE | 3191 HICKS RD | MARIETTA | Cobb | 330471 | 2 | Ball Float | 1992-12-10 | FALSE | 1992-12-10 | FALSE | Currently in Use | Premium | 10000 | Bare Steel | 1977-05-09 |  | Double-Walled Fiberglass | Pressurized
ED VOYLES CHRYSLER JEEP INC | 789 COBB PKWY SOUTH | MARIETTA | Cobb | 330458 | 4 | Flapper Valve | 1993-03-25 | FALSE | 1993-03-25 | FALSE | Currently in Use | Regular | 8000 | Fiberglass | 1993-01-01 |  | Fiberglass Reinforced Plastic | Safe Suction (Euro)
BGA SERVICE CENTER | 2245 SEWELL MILL RD | MARIETTA | Cobb | 330429 | 3 | [5 empty] | Removed from Ground | Diesel | 8000 | Cathodically Protected Steel | 1985-06-18 | 1996-07-12 | Galvanized Steel | Pressurized
TORCO INC | 1330 COBB PKWY N | MARIETTA | Cobb | 330489 | 2 | [5 empty] | Removed from Ground | Other | 4000 | Cathodically Protected Steel | 1986-05-06 | 1998-07-01 | Galvanized Steel
GA NORTHEASTERN RAILROAD RIGHT O | CHURCH STREET | MARIETTA | Cobb | 9033606 | 2 | [5 empty] | Removed from Ground | Diesel | 500 | Bare Steel | 2000-08-23 | 2000-08-23 | Bare Steel
COBB AUTO REPAIR | 2011 LOWER ROSWELL RD @ SEWELL | MARIETTA | Cobb | 330369 | 604779 | Ball Float | 1991-10-24 | FALSE | 1991-10-24 | FALSE | Currently in Use | Regular | 8000 | Fiberglass | 1991-10-24 |  | Fiberglass Reinforced Plastic | Pressurized
BST/POWDER SPRINGS/F5302 | 37 POWDER SPRINGS ST | MARIETTA | Cobb | 9033128 | 4 | [5 empty] | Closed in Ground | Gas (Historical Use) | 1000 | Bare Steel |  | 1899-12-31 | Bare Steel
GEORGIA DEPARTMENT OF TRANSPORTA | 862 BARNES MILL RD | MARIETTA | Cobb | 9033103 | 3 |  |  | FALSE |  | FALSE | Removed from Ground | Used Oil | 500 | Unknown | 2003-11-05 | 2003-11-05 | Unknown
FORMER FINA STATION | 658 POWDER SPRINGS RD | MARIETTA | Cobb | 9033021 | 2 | [5 empty] | Closed in Ground | Gas (Historical Use) | 6000 | Marked Unknown | 1975-01-01 | 1988-11-01 | Galvanized Steel
TORCO INC | 1330 COBB PKWY N | MARIETTA | Cobb | 330489 | 7 |  |  | TRUE |  | TRUE | Removed from Ground | Used Oil | 1000 | Bare Steel | 1986-05-06 | 1998-07-01 | Galvanized Steel
TORCO INC | 1330 COBB PKWY N | MARIETTA | Cobb | 330489 | 5 |  |  | TRUE |  | TRUE | Removed from Ground | Used Oil | 500 | Bare Steel | 1986-05-06 | 1998-07-01 | Galvanized Steel
FIRESTONE STORE #07H6/005282 | 2034 S COBB DR | MARIETTA | Cobb | 330408 | 1 |  |  | TRUE |  | TRUE | Removed from Ground | Used Oil | 300 | Bare Steel | 1977-01-03 | 1996-06-24 | Galvanized Steel
LANCE OIL | 749 CLAY ST | MARIETTA | Cobb | 9033121 | 2 | [5 empty] | Removed from Ground | Gas (Historical Use) | 12000 | Bare Steel | 1978-04-01 | 1998-05-01 | Galvanized Steel | Pressurized
BST/POWDER SPRINGS/F5302 | 37 POWDER SPRINGS ST | MARIETTA | Cobb | 9033128 | 2 | Overfill Alarm | 1998-02-05 | FALSE | 1998-02-05 | FALSE | Currently in Use | Diesel | 7500 | Fiberglass Double Walled | 1992-01-20 |  | Double-Walled Fiberglass | Suction (American)
FOWLERS DUGOUT BAIT & TACKLE | 1468 COBB PKWY NORTH | MARIETTA | Cobb | 9033146 | 2 | [5 empty] | Removed from Ground | Gas (Historical Use) | 500 | Bare Steel | 1966-05-12 | 1992-02-21 | Cathodically Protected
SOUTHERN BELL CABLE VAULT | POWDER SPRINGS RD @ GARRISON RD | MARIETTA | Cobb | 9033011 | 1 |  |  | FALSE |  | FALSE | Removed from Ground | Not Marked/Tank Removed | 0 | Unknown | 1991-03-18 | 1991-03-18 | Not Marked
BATES AUTO SERVICE/FORMER GAS ST | 4853 CANTON RD | MARIETTA | Cobb | 9033076 | 1 | [5 empty] | Removed from Ground | Gas (Historical Use) | 4000 | Bare Steel | 1966-01-01 | 1992-12-10 | Galvanized Steel | Pressurized
COBB COUNTY FIRE STATION #5 | 4336 PACES FERRY ROAD | ATLANTA | Cobb | 9033390 | 1 | [5 empty] | Removed from Ground | Diesel | 1000 | Marked Unknown | 1998-10-06 | 1998-10-06 | Unknown | Safe Suction (Euro)
WICKES LUMBER CO | 1390 BANKHEAD HWY SW | MABLETON | Cobb | 330137 | 1 | [5 empty] | Removed from Ground | Diesel | 1000 | Bare Steel | 1969-04-25 | 1988-12-14 | Bare Steel
SERAH ENTERPRISES INC | 832 CLAY RD | MABLETON | Cobb | 330160 | 897092 | Ball Float | 1995-12-07 | FALSE | 1995-12-07 | FALSE | Currently in Use | Regular | 8000 | Composite | 1995-12-07 |  | Fiberglass Reinforced Plastic | Pressurized
CITGO FOOD MART | 268 VETERANS MEMORIAL HWY | MABLETON | Cobb | 9033321 | 1 | Ball Float | 1989-01-01 | FALSE | 1989-01-01 | FALSE | Currently in Use | Regular | 10000 | Galvanic (STIP-3) | 1989-01-01 |  | Fiberglass Reinforced Plastic | Pressurized
RIVERSIDE ELEMENTARY SCHOOL | 461 SOUTH GORDON RD | MABLETON | Cobb | 9033093 | 1 | [5 empty] | Removed from Ground | Kerosene | 1000 | Bare Steel | 1981-01-01 | 1991-09-20 | Copper
ANTHONY CRANE RENTAL LP | 1560 VETERANS MEMORIAL HIGHWAY | MABLETON | Cobb | 330413 | 4 | Flapper Valve | 1997-09-30 | FALSE | 1997-09-30 | FALSE | Currently in Use | Diesel | 10000 | Galvanic (STIP-3) | 1987-12-31 |  | Double-Walled Fiberglass | Pressurized
AT&T/GA 3630 | 6471 FACTORY SHOALS RD | MABLETON | Cobb | 330538 | 1 | [5 empty] | Removed from Ground | Gas (Historical Use) | 12000 | Marked Unknown | 1986-05-08 | 1989-09-05 | Unknown
1702 COBB PARKWAY SOUTH | 1702 S COBB PARKWAY | MARIETTA | Cobb | 10002338 | 3 |  |  | FALSE |  | FALSE | Removed from Ground | New Oil | 1000 | Bare Steel | 1980-01-01 | 2014-07-07 | Bare Steel
QUIKTRIP #713 | 1350 S COBB DR SE | MARIETTA | Cobb | 10001998 | 3 |  | 2011-07-01 | FALSE | 2011-07-28 | FALSE | Currently in Use | Premium | 12000 | Fiberglass Double Walled | 2011-05-01 |  | Double-Walled Fiberglass | Pressurized
BP #26052/GULF STATION #440974 | 1882 CANTON HWY | MARIETTA | Cobb | 9000425 | 2 | [5 empty] | Removed from Ground | Gas (Historical Use) | 10000 | Bare Steel | 1973-05-05 | 1899-12-31 | Galvanized Steel
MAJIK MARKET 160-09/TENNECO #160 | 51 SOUTH COBB PKWY | MARIETTA | Cobb | 9000003 | 160-1 | [5 empty] | Removed from Ground | Gas (Historical Use) | 10000 | Composite | 1988-06-20 | 1992-03-01 | Fiberglass Reinforced Plastic | Pressurized
MORELAND SHOPPETTE LLC | 619 FAIRGROUND ST | MARIETTA | Cobb | 9000598 | 7 | Ball Float | 2012-08-02 | FALSE | 2012-08-02 | FALSE | Currently in Use | Diesel | 8000 | Steel-Impressed Current | 1990-05-01 |  | Fiberglass Reinforced Plastic | Pressurized
MORELAND SHOPPETTE LLC | 619 FAIRGROUND ST | MARIETTA | Cobb | 9000598 | 4 |  |  | TRUE |  | TRUE | Removed from Ground | Used Oil | 550 | Bare Steel | 1972-04-26 | 2010-04-02 | Galvanized Steel
MORELAND SHOPPETTE LLC | 619 FAIRGROUND ST | MARIETTA | Cobb | 9000598 | 5 | Ball Float | 2012-08-02 | FALSE | 2012-08-02 | FALSE | Currently in Use | Regular | 8000 | Steel-Impressed Current | 1990-05-01 |  | Fiberglass Reinforced Plastic | Pressurized
LUBIN A TRIVINO TRANSMISSION SPE | 379 PAT MELL RD | MARIETTA | Cobb | 330252 | 1 | [5 empty] | Removed from Ground | Gas (Historical Use) | 5000 | Bare Steel | 1966-03-26 | 1998-01-01 | Bare Steel
GENE & GARY'S TEXACO | 529 ATLANTA STREET | MARIETTA | Cobb | 9033448 | 3 |  |  | FALSE |  | FALSE | Permanently Out of Use - historical purposes | Gas (Historical Use) | 6000 | Bare Steel | 1963-06-13 |  | Galvanized Steel | Pressurized
MARIETTA CONCRETE PLANT | 101 MARR AVE | MARIETTA | Cobb | 330225 | 1 | Ball Float | 1997-12-01 | FALSE | 1997-12-01 | FALSE | Currently in Use | Diesel | 10000 | Galvanic (STIP-3) | 1984-03-07 |  | Double-Walled Fiberglass | Pressurized
COBB COUNTY WATER SYSTEM | 680 S COBB DR | MARIETTA | Cobb | 330494 | 3 | [5 empty] | Closed in Ground | Other | 550 | Bare Steel | 1985-05-07 | 1993-07-27 | Bare Steel
TORCO INC | 1330 COBB PKWY N | MARIETTA | Cobb | 330489 | 11 | [5 empty] | Removed from Ground | Kerosene | 0 | Cathodically Protected Steel | 1986-05-06 | 1998-07-01 | Galvanized Steel
COASTAL MART #807/JOY #9515 | 2246 AUSTELL RD SW | MARIETTA | Cobb | 330525 | 3 | [5 empty] | Removed from Ground | Gas (Historical Use) | 4000 | Bare Steel | 1970-05-11 | 1990-08-22 | Galvanized Steel
FINA STATION #131-6690-709 | 1364 POWERS FERRY RD | MARIETTA | Cobb | 330371 | 3 | [5 empty] | Removed from Ground | Gas (Historical Use) | 4000 | Bare Steel | 1969-04-27 | 1992-02-04 | Galvanized Steel
COBB AUTO REPAIR | 2011 LOWER ROSWELL RD @ SEWELL | MARIETTA | Cobb | 330369 | 3 | [5 empty] | Removed from Ground | Gas (Historical Use) | 5000 | Cathodically Protected Steel | 1968-01-01 | 1991-05-01 | Galvanized Steel
GEORGIA MASONRY SUPPLY-WOODSTOCK | 4960 CANTON HWY | MARIETTA | Cobb | 9033127 | 1 | [5 empty] | Removed from Ground | Diesel | 10000 | Bare Steel | 1971-01-01 | 1997-10-24 | Bare Steel | Suction (American)
CORNERMART | 461 WINDY HILL RD | MARIETTA | Cobb | 9033091 | 2 | Ball Float | 1996-12-01 | FALSE | 1996-12-01 | FALSE | Currently in Use | Plus | 8000 | Galvanic (STIP-3) | 1988-08-01 |  | Fiberglass Reinforced Plastic | Pressurized
CHEVRON FOOD MART | 811 S MARIETTA PKWY | MARIETTA | Cobb | 9033101 | 5 |  | 1989-05-01 |  | 1992-01-01 |  | Removed from Ground | Gas (Historical Use) | 10000 | Galvanic (STIP-3) | 1989-05-01 | 2014-06-05 | Fiberglass Reinforced Plastic | Pressurized
CHEVRON FOOD MART | 811 S MARIETTA PKWY | MARIETTA | Cobb | 9033101 | 4 |  | 1989-05-01 |  | 1992-01-01 |  | Removed from Ground | Gas (Historical Use) | 10000 | Galvanic (STIP-3) | 1989-05-01 | 2014-06-05 | Fiberglass Reinforced Plastic | Pressurized
QUIKTRIP #713 | 1611 AUSTELL RD | MARIETTA | Cobb | 9033029 | 2 | Flapper Valve | 1993-08-01 |  | 1993-08-01 |  | Removed from Ground | Gas (Historical Use) | 12000 | Fiberglass | 1988-09-02 | 2011-10-18 | Double-Walled Fiberglass | Pressurized
SAM'S MART# 542 | 680 JOHNSON FERRY RD | MARIETTA | Cobb | 330060 | 7 | Ball Float | 1996-02-01 |  | 1989-01-01 |  | Removed from Ground | Gas (Historical Use) | 10000 | Fiberglass | 1990-02-01 | 2013-03-28 | Double-Walled Fiberglass | Pressurized
SPEEDWAY/STARVIN MARVIN #33 | 6671 GORDON RD | MABLETON | Cobb | 330135 | 2 | [5 empty] | Removed from Ground | Gas (Historical Use) | 10000 | Bare Steel | 1976-03-19 | 1994-06-17 | Galvanized Steel
MARATHON FOOD MART 201839 | 2756 COBB PKWY SOUTH | ATLANTA | Cobb | 330046 | 2 |  | 1993-06-11 | FALSE | 1993-06-11 | FALSE | Currently in Use | Plus | 10000 | Fiberglass | 1985-04-30 |  | Fiberglass Reinforced Plastic | Pressurized
SPEEDWAY/STARVIN MARVIN #33 | 6671 GORDON RD | MABLETON | Cobb | 330135 | 3 | [5 empty] | Removed from Ground | Gas (Historical Use) | 10000 | Bare Steel | 1976-03-19 | 1994-06-17 | Galvanized Steel
Q LUBE INC #1163 | 5547 FLOYD RD | MABLETON | Cobb | 330147 | 2 | [5 empty] | Removed from Ground | Other | 3000 | Cathodically Protected Steel | 1985-05-05 | 1998-09-01 | Galvanized Steel
SERAH ENTERPRISES INC | 832 CLAY RD | MABLETON | Cobb | 330160 | 4 | [5 empty] | Removed from Ground | Kerosene | 1000 | Bare Steel | 1985-05-02 | 1899-12-31 | Galvanized Steel | Safe Suction (Euro)
COBB COUNTY FIRE STATION #1 | 5656 MABLETON PARKWAY | MABLETON | Cobb | 9033431 | 1 | [5 empty] | Removed from Ground | Gas (Historical Use) | 1000 | Bare Steel | 1998-10-26 | 1998-10-26 | Bare Steel | Suction (American)
RITE WAY CAR WASH | 620 BANKHEAD HWY | MABLETON | Cobb | 9033275 | 1 | [5 empty] | Closed in Ground | Gas (Historical Use) | 10000 | Bare Steel | 1993-07-28 | 1993-07-28 | Galvanized Steel | Pressurized
SIX FLAGS SITE #6 | 6459 FACTORY SHOALS RD | MABLETON | Cobb | 9033113 | 1 |  | 1997-12-30 |  | 1997-12-30 |  | Removed from Ground | Diesel | 275 | Cathodically Protected Steel | 1986-01-01 | 2001-11-13 | Double Walled
ATLANTA METAL PRODUCTS | 5700 RIVERVIEW IND DR | MABLETON | Cobb | 9033462 | 2 |  | 1997-08-01 |  | 1997-08-01 |  | Removed from Ground | Diesel | 10000 | Cathodically Protected Steel | 1999-11-10 | 1899-12-31 | Not Marked | Suction (American)
COBB COUNTY FIRE STATION #1 | 5656 MABLETON PARKWAY | MABLETON | Cobb | 9033431 | 2 | [5 empty] | Removed from Ground | Diesel | 1000 | Bare Steel | 1998-10-26 | 1998-10-26 | Bare Steel | Safe Suction (Euro)
MABLETON TIRE PORTE | 465 BANKHEAD HWY | MABLETON | Cobb | 9033280 | 1 | [5 empty] | Removed from Ground | Other | 1 | Not Marked/Unknown | 1994-02-18 | 1994-02-18 | Not Marked
FAYES CHEVRON | 7010 GORDON RD/MABLETON PKWY | MABLETON | Cobb | 9033143 | 4 | [5 empty] | Removed from Ground | Diesel | 3000 | Bare Steel | 1975-04-15 | 1899-12-31 | Unknown | Pressurized
FLEET #221 | 315 Veterans Memorial Highway SW | Mableton | Cobb | 330521 | 3 | [5 empty] | Removed from Ground | Gas (Historical Use) | 4000 | Bare Steel | 1967-05-13 | 1993-08-12 | Galvanized Steel | Suction (American)
MABLETON CAR CARE CENTER INC/GOO | 1220 BANKHEAD HWY SW | MABLETON | Cobb | 330468 | 1 |  |  | TRUE |  | TRUE | Removed from Ground | Used Oil | 500 | Bare Steel | 1972-05-08 | 1993-09-02 | Galvanized Steel | Gravity Fed
MURPHY USA #7554 | 1787 COBB PARKWAY S | MARIETTA | Cobb | 10002570 | 1 | Flapper Valve | 2016-05-11 | FALSE |  | FALSE | Currently in Use | Regular | 25000 | Fiberglass Double Walled | 2016-04-21 |  | Double-Walled Fiberglass | Pressurized
CHEVRON FOOD MART | 1300 ATLANTA RD | MARIETTA | Cobb | 10000500 | 2 | Flapper Valve | 2003-10-28 | FALSE | 2003-10-28 | FALSE | Currently in Use | Premium | 12000 | Fiberglass | 2003-08-01 |  | Double-Walled Flex | Pressurized
FORMER SERVICE STATION | 111 FAIRGROUND ST | MARIETTA | Cobb | 10001204 | 1 |  |  | FALSE |  | FALSE | Removed from Ground | Gas (Historical Use) | 1000 | Bare Steel | 2006-08-31 | 2006-08-31 | Bare Steel
MAJIK MARKET 160-09/TENNECO #160 | 51 SOUTH COBB PKWY | MARIETTA | Cobb | 9000003 | U2 | [5 empty] | Removed from Ground | Gas (Historical Use) | 10000 | Bare Steel | 1971-02-07 | 1988-06-01 | Bare Steel
CHEVRON STATION #40016 | 3721 AUSTELL RD SW | MARIETTA | Cobb | 9000510 | 4 | [5 empty] | Removed from Ground | Gas (Historical Use) | 3000 | Cathodically Protected Steel | 1968-04-27 | 1990-04-24 | Galvanized Steel
CHEVRON STATION #40016 | 3721 AUSTELL RD SW | MARIETTA | Cobb | 9000510 | 5 | [5 empty] | Removed from Ground | Gas (Historical Use) | 10000 | Cathodically Protected Steel | 1975-04-26 | 1990-04-24 | Galvanized Steel
CHEVRON FOOD MART | 630 WHITLOCK AVE | MARIETTA | Cobb | 9000495 | 6 |  | 1990-05-01 | FALSE | 1990-05-01 | FALSE | Currently in Use | Plus | 12000 | Fiberglass Double Walled | 1990-05-01 |  | Fiberglass Reinforced Plastic | Pressurized
TENNANT WAREHOUSE/TWELVE BASKETS | 6328 MABLETON PKWY | MABLETON | Cobb | 9033339 | 1 | [5 empty] | Removed from Ground | Gas (Historical Use) | 250 | Bare Steel | 1972-01-01 | 1994-01-20 | Galvanized Steel | Safe Suction (Euro)
Q LUBE INC #1163 | 5547 FLOYD RD | MABLETON | Cobb | 330147 | 3 |  |  | TRUE |  | TRUE | Removed from Ground | Used Oil | 2000 | Cathodically Protected Steel | 1985-05-05 | 1998-09-01 | Galvanized Steel
CRAWFORD CONSTRUCTION CO INC | 6210 NICHOLS DR | MABLETON | Cobb | 9033425 | 1 | [5 empty] | Removed from Ground | Gas (Historical Use) | 6000 | Not Marked/Unknown | 1986-02-01 | 1995-03-01 | Not Marked
VACANT/NO FACILITY NAME | 262 BANKHEAD HWY | MABLETON | Cobb | 9033278 | 1 | [5 empty] | Removed from Ground | Other | 250 | Not Marked/Unknown | 1993-11-03 | 1993-11-03 | Unknown
ANTHONY CRANE RENTAL LP | 1560 VETERANS MEMORIAL HIGHWAY | MABLETON | Cobb | 330413 | 2 | [5 empty] | Closed in Ground | Diesel | 10000 | Cathodically Protected Steel | 1987-12-31 | 1995-04-06 | Galvanized Steel | Pressurized
FORMER MAJIK MARKET #91408 | 705 SOUTH GORDON RD | MABLETON | Cobb | 330439 | 2 | [5 empty] | Removed from Ground | Gas (Historical Use) | 8000 | Bare Steel | 1984-05-13 | 1995-04-12 | Galvanized Steel
ATLANTA METAL PRODUCTS | 5700 RIVERVIEW IND DR | MABLETON | Cobb | 9033462 | 1 |  | 1997-08-01 |  | 1997-08-01 |  | Removed from Ground | Gas (Historical Use) | 10000 | Cathodically Protected Steel | 1999-11-10 | 1899-12-31 | Fiberglass Reinforced Plastic | Suction (American)
GORDON RD GROCERY | 6960 GORDON RD | MABLETON | Cobb | 330289 | 2 | [5 empty] | Removed from Ground | Gas (Historical Use) | 1080 | Bare Steel | 1973-04-18 | 1987-10-01 | Galvanized Steel
ARROW HEATING & AC INC | 5473 FLOYD RD | MABLETON | Cobb | 330593 | 1 | [5 empty] | Removed from Ground | Gas (Historical Use) | 2000 | Bare Steel | 1973-03-09 | 1997-11-11 | Unknown
AT&T/GA 3630 | 6471 FACTORY SHOALS RD | MABLETON | Cobb | 330538 | 3 | [5 empty] | Removed from Ground | Diesel | 3000 | Not Marked/Unknown | 1989-09-05 | 1989-09-05 | Not Marked
KMART # 3263 | 2963 COBB PARKWAY SE | ATLANTA | Cobb | 330004 | 1 |  |  | TRUE |  | TRUE | Removed from Ground | Used Oil | 1000 | Bare Steel | 1975-04-07 | 1987-01-26 | Galvanized Steel
FIT RITE MUFFLER SHOP | 306 BANKHEAD HWY | MABLETON | Cobb | 9033279 | 1 | [5 empty] | Removed from Ground | Other | 1000 | Not Marked/Unknown | 1969-01-01 | 1993-11-01 | Not Marked
MCI PORTABLE SHELTER SITE | ALONG CSX ROW # INTER OF FLOYD | MABLETON | Cobb | 9033075 | 1 | [5 empty] | Removed from Ground | Diesel | 500 | Fiberglass | 1985-01-01 | 1994-02-24 | Not Marked
FLEET #221 | 315 Veterans Memorial Highway SW | Mableton | Cobb | 330521 | 2 | [5 empty] | Removed from Ground | Gas (Historical Use) | 6000 | Bare Steel | 1967-05-13 | 1993-08-12 | Galvanized Steel | Suction (American)
EXXON #4-6861 | 2601 PACES FERRY RD | ATLANTA | Cobb | 330094 | 3 | [5 empty] | Removed from Ground | Diesel | 10000 | Fiberglass | 1985-11-06 | 1993-02-25 | Fiberglass Reinforced Plastic | Pressurized
HEWLETT PACKARD CO | 2000 SOUTH PARK PLACE | ATLANTA | Cobb | 330085 | 1 | [5 empty] | Removed from Ground | Gas (Historical Use) | 10000 | Fiberglass | 1980-05-02 | 1993-02-22 | Galvanized Steel
HEWLETT PACKARD CO | 2000 SOUTH PARK PLACE | ATLANTA | Cobb | 330085 | 330086 | [5 empty] | Currently in Use | Gas (Historical Use) | 0 | Bare Steel | 1986-05-01 |  | Galvanized Steel
SPEEDWAY/STARVIN MARVIN #33 | 6671 GORDON RD | MABLETON | Cobb | 330135 | 1 | [5 empty] | Removed from Ground | Kerosene | 2000 | Bare Steel | 1976-03-19 | 1994-06-17 | Galvanized Steel
SERAH ENTERPRISES INC | 832 CLAY RD | MABLETON | Cobb | 330160 | 2 | [5 empty] | Removed from Ground | Gas (Historical Use) | 10000 | Bare Steel | 1982-05-03 | 1899-12-31 | Galvanized Steel | Pressurized
CITGO FOOD MART | 268 VETERANS MEMORIAL HWY | MABLETON | Cobb | 9033321 | 3 | Ball Float | 1989-01-01 | FALSE | 1989-01-01 | FALSE | Currently in Use | Diesel | 10000 | Galvanic (STIP-3) | 1989-01-01 |  | Fiberglass Reinforced Plastic | Pressurized
EXXON #4-6861 | 2601 PACES FERRY RD | ATLANTA | Cobb | 330094 | 4 | [5 empty] | Removed from Ground | Gas (Historical Use) | 8000 | Fiberglass | 1985-11-06 | 1993-02-25 | Fiberglass Reinforced Plastic | Pressurized
EXXON #4-6861 | 2601 PACES FERRY RD | ATLANTA | Cobb | 330094 | 5 |  |  | TRUE |  | TRUE | Removed from Ground | Used Oil | 1000 | Fiberglass | 1985-11-06 | 1993-02-25 | Fiberglass Reinforced Plastic | Gravity Fed
EXXON STATION | 511 BANKHEAD HWY | MABLETON | Cobb | 9033281 | 1 | [5 empty] | Removed from Ground | Gas (Historical Use) | 0 | Not Marked/Unknown | 1994-02-18 | 1994-02-18 | Not Marked
SIX FLAGS OVER GA/FOOD WAREHOUSE | 7561 SIX FLAGS PKWY | MABLETON | Cobb | 9033007 | 13 | [5 empty] | Removed from Ground | Gas (Historical Use) | 3000 | Bare Steel | 1967-02-20 | 1991-01-10 | Galvanized Steel
GORDON RD GROCERY | 6960 GORDON RD | MABLETON | Cobb | 330289 | 1 | [5 empty] | Removed from Ground | Gas (Historical Use) | 2000 | Bare Steel | 1973-04-18 | 1987-10-01 | Galvanized Steel
MAJIK MARKET 160-09/TENNECO #160 | 51 SOUTH COBB PKWY | MARIETTA | Cobb | 9000003 | P3 | [5 empty] | Removed from Ground | Gas (Historical Use) | 10000 | Bare Steel | 1971-02-07 | 1988-06-01 | Bare Steel
MAJIK MARKET 160-09/TENNECO #160 | 51 SOUTH COBB PKWY | MARIETTA | Cobb | 9000003 | 160-3 | [5 empty] | Removed from Ground | Gas (Historical Use) | 10000 | Composite | 1988-06-20 | 1992-03-01 | Fiberglass Reinforced Plastic | Pressurized
AT&T GA 4002 | 27 NORTH FAIRGROUND ST | MARIETTA | Cobb | 330539 | 1 | [5 empty] | Removed from Ground | Gas (Historical Use) | 3000 | Marked Unknown | 1986-05-08 | 1997-06-25 | Unknown
EXPRESS OIL CHANGE / TUNE-UP CLI | 390 COBB PKWY | MARIETTA | Cobb | 330543 | 2 |  |  |  | 1993-09-21 |  | Closed in Ground | Other | 560 | Cathodically Protected Steel | 1987-11-18 | 1999-11-19 | Galvanized Steel | Suction (American)
HEWLETT PACKARD CO | 2000 SOUTH PARK PLACE | ATLANTA | Cobb | 330085 | 2 | [5 empty] | Removed from Ground | Gas (Historical Use) | 10000 | Fiberglass | 1980-05-02 | 1993-02-22 | Galvanized Steel
LANDSCAPE SERIVCES INC | 6268 OAKDALE RD | MABLETON | Cobb | 9033442 | 1 |  | 1998-04-02 |  | 1998-04-02 |  | Currently in Use | Gas (Historical Use) | 10000 | Cathodically Protected Steel | 1998-10-06 |  | Galvanized Steel | Pressurized
RITE WAY CAR WASH | 620 BANKHEAD HWY | MABLETON | Cobb | 9033275 | 2 | [5 empty] | Closed in Ground | Gas (Historical Use) | 10000 | Bare Steel | 1993-07-28 | 1993-07-28 | Galvanized Steel | Pressurized
CITGO FOOD MART | 268 VETERANS MEMORIAL HWY | MABLETON | Cobb | 9033321 | 2 | Ball Float | 1989-01-01 | FALSE | 1989-01-01 | FALSE | Currently in Use | Premium | 10000 | Galvanic (STIP-3) | 1989-01-01 |  | Fiberglass Reinforced Plastic | Pressurized
FAYES CHEVRON | 7010 GORDON RD/MABLETON PKWY | MABLETON | Cobb | 9033143 | 1 | [5 empty] | Removed from Ground | Gas (Historical Use) | 6000 | Bare Steel | 1975-04-15 | 1899-12-31 | Unknown | Pressurized
ANTHONY CRANE RENTAL LP | 1560 VETERANS MEMORIAL HIGHWAY | MABLETON | Cobb | 330413 | 3 | Flapper Valve | 1997-09-30 | FALSE | 1997-09-30 | FALSE | Currently in Use | Diesel | 10000 | Galvanic (STIP-3) | 1987-12-31 |  | Double-Walled Fiberglass | Pressurized
ROGERS DELIVERY SERVICE | 5850 JACARANDA DRIVE | MABLETON | Cobb | 9033515 | 1 | [5 empty] | Removed from Ground | Diesel | 5000 | Bare Steel | 1994-01-01 | 1997-05-15 | Bare Steel | Safe Suction (Euro)
MARATHON FOOD MART 201839 | 2756 COBB PKWY SOUTH | ATLANTA | Cobb | 330046 | 4 |  |  | TRUE |  | TRUE | Removed from Ground | Used Oil | 1000 | Fiberglass | 1985-04-30 | 2001-01-25 | Fiberglass Reinforced Plastic
MARATHON FOOD MART 201839 | 2756 COBB PKWY SOUTH | ATLANTA | Cobb | 330046 | 1 | Ball Float | 1993-06-11 | FALSE | 1993-06-11 | FALSE | Currently in Use | Regular | 10000 | Fiberglass | 1986-01-03 |  | Fiberglass Reinforced Plastic | Pressurized
SWEETWATER AUTO SALES | 1308 BANKHEAD HWY | MABLETON | Cobb | 9033324 | 2 |  |  | FALSE |  | FALSE | Removed from Ground | Gas (Historical Use) | 4000 | Unknown |  | 1899-12-31 | Unknown
SPEEDWAY/STARVIN MARVIN #33 | 6671 GORDON RD | MABLETON | Cobb | 330135 | 4 | [5 empty] | Removed from Ground | Gas (Historical Use) | 8000 | Bare Steel | 1976-03-19 | 1994-06-17 | Galvanized Steel
SERAH ENTERPRISES INC | 832 CLAY RD | MABLETON | Cobb | 330160 | 1 | [5 empty] | Removed from Ground | Gas (Historical Use) | 10000 | Bare Steel | 1982-05-03 | 1899-12-31 | Galvanized Steel | Pressurized
FIT RITE MUFFLER SHOP | 306 BANKHEAD HWY | MABLETON | Cobb | 9033279 | 3 | [5 empty] | Removed from Ground | Other | 1000 | Not Marked/Unknown | 1969-01-01 | 1993-11-01 | Not Marked
FAYES CHEVRON | 7010 GORDON RD/MABLETON PKWY | MABLETON | Cobb | 9033143 | 3 | [5 empty] | Removed from Ground | Gas (Historical Use) | 6000 | Bare Steel | 1975-04-15 | 1899-12-31 | Unknown | Pressurized
CHEVRON STATION #0040314 | 5990 GORDON RD SW | MABLETON | Cobb | 330383 | 2 | [5 empty] | Removed from Ground | Gas (Historical Use) | 10000 | Bare Steel | 1969-04-27 | 1990-05-23 | Galvanized Steel
TASCON INC | 5350 OLD FLOYD RD | MABLETON | Cobb | 330482 | 7 | [5 empty] | Removed from Ground | Diesel | 4000 | Cathodically Protected Steel | 1986-05-06 | 1996-09-03 | Fiberglass Reinforced Plastic
FORMER MAJIK MARKET #91408 | 705 SOUTH GORDON RD | MABLETON | Cobb | 330439 | 3 | [5 empty] | Removed from Ground | Gas (Historical Use) | 8000 | Bare Steel | 1984-05-13 | 1995-04-12 | Galvanized Steel
TORCO INC | 1330 COBB PKWY N | MARIETTA | Cobb | 330489 | 8 | [5 empty] | Removed from Ground | Hazardous Substance | 1000 | Bare Steel | 1986-05-06 | 1998-07-01 | Galvanized Steel
JENNY'S MARKET | 1503 CHURCH ST EXT | MARIETTA | Cobb | 330520 | 6 | [5 empty] | Removed from Ground | Gas (Historical Use) | 6000 | Bare Steel | 2005-03-08 | 2005-03-08 | Galvanized Steel | Pressurized
JENNY'S MARKET | 1503 CHURCH ST EXT | MARIETTA | Cobb | 330520 | 9 | [5 empty] | Removed from Ground | Gas (Historical Use) | 6000 | Bare Steel | 2005-03-09 | 2005-03-09 | Galvanized Steel | Pressurized
JENNY'S MARKET | 1503 CHURCH ST EXT | MARIETTA | Cobb | 330520 | 8 | [5 empty] | Removed from Ground | Gas (Historical Use) | 6000 | Bare Steel | 2005-03-09 | 2005-03-09 | Galvanized Steel | Pressurized
SHIRLEY A SMITH | 855 CHURCH ST NE | MARIETTA | Cobb | 330503 | 3 | [5 empty] | Removed from Ground | Gas (Historical Use) | 0 | Bare Steel | 1986-05-07 | 1998-06-01 | Unknown
CITGO FOOD MART | 824 SOUTH COBB DR | MARIETTA | Cobb | 330405 | 3 |  | 1995-08-01 | FALSE | 1995-08-01 | FALSE | Currently in Use | Diesel | 8000 | Steel-Impressed Current | 1986-01-01 |  | Steel (Impressed Current) | Pressurized
BST/POWDER SPRINGS/F5302 | 37 POWDER SPRINGS ST | MARIETTA | Cobb | 9033128 | 1 | [5 empty] | Removed from Ground | Diesel | 6000 | Bare Steel | 1970-01-01 | 1992-01-10 | Copper | Suction (American)
US ARMY CORPS OF ENGR LABORATORY | 611 SOUTH COBB DR | MARIETTA | Cobb | 9033041 | 2 | [5 empty] | Removed from Ground | Diesel | 550 | Bare Steel | 1972-01-01 | 1989-11-20 | Bare Steel
1702 COBB PARKWAY SOUTH | 1702 S COBB PARKWAY | MARIETTA | Cobb | 10002338 | 1 |  |  | FALSE |  | FALSE | Removed from Ground | Used Oil | 1000 | Bare Steel | 1980-01-01 | 2014-07-07 | Bare Steel
QUIKTRIP #713 | 1350 S COBB DR SE | MARIETTA | Cobb | 10001998 | 1 |  | 2011-07-01 | FALSE | 2011-07-28 | FALSE | Currently in Use | Regular | 20000 | Fiberglass Double Walled | 2011-05-01 |  | Double-Walled Fiberglass | Pressurized
MORELAND SHOPPETTE LLC | 619 FAIRGROUND ST | MARIETTA | Cobb | 9000598 | 2 | [5 empty] | Removed from Ground | Gas (Historical Use) | 10000 | Bare Steel | 1972-04-26 | 1990-04-25 | Galvanized Steel
NORTH CHEMICAL CO INC | 1525 CHURCH ST EXT | MARIETTA | Cobb | 330547 | 1 | [5 empty] | Removed from Ground | Gas (Historical Use) | 1000 | Bare Steel | 1972-05-11 | 1988-11-15 | Galvanized Steel
SPEEDWAY/STARVIN MARVIN #33 | 6671 GORDON RD | MABLETON | Cobb | 330135 | 5 | [5 empty] | Removed from Ground | Diesel | 3000 | Bare Steel | 1976-03-19 | 1994-06-17 | Galvanized Steel
Q LUBE INC #1163 | 5547 FLOYD RD | MABLETON | Cobb | 330147 | 1 | [5 empty] | Removed from Ground | Other | 5000 | Cathodically Protected Steel | 1985-05-05 | 1998-09-01 | Galvanized Steel
FAYES CHEVRON | 7010 GORDON RD/MABLETON PKWY | MABLETON | Cobb | 9033143 | 2 | [5 empty] | Removed from Ground | Gas (Historical Use) | 6000 | Bare Steel | 1975-04-15 | 1899-12-31 | Unknown | Pressurized
TASCON INC | 5350 OLD FLOYD RD | MABLETON | Cobb | 330482 | 6 | [5 empty] | Removed from Ground | Diesel | 4000 | Cathodically Protected Steel | 1986-05-06 | 1996-09-03 | Fiberglass Reinforced Plastic
MAJIK MARKET 160-09/TENNECO #160 | 51 SOUTH COBB PKWY | MARIETTA | Cobb | 9000003 | R1 | [5 empty] | Removed from Ground | Gas (Historical Use) | 10000 | Bare Steel | 1971-02-07 | 1988-06-01 | Bare Steel
SANDERS RD BUS SHOP | 3826 SANDERS RD | MARIETTA | Cobb | 330553 | 3A | Flapper Valve | 1998-12-14 | TRUE | 1998-12-14 | TRUE | Currently in Use | Used Oil | 600 | Fiberglass Double Walled | 1998-12-14 |  | Fiberglass Reinforced Plastic | Gravity
DUE WEST GROCERY | 3810 DUE WEST RD | MARIETTA | Cobb | 330549 | 2 | [5 empty] | Removed from Ground | Gas (Historical Use) | 2000 | Bare Steel | 1972-05-11 | 1990-05-01 | Galvanized Steel
GOLDEN FLAKE SNACK FOODS INC | 321 MARBLE MILL RD | MARIETTA | Cobb | 330614 | 1 | [5 empty] | Removed from Ground | Diesel | 10000 | Bare Steel | 1985-01-24 | 1996-06-21 | Galvanized Steel
ROSWELL ST CAR WASH/MARIETTA MIN | 678 ROSWELL ST | MARIETTA | Cobb | 330288 | 1 | [5 empty] | Removed from Ground | Gas (Historical Use) | 6000 | Cathodically Protected Steel | 1968-04-19 | 1990-07-01 | Galvanized Steel
GAS INC | 1538 ATLANTA RD SW | MARIETTA | Cobb | 330331 | 2 | [5 empty] | Removed from Ground | Diesel | 4000 | Bare Steel | 1975-04-24 | 1899-12-31 | Bare Steel
SANDERS RD BUS SHOP | 3826 SANDERS RD | MARIETTA | Cobb | 330553 | 3 |  |  | TRUE |  | TRUE | Removed from Ground | Used Oil | 1000 | Bare Steel | 1986-05-08 | 1998-11-01 | Galvanized Steel | Gravity Fed
U HAUL #77661 | 706 ROSWELL ST | MARIETTA | Cobb | 330573 | 1 | [5 empty] | Removed from Ground | Gas (Historical Use) | 10000 | Bare Steel | 1979-05-10 | 1998-08-07 | Bare Steel | Suction (American)
SING FOOD STORE | 1185 POWDER SPRINGS RD | MARIETTA | Cobb | 330582 | 1 | [5 empty] | Removed from Ground | Gas (Historical Use) | 10000 | Bare Steel | 1972-05-08 | 1993-02-23 | Galvanized Steel | Pressurized
UNITED PARCEL SERVICE-MARIETTA C | 463 COMMERCE PARK DR | MARIETTA | Cobb | 330585 | 2 |  |  | TRUE |  | TRUE | Removed from Ground | Used Oil | 500 | Bare Steel | 1980-05-06 | 1994-01-20 | Unknown
GA POWER/ATLANTA RD OPER HQ | 1450 ATLANTA RD | MARIETTA | Cobb | 330639 | 1 | [5 empty] | Removed from Ground | Gas (Historical Use) | 10000 | Bare Steel | 1976-05-09 | 1990-06-01 | Unknown
WHITEWATER CHEVRON | 334 COBB PKWY, SE | MARIETTA | Cobb | 330337 | 1 | [5 empty] | Removed from Ground | Gas (Historical Use) | 3000 | Bare Steel | 1961-04-29 | 1987-08-25 | Galvanized Steel
SIX FLAGS OVER GA/FOOD WAREHOUSE | 7561 SIX FLAGS PKWY | MABLETON | Cobb | 9033007 | 12 | [5 empty] | Removed from Ground | Gas (Historical Use) | 6000 | Bare Steel | 1967-02-20 | 1991-01-10 | Galvanized Steel
ANTHONY CRANE RENTAL LP | 1560 VETERANS MEMORIAL HIGHWAY | MABLETON | Cobb | 330413 | 1 |  |  | TRUE |  | TRUE | Permanently Out of Use - historical purposes | Used Oil | 5000 | Bare Steel | 1966-05-13 | 1899-12-31 | Galvanized Steel | Gravity Fed
PIKE ELECTRIC | 905 WHITE CIR CT | MARIETTA | Cobb | 10001785 | 1 |  |  | FALSE |  | FALSE | Removed from Ground |  | 0 | Unknown |  | 1899-12-31
484 GLOVER STREET INDUSTRIAL PROPERTY | 484 GLOVER STREET | MARIETTA | Cobb | 10002181 | 1 |  |  | FALSE |  | FALSE | Closed in Ground | Gas (Historical Use) | 1000 | Unknown | 1986-07-23 | 1986-07-23
CHEVRON FOOD MART | 630 WHITLOCK AVE | MARIETTA | Cobb | 9000495 | 5 | Ball Float | 1990-05-01 | FALSE | 1990-05-01 | FALSE | Currently in Use | Regular | 12000 | Fiberglass Double Walled | 1990-05-01 |  | Fiberglass Reinforced Plastic | Pressurized
MORELAND SHOPPETTE LLC | 619 FAIRGROUND ST | MARIETTA | Cobb | 9000598 | 1 | [5 empty] | Removed from Ground | Gas (Historical Use) | 10000 | Bare Steel | 1972-04-26 | 1990-04-25 | Galvanized Steel
GA POWER/ATLANTA RD OPER HQ | 1450 ATLANTA RD | MARIETTA | Cobb | 330639 | 3 | [5 empty] | Removed from Ground | Diesel | 10000 | Bare Steel | 1981-05-08 | 1993-07-14 | Bare Steel | Pressurized
CUTPRICES FOOD MART | 901 MILFORD CHURCH RD STE A | MARIETTA | Cobb | 332009 | 3 | Ball Float | 1988-11-01 | FALSE | 1988-11-01 | TRUE | Currently in Use | Premium | 8000 | Composite | 1987-11-04 |  | Fiberglass Reinforced Plastic
SENERGY CORP | 1130 HAYES IND DR | MARIETTA | Cobb | 7033005 | 1 | [5 empty] | Removed from Ground | Gas (Historical Use) | 2000 | Not Marked/Unknown | 1982-01-01 | 1993-03-18 | Unknown
WHITEWATER CHEVRON | 334 COBB PKWY, SE | MARIETTA | Cobb | 330337 | 8 | Ball Float | 1987-09-01 | FALSE | 1987-09-01 | FALSE | Currently in Use | Premium | 10000 | Fiberglass | 1987-09-01 |  | Double-Walled Fiberglass | Pressurized
WHITEWATER CHEVRON | 334 COBB PKWY, SE | MARIETTA | Cobb | 330337 | 2 | [5 empty] | Removed from Ground | Gas (Historical Use) | 3000 | Bare Steel | 1961-04-29 | 1987-08-25 | Galvanized Steel
FORMER SERVICE STATION | 111 FAIRGROUND ST | MARIETTA | Cobb | 10001204 | 3 |  |  | FALSE |  | FALSE | Removed from Ground | Gas (Historical Use) | 1000 | Bare Steel | 2006-08-31 | 2006-08-31 | Bare Steel
CHEVRON STATION #40016 | 3721 AUSTELL RD SW | MARIETTA | Cobb | 9000510 | 2 | [5 empty] | Removed from Ground | Gas (Historical Use) | 3000 | Cathodically Protected Steel | 1968-04-27 | 1990-04-24 | Galvanized Steel
MORELAND SHOPPETTE LLC | 619 FAIRGROUND ST | MARIETTA | Cobb | 9000598 | 6 | Ball Float | 2012-08-02 | FALSE | 2012-08-02 | FALSE | Currently in Use | Premium | 8000 | Steel-Impressed Current | 1990-05-01 |  | Fiberglass Reinforced Plastic | Pressurized
SANDERS RD BUS SHOP | 3826 SANDERS RD | MARIETTA | Cobb | 330553 | 2 |  | 1991-12-17 | FALSE | 1991-12-17 | FALSE | Removed from Ground | Diesel | 12000 | Steel-Impressed Current | 1986-05-08 | 2018-02-06 | Steel (Impressed Current) | Pressurized
AT&T MARIETTA RADIO RELAY STATIO | GA HWY 120 WEST/6 MI WEST OF MAR | MARIETTA | Cobb | 330551 | 1 | [5 empty] | Removed from Ground | Kerosene | 4000 | Bare Steel | 1986-05-07 | 1993-07-22 | Copper | Suction (American)
UNITED PARCEL SERVICE-MARIETTA C | 463 COMMERCE PARK DR | MARIETTA | Cobb | 330585 | 1 | [5 empty] | Removed from Ground | Gas (Historical Use) | 10000 | Bare Steel | 1980-05-06 | 1994-01-11 | Unknown
GA POWER/ATLANTA RD OPER HQ | 1450 ATLANTA RD | MARIETTA | Cobb | 330639 | 2 |  |  | TRUE |  | TRUE | Removed from Ground | Used Oil | 560 | Bare Steel | 1976-05-09 | 1992-09-03 | Galvanized Steel | Gravity Fed
ROSWELL ST CAR WASH/MARIETTA MIN | 678 ROSWELL ST | MARIETTA | Cobb | 330288 | 2 | [5 empty] | Removed from Ground | Gas (Historical Use) | 6000 | Cathodically Protected Steel | 1968-04-19 | 1990-07-01 | Galvanized Steel
A J CONCRETE PUMPING INC | 5845 JAKARANDA DR | MABLETON | Cobb | 330274 | 1 | [5 empty] | Removed from Ground | Diesel | 5000 | Bare Steel | 1985-04-21 | 1899-12-31 | Galvanized Steel | Suction (American)
749 MANAGEMENT INC | 749 S MARIETTA PKWY | MARIETTA | Cobb | 10000476 | 2 | Ball Float | 2003-07-15 | FALSE | 2003-07-15 | FALSE | Currently in Use | Premium | 12000 | Composite Double Walled | 2003-07-15 |  | Double-Walled Fiberglass | Pressurized
HESS #10247 | 1157 CLAY ST | MARIETTA | Cobb | 601150 | 2 | [5 empty] | Removed from Ground | Other | 10000 | Bare Steel | 1969-05-09 | 1899-12-31 | Galvanized Steel
SANDERS RD BUS SHOP | 3826 SANDERS RD | MARIETTA | Cobb | 330553 | 4 | Flapper Valve | 1998-12-14 | FALSE | 1998-12-14 | FALSE | Currently in Use | New Anti -freeze | 1000 | Galvanic (STIP-3) | 1986-05-08 |  | Fiberglass Reinforced Plastic | Suction (American)
SANDERS RD BUS SHOP | 3826 SANDERS RD | MARIETTA | Cobb | 330553 | 7 | Flapper Valve | 2017-12-13 | FALSE |  | FALSE | Currently in Use | Regular | 15000 | Fiberglass Double Walled | 2017-10-18 |  | Double-Walled Flex | Pressurized
SANDERS RD BUS SHOP | 3826 SANDERS RD | MARIETTA | Cobb | 330553 | 5 | Flapper Valve | 1998-12-14 | FALSE | 1998-12-14 | FALSE | Currently in Use | New Oil | 1000 | Fiberglass Double Walled | 1986-05-08 |  | Fiberglass Reinforced Plastic | Suction (American)
PAT SALMON & SONS | 7030 QUEENS FERRY RD | MABLETON | Cobb | 10001542 | 1 |  | 2008-03-18 | FALSE | 2008-03-18 | FALSE | Removed from Ground | Diesel | 20000 | Composite Double Walled | 2008-03-18 |  | Double-Walled Fiberglass | Pressurized
VICTORY CAB CO | 319 ATLANTA ST | MARIETTA | Cobb | 10000376 | 1 |  |  | FALSE |  | FALSE | Removed from Ground | Gas (Historical Use) | 5000 | Unknown | 2003-06-26 | 2003-06-26 | Double-Walled Fiberglass | Safe Suction (Euro)
CHEVRON FOOD MART | 1300 ATLANTA RD | MARIETTA | Cobb | 10000500 | 1 | Flapper Valve | 2003-10-28 | FALSE | 2003-10-28 | FALSE | Currently in Use | Regular | 12000 | Fiberglass | 2003-08-01 |  | Double-Walled Flex | Pressurized
AT&T MARIETTA RADIO RELAY STATIO | GA HWY 120 WEST/6 MI WEST OF MAR | MARIETTA | Cobb | 330551 | 2 | [5 empty] | Removed from Ground | Kerosene | 2000 | Bare Steel | 1986-05-07 | 1993-07-22 | Copper | Suction (American)
DUE WEST GROCERY | 3810 DUE WEST RD | MARIETTA | Cobb | 330549 | 3 | [5 empty] | Removed from Ground | Gas (Historical Use) | 2000 | Bare Steel | 1978-05-10 | 1990-05-01 | Galvanized Steel
COOKS PEST CONTROL INC | 777 SOUTH MARIETTA PKWY | MARIETTA | Cobb | 330608 | 1 | Ball Float | 1997-07-08 |  | 1997-07-08 |  | Removed from Ground | Gas (Historical Use) | 10000 | Steel-Impressed Current | 1983-03-06 | 2013-04-10 | Steel (Impressed Current) | Safe Suction (Euro)
MARIETTA CITY SCHOOLS | 145 DODD ST | MARIETTA | Cobb | 330635 | 2 | Flapper Valve | 1994-01-01 | FALSE | 1994-01-01 | FALSE | Currently in Use | Regular | 5000 | Steel-Impressed Current | 1975-01-01 |  | Fiberglass Reinforced Plastic | Safe Suction (Euro)
GAS INC | 1538 ATLANTA RD SW | MARIETTA | Cobb | 330331 | 3 | [5 empty] | Removed from Ground | Gas (Historical Use) | 6000 | Bare Steel | 1962-04-27 | 1899-12-31 | Bare Steel
TENNANT WAREHOUSE/TWELVE BASKETS | 6328 MABLETON PKWY | MABLETON | Cobb | 9033339 | 2 | [5 empty] | Removed from Ground | Other | 250 | Not Marked/Unknown | 1995-01-20 | 1995-01-20 | Not Marked
EXXON STATION | 511 BANKHEAD HWY | MABLETON | Cobb | 9033281 | 3 | [5 empty] | Removed from Ground | Gas (Historical Use) | 0 | Not Marked/Unknown | 1994-02-18 | 1994-02-18 | Not Marked
TRICO CONSTRUCTION CO | 5801 COOKS RD | MABLETON | Cobb | 9033064 | 1 | [5 empty] | Closed in Ground | Gas (Historical Use) | 1000 | Bare Steel | 1975-01-01 | 1984-01-01 | Unknown
CHEVRON STATION #0040314 | 5990 GORDON RD SW | MABLETON | Cobb | 330383 | 1 | [5 empty] | Removed from Ground | Gas (Historical Use) | 10000 | Bare Steel | 1969-04-27 | 1990-05-23 | Bare Steel
BST/MABLETON/F1390 | 5445 CHURCH ST | MABLETON | Cobb | 330467 | 2 | Overfill Alarm | 1994-08-01 |  | 1994-08-01 |  | Removed from Ground | Diesel | 1000 | Fiberglass Double Walled | 1994-08-01 | 2016-11-15 | Double-Walled Fiberglass | Safe Suction (Euro)
MIDGET MARKET | 445 BANKHEAD HWY | MABLETON | Cobb | 9033537 | 2 | [5 empty] | Removed from Ground | Gas (Historical Use) | 4000 | Marked Unknown | 1971-01-01 | 1994-01-01 | Unknown
ALLIED FENCE CO | 430 BANKHEAD HWY | MABLETON | Cobb | 330592 | 1 | [5 empty] | Removed from Ground | Gas (Historical Use) | 4000 | Bare Steel | 1979-03-06 | 2002-01-01 | Galvanized Steel
BP #26052/GULF STATION #440974 | 1882 CANTON HWY | MARIETTA | Cobb | 9000425 | 1 | [5 empty] | Removed from Ground | Gas (Historical Use) | 10000 | Bare Steel | 1973-05-05 | 1899-12-31 | Galvanized Steel
MAJIK MARKET 160-09/TENNECO #160 | 51 SOUTH COBB PKWY | MARIETTA | Cobb | 9000003 | 160-2 | [5 empty] | Removed from Ground | Gas (Historical Use) | 10000 | Composite | 1988-06-20 | 1992-03-01 | Fiberglass Reinforced Plastic | Pressurized
HESS #10247 | 1157 CLAY ST | MARIETTA | Cobb | 601150 | 4 | [5 empty] | Removed from Ground | Other | 10000 | Bare Steel | 1969-05-09 | 1899-12-31 | Galvanized Steel
EXPRESS OIL CHANGE / TUNE-UP CLI | 390 COBB PKWY | MARIETTA | Cobb | 330543 | 3 |  |  |  | 1993-09-21 |  | Removed from Ground | Other | 560 | Cathodically Protected Steel | 1987-11-18 | 1999-11-19 | Galvanized Steel | Suction (American)
SANDERS RD BUS SHOP | 3826 SANDERS RD | MARIETTA | Cobb | 330553 | 1 |  | 1991-12-17 | FALSE | 1991-12-17 | FALSE | Removed from Ground | Diesel | 12000 | Steel-Impressed Current | 1986-05-08 | 2018-02-06 | Steel (Impressed Current) | Pressurized
CRAIN WRECKER SERVICE | 239 COBB PARKWAY SOUTH | MARIETTA | Cobb | 330577 | 1 | [5 empty] | Permanently Out of Use - historical purposes | Gas (Historical Use) | 2000 | Bare Steel | 1972-05-08 | 1899-12-31 | Unknown
DAULAT ENTERPRISES INC | 2238 AUSTELL RD | MARIETTA | Cobb | 330284 | 2 |  | 1997-10-01 |  | 1997-10-01 |  | Removed from Ground | Gas (Historical Use) | 6000 | Steel-Impressed Current | 1985-04-15 | 1899-12-31 | Cathodically Protected | Pressurized
SING FOOD STORE | 1185 POWDER SPRINGS RD | MARIETTA | Cobb | 330582 | 2 | [5 empty] | Removed from Ground | Gas (Historical Use) | 10000 | Bare Steel | 1972-05-08 | 1993-02-23 | Galvanized Steel | Pressurized
GULF | 855 S Cobb Dr SE Ste A | MARIETTA | Cobb | 330645 | 4B | Flapper Valve | 2014-12-15 | FALSE | 2014-12-15 | FALSE | Currently in Use | Biodiesel | 3000 | Fiberglass Double Walled | 2014-12-15 |  | Double-Walled Flex | Pressurized
GULF | 855 S Cobb Dr SE Ste A | MARIETTA | Cobb | 330645 | 3 | Flapper Valve | 1998-08-01 | FALSE | 1998-08-01 | FALSE | Currently in Use | Premium | 8000 | Steel-Impressed Current | 1987-01-01 |  | Steel (Impressed Current) | Pressurized
DUNKIN DONUTS | 701 SANDTOWN RD | MARIETTA | Cobb | 330287 | 5 | [5 empty] | Removed from Ground | Gas (Historical Use) | 4000 | Cathodically Protected Steel | 1980-04-16 | 1899-12-31 | Galvanized Steel
SERAH ENTERPRISES INC | 832 CLAY RD | MABLETON | Cobb | 330160 | 3 | [5 empty] | Removed from Ground | Gas (Historical Use) | 4000 | Bare Steel | 1985-05-02 | 1899-12-31 | Galvanized Steel | Pressurized
FLEET #221 | 315 Veterans Memorial Highway SW | Mableton | Cobb | 330521 | 1 | [5 empty] | Removed from Ground | Gas (Historical Use) | 6000 | Bare Steel | 1967-05-13 | 1993-08-12 | Galvanized Steel | Suction (American)
FLEET #221 | 315 Veterans Memorial Highway SW | Mableton | Cobb | 330521 | 4 | [5 empty] | Removed from Ground | Gas (Historical Use) | 4000 | Bare Steel | 1967-05-13 | 1993-08-12 | Galvanized Steel | Suction (American)
BST/MABLETON/F1390 | 5445 CHURCH ST | MABLETON | Cobb | 330467 | 1 | [5 empty] | Removed from Ground | Diesel | 1000 | Bare Steel | 1973-01-04 | 1994-08-01 | Copper | Suction (American)
BRUNDAGE BONE CONCRETE PUMPING | 5820 JACARANDA DRIVE | MABLETON | Cobb | 9033585 | 1 | Overfill Alarm | 1998-12-01 | FALSE | 1998-12-01 | FALSE | Currently in Use | Diesel | 10000 | Fiberglass Double Walled | 1998-12-01 |  | Double-Walled Fiberglass | Pressurized
749 MANAGEMENT INC | 749 S MARIETTA PKWY | MARIETTA | Cobb | 10000476 | 1 | Ball Float | 2003-07-15 | FALSE | 2003-07-15 | FALSE | Currently in Use | Regular | 20000 | Composite Double Walled | 2003-07-15 |  | Double-Walled Fiberglass | Pressurized
FORMER SERVICE STATION | 111 FAIRGROUND ST | MARIETTA | Cobb | 10001204 | 2 |  |  | FALSE |  | FALSE | Removed from Ground | Gas (Historical Use) | 1000 | Bare Steel | 2006-08-31 | 2006-08-31 | Bare Steel
TEXACO FOOD MART | 574 ROSWELL RD | MARIETTA | Cobb | 9000295 | 1 | Ball Float | 1993-12-06 |  | 1993-12-06 |  | Currently in Use | Gas (Historical Use) | 12000 | Steel-Impressed Current | 1981-12-01 |  | Fiberglass Reinforced Plastic | Pressurized
CHEVRON STATION #40016 | 3721 AUSTELL RD SW | MARIETTA | Cobb | 9000510 | 3 | [5 empty] | Removed from Ground | Gas (Historical Use) | 3000 | Cathodically Protected Steel | 1968-04-27 | 1990-04-24 | Galvanized Steel
HESS #10247 | 1157 CLAY ST | MARIETTA | Cobb | 601150 | 3 | [5 empty] | Removed from Ground | Other | 10000 | Bare Steel | 1969-05-09 | 1899-12-31 | Galvanized Steel
SANDERS RD BUS SHOP | 3826 SANDERS RD | MARIETTA | Cobb | 330553 | 6 | Flapper Valve | 1998-12-14 | FALSE | 1998-12-14 | FALSE | Currently in Use |  | 1000 | Galvanic (STIP-3) | 1986-05-08 |  | Fiberglass Reinforced Plastic | Suction (American)
AT&T COMMUNICATIONS | AUSTELL RD | MABLETON | Cobb | 330537 | 1 | [5 empty] | Removed from Ground | Diesel | 3000 | Bare Steel | 1969-05-12 | 1992-11-20 | Copper | Suction (American)
AT&T/GA 3630 | 6471 FACTORY SHOALS RD | MABLETON | Cobb | 330538 | 2 |  |  | TRUE |  | TRUE | Removed from Ground | Used Oil | 2000 | Not Marked/Unknown | 1989-09-05 | 1989-09-05 | Not Marked
CHEVRON STATION #40016 | 3721 AUSTELL RD SW | MARIETTA | Cobb | 9000510 | 1 | [5 empty] | Removed from Ground | Gas (Historical Use) | 5000 | Cathodically Protected Steel | 1968-04-27 | 1990-04-24 | Galvanized Steel
CHEVRON FOOD MART | 630 WHITLOCK AVE | MARIETTA | Cobb | 9000495 | 2 | [5 empty] | Removed from Ground | Gas (Historical Use) | 6000 | Bare Steel | 1970-04-27 | 1986-09-01 | Galvanized Steel
MORELAND SHOPPETTE LLC | 619 FAIRGROUND ST | MARIETTA | Cobb | 9000598 | 3 | [5 empty] | Removed from Ground | Gas (Historical Use) | 5000 | Bare Steel | 1972-04-26 | 1991-04-25 | Galvanized Steel
EXPRESS OIL CHANGE / TUNE-UP CLI | 390 COBB PKWY | MARIETTA | Cobb | 330543 | 1 |  |  |  | 1993-09-21 |  | Closed in Ground | Other | 560 | Cathodically Protected Steel | 1987-11-18 | 1999-11-19 | Galvanized Steel | Suction (American)
DAULAT ENTERPRISES INC | 2238 AUSTELL RD | MARIETTA | Cobb | 330284 | 1 |  | 1997-10-01 |  | 1997-10-01 |  | Removed from Ground | Gas (Historical Use) | 6000 | Steel-Impressed Current | 1985-04-15 | 1899-12-31 | Cathodically Protected | Pressurized
BBJ INC | 5420 OLD FLOYD RD | MABLETON | Cobb | 330596 | 1 | [5 empty] | Removed from Ground | Gas (Historical Use) | 3000 | Bare Steel | 1986-02-28 | 1993-01-01 | Galvanized Steel
AUTO-BENZ INC/FORMER AMOCO SERVICE STATION | 1210 ATLANTA ROAD | MARIETTA | Cobb | 10001318 | 1 |  |  | FALSE |  | FALSE | Removed from Ground |  | 0 | Unknown | 1965-01-01 | 1968-12-31
CHEVRON FOOD MART | 1300 ATLANTA RD | MARIETTA | Cobb | 10000500 | 3 | Flapper Valve | 2003-10-28 | FALSE | 2003-10-28 | FALSE | Currently in Use | Diesel | 12000 | Fiberglass | 2003-08-01 |  | Double-Walled Flex | Pressurized
CHEVRON STATION #40016 | 3721 AUSTELL RD SW | MARIETTA | Cobb | 9000510 | 6 |  |  | TRUE |  | TRUE | Removed from Ground | Used Oil | 550 | Cathodically Protected Steel | 1968-04-27 | 1990-04-24 | Galvanized Steel
CHEVRON FOOD MART | 630 WHITLOCK AVE | MARIETTA | Cobb | 9000495 | 4 |  |  | TRUE |  | TRUE | Removed from Ground | Used Oil | 500 | Bare Steel | 1970-04-27 | 1986-09-01 | Galvanized Steel
CHEVRON FOOD MART | 630 WHITLOCK AVE | MARIETTA | Cobb | 9000495 | 7 | Ball Float | 1990-05-01 | FALSE | 1990-05-01 | FALSE | Currently in Use | Premium | 12000 | Fiberglass Double Walled | 1990-05-01 |  | Fiberglass Reinforced Plastic | Pressurized
CHEVRON FOOD MART | 630 WHITLOCK AVE | MARIETTA | Cobb | 9000495 | 1 | [5 empty] | Removed from Ground | Gas (Historical Use) | 8000 | Bare Steel | 1970-04-27 | 1986-09-01 | Galvanized Steel
SANDERS RD BUS SHOP | 3826 SANDERS RD | MARIETTA | Cobb | 330553 | 9 |  | 2017-12-13 | FALSE |  | FALSE | Currently in Use | Diesel | 15000 | Fiberglass Double Walled | 2017-10-18 |  | Double-Walled Flex | Pressurized
SANDERS RD BUS SHOP | 3826 SANDERS RD | MARIETTA | Cobb | 330553 | 8 | Flapper Valve | 2017-12-13 | FALSE |  | FALSE | Currently in Use | Diesel | 15000 | Fiberglass Double Walled | 2017-10-18 |  | Double-Walled Flex | Pressurized
DUE WEST GROCERY | 3810 DUE WEST RD | MARIETTA | Cobb | 330549 | 1 | [5 empty] | Removed from Ground | Gas (Historical Use) | 2000 | Bare Steel | 1972-05-11 | 1990-05-01 | Galvanized Steel
LOUISES RESTAURANT | 972 KENNESAW AVE | MARIETTA | Cobb | 9033580 | 2 | [5 empty] | Removed from Ground | Gas (Historical Use) | 1000 | Bare Steel | 1963-01-01 | 1999-07-13 | Bare Steel
GONDAL PETROLEUM INC | 690 CHEROKEE ST | MARIETTA | Cobb | 330353 | 1 |  |  | TRUE |  | TRUE | Removed from Ground | Used Oil | 500 | Bare Steel | 1970-04-27 | 1986-01-01 | Galvanized Steel
BOWLES OIL CO | 31 ROCK ST | MARIETTA | Cobb | 9033601 | 2 | [5 empty] | Removed from Ground | Gas (Historical Use) | 0 | Marked Unknown | 1985-01-01 | 1985-01-01 | Unknown | Safe Suction (Euro)
POWER PROCESS CORP | 929 MOUNTAIN INDUSTRIAL DRIVE | MARIETTA | Cobb | 9033569 | 1 | [5 empty] | Removed from Ground | Other | 300 | Bare Steel | 1979-01-01 | 1999-03-12 | Galvanized Steel | Safe Suction (Euro)
POWER PROCESS CORP | 929 MOUNTAIN INDUSTRIAL DRIVE | MARIETTA | Cobb | 9033569 | 4 | [5 empty] | Removed from Ground | Other | 300 | Bare Steel | 1979-01-01 | 1999-03-12 | Galvanized Steel | Safe Suction (Euro)
WHITEWATER CHEVRON | 334 COBB PKWY, SE | MARIETTA | Cobb | 330337 | 6 | Ball Float | 1987-09-01 | FALSE | 1987-09-01 | FALSE | Currently in Use | Regular | 10000 | Fiberglass | 1987-09-01 |  | Double-Walled Fiberglass | Pressurized
WHITEWATER CHEVRON | 334 COBB PKWY, SE | MARIETTA | Cobb | 330337 | 9 | Flapper Valve | 1987-09-01 | FALSE | 1987-09-01 | FALSE | Currently in Use | Diesel | 10000 | Fiberglass | 1987-09-01 |  | Double-Walled Fiberglass | Pressurized
MAULDIN TEXACO (FORMER) | 1940 DALLAS HWY | MARIETTA | Cobb | 330332 | 1 |  |  | FALSE |  | FALSE | Removed from Ground | Gas (Historical Use) | 1000 | Bare Steel | 1986-04-17 |  | Galvanized Steel
GONDAL PETROLEUM INC | 690 CHEROKEE ST | MARIETTA | Cobb | 330353 | 7 | Flapper Valve | 1986-08-01 | FALSE | 1999-01-12 | FALSE | Currently in Use | Diesel | 10000 | Steel-Impressed Current | 1986-08-01 |  | Fiberglass Reinforced Plastic | Pressurized
GONDAL PETROLEUM INC | 690 CHEROKEE ST | MARIETTA | Cobb | 330353 | 4 | [5 empty] | Removed from Ground | Gas (Historical Use) | 8000 | Bare Steel | 1970-04-27 | 1986-01-01 | Galvanized Steel
GONDAL PETROLEUM INC | 690 CHEROKEE ST | MARIETTA | Cobb | 330353 | 5 | Flapper Valve | 1986-08-01 | FALSE | 1999-01-12 | FALSE | Currently in Use | Regular | 10000 | Steel-Impressed Current | 1986-08-01 |  | Fiberglass Reinforced Plastic | Pressurized
VIKS AUTOCARE | 556 ROSWELL ST | MARIETTA | Cobb | 330356 | 3 | [5 empty] | Removed from Ground | Gas (Historical Use) | 1 | Bare Steel | 1986-06-01 | 1986-06-01 | Galvanized Steel
VIKS AUTOCARE | 556 ROSWELL ST | MARIETTA | Cobb | 330356 | 11 | [5 empty] | Removed from Ground | Diesel | 1000 | Bare Steel | 2000-09-01 | 2000-09-01 | Bare Steel
MARATHON FOOD MART 201839 | 2756 COBB PKWY SOUTH | ATLANTA | Cobb | 330046 | 3 | Ball Float | 1993-06-11 | FALSE | 1993-06-11 | FALSE | Currently in Use | Premium | 10000 | Fiberglass | 1985-04-30 |  | Fiberglass Reinforced Plastic | Pressurized
MARIETTA CITY SCHOOLS | 145 DODD ST | MARIETTA | Cobb | 330635 | 1 | Flapper Valve | 1994-01-01 | FALSE | 1994-01-01 | FALSE | Currently in Use | Diesel | 10000 | Steel-Impressed Current | 1994-05-01 |  | Fiberglass Reinforced Plastic | Safe Suction (Euro)
DUNKIN DONUTS | 701 SANDTOWN RD | MARIETTA | Cobb | 330287 | 3 | [5 empty] | Removed from Ground | Gas (Historical Use) | 4000 | Cathodically Protected Steel | 1980-04-16 | 1899-12-31 | Galvanized Steel
AMOCO STATION #4269 | 1494 ROSWELL RD @ LOWER ROSWELL | MARIETTA | Cobb | 330355 | 4 |  |  | TRUE |  | TRUE | Removed from Ground | Used Oil | 500 | Bare Steel | 1970-04-27 | 1986-09-01 | Galvanized Steel
SWEETWATER AUTO SALES | 1308 BANKHEAD HWY | MABLETON | Cobb | 9033324 | 1 | [5 empty] | Removed from Ground | Gas (Historical Use) | 4000 | Not Marked/Unknown |  | 1899-12-31 | Not Marked
EXXON STATION | 511 BANKHEAD HWY | MABLETON | Cobb | 9033281 | 2 | [5 empty] | Removed from Ground | Gas (Historical Use) | 0 | Not Marked/Unknown | 1994-02-18 | 1994-02-18 | Not Marked
MIDGET MARKET | 445 BANKHEAD HWY | MABLETON | Cobb | 9033537 | 1 | [5 empty] | Removed from Ground | Gas (Historical Use) | 5000 | Marked Unknown | 1971-01-01 | 1997-11-06 | Unknown
MACMILLAN BLOEDEL (FORMER) | RIVERVIEW RD | MABLETON | Cobb | 9000313 | 1 | [5 empty] | Removed from Ground | Other | 2000 | Not Marked/Unknown | 1988-12-19 | 1988-12-19 | Not Marked
528 ATLANTA STREET | 528 ATLANTA STREET | MARIETTA | Cobb | 10002206 | 1 |  |  | FALSE |  | FALSE | Removed from Ground | Gas (Historical Use) | 3000 | Bare Steel | 2012-11-16 | 2012-11-16 | Galvanized Steel
MURPHY USA #7554 | 1787 COBB PARKWAY S | MARIETTA | Cobb | 10002570 | 2A | Flapper Valve | 2016-05-11 | FALSE |  | FALSE | Currently in Use | Premium | 8667 | Fiberglass Double Walled | 2016-04-21 |  | Double-Walled Fiberglass | Pressurized
749 MANAGEMENT INC | 749 S MARIETTA PKWY | MARIETTA | Cobb | 10000476 | 3 | Ball Float | 2003-07-15 | FALSE | 2003-07-15 | FALSE | Currently in Use | Diesel | 12000 | Composite Double Walled | 2003-07-15 |  | Double-Walled Fiberglass | Pressurized
TEXACO FOOD MART | 574 ROSWELL RD | MARIETTA | Cobb | 9000295 | 3 | Ball Float | 1993-12-06 |  | 1993-12-06 |  | Currently in Use | Diesel | 12000 | Steel-Impressed Current | 1981-12-01 |  | Fiberglass Reinforced Plastic | Pressurized
SING FOOD STORE | 1185 POWDER SPRINGS RD | MARIETTA | Cobb | 330582 | 3 | [5 empty] | Removed from Ground | Gas (Historical Use) | 10000 | Bare Steel | 1972-05-08 | 1993-02-23 | Galvanized Steel | Pressurized
WHITEWATER CHEVRON | 334 COBB PKWY, SE | MARIETTA | Cobb | 330337 | 5 | [5 empty] | Removed from Ground | Gas (Historical Use) | 10000 | Bare Steel | 1976-04-25 | 1987-08-25 | Galvanized Steel
GONDAL PETROLEUM INC | 690 CHEROKEE ST | MARIETTA | Cobb | 330353 | 3 | [5 empty] | Removed from Ground | Gas (Historical Use) | 5000 | Bare Steel | 1970-04-27 | 1986-01-01 | Galvanized Steel
AMOCO STATION #4269 | 1494 ROSWELL RD @ LOWER ROSWELL | MARIETTA | Cobb | 330355 | 2 | [5 empty] | Removed from Ground | Gas (Historical Use) | 5000 | Bare Steel | 1970-04-27 | 1986-09-01 | Galvanized Steel
S A WHITE OIL CO INC | 590 ATLANTA ST, SE | MARIETTA | Cobb | 330280 | 4 | [5 empty] | Removed from Ground | Gas (Historical Use) | 2000 | Bare Steel | 1977-04-17 | 1991-11-01 | Galvanized Steel
WHITEWATER CHEVRON | 334 COBB PKWY, SE | MARIETTA | Cobb | 330337 | 4 | [5 empty] | Removed from Ground | Gas (Historical Use) | 3000 | Bare Steel | 1961-04-29 | 1987-08-25 | Galvanized Steel
WHITEWATER CHEVRON | 334 COBB PKWY, SE | MARIETTA | Cobb | 330337 | 7 | Ball Float | 1987-09-01 | FALSE | 1987-09-01 | FALSE | Currently in Use | Plus | 10000 | Fiberglass | 1987-09-01 |  | Double-Walled Fiberglass | Pressurized
LOUISES RESTAURANT | 972 KENNESAW AVE | MARIETTA | Cobb | 9033580 | 3 | [5 empty] | Removed from Ground | Gas (Historical Use) | 1000 | Bare Steel | 1963-01-01 | 1999-07-13 | Bare Steel
GONDAL PETROLEUM INC | 690 CHEROKEE ST | MARIETTA | Cobb | 330353 | 6 | Ball Float | 1986-08-01 | FALSE | 1999-01-12 | FALSE | Currently in Use | Premium | 10000 | Steel-Impressed Current | 1986-08-01 |  | Fiberglass Reinforced Plastic | Pressurized
GULF | 855 S Cobb Dr SE Ste A | MARIETTA | Cobb | 330645 | 2 | Flapper Valve | 1998-08-01 | FALSE | 1998-08-01 | FALSE | Currently in Use | Plus | 8000 | Steel-Impressed Current | 1987-01-01 |  | Steel (Impressed Current) | Pressurized
DAULAT ENTERPRISES INC | 2238 AUSTELL RD | MARIETTA | Cobb | 330284 | 3 |  | 1997-10-01 |  | 1997-10-01 |  | Removed from Ground | Gas (Historical Use) | 6000 | Steel-Impressed Current | 1985-04-15 | 1899-12-31 | Cathodically Protected | Pressurized
FIRE STATION #2 | 149 DODD ST | MARIETTA | Cobb | 9033578 | 1 | Flapper Valve | 1999-04-01 | FALSE | 1999-04-01 | FALSE | Currently in Use | Diesel | 1000 | Fiberglass Double Walled | 1999-04-01 |  | Double-Walled Fiberglass | Pressurized
CHEVRON FOOD MART | 630 WHITLOCK AVE | MARIETTA | Cobb | 9000495 | 3 | [5 empty] | Removed from Ground | Gas (Historical Use) | 6000 | Bare Steel | 1970-04-27 | 1986-09-01 | Galvanized Steel
GULF | 855 S Cobb Dr SE Ste A | MARIETTA | Cobb | 330645 | 1 | Flapper Valve | 1998-08-01 | FALSE | 1998-08-01 | FALSE | Currently in Use | Regular | 8000 | Steel-Impressed Current | 1987-01-01 |  | Steel (Impressed Current) | Pressurized
GULF | 855 S Cobb Dr SE Ste A | MARIETTA | Cobb | 330645 | 4A | Flapper Valve | 2014-12-15 | FALSE | 2014-12-15 | FALSE | Currently in Use | E-85 | 12000 | Fiberglass Double Walled | 2014-12-15 |  | Double-Walled Flex | Pressurized
CUTPRICES FOOD MART | 901 MILFORD CHURCH RD STE A | MARIETTA | Cobb | 332009 | 2 | Ball Float | 1988-11-01 | FALSE | 1988-11-01 | TRUE | Currently in Use | Regular | 8000 | Composite | 1987-11-04 |  | Fiberglass Reinforced Plastic
GONDAL PETROLEUM INC | 690 CHEROKEE ST | MARIETTA | Cobb | 330353 | 2 | [5 empty] | Removed from Ground | Gas (Historical Use) | 5000 | Bare Steel | 1970-04-27 | 1986-01-01 | Galvanized Steel
SAMS CLUB #8203 | 150 S COBB PKWY | MARIETTA | Cobb | 9033590 | 1 | Flapper Valve | 2000-02-01 | FALSE | 2000-02-01 | FALSE | Currently in Use | Regular | 20000 | Tank Jacket | 2000-02-22 |  | Double-Walled Flex | Pressurized
S COBB BP | 1080 SOUTH COBB DRIVE | MARIETTA | Cobb | 9033521 | 1111 | Ball Float | 1997-06-02 | FALSE | 1997-06-02 | FALSE | Currently in Use | Regular | 15000 | Composite Double Walled | 1997-06-02 |  | Double-Walled Fiberglass | Pressurized
COBB CO FIRE DEPT #2 | 208 BARBER RD | MARIETTA | Cobb | 9033364 | 1 | [5 empty] | Removed from Ground | Diesel | 1000 | Marked Unknown | 1998-12-15 | 1998-12-15 | Unknown | Safe Suction (Euro)
GOODEN'S TEXACO | 2092 SOUTH COBB DR | MARIETTA | Cobb | 330100 | 4 |  |  | TRUE |  | TRUE | Removed from Ground | Used Oil | 500 | Bare Steel | 1962-05-07 | 1997-03-01 | Galvanized Steel
POWER PROCESS CORP | 929 MOUNTAIN INDUSTRIAL DRIVE | MARIETTA | Cobb | 9033569 | 3 | [5 empty] | Removed from Ground | Other | 300 | Bare Steel | 1979-01-01 | 1999-03-12 | Galvanized Steel | Safe Suction (Euro)
MAULDIN TEXACO (FORMER) | 1940 DALLAS HWY | MARIETTA | Cobb | 330332 | 2 |  |  | FALSE |  | FALSE | Removed from Ground | Gas (Historical Use) | 2000 | Bare Steel | 1986-04-17 |  | Galvanized Steel
GAS INC | 1538 ATLANTA RD SW | MARIETTA | Cobb | 330331 | 1 | [5 empty] | Removed from Ground | Kerosene | 1000 | Bare Steel | 1962-04-27 | 1899-12-31 | Bare Steel
CITY OF MARIETTA PUBLIC SAFETY S | 112 HAYNES ST | MARIETTA | Cobb | 330216 | 5 | [5 empty] | Permanently Out of Use - historical purposes | Diesel | 500 | Cathodically Protected Steel | 1979-05-16 | 1899-12-31 | Galvanized Steel
CITY OF MARIETTA PUBLIC SAFETY S | 112 HAYNES ST | MARIETTA | Cobb | 330216 | 5 | [5 empty] | Permanently Out of Use - historical purposes | Diesel | 500 | Cathodically Protected Steel | 1979-05-16 | 1899-12-31 | Galvanized Steel
CITY OF MARIETTA PUBLIC SAFETY S | 112 HAYNES ST | MARIETTA | Cobb | 330216 | 5 | [5 empty] | Permanently Out of Use - historical purposes | Diesel | 500 | Cathodically Protected Steel | 1979-05-16 | 1899-12-31 | Galvanized Steel
CITY OF MARIETTA PUBLIC SAFETY S | 112 HAYNES ST | MARIETTA | Cobb | 330216 | 5 | [5 empty] | Permanently Out of Use - historical purposes | Diesel | 500 | Cathodically Protected Steel | 1979-05-16 | 1899-12-31 | Galvanized Steel
ETNA CO | 1115 ATLANTA RD | MARIETTA | Cobb | 330243 | 2 | [5 empty] | Removed from Ground | Gas (Historical Use) | 4000 | Bare Steel | 1966-03-22 | 1998-01-01 | Galvanized Steel | Suction (American)
VILLAGE STORE | 3191 HICKS RD | MARIETTA | Cobb | 330471 | 1 | Ball Float | 1992-12-10 | FALSE | 1992-12-10 | FALSE | Currently in Use | Regular | 10000 | Bare Steel | 1977-05-09 |  | Double-Walled Fiberglass | Pressurized
GATE STATION #211 | 3200 AUSTELL RD | MARIETTA | Cobb | 330498 | 1 | [5 empty] | Removed from Ground | Gas (Historical Use) | 10000 | Bare Steel | 1966-05-12 | 1993-07-01 | Galvanized Steel | Pressurized
KAUFFMAN TIRE SERVICE | 3700 AUSTELL RD | MARIETTA | Cobb | 330527 | 1 |  |  | TRUE |  | TRUE | Removed from Ground | Used Oil | 500 | Bare Steel | 1976-05-07 | 1996-07-22 | Bare Steel
FAIRGROUND BP | 86 N FAIRGROUNDS ST | MARIETTA | Cobb | 330394 | 4 | Ball Float | 1993-07-01 | FALSE | 1993-07-01 | FALSE | Currently in Use | Diesel | 10000 | Fiberglass | 1972-04-26 |  | Fiberglass Reinforced Plastic | Pressurized
GA POWER/ATLANTA RD OPER HQ | 1450 ATLANTA RD | MARIETTA | Cobb | 330639 | 6 | Ball Float | 1993-07-29 | FALSE | 1993-07-29 | FALSE | Removed from Ground | Diesel | 6000 | Fiberglass | 1993-07-29 |  | Fiberglass Reinforced Plastic | Pressurized
CUTPRICES FOOD MART | 901 MILFORD CHURCH RD STE A | MARIETTA | Cobb | 332009 | 1 | Ball Float | 1988-11-01 | FALSE | 1988-11-01 | TRUE | Currently in Use | Plus | 10000 | Composite | 1987-11-04 |  | Fiberglass Reinforced Plastic | Pressurized
MAULDIN TEXACO (FORMER) | 1940 DALLAS HWY | MARIETTA | Cobb | 330332 | 3 |  |  | FALSE |  | FALSE | Removed from Ground | Gas (Historical Use) | 2000 | Bare Steel | 1986-04-17 |  | Galvanized Steel
AMOCO STATION #4271 | SOUTH COBB DR & APPLETON RD | MARIETTA | Cobb | 330357 | 2 | [5 empty] | Removed from Ground | Gas (Historical Use) | 4000 | Bare Steel | 1970-04-27 | 1986-09-01 | Galvanized Steel
WHITEWATER CHEVRON | 400 COBB PKWY N | MARIETTA | Cobb | 330340 | 1 | [5 empty] | Removed from Ground | Gas (Historical Use) | 4000 | Bare Steel | 1969-04-27 | 1987-08-25 | Galvanized Steel
WHITEWATER CHEVRON | 400 COBB PKWY N | MARIETTA | Cobb | 330340 | 11 | [5 empty] | Removed from Ground | Other | 1 | Marked Unknown | 1993-08-16 | 1993-08-16 | Not Marked
MARIETTA CITY GARAGE #1 | 725 N MARIETTA PKWY | MARIETTA | Cobb | 330215 | 6 | Ball Float | 1998-10-01 | FALSE | 1998-10-01 | FALSE | Currently in Use | Regular | 20000 | Fiberglass Double Walled | 1998-10-01 |  | Double-Walled Fiberglass | Pressurized
MARIETTA POLICE FACILITIES | 225 LAWRENCE ST | MARIETTA | Cobb | 330219 | 2 | [5 empty] | Removed from Ground | Gas (Historical Use) | 10000 | Marked Unknown | 1961-03-17 | 1998-02-25 | Unknown
TORCO INC | 1330 COBB PKWY N | MARIETTA | Cobb | 330489 | 3 | [5 empty] | Removed from Ground | Other | 4000 | Cathodically Protected Steel | 1986-05-06 | 1998-07-01 | Galvanized Steel
FAIRGROUND BP | 86 N FAIRGROUNDS ST | MARIETTA | Cobb | 330394 | 1 | Ball Float | 1993-07-01 | FALSE | 1993-07-01 | FALSE | Currently in Use | Regular | 10000 | Fiberglass | 1972-04-26 |  | Fiberglass Reinforced Plastic | Pressurized
CITGO FOOD MART | 824 SOUTH COBB DR | MARIETTA | Cobb | 330405 | 2 |  | 1995-08-01 | FALSE | 1995-08-01 | FALSE | Currently in Use | Premium | 8000 | Steel-Impressed Current | 1986-01-01 |  | Steel (Impressed Current) | Pressurized
GA NORTHEASTERN RAILROAD RIGHT O | CHURCH STREET | MARIETTA | Cobb | 9033606 | 1 | [5 empty] | Removed from Ground | Diesel | 500 | Bare Steel | 2000-08-23 | 2000-08-23 | Bare Steel
FOWLERS DUGOUT BAIT & TACKLE | 1468 COBB PKWY NORTH | MARIETTA | Cobb | 9033146 | 1 | [5 empty] | Removed from Ground | Gas (Historical Use) | 500 | Bare Steel | 1966-05-12 | 1992-02-21 | Cathodically Protected
SOUTHERN COLLEGE OF TECHNOLOGY | 1100 S MARIETTA PKWY | MARIETTA | Cobb | 9033314 | F | [5 empty] | Closed in Ground | Diesel | 3000 | Not Marked/Unknown | 1960-01-01 | 1960-01-01 | Not Marked
SOUTHERN COLLEGE OF TECHNOLOGY | 1100 S MARIETTA PKWY | MARIETTA | Cobb | 9033314 | D | [5 empty] | Closed in Ground | Diesel | 2000 | Not Marked/Unknown | 1960-01-01 | 1960-01-01 | Not Marked
MAINT & WAREHOUSE FUELING STATIO | 358 ROSWELL RD | MARIETTA | Cobb | 9033308 | 3 |  |  | FALSE |  | FALSE | Removed from Ground | Diesel | 1900 | Bare Steel | 2007-04-19 | 2007-04-19
SUNOCO | 1414 SOUTH COBB DR SE | MARIETTA | Cobb | 330031 | 6 | Ball Float | 1987-12-01 | FALSE | 1987-12-01 | FALSE | Currently in Use | Plus | 10000 | Galvanic (STIP-3) | 1987-12-01 |  | Galvanized Steel | Pressurized
SUNOCO | 1414 SOUTH COBB DR SE | MARIETTA | Cobb | 330031 | 8 | Ball Float | 1987-12-01 | FALSE | 1987-12-01 | FALSE | Currently in Use | Diesel | 8000 | Galvanic (STIP-3) | 1987-12-01 |  | Galvanized Steel | Pressurized
COBB PARKWAY CHEVRON | 2041 COBB PKWY S | MARIETTA | Cobb | 330042 | 6 | Ball Float | 1999-01-21 | FALSE | 1999-01-21 | FALSE | Currently in Use | Premium | 12000 | Composite | 1999-01-21 |  | Fiberglass Reinforced Plastic | Pressurized
QUIKTRIP #806 | 1900 LOWER ROSWELL RD | MARIETTA | Cobb | 330044 | 1 | [5 empty] | Removed from Ground | Gas (Historical Use) | 6000 | Bare Steel | 1970-05-04 | 1992-01-01 | Galvanized Steel
GOODEN'S TEXACO | 2092 SOUTH COBB DR | MARIETTA | Cobb | 330100 | 5 |  | 1990-06-01 |  | 1990-06-01 |  | Removed from Ground | Gas (Historical Use) | 8000 | Fiberglass | 1982-05-02 | 1997-03-01 | Galvanized Steel | Suction (American)
MARIETTA FOOTWEAR | 531 ROSE LN | MARIETTA | Cobb | 330110 | 3 | [5 empty] | Removed from Ground | Empty | 10000 | Bare Steel | 1946-05-10 | 1989-11-03 | Galvanized Steel
QUIK WAY | 2378 SHALLOWFORD RD | MARIETTA | Cobb | 330150 | 3 | [5 empty] | Removed from Ground | Gas (Historical Use) | 6000 | Cathodically Protected Steel | 1983-05-06 | 2003-01-27 | Galvanized Steel | Suction (American)
CHEVRON | 2670 SANDY PLAINS RD | MARIETTA | Cobb | 330166 | 6 |  | 1989-04-08 |  | 1989-04-08 |  | Removed from Ground | Gas (Historical Use) | 10000 | Fiberglass | 1989-04-08 | 2004-03-09 | Fiberglass Reinforced Plastic | Pressurized
PRIME EQUIPMENT #417 | 1950 GUFFIN LANE | MARIETTA | Cobb | 9033057 | 1 | [5 empty] | Removed from Ground | Diesel | 3000 | Cathodically Protected Steel | 1988-01-01 | 1999-01-28 | Fiberglass Reinforced Plastic | Suction (American)
WHITEWATER CHEVRON | 400 COBB PKWY N | MARIETTA | Cobb | 330340 | 2 | [5 empty] | Removed from Ground | Gas (Historical Use) | 4000 | Bare Steel | 1969-04-27 | 1987-08-25 | Galvanized Steel
WHITEWATER CHEVRON | 400 COBB PKWY N | MARIETTA | Cobb | 330340 | 9 | Overfill Alarm | 1987-09-01 | FALSE | 1987-09-01 | FALSE | Currently in Use | Diesel | 10000 | Galvanic (STIP-3) | 1987-09-01 |  | Fiberglass Reinforced Plastic | Pressurized
WHITEWATER CHEVRON | 400 COBB PKWY N | MARIETTA | Cobb | 330340 | 8 | Overfill Alarm | 1987-09-01 | FALSE | 1987-09-01 | FALSE | Currently in Use | Premium | 10000 | Galvanic (STIP-3) | 1987-09-01 |  | Fiberglass Reinforced Plastic | Pressurized
S A WHITE OIL CO INC | 590 ATLANTA ST, SE | MARIETTA | Cobb | 330280 | 1 | [5 empty] | Removed from Ground | Gas (Historical Use) | 2000 | Bare Steel | 1977-04-17 | 1991-11-01 | Galvanized Steel
PAINTERS TEXACO/U-HAUL TRUCK & T | 436 ROSWELL ST | MARIETTA | Cobb | 330266 | 3 | [5 empty] | Removed from Ground | Gas (Historical Use) | 6000 | Bare Steel | 1966-04-19 | 1995-01-17 | Bare Steel | Pressurized
CORONA PROPERTIES | 72 ATLANTA STREET | MARIETTA | Cobb | 9033497 | 3 | [5 empty] | Removed from Ground | Gas (Historical Use) | 3000 | Not Marked/Unknown | 1996-08-27 | 1996-08-27 | Not Marked
PRUITTS BODY SHOP & TRUCK SALES | 1263 COBB PKWY SE | MARIETTA | Cobb | 9033334 | 6 | [5 empty] | Removed from Ground | Gas (Historical Use) | 2000 | Bare Steel | 1995-03-10 | 1995-03-10 | Bare Steel
FINISHLINE CAR WASH #2 | 3028 CANTON HWY | MARIETTA | Cobb | 9033428 | 3 | Ball Float | 1990-01-01 |  | 1990-01-01 |  | Removed from Ground | Gas (Historical Use) | 8000 | Fiberglass | 1990-01-01 | 2007-04-25 | Fiberglass Reinforced Plastic | Pressurized
CHEVRON | 2670 SANDY PLAINS RD | MARIETTA | Cobb | 330166 | 2 | [5 empty] | Removed from Ground | Gas (Historical Use) | 10000 | Bare Steel | 1978-05-04 | 1899-12-31 | Galvanized Steel
W E BARNETT | 52 PARIS LN | MARIETTA | Cobb | 330011 | 1 | [5 empty] | Removed from Ground | Gas (Historical Use) | 550 | Bare Steel | 1976-04-10 | 1997-08-20 | Bare Steel | Safe Suction (Euro)
BATES AUTO SERVICE/FORMER GAS ST | 4853 CANTON RD | MARIETTA | Cobb | 9033076 | 3 | [5 empty] | Removed from Ground | Gas (Historical Use) | 4000 | Bare Steel | 1966-01-01 | 1992-12-10 | Galvanized Steel | Pressurized
SOUTHERN COLLEGE OF TECHNOLOGY | 1100 S MARIETTA PKWY | MARIETTA | Cobb | 9033314 | E | [5 empty] | Closed in Ground | Diesel | 2000 | Not Marked/Unknown | 1960-01-01 | 1960-01-01 | Not Marked
FRED D BENTLEY SR | 1526 AUSTELL RD | MARIETTA | Cobb | 330443 | 3 | [5 empty] | Removed from Ground | Gas (Historical Use) | 8000 | Bare Steel | 1988-01-13 | 1998-12-10 | Fiberglass Reinforced Plastic
COBB COUNTY WATER SYSTEM | 680 S COBB DR | MARIETTA | Cobb | 330494 | 2 | [5 empty] | Closed in Ground | Gas (Historical Use) | 21214 | Bare Steel | 1983-05-08 | 1993-07-27 | Bare Steel
TANYARD CREEK LIFTSTATION- COBB COUNTY WATER SYSTEM | 4937 Cherokee St. | AcCWORTH | Cobb | 9033550 | 1 | Ball Float | 1998-07-01 | FALSE | 1998-07-01 | FALSE | Currently in Use | Diesel | 4000 | Galvanic (STIP-3) | 1998-07-01 |  | Double-Walled Fiberglass | Suction (American)
POWER PROCESS CORP | 929 MOUNTAIN INDUSTRIAL DRIVE | MARIETTA | Cobb | 9033569 | 2 | [5 empty] | Removed from Ground | Other | 300 | Bare Steel | 1979-01-01 | 1999-03-12 | Galvanized Steel | Safe Suction (Euro)
WHITEWATER CHEVRON | 400 COBB PKWY N | MARIETTA | Cobb | 330340 | 5 | [5 empty] | Removed from Ground | Gas (Historical Use) | 4000 | Bare Steel | 1970-04-27 | 1987-08-25 | Galvanized Steel
WHITEWATER CHEVRON | 400 COBB PKWY N | MARIETTA | Cobb | 330340 | 7 | Overfill Alarm | 1987-09-01 | FALSE | 1987-09-01 | FALSE | Currently in Use | Regular | 10000 | Galvanic (STIP-3) | 1987-09-01 |  | Fiberglass Reinforced Plastic | Pressurized
WHITEWATER CHEVRON | 400 COBB PKWY N | MARIETTA | Cobb | 330340 | 4 | [5 empty] | Removed from Ground | Gas (Historical Use) | 4000 | Bare Steel | 1969-04-27 | 1987-08-25 | Galvanized Steel
STAR AUTO | 863 ROSWELL STREET | MARIETTA | Cobb | 9033496 | 1 | [5 empty] | Removed from Ground | Gas (Historical Use) | 2000 | Not Marked/Unknown | 1996-09-03 | 1996-09-03 | Not Marked
PRUITTS BODY SHOP & TRUCK SALES | 1263 COBB PKWY SE | MARIETTA | Cobb | 9033334 | 3 | [5 empty] | Removed from Ground | Gas (Historical Use) | 5000 | Not Marked/Unknown | 1995-01-01 | 1995-01-01 | Not Marked
S COBB BP | 1080 SOUTH COBB DRIVE | MARIETTA | Cobb | 9033521 | 1143 | Ball Float | 1997-06-02 | FALSE | 1997-06-02 | FALSE | Currently in Use | Premium | 12000 | Composite Double Walled | 1997-06-02 |  | Double-Walled Fiberglass | Pressurized
S COBB BP | 1080 SOUTH COBB DRIVE | MARIETTA | Cobb | 9033521 | 1144 | Ball Float | 1997-06-02 | FALSE | 1997-06-02 | FALSE | Currently in Use | Diesel | 12000 | Composite Double Walled | 1997-06-02 |  | Double-Walled Fiberglass | Pressurized
ATLANTA COCA-COLA BTLG CO | 1091 IND PARK DR NE | MARIETTA | Cobb | 330278 | 1 | [5 empty] | Removed from Ground | Gas (Historical Use) | 5000 | Bare Steel | 1976-04-23 | 1989-01-01 | Galvanized Steel
PAINTERS TEXACO/U-HAUL TRUCK & T | 436 ROSWELL ST | MARIETTA | Cobb | 330266 | 2 | [5 empty] | Removed from Ground | Gas (Historical Use) | 6000 | Bare Steel | 1966-04-19 | 1995-01-17 | Bare Steel | Pressurized
CORONA PROPERTIES | 72 ATLANTA STREET | MARIETTA | Cobb | 9033497 | 2 | [5 empty] | Removed from Ground | Gas (Historical Use) | 4000 | Not Marked/Unknown | 1996-08-27 | 1996-08-27 | Not Marked
MARIETTA FOOTWEAR | 531 ROSE LN | MARIETTA | Cobb | 330110 | 1 | [5 empty] | Removed from Ground | Empty | 10000 | Bare Steel | 1946-05-10 | 1989-11-03 | Galvanized Steel
BETTER BRANDS OF ATLANTA INC | 1131 ATLANTA IND DR | MARIETTA | Cobb | 330089 | 2 |  | 1998-04-15 |  | 1998-04-15 |  | Removed from Ground | Diesel | 8000 | Steel-Impressed Current | 1978-04-04 | 2000-01-07 | Cathodically Protected | Suction (American)
FINISHLINE CAR WASH #2 | 3028 CANTON HWY | MARIETTA | Cobb | 9033428 | 2 | Ball Float | 1990-01-01 |  | 1990-01-01 |  | Removed from Ground | Gas (Historical Use) | 8000 | Fiberglass | 1990-01-01 | 2007-04-25 | Fiberglass Reinforced Plastic | Pressurized
JENNY'S MARKET | 1503 CHURCH ST EXT | MARIETTA | Cobb | 330520 | 5 | [5 empty] | Removed from Ground | Gas (Historical Use) | 6000 | Bare Steel | 1976-01-01 | 1997-01-01 | Galvanized Steel | Pressurized
CITGO FOOD MART | 824 SOUTH COBB DR | MARIETTA | Cobb | 330405 | 1 |  | 1995-08-01 | FALSE | 1995-08-01 | FALSE | Currently in Use | Regular | 8000 | Steel-Impressed Current | 1986-01-01 |  | Steel (Impressed Current) | Pressurized
COBB AUTO REPAIR | 2011 LOWER ROSWELL RD @ SEWELL | MARIETTA | Cobb | 330369 | 6 |  |  | TRUE |  | TRUE | Removed from Ground | Used Oil | 1000 | Bare Steel | 1969-01-01 | 1991-05-02 | Not Marked
FORMER FINA STATION | 1008 SOUTH COBB DR | MARIETTA | Cobb | 9033042 | 1 | [5 empty] | Removed from Ground | Gas (Historical Use) | 3000 | Bare Steel | 1976-01-01 | 1995-03-17 | Galvanized Steel | Pressurized
JENNY'S MARKET | 1503 CHURCH ST EXT | MARIETTA | Cobb | 330520 | 2 | [5 empty] | Removed from Ground | Gas (Historical Use) | 6000 | Bare Steel | 1966-05-13 | 2005-03-08 | Galvanized Steel | Pressurized
COASTAL MART #807/JOY #9515 | 2246 AUSTELL RD SW | MARIETTA | Cobb | 330525 | 1 | [5 empty] | Removed from Ground | Gas (Historical Use) | 4000 | Bare Steel | 1970-05-11 | 1990-08-22 | Galvanized Steel
FINA STATION #131-6690-709 | 1364 POWERS FERRY RD | MARIETTA | Cobb | 330371 | 1 | [5 empty] | Removed from Ground | Gas (Historical Use) | 4000 | Bare Steel | 1969-04-27 | 1992-02-04 | Galvanized Steel
LANCE OIL | 749 CLAY ST | MARIETTA | Cobb | 9033121 | 3 | [5 empty] | Removed from Ground | Gas (Historical Use) | 12000 | Bare Steel | 1978-04-01 | 1998-05-01 | Galvanized Steel | Pressurized
GEORGIA MASONRY SUPPLY-WOODSTOCK | 4960 CANTON HWY | MARIETTA | Cobb | 9033127 | 2 | [5 empty] | Removed from Ground | Diesel | 10000 | Bare Steel | 1971-01-01 | 1992-09-30 | Bare Steel | Suction (American)
GEORGIA DEPARTMENT OF TRANSPORTA | 862 BARNES MILL RD | MARIETTA | Cobb | 9033103 | 723G2 | [5 empty] | Removed from Ground | Gas (Historical Use) | 3000 | Bare Steel | 1993-05-01 | 2003-11-05 | Fiberglass Reinforced Plastic | Pressurized
MINDIS METAL INC/CLOSED TEXACO | 1905 LOWER ROSWELL RD | MARIETTA | Cobb | 330053 | 3 | [5 empty] | Removed from Ground | Gas (Historical Use) | 6000 | Marked Unknown | 1986-04-29 | 1899-12-31 | Unknown
SAM'S MART# 542 | 680 JOHNSON FERRY RD | MARIETTA | Cobb | 330060 | 3 | [5 empty] | Removed from Ground | Empty | 10000 | Fiberglass | 1981-04-30 | 1989-10-01 | Fiberglass Reinforced Plastic
MAINT & WAREHOUSE FUELING STATIO | 358 ROSWELL RD | MARIETTA | Cobb | 9033308 | 2 | [5 empty] | Removed from Ground | Gas (Historical Use) | 12000 | Bare Steel | 1991-12-18 | 1991-12-18 | Galvanized Steel
COBB PARKWAY CHEVRON | 2041 COBB PKWY S | MARIETTA | Cobb | 330042 | 1 |  | 1993-04-20 |  | 1993-04-20 |  | Removed from Ground | Gas (Historical Use) | 10000 | Fiberglass | 1985-04-30 | 1998-05-01 | Fiberglass Reinforced Plastic | Pressurized
AUSTELL EXXON | 2688 AUSTELL RD SW | MARIETTA | Cobb | 9033406 | 3 | Flapper Valve | 1994-03-01 | FALSE | 1994-03-01 | FALSE | Currently in Use | Premium | 10000 | STIP-3/Impressed Current | 1987-04-01 |  | Double-Walled Fiberglass | Pressurized
GETZ EXTERMINATORS OF GA INC | 507 ROSWELL ST | MARIETTA | Cobb | 330131 | 1 | [5 empty] | Closed in Ground | Gas (Historical Use) | 2000 | Marked Unknown | 1971-05-05 | 2001-01-24 | Unknown
QUIKTRIP #845 | 600 S MARIETTA PKWY | MARIETTA | Cobb | 330327 | 7 | Flapper Valve | 2010-09-01 | FALSE | 2010-09-01 | FALSE | Currently in Use | Premium | 8000 | Fiberglass Double Walled | 2010-06-01 |  | Double-Walled Fiberglass | Pressurized
QUIKTRIP #845 | 600 S MARIETTA PKWY | MARIETTA | Cobb | 330327 | 1 |  | 1988-05-01 |  | 1988-05-01 |  | Removed from Ground | Gas (Historical Use) | 10000 | Cathodically Protected Steel | 1982-04-18 | 2010-03-19 | Cathodically Protected | Pressurized
VIKS AUTOCARE | 556 ROSWELL ST | MARIETTA | Cobb | 330356 | 5 |  | 1994-06-01 | FALSE | 1994-06-01 | FALSE | Currently in Use | Regular | 8000 | Galvanic (STIP-3) | 1986-07-01 |  | Fiberglass Reinforced Plastic | Pressurized
VIKS AUTOCARE | 556 ROSWELL ST | MARIETTA | Cobb | 330356 | 7 |  | 1994-06-01 | FALSE | 1994-06-01 | FALSE | Currently in Use | Diesel | 8000 | Galvanic (STIP-3) | 1986-07-01 |  | Fiberglass Reinforced Plastic | Pressurized
VIKS AUTOCARE | 556 ROSWELL ST | MARIETTA | Cobb | 330356 | 10 | [5 empty] | Removed from Ground | Used Oil | 1000 | Bare Steel | 2000-09-01 | 2000-09-01 | Bare Steel
VIKS AUTOCARE | 556 ROSWELL ST | MARIETTA | Cobb | 330356 | 4 |  |  | TRUE |  | TRUE | Removed from Ground | Used Oil | 500 | Bare Steel | 1986-06-01 | 1986-06-01 | Galvanized Steel
WHITEWATER CHEVRON | 400 COBB PKWY N | MARIETTA | Cobb | 330340 | 6 |  |  | TRUE |  | TRUE | Removed from Ground | Used Oil | 500 | Bare Steel | 1969-04-27 | 1993-08-16 | Galvanized Steel | Gravity Fed
PRUITTS BODY SHOP & TRUCK SALES | 1263 COBB PKWY SE | MARIETTA | Cobb | 9033334 | 4 | [5 empty] | Removed from Ground | Gas (Historical Use) | 6000 | Bare Steel | 1995-03-10 | 1995-03-10 | Bare Steel
PRUITTS BODY SHOP & TRUCK SALES | 1263 COBB PKWY SE | MARIETTA | Cobb | 9033334 | 5 | [5 empty] | Removed from Ground | Gas (Historical Use) | 6000 | Bare Steel | 1995-03-10 | 1995-03-10 | Bare Steel
K&M INTERPRIDE LLC | 3009 CANTON HWY | MARIETTA | Cobb | 330063 | 3 | Flapper Valve | 1994-01-01 | FALSE | 1991-01-01 | FALSE | Currently in Use | Premium | 10000 | Fiberglass | 1983-04-30 |  | Double-Walled Fiberglass | Pressurized
SAM'S MART# 547 | 2375 SHALLOWFORD RD | MARIETTA | Cobb | 9033095 | 3 | Overfill Alarm | 1995-01-01 | FALSE | 1988-01-01 | FALSE | Currently in Use | Premium | 10000 | Fiberglass | 1988-12-01 |  | Double-Walled Fiberglass | Pressurized
ROBERT BOWDEN INC | 850 WHITE CIR CT | MARIETTA | Cobb | 9033096 | 1 | Overfill Alarm | 1998-02-04 |  | 1998-02-04 |  | Removed from Ground | Diesel | 5000 | Galvanic (STIP-3) | 1986-08-01 | 2011-09-13 | Double-Walled Fiberglass | Pressurized
CHEVRON FOOD MART | 811 S MARIETTA PKWY | MARIETTA | Cobb | 9033101 | 2 |  | 1989-05-01 |  | 1992-01-01 |  | Removed from Ground | Gas (Historical Use) | 10000 | Galvanic (STIP-3) | 1989-05-01 | 2014-06-05 | Fiberglass Reinforced Plastic | Pressurized
MARIETTA CITY GARAGE #1 | 725 N MARIETTA PKWY | MARIETTA | Cobb | 330215 | 3 | [5 empty] | Removed from Ground | Empty | 10000 | Marked Unknown | 1986-03-11 | 1999-07-01 | Galvanized Steel
GOLDEN GALLON #56 | 121 JONES SHAW RD | MARIETTA | Cobb | 330207 | 1 | [5 empty] | Removed from Ground | Gas (Historical Use) | 8000 | Bare Steel | 1975-03-27 | 1990-10-01 | Galvanized Steel
MAYES WARD FUNERAL HOME INC | 180 CHURCH ST NE | MARIETTA | Cobb | 330238 | 2 | [5 empty] | Removed from Ground | Gas (Historical Use) | 280 | Bare Steel | 1961-04-21 | 1988-11-01 | Galvanized Steel
FRED D BENTLEY SR | 1526 AUSTELL RD | MARIETTA | Cobb | 330443 | 1 | [5 empty] | Removed from Ground | Gas (Historical Use) | 8000 | Bare Steel | 1973-05-16 | 1998-12-10 | Fiberglass Reinforced Plastic
TORCO INC | 1330 COBB PKWY N | MARIETTA | Cobb | 330489 | 6 |  |  | TRUE |  | TRUE | Removed from Ground | Used Oil | 500 | Bare Steel | 1986-05-06 | 1998-07-01 | Galvanized Steel
HESS #10205 | 658 POWDER SPRINGS ST | MARIETTA | Cobb | 330515 | 2 | [5 empty] | Removed from Ground | Empty | 6000 | Bare Steel | 1963-05-14 | 1986-03-15 | Galvanized Steel
QUIKTRIP #713 | 1611 AUSTELL RD | MARIETTA | Cobb | 9033029 | 4 | Flapper Valve | 1993-08-01 |  | 1993-08-01 |  | Removed from Ground | Gas (Historical Use) | 12000 | Fiberglass | 1992-05-18 | 2011-10-18 | Double-Walled Fiberglass | Pressurized
QUIKTRIP #713 | 1611 AUSTELL RD | MARIETTA | Cobb | 9033029 | 1 | Flapper Valve | 1993-08-01 |  | 1993-08-01 |  | Removed from Ground | Gas (Historical Use) | 12000 | Fiberglass | 1988-09-02 | 2011-10-18 | Double-Walled Fiberglass | Pressurized
HARMON GLASS PROPERTY | 456 ROSWELL ST | MARIETTA | Cobb | 9033273 | 2 | [5 empty] | Removed from Ground | Gas (Historical Use) | 5000 | Bare Steel | 1993-08-03 | 1993-08-03 | Bare Steel | Suction (American)
SOUTHERN COLLEGE OF TECHNOLOGY | 1100 S MARIETTA PKWY | MARIETTA | Cobb | 9033314 | K | [5 empty] | Closed in Ground | Diesel | 3000 | Not Marked/Unknown | 1960-01-01 | 1960-01-01 | Not Marked
SUNOCO | 1414 SOUTH COBB DR SE | MARIETTA | Cobb | 330031 | 5 | Ball Float | 1987-12-01 | FALSE | 1987-12-01 | FALSE | Currently in Use | Regular | 10000 | Galvanic (STIP-3) | 1987-12-01 |  | Galvanized Steel | Pressurized
SUNOCO | 1414 SOUTH COBB DR SE | MARIETTA | Cobb | 330031 | 7 | Ball Float | 1987-12-01 | FALSE | 1987-12-01 | FALSE | Currently in Use | Premium | 10000 | Galvanic (STIP-3) | 1987-12-01 |  | Galvanized Steel | Pressurized
SUNOCO | 1414 SOUTH COBB DR SE | MARIETTA | Cobb | 330031 | 4 | [5 empty] | Removed from Ground | Diesel | 3000 | Bare Steel | 1984-03-31 | 1987-01-12 | Galvanized Steel
PAT MELL FOOD MART | 20 PAT MELL RD | MARIETTA | Cobb | 9033242 | 2 | Ball Float | 1989-03-01 | FALSE | 1989-03-01 | FALSE | Currently in Use | Plus | 10000 | Fiberglass | 1989-03-23 |  | Double-Walled Fiberglass | Pressurized
RENAISSANCE AUTO | 54 -56 ATLANTA ST | MARIETTA | Cobb | 9033254 | 1 | [5 empty] | Currently in Use | Gas (Historical Use) | 4000 | Not Marked/Unknown |  |  | Not Marked
TEXACO FOOD MART | 455 S MARIETTA PKWY | MARIETTA | Cobb | 9033236 | 2 | Ball Float | 1991-01-01 | FALSE | 2012-11-04 | FALSE | Currently in Use | Regular | 10000 | Steel-Impressed Current | 1987-01-01 |  | Fiberglass Reinforced Plastic | Pressurized
SMITH BROTHERS SERVICE STATION | 591 S MARIETTA PKWY | MARIETTA | Cobb | 330173 | 10 |  | 1993-06-04 |  | 1993-06-04 |  | Removed from Ground | Diesel | 10000 | Fiberglass | 1987-01-01 | 2007-04-05 | Fiberglass Reinforced Plastic
COBB ELECTRIC MEMBERSHIP CORP | 1000 EMC PKWY | MARIETTA | Cobb | 330122 | 8 | [5 empty] | Removed from Ground | Other | 550 | Bare Steel | 1979-05-01 | 1988-06-01 | Galvanized Steel
COBB ELECTRIC MEMBERSHIP CORP | 1000 EMC PKWY | MARIETTA | Cobb | 330122 | 8 | [5 empty] | Removed from Ground | Other | 550 | Bare Steel | 1979-05-01 | 1988-06-01 | Galvanized Steel
COBB ELECTRIC MEMBERSHIP CORP | 1000 EMC PKWY | MARIETTA | Cobb | 330122 | 2 | [5 empty] | Removed from Ground | Gas (Historical Use) | 8000 | Bare Steel | 1976-05-01 | 1990-12-01 | Galvanized Steel
COBB ELECTRIC MEMBERSHIP CORP | 1000 EMC PKWY | MARIETTA | Cobb | 330122 | 2 | [5 empty] | Removed from Ground | Gas (Historical Use) | 8000 | Bare Steel | 1976-05-01 | 1990-12-01 | Galvanized Steel
GOODEN'S TEXACO | 2092 SOUTH COBB DR | MARIETTA | Cobb | 330100 | 2 |  | 1990-06-01 |  | 1990-06-01 |  | Removed from Ground | Gas (Historical Use) | 4000 | Bare Steel | 1990-06-01 | 1997-03-01 | Galvanized Steel | Suction (American)
LUTHER STEWARTS/PURE OIL | 1710 CHURCH ST EXT NE | MARIETTA | Cobb | 9033343 | 2 | [5 empty] | Removed from Ground | Gas (Historical Use) | 500 | Unknown | 1995-02-14 | 1995-02-14 | Unknown
LARRYS DELI/VILLAGE EAST AMOCO | 3820 ROSWELL RD | MARIETTA | Cobb | 330037 | 1 | [5 empty] | Removed from Ground | Gas (Historical Use) | 8000 | Bare Steel | 1986-04-18 | 1994-06-04 | Galvanized Steel | Pressurized
LARRYS DELI/VILLAGE EAST AMOCO | 3820 ROSWELL RD | MARIETTA | Cobb | 330037 | 4 | [5 empty] | Removed from Ground | Gas (Historical Use) | 5000 | Bare Steel | 1986-04-18 | 1994-06-04 | Galvanized Steel | Pressurized
K&M INTERPRIDE LLC | 3009 CANTON HWY | MARIETTA | Cobb | 330063 | 2 | Flapper Valve | 1994-01-01 | FALSE | 1991-01-01 | FALSE | Currently in Use | Plus | 10000 | Fiberglass | 1983-04-30 |  | Double-Walled Fiberglass | Pressurized
TARGET STORE T-382 | 805 SANDY PLAINS RD | MARIETTA | Cobb | 9033058 | 1 |  |  | TRUE |  | TRUE | Removed from Ground | Used Oil | 500 | Bare Steel |  | 1899-12-31 | Galvanized Steel
MEDFORD FUNERAL HOME | 1408 CANTON HWY | MARIETTA | Cobb | 9033061 | 1 | [5 empty] | Removed from Ground | Gas (Historical Use) | 1000 | Bare Steel | 1958-01-01 | 1990-08-07 | Galvanized Steel
LUBIN A TRIVINO TRANSMISSION SPE | 379 PAT MELL RD | MARIETTA | Cobb | 330252 | 5 |  |  | TRUE |  | TRUE | Removed from Ground | Used Oil | 500 | Bare Steel | 1966-03-26 | 1998-04-01 | Bare Steel
LUBIN A TRIVINO TRANSMISSION SPE | 379 PAT MELL RD | MARIETTA | Cobb | 330252 | 4 | [5 empty] | Removed from Ground | Gas (Historical Use) | 5000 | Bare Steel | 1966-03-26 | 1994-06-06 | Bare Steel
FRED D BENTLEY SR | 1526 AUSTELL RD | MARIETTA | Cobb | 330443 | 2 | [5 empty] | Removed from Ground | Gas (Historical Use) | 8000 | Bare Steel | 1973-05-16 | 1998-12-10 | Fiberglass Reinforced Plastic
HESS #10205 | 658 POWDER SPRINGS ST | MARIETTA | Cobb | 330515 | 1 | [5 empty] | Removed from Ground | Empty | 6000 | Bare Steel | 1963-05-14 | 1986-03-15 | Galvanized Steel
CHEVRON STATION # 43034 | 20 JONES SHAW RD SE | MARIETTA | Cobb | 330387 | 1 | [5 empty] | Removed from Ground | Gas (Historical Use) | 10000 | Bare Steel | 1970-04-27 | 1990-09-28 | Galvanized Steel
COBB COUNTY COMMUNITY TRANSIT CC | 800 SOUTH MARIETTA PARKWAY | MARIETTA | Cobb | 9033608 | 2 | Flapper Valve | 2019-07-09 | FALSE | 2019-05-02 | FALSE | Currently in Use | Diesel On Road | 25000 | Fiberglass Double Walled | 2019-03-20 |  | Double-Walled Fiberglass | Pressurized
ROBERT BOWDEN INC | 850 WHITE CIR CT | MARIETTA | Cobb | 9033096 | 2 | Flapper Valve | 1998-02-04 |  | 1998-02-04 |  | Removed from Ground | Diesel | 5000 | Galvanic (STIP-3) | 1986-08-01 | 2011-09-13 | Double-Walled Fiberglass | Pressurized
CHEVRON FOOD MART | 811 S MARIETTA PKWY | MARIETTA | Cobb | 9033101 | 1 |  | 1989-05-01 |  | 1992-01-01 |  | Removed from Ground | Diesel | 4000 | Galvanic (STIP-3) | 1989-05-01 | 2014-06-05 | Fiberglass Reinforced Plastic | Pressurized
WILLS SIGN SHOP (FORMER) | 380 NORTH COBB PKWY | MARIETTA | Cobb | 9033023 | 1 | [5 empty] | Removed from Ground | Other | 5000 | Marked Unknown | 1992-02-25 | 1992-02-25 | Unknown
MINDIS METAL INC/CLOSED TEXACO | 1905 LOWER ROSWELL RD | MARIETTA | Cobb | 330053 | 2 | [5 empty] | Removed from Ground | Gas (Historical Use) | 8000 | Marked Unknown | 1986-04-29 | 1899-12-31 | Unknown
MARIETTA NATIONAL CEMETERY | 500 WASHINGTON AVE | MARIETTA | Cobb | 9033282 | 1 | [5 empty] | Removed from Ground | Gas (Historical Use) | 280 | Marked Unknown | 1993-09-27 | 1899-12-31 | Unknown
MARIETTA HEALTH CENTER | 85 SAINE RD SE | MARIETTA | Cobb | 9033295 | 1 | [5 empty] | Removed from Ground | Diesel | 500 | Bare Steel | 1980-01-01 | 1994-05-06 | Copper | Suction (American)
BATES AUTO SERVICE/FORMER GAS ST | 4853 CANTON RD | MARIETTA | Cobb | 9033076 | 6 | [5 empty] | Removed from Ground | Other | 550 | Not Marked/Unknown | 1992-12-10 | 1992-12-10 | Not Marked
FORMER FINA STATION | 1008 SOUTH COBB DR | MARIETTA | Cobb | 9033042 | 2 | [5 empty] | Removed from Ground | Gas (Historical Use) | 4000 | Bare Steel | 1976-01-01 | 1995-03-17 | Galvanized Steel
SOUTHERN COLLEGE OF TECHNOLOGY | 1100 S MARIETTA PKWY | MARIETTA | Cobb | 9033314 | I | [5 empty] | Closed in Ground | Used Oil | 0 | Not Marked/Unknown | 1960-01-01 | 1960-01-01 | Not Marked
MINDIS METAL INC/CLOSED TEXACO | 1905 LOWER ROSWELL RD | MARIETTA | Cobb | 330053 | 1 | [5 empty] | Removed from Ground | Gas (Historical Use) | 8000 | Marked Unknown | 1986-04-29 | 1899-12-31 | Unknown
SAM'S MART# 542 | 680 JOHNSON FERRY RD | MARIETTA | Cobb | 330060 | 2 | [5 empty] | Removed from Ground | Empty | 10000 | Tank Jacket | 1981-04-30 | 1989-10-01 | Fiberglass Reinforced Plastic
QUIKTRIP #806 | 1900 LOWER ROSWELL RD | MARIETTA | Cobb | 330044 | 6 | Ball Float | 2003-09-01 | FALSE | 2003-09-01 | FALSE | Currently in Use | Plus | 20000 | Fiberglass Double Walled | 2003-08-01 |  | Double-Walled Flex | Pressurized
THE FOOD STORE QUICK & EASY #28 | 3195 AUSTELL RD | MARIETTA | Cobb | 9033291 | 137791 | Ball Float | 1989-09-20 | FALSE | 1989-09-20 | FALSE | Currently in Use | Diesel | 8000 | Galvanic (STIP-3) | 1989-09-20 |  | Fiberglass Reinforced Plastic | Pressurized
WALID JARYSI | 4360 CANTON HWY | MARIETTA | Cobb | 330186 | 2 |  | 1994-08-31 |  | 1994-08-31 |  | Removed from Ground | Gas (Historical Use) | 10000 | Steel-Impressed Current | 1977-02-02 | 2009-03-16 | Fiberglass Reinforced Plastic | Pressurized
SMITH BROTHERS SERVICE STATION | 591 S MARIETTA PKWY | MARIETTA | Cobb | 330173 | 11 |  |  | TRUE | 1993-06-04 | TRUE | Removed from Ground | Used Oil | 1000 | Fiberglass | 1987-01-01 | 2007-04-05 | Fiberglass Reinforced Plastic
COBB COUNTY FIRE STATION #12 | 810 BRACKETT ROAD | MARIETTA | Cobb | 9033384 | 1 | [5 empty] | Removed from Ground | Gas (Historical Use) | 1000 | Marked Unknown | 1998-06-30 | 1998-06-30 | Bare Steel | Suction (American)
CHEVRON/DALE HARVEY (FORMER) | 3350 DALLAS HWY | MARIETTA | Cobb | 330125 | 3 | [5 empty] | Removed from Ground | Gas (Historical Use) | 5000 | Bare Steel | 1976-04-25 | 2005-11-07 | Galvanized Steel
COBB ELECTRIC MEMBERSHIP CORP | 1000 EMC PKWY | MARIETTA | Cobb | 330122 | 4 |  | 1990-05-01 | FALSE | 1990-05-01 | FALSE | Removed from Ground | Diesel | 6000 | Steel-Impressed Current | 1979-05-01 | 2017-06-22 |  | Pressurized
S A WHITE OIL CO INC | 590 ATLANTA ST, SE | MARIETTA | Cobb | 330280 | 5 | [5 empty] | Removed from Ground | Gas (Historical Use) | 2000 | Bare Steel | 1977-04-17 | 1991-11-01 | Galvanized Steel
S A WHITE OIL CO INC | 590 ATLANTA ST, SE | MARIETTA | Cobb | 330280 | 7 | [5 empty] | Removed from Ground | Empty | 275 | Bare Steel | 1970-04-19 | 1991-11-01 | Galvanized Steel
ATLANTA COCA-COLA BTLG CO | 1091 IND PARK DR NE | MARIETTA | Cobb | 330278 | 4 |  |  | TRUE |  | TRUE | Removed from Ground | Used Oil | 300 | Bare Steel | 1976-04-23 | 1993-05-01 | Galvanized Steel
ATLANTA COCA-COLA BTLG CO | 1091 IND PARK DR NE | MARIETTA | Cobb | 330278 | 7 | [5 empty] | Removed from Ground | Gas (Historical Use) | 3000 | Bare Steel | 1986-03-07 | 1989-07-06 | Galvanized Steel
ECONO LUBE & TUNE | 2000 SOUTH COBB DR | MARIETTA | Cobb | 9033525 | 1 |  |  | TRUE |  | TRUE | Removed from Ground | Used Oil | 500 | Double Walled | 1997-10-16 | 2013-06-20 | Double Walled | Gravity Fed
CORONA PROPERTIES | 72 ATLANTA STREET | MARIETTA | Cobb | 9033497 | 6 | [5 empty] | Removed from Ground | Other | 1000 | Not Marked/Unknown | 1996-08-27 | 1996-08-27 | Not Marked
CITGO | 1155 C SOUTH COBB DR | MARIETTA | Cobb | 9033326 | 1 | Flapper Valve | 1993-07-01 | FALSE | 1993-07-01 | FALSE | Currently in Use | Regular | 8000 | Composite | 1990-01-01 |  | Double-Walled Fiberglass | Pressurized
COBB PARKWAY CHEVRON | 2041 COBB PKWY S | MARIETTA | Cobb | 330042 | 3 |  | 1993-04-20 |  | 1993-04-20 |  | Removed from Ground | Gas (Historical Use) | 10000 | Fiberglass | 1985-04-30 | 1998-05-01 | Fiberglass Reinforced Plastic | Pressurized
Burruss Holdings | 1633 OLD US HWY 41 | MARIETTA | Cobb | 9033288 | L338100 | Flapper Valve | 1993-05-01 | FALSE | 1993-05-01 | FALSE | Closed in Ground | Diesel | 10000 | Composite | 1993-04-16 |  | Fiberglass Reinforced Plastic | Safe Suction (Euro)
QUIKTRIP #806 | 1900 LOWER ROSWELL RD | MARIETTA | Cobb | 330044 | 2 | [5 empty] | Removed from Ground | Gas (Historical Use) | 8000 | Bare Steel | 1969-05-04 | 1992-01-01 | Galvanized Steel
CHEVRON #43048 (FORMER) | 603 SOUTH MARIETTA PKWY | MARIETTA | Cobb | 9033240 | 1 |  |  | TRUE |  | TRUE | Removed from Ground | Used Oil | 550 | Marked Unknown | 1992-08-10 | 1992-08-10 | Unknown
SMITH BROTHERS SERVICE STATION | 591 S MARIETTA PKWY | MARIETTA | Cobb | 330173 | 8 |  | 1993-06-04 |  | 1993-06-04 |  | Removed from Ground | Gas (Historical Use) | 10000 | Fiberglass | 1987-01-01 | 2007-04-05 | Fiberglass Reinforced Plastic
COBB ELECTRIC MEMBERSHIP CORP | 1000 EMC PKWY | MARIETTA | Cobb | 330122 | 19 |  |  | TRUE | 1989-06-01 | TRUE | Removed from Ground | Used Oil | 500 | Fiberglass | 1989-06-01 | 1998-11-10 | Fiberglass Reinforced Plastic | Gravity Fed
COBB ELECTRIC MEMBERSHIP CORP | 1000 EMC PKWY | MARIETTA | Cobb | 330122 | 19 |  |  | TRUE | 1989-06-01 | TRUE | Removed from Ground | Used Oil | 500 | Fiberglass | 1989-06-01 | 1998-11-10 | Fiberglass Reinforced Plastic | Gravity Fed
COBB ELECTRIC MEMBERSHIP CORP | 1000 EMC PKWY | MARIETTA | Cobb | 330122 | 14 |  |  | TRUE | 1989-01-01 | TRUE | Removed from Ground | Used Oil | 1000 | Fiberglass | 1989-01-01 | 1998-11-11 | Fiberglass Reinforced Plastic | Gravity Fed
COBB ELECTRIC MEMBERSHIP CORP | 1000 EMC PKWY | MARIETTA | Cobb | 330122 | 14 |  |  | TRUE | 1989-01-01 | TRUE | Removed from Ground | Used Oil | 1000 | Fiberglass | 1989-01-01 | 1998-11-11 | Fiberglass Reinforced Plastic | Gravity Fed
CANTERBURY GOLF CLUB | 500 CAMBRIDGE DR | MARIETTA | Cobb | 9033300 | 1 | [5 empty] | Removed from Ground | Gas (Historical Use) | 1000 | Bare Steel | 1995-12-01 | 1995-12-01 | Galvanized Steel | Suction (American)
BST/POWDER SPRINGS/F5302 | 37 POWDER SPRINGS ST | MARIETTA | Cobb | 9033128 | 3 | Overfill Alarm | 1992-01-01 | FALSE | 1992-01-01 | FALSE | Currently in Use | Diesel | 10000 | Fiberglass Double Walled | 1992-01-01 |  | Double-Walled Fiberglass | Suction (American)
FIRESTONE STORE #07EK | 4219 ROSWELL RD | MARIETTA | Cobb | 9033054 | 1 |  |  | TRUE |  | TRUE | Removed from Ground | Used Oil | 320 | Bare Steel | 1983-01-01 | 1994-10-19 | Bare Steel | Gravity Fed
BATES AUTO SERVICE/FORMER GAS ST | 4853 CANTON RD | MARIETTA | Cobb | 9033076 | 2 | [5 empty] | Removed from Ground | Gas (Historical Use) | 4000 | Bare Steel | 1966-01-01 | 1992-12-10 | Galvanized Steel | Pressurized
NU-WAY RENTAL SERVICE | 331 N MARIETTA PKWY | MARIETTA | Cobb | 9033049 | 3 |  |  | TRUE |  | TRUE | Closed in Ground | Used Oil | 560 | Bare Steel | 1968-01-01 | 1987-11-01 | Galvanized Steel
SOUTHERN COLLEGE OF TECHNOLOGY | 1100 S MARIETTA PKWY | MARIETTA | Cobb | 9033314 | SJ | [5 empty] | Closed in Ground | Gas (Historical Use) | 2000 | Bare Steel | 1975-01-01 | 1994-07-11 | Galvanized Steel
CLARK ICE CO | 936 POWDER SPRINGS ST | MARIETTA | Cobb | 9033309 | 1 | [5 empty] | Removed from Ground | Gas (Historical Use) | 6000 | Not Marked/Unknown | 1992-03-16 | 1992-03-16 | Not Marked
QUIKTRIP #806 | 1900 LOWER ROSWELL RD | MARIETTA | Cobb | 330044 | 4 |  |  | TRUE |  | TRUE | Removed from Ground | Used Oil | 1000 | Bare Steel | 1969-05-04 | 1992-01-01 | Galvanized Steel
VIKS AUTOCARE | 556 ROSWELL ST | MARIETTA | Cobb | 330356 | 8 | [5 empty] | Removed from Ground | Kerosene | 550 | Bare Steel | 1961-12-01 | 1994-12-16 | Bare Steel | Gravity Fed
VIKS AUTOCARE | 556 ROSWELL ST | MARIETTA | Cobb | 330356 | 9 |  | 1995-07-01 | TRUE | 1995-07-01 | TRUE | Currently in Use | Used Oil | 550 | Galvanic (STIP-3) | 1986-07-01
VIKS AUTOCARE | 556 ROSWELL ST | MARIETTA | Cobb | 330356 | 6 |  | 1994-06-01 | FALSE | 1994-06-01 | FALSE | Currently in Use | Premium | 8000 | Galvanic (STIP-3) | 1986-07-01 |  | Fiberglass Reinforced Plastic | Pressurized
LEASED VEHICLES INC | 313 MARBLE MILL RD | MARIETTA | Cobb | 330273 | 1 | [5 empty] | Removed from Ground | Diesel | 5000 | Bare Steel | 1981-04-22 | 1985-01-01 | Galvanized Steel | Safe Suction (Euro)
ATHERTON PLACE | 111 TOWER ROAD | MARIETTA | Cobb | 9033511 | 1 |  | 1998-06-04 | FALSE | 1998-06-04 | FALSE | Closed in Ground | Diesel | 5000 | Steel-Impressed Current | 1988-03-21 | 2017-09-26 | Steel (Impressed Current) | Suction (American)
QUICK THRIFT #931 | 931 WHITLOCK AVE | MARIETTA | Cobb | 330117 | UNL#2 | [5 empty] | Removed from Ground | Gas (Historical Use) | 6000 | Bare Steel | 1966-05-06 | 1899-12-31 | Galvanized Steel
CREATWOOD FARMS | 3210 ATLANTA RD | MARIETTA | Cobb | 9033349 | 1 | [5 empty] | Removed from Ground | Gas (Historical Use) | 500 | Not Marked/Unknown |  | 1899-12-31 | Not Marked
COBB COUNTY FIRE STATION #14 | 3990 SANDY PLAINS RD | MARIETTA | Cobb | 9033374 | 2 | [5 empty] | Removed from Ground | Diesel | 1000 | Marked Unknown | 1998-10-29 | 1998-10-29 | Unknown | Safe Suction (Euro)
QUIK WAY | 2378 SHALLOWFORD RD | MARIETTA | Cobb | 330150 | 1 | [5 empty] | Removed from Ground | Gas (Historical Use) | 4000 | Bare Steel | 1968-05-09 | 1983-04-01 | Galvanized Steel
CITGO FOOD MART | 2320 CANTON HWY | MARIETTA | Cobb | 330038 | 4 |  | 1992-08-18 |  | 1992-08-18 |  | Removed from Ground | Gas (Historical Use) | 10000 | Composite | 1992-08-18 | 2005-11-08 | Fiberglass Reinforced Plastic | Pressurized
CITGO FOOD MART | 2320 CANTON HWY | MARIETTA | Cobb | 330038 | 5 |  | 1992-08-18 |  | 1992-08-18 |  | Removed from Ground | Gas (Historical Use) | 8000 | Composite | 1992-08-18 | 2005-11-08 | Fiberglass Reinforced Plastic | Pressurized
VIKS AUTOCARE | 556 ROSWELL ST | MARIETTA | Cobb | 330356 | 2 | [5 empty] | Removed from Ground | Gas (Historical Use) | 1 | Bare Steel | 1986-06-01 | 1986-06-01 | Galvanized Steel
STAR AUTO | 863 ROSWELL STREET | MARIETTA | Cobb | 9033496 | 2 | [5 empty] | Removed from Ground | Gas (Historical Use) | 2000 | Not Marked/Unknown | 1996-09-03 | 1996-09-03 | Not Marked
CITGO | 1155 C SOUTH COBB DR | MARIETTA | Cobb | 9033326 | 3 | Flapper Valve | 1993-07-01 | FALSE | 1993-07-01 | FALSE | Currently in Use | Premium | 6000 | Composite | 1990-01-01 |  | Double-Walled Fiberglass | Pressurized
NASHVILLE SOUND (FORMER)/1ST NAT | HWY 41/IVEY LANE | MARIETTA | Cobb | 9033329 | 3 | [5 empty] | Removed from Ground | Gas (Historical Use) | 8000 | Marked Unknown |  | 1899-12-31 | Bare Steel
PRUITTS BODY SHOP & TRUCK SALES | 1263 COBB PKWY SE | MARIETTA | Cobb | 9033334 | 2 | [5 empty] | Removed from Ground | Gas (Historical Use) | 10000 | Not Marked/Unknown | 1995-01-01 | 1995-01-01 | Not Marked
ALLIED READY MIX INC PLANT #74 | 1398 OWENBY RD | MARIETTA | Cobb | 9033361 | 2 | [5 empty] | Closed in Ground | Gas (Historical Use) | 0 | Not Marked/Unknown |  | 1899-12-31 | Unknown
QUICK THRIFT #931 | 931 WHITLOCK AVE | MARIETTA | Cobb | 330117 | SUL#3 | [5 empty] | Removed from Ground | Gas (Historical Use) | 4000 | Bare Steel | 1966-05-06 | 1899-12-31 | Galvanized Steel
LUTHER STEWARTS/PURE OIL | 1710 CHURCH ST EXT NE | MARIETTA | Cobb | 9033343 | 3 | [5 empty] | Removed from Ground | Gas (Historical Use) | 500 | Unknown | 1995-02-14 | 1995-02-14 | Unknown
AMOCO STATION #4271 | SOUTH COBB DR & APPLETON RD | MARIETTA | Cobb | 330357 | 4 | [5 empty] | Removed from Ground | Gas (Historical Use) | 4000 | Bare Steel | 1970-04-27 | 1986-09-01 | Galvanized Steel
SAMS CLUB #8203 | 150 S COBB PKWY | MARIETTA | Cobb | 9033590 | 2A | Flapper Valve | 2000-02-01 | FALSE | 2000-02-01 | FALSE | Currently in Use | Regular | 12000 | Tank Jacket | 2000-02-22 |  | Double-Walled Flex | Pressurized
LEASED VEHICLES INC | 313 MARBLE MILL RD | MARIETTA | Cobb | 330273 | 2 | [5 empty] | Removed from Ground | Diesel | 5000 | Bare Steel | 1981-04-22 | 1985-01-01 | Galvanized Steel | Safe Suction (Euro)
S A WHITE OIL CO INC | 590 ATLANTA ST, SE | MARIETTA | Cobb | 330280 | 2 | [5 empty] | Removed from Ground | Gas (Historical Use) | 2000 | Bare Steel | 1977-04-17 | 1991-11-01 | Galvanized Steel
PAINTERS TEXACO/U-HAUL TRUCK & T | 436 ROSWELL ST | MARIETTA | Cobb | 330266 | 4 | [5 empty] | Removed from Ground | Gas (Historical Use) | 6000 | Bare Steel | 1966-04-19 | 1995-01-17 | Bare Steel | Pressurized
PAINTERS TEXACO/U-HAUL TRUCK & T | 436 ROSWELL ST | MARIETTA | Cobb | 330266 | 1 | [5 empty] | Removed from Ground | Gas (Historical Use) | 1000 | Bare Steel | 1978-04-16 | 1995-01-17 | Unknown
MARIETTA FOOTWEAR | 531 ROSE LN | MARIETTA | Cobb | 330110 | 2 | [5 empty] | Removed from Ground | Empty | 10000 | Bare Steel | 1946-05-10 | 1989-11-03 | Galvanized Steel
QUIK WAY | 2378 SHALLOWFORD RD | MARIETTA | Cobb | 330150 | 2 | [5 empty] | Removed from Ground | Gas (Historical Use) | 4000 | Bare Steel | 1968-05-09 | 1990-12-01 | Galvanized Steel
BELLS FERRY PLAZA INC | 2551 BELLS FERRY RD | MARIETTA | Cobb | 330363 | 8 |  | 1993-06-01 |  | 1993-06-01 |  | Temporarily out of use | Diesel | 4000 | Cathodically Protected Steel | 1993-06-01 |  | Fiberglass Reinforced Plastic | Pressurized
BELLS FERRY PLAZA INC | 2551 BELLS FERRY RD | MARIETTA | Cobb | 330363 | 6 |  | 1993-06-01 |  | 1993-06-01 |  | Temporarily out of use | Gas (Historical Use) | 8000 | Cathodically Protected Steel | 1993-06-01 |  | Fiberglass Reinforced Plastic | Pressurized
FLEET OIL CO #205 | 1896 CANTON HWY | MARIETTA | Cobb | 330523 | 1 | [5 empty] | Removed from Ground | Gas (Historical Use) | 6000 | Bare Steel | 1966-05-13 | 1999-05-01 | Galvanized Steel
CRETE CARRIER CORP | 1225 WILLIAMS DR | MARIETTA | Cobb | 9033449 | 2 | Ball Float | 1995-07-17 | FALSE | 1995-07-17 | FALSE | Currently in Use | Diesel | 20000 | Galvanic (STIP-3) | 1995-07-17 |  | Fiberglass Reinforced Plastic | Pressurized
COBB ELECTRIC MEMBERSHIP CORP | 1000 EMC PKWY | MARIETTA | Cobb | 330122 | 4 |  | 1990-05-01 | FALSE | 1990-05-01 | FALSE | Removed from Ground | Diesel | 6000 | Steel-Impressed Current | 1979-05-01 | 2017-06-22 |  | Pressurized
SUNOCO | 1414 SOUTH COBB DR SE | MARIETTA | Cobb | 330031 | 1 | [5 empty] | Removed from Ground | Gas (Historical Use) | 10000 | Bare Steel | 1986-03-31 | 1987-01-12 | Galvanized Steel
N CNTRL GA LAW ENFORCEMENT ACAD | 1672 CHURCH ST EXT | MARIETTA | Cobb | 9033285 | 1 | [5 empty] | Removed from Ground | Gas (Historical Use) | 1000 | Bare Steel | 1993-12-02 | 1993-12-02 | Galvanized Steel
RENAISSANCE AUTO | 54 -56 ATLANTA ST | MARIETTA | Cobb | 9033254 | 4 |  |  | TRUE |  | TRUE | Currently in Use | Used Oil | 4000 | Not Marked/Unknown |  |  | Not Marked
SMITH BROTHERS SERVICE STATION | 591 S MARIETTA PKWY | MARIETTA | Cobb | 330173 | 6 | [5 empty] | Removed from Ground | Gas (Historical Use) | 10000 | Bare Steel | 1973-05-05 | 1899-12-31 | Galvanized Steel
SMITH BROTHERS SERVICE STATION | 591 S MARIETTA PKWY | MARIETTA | Cobb | 330173 | 9 |  | 1993-06-04 |  | 1993-06-04 |  | Removed from Ground | Gas (Historical Use) | 10000 | Fiberglass | 1987-01-01 | 2007-04-05 | Fiberglass Reinforced Plastic
COBB COUNTY FIRE STATION #11 | 1596 COUNTY FARM RD | MARIETTA | Cobb | 9033382 | 1 | [5 empty] | Removed from Ground | Diesel | 1000 | Marked Unknown | 1998-08-27 | 1998-08-27 | Unknown | Safe Suction (Euro)
COBB COUNTY FIRE STATION #12 | 810 BRACKETT ROAD | MARIETTA | Cobb | 9033384 | 3 | Overfill Alarm | 1998-08-15 | FALSE | 1998-08-15 | FALSE | Currently in Use | Diesel | 1000 | Fiberglass Double Walled | 1998-08-15 |  | Double-Walled Fiberglass | Suction (American)
CHEVRON/DALE HARVEY (FORMER) | 3350 DALLAS HWY | MARIETTA | Cobb | 330125 | 1 | [5 empty] | Removed from Ground | Gas (Historical Use) | 6000 | Bare Steel | 1976-04-25 | 2005-11-07 | Galvanized Steel
COBB ELECTRIC MEMBERSHIP CORP | 1000 EMC PKWY | MARIETTA | Cobb | 330122 | 20 |  | 1990-01-01 | TRUE | 1987-08-01 | TRUE | Closed in Ground | Used Oil | 1000 | Galvanic (STIP-3) | 2017-04-10 |  | Fiberglass Reinforced Plastic
COBB ELECTRIC MEMBERSHIP CORP | 1000 EMC PKWY | MARIETTA | Cobb | 330122 | 20 |  | 1990-01-01 | TRUE | 1987-08-01 | TRUE | Closed in Ground | Used Oil | 1000 | Galvanic (STIP-3) | 2017-04-10 |  | Fiberglass Reinforced Plastic
COBB ELECTRIC MEMBERSHIP CORP | 1000 EMC PKWY | MARIETTA | Cobb | 330122 | 3B | [5 empty] | Removed from Ground | Gas (Historical Use) | 6000 | Bare Steel | 1978-05-01 | 1988-06-15 | Galvanized Steel
COBB ELECTRIC MEMBERSHIP CORP | 1000 EMC PKWY | MARIETTA | Cobb | 330122 | 3B | [5 empty] | Removed from Ground | Gas (Historical Use) | 6000 | Bare Steel | 1978-05-01 | 1988-06-15 | Galvanized Steel
QUICK THRIFT #931 | 931 WHITLOCK AVE | MARIETTA | Cobb | 330117 | REG#1 | [5 empty] | Removed from Ground | Gas (Historical Use) | 8000 | Bare Steel | 1971-05-05 | 1899-12-31 | Galvanized Steel
QUICK THRIFT #931 | 931 WHITLOCK AVE | MARIETTA | Cobb | 330117 | UNL6 | [5 empty] | Removed from Ground | Gas (Historical Use) | 6000 | Cathodically Protected Steel | 1987-01-01 | 1993-04-01 | Fiberglass Reinforced Plastic
COBB CO FIRE STATION #25 | 4431 TRICKUM RD | MARIETTA | Cobb | 9033337 | 1 | Overfill Alarm | 1991-08-01 | FALSE | 1991-08-01 | FALSE | Closed in Ground | Gas (Historical Use) | 1000 | Fiberglass Double Walled | 1992-11-13 |  | Fiberglass Reinforced Plastic | Safe Suction (Euro)
QUIK WAY | 2378 SHALLOWFORD RD | MARIETTA | Cobb | 330150 | 4 | [5 empty] | Removed from Ground | Gas (Historical Use) | 4000 | Cathodically Protected Steel | 1991-01-01 | 2003-01-27 | Galvanized Steel | Suction (American)
CHEVRON | 2670 SANDY PLAINS RD | MARIETTA | Cobb | 330166 | 7 |  | 1989-04-08 |  | 1989-04-08 |  | Removed from Ground | Gas (Historical Use) | 10000 | Fiberglass | 1989-04-08 | 2004-03-09 | Fiberglass Reinforced Plastic | Pressurized
CHEVRON | 2670 SANDY PLAINS RD | MARIETTA | Cobb | 330166 | 5 |  | 1989-04-08 |  | 1989-04-08 |  | Removed from Ground | Gas (Historical Use) | 10000 | Fiberglass | 1989-04-08 | 2004-03-09 | Fiberglass Reinforced Plastic
CHEVRON | 2670 SANDY PLAINS RD | MARIETTA | Cobb | 330166 | 4 | [5 empty] | Removed from Ground | Gas (Historical Use) | 12000 | Bare Steel | 1978-05-04 | 1899-12-31 | Galvanized Steel
WHITEWATER CHEVRON | 400 COBB PKWY N | MARIETTA | Cobb | 330340 | 3 | [5 empty] | Removed from Ground | Gas (Historical Use) | 4000 | Bare Steel | 1969-04-27 | 1987-08-25 | Galvanized Steel
S A WHITE OIL CO INC | 590 ATLANTA ST, SE | MARIETTA | Cobb | 330280 | 6 | [5 empty] | Removed from Ground | Gas (Historical Use) | 1000 | Bare Steel | 1970-04-19 | 1991-11-01 | Galvanized Steel
PAINTERS TEXACO/U-HAUL TRUCK & T | 436 ROSWELL ST | MARIETTA | Cobb | 330266 | 5 |  |  | TRUE |  | TRUE | Removed from Ground | Used Oil | 500 | Bare Steel | 1966-04-19 | 1995-01-17 | Bare Steel | Pressurized
LEWALLEN CONSTRUCTION CO INC/CW MATTHEWS CONTRACTING | 151 BELLS FERRY LN | MARIETTA | Cobb | 9033392 | 1 | Flapper Valve | 1992-01-01 | FALSE | 1992-01-01 | FALSE | Closed in Ground | Regular | 3000 | Galvanic (STIP-3) | 1992-01-01 |  | Fiberglass Reinforced Plastic | Pressurized
CITGO FOOD MART | 2320 CANTON HWY | MARIETTA | Cobb | 330038 | 3 | [5 empty] | Removed from Ground | Gas (Historical Use) | 6000 | Bare Steel | 1972-04-21 | 1992-08-08 | Galvanized Steel
US POSTAL SERVICE | 2886 SANDY PLAINS RD | MARIETTA | Cobb | 330034 | 3 | [5 empty] | Removed from Ground | Gas (Historical Use) | 12000 | Double Walled | 1993-01-01 | 1997-08-02 | Fiberglass Reinforced Plastic | Pressurized
K&M INTERPRIDE LLC | 3009 CANTON HWY | MARIETTA | Cobb | 330063 | 1 | Flapper Valve | 1994-01-01 | FALSE | 1991-01-01 | FALSE | Currently in Use | Regular | 10000 | Fiberglass | 1983-04-30 |  | Double-Walled Fiberglass | Pressurized
SAM'S MART# 547 | 2375 SHALLOWFORD RD | MARIETTA | Cobb | 9033095 | 1 | Overfill Alarm | 1995-11-01 | FALSE | 1988-01-01 | FALSE | Currently in Use | Regular | 12000 | Fiberglass | 1988-12-01 |  | Double-Walled Fiberglass | Pressurized
JIFFY LUBE #231 | 3418 CANTON HWY | MARIETTA | Cobb | 330392 | 1 | [5 empty] | Removed from Ground | Other | 4000 | Bare Steel | 1986-01-01 | 2004-11-10 | Galvanized Steel
COBB PARKWAY CHEVRON | 2041 COBB PKWY S | MARIETTA | Cobb | 330042 | 2 |  | 1993-04-20 |  | 1993-04-20 |  | Removed from Ground | Gas (Historical Use) | 10000 | Fiberglass | 1985-04-30 | 1998-05-01 | Fiberglass Reinforced Plastic | Pressurized
THE FOOD STORE QUICK & EASY #28 | 3195 AUSTELL RD | MARIETTA | Cobb | 9033291 | 137773 | Ball Float | 1989-09-20 | FALSE | 1989-09-20 | FALSE | Currently in Use | Regular | 10000 | Galvanic (STIP-3) | 1989-09-20 |  | Fiberglass Reinforced Plastic | Pressurized
GAS INC | 1538 ATLANTA RD SW | MARIETTA | Cobb | 330331 | 4 | [5 empty] | Removed from Ground | Gas (Historical Use) | 6000 | Bare Steel | 1962-04-27 | 1899-12-31 | Bare Steel
VIKS AUTOCARE | 556 ROSWELL ST | MARIETTA | Cobb | 330356 | 1 | [5 empty] | Removed from Ground | Gas (Historical Use) | 8000 | Bare Steel | 1986-06-01 | 1986-06-01 | Galvanized Steel
DUNKIN DONUTS | 701 SANDTOWN RD | MARIETTA | Cobb | 330287 | 4 | [5 empty] | Removed from Ground | Gas (Historical Use) | 4000 | Cathodically Protected Steel | 1980-04-16 | 1899-12-31 | Galvanized Steel
WHITEWATER CHEVRON | 334 COBB PKWY, SE | MARIETTA | Cobb | 330337 | 3 | [5 empty] | Removed from Ground | Gas (Historical Use) | 3000 | Bare Steel | 1961-04-29 | 1987-08-25 | Galvanized Steel
ATLANTA COCA-COLA BTLG CO | 1091 IND PARK DR NE | MARIETTA | Cobb | 330278 | 9 |  |  | TRUE |  | TRUE | Removed from Ground | Used Oil | 550 | Not Marked/Unknown | 1993-05-01 | 1993-05-01 | Not Marked
ATLANTA COCA-COLA BTLG CO | 1091 IND PARK DR NE | MARIETTA | Cobb | 330278 | 6 | [5 empty] | Removed from Ground | Diesel | 10000 | Bare Steel | 1976-03-09 | 1993-05-01 | Galvanized Steel
CORONA PROPERTIES | 72 ATLANTA STREET | MARIETTA | Cobb | 9033497 | 7 | [5 empty] | Removed from Ground | Other | 1000 | Not Marked/Unknown | 1996-08-27 | 1996-08-27 | Not Marked
CORONA PROPERTIES | 72 ATLANTA STREET | MARIETTA | Cobb | 9033497 | 4 | [5 empty] | Removed from Ground | Gas (Historical Use) | 2000 | Not Marked/Unknown | 1996-08-27 | 1996-08-27 | Not Marked
NASHVILLE SOUND (FORMER)/1ST NAT | HWY 41/IVEY LANE | MARIETTA | Cobb | 9033329 | 2 | [5 empty] | Removed from Ground | Gas (Historical Use) | 8000 | Marked Unknown |  | 1899-12-31 | Bare Steel
FINISHLINE CAR WASH #2 | 3028 CANTON HWY | MARIETTA | Cobb | 9033428 | 1 | Ball Float | 1990-01-01 |  | 1990-01-01 |  | Removed from Ground | Gas (Historical Use) | 8000 | Fiberglass | 1990-01-01 | 2007-04-25 | Fiberglass Reinforced Plastic | Pressurized
CHEVRON FOODMART | 1023 SANDY PLAINS RD | MARIETTA | Cobb | 9033059 | 1 | Ball Float | 1988-10-01 | FALSE | 1988-10-01 | FALSE | Currently in Use | Regular | 8000 | Galvanic (STIP-3) | 1988-10-01 |  | Fiberglass Reinforced Plastic | Pressurized
COBB ELECTRIC MEMBERSHIP CORP | 1000 EMC PKWY | MARIETTA | Cobb | 330122 | 16 |  | 1989-06-01 |  | 1989-06-01 |  | Removed from Ground | Other | 500 | Fiberglass | 1989-06-01 | 1998-11-10 | Fiberglass Reinforced Plastic | Suction (American)
COBB ELECTRIC MEMBERSHIP CORP | 1000 EMC PKWY | MARIETTA | Cobb | 330122 | 16 |  | 1989-06-01 |  | 1989-06-01 |  | Removed from Ground | Other | 500 | Fiberglass | 1989-06-01 | 1998-11-10 | Fiberglass Reinforced Plastic | Suction (American)
MAINTENANCE DEPT | 538 GLOVER ST | MARIETTA | Cobb | 330552 | 2 | Flapper Valve | 1998-10-08 |  | 1991-12-17 |  | Removed from Ground | Diesel | 12000 | Steel-Impressed Current | 1984-05-08 | 2011-07-21 | Steel (Impressed Current) | Safe Suction (Euro)
C W MATTHEWS CONTRACTING INC | 1600 KENVIEW DR | MARIETTA | Cobb | 330602 | 8 | Overfill Alarm | 1990-10-30 | FALSE | 1990-10-30 | FALSE | Currently in Use | New Oil | 10000 | Composite Double Walled | 1990-10-30 |  | Fiberglass Reinforced Plastic | Safe Suction (Euro)
MARIETTA FIRE STATION #6 | 805 ALLGOOD RD | MARIETTA | Cobb | 330220 | 2 | Flapper Valve | 1998-09-01 | FALSE | 1998-09-01 | FALSE | Temporarily out of use | Diesel | 1000 | Fiberglass Double Walled | 1998-09-01 |  | Double-Walled Fiberglass | Safe Suction (Euro)
Q LUBE INC #1164 | 577 CLAY ST | MARIETTA | Cobb | 330457 | 2 | [5 empty] | Removed from Ground | Other | 3000 | Cathodically Protected Steel | 1987-01-01 | 1998-09-01 | Galvanized Steel
COBB COUNTY WATER SYSTEM | 680 S COBB DR | MARIETTA | Cobb | 330494 | 8 | Ball Float | 1991-09-10 |  | 1991-09-10 |  | Temporarily out of use | Other | 550 | Fiberglass | 1991-09-10 |  | Double-Walled Fiberglass | Pressurized
COBB COUNTY WATER SYSTEM | 680 S COBB DR | MARIETTA | Cobb | 330494 | 6 | Flapper Valve | 1991-09-10 | FALSE | 1991-09-10 | FALSE | Currently in Use | Regular | 20000 | Fiberglass | 1991-09-10 |  | Double-Walled Fiberglass | Pressurized
CORONA PROPERTIES | 72 ATLANTA STREET | MARIETTA | Cobb | 9033497 | 5 | [5 empty] | Removed from Ground | Gas (Historical Use) | 2000 | Not Marked/Unknown | 1996-08-27 | 1996-08-27 | Not Marked
CITGO | 1155 C SOUTH COBB DR | MARIETTA | Cobb | 9033326 | 2 | Flapper Valve | 1993-07-01 | FALSE | 1993-07-01 | FALSE | Currently in Use | Plus | 6000 | Composite | 1990-01-01 |  | Double-Walled Fiberglass | Pressurized
QUICK THRIFT #931 | 931 WHITLOCK AVE | MARIETTA | Cobb | 330117 | SUL5 | [5 empty] | Removed from Ground | Gas (Historical Use) | 8000 | Cathodically Protected Steel | 1987-01-01 | 1993-04-01 | Fiberglass Reinforced Plastic
QUICK THRIFT #931 | 931 WHITLOCK AVE | MARIETTA | Cobb | 330117 | REG4 | [5 empty] | Removed from Ground | Gas (Historical Use) | 8000 | Cathodically Protected Steel | 1987-01-01 | 1993-04-01 | Fiberglass Reinforced Plastic
COBB CO FIRE STATION #25 | 4431 TRICKUM RD | MARIETTA | Cobb | 9033337 | 2 | Flapper Valve | 1991-08-01 | FALSE | 1991-08-01 | FALSE | Currently in Use | Diesel | 1000 | Fiberglass Double Walled | 1992-11-13 |  | Double-Walled Fiberglass | Safe Suction (Euro)
CHEVRON | 2670 SANDY PLAINS RD | MARIETTA | Cobb | 330166 | 3 | [5 empty] | Removed from Ground | Gas (Historical Use) | 10000 | Bare Steel | 1980-05-03 | 1899-12-31 | Galvanized Steel
TARGET STORE T-382 | 805 SANDY PLAINS RD | MARIETTA | Cobb | 9033058 | 2 |  |  | TRUE |  | TRUE | Removed from Ground | Used Oil | 600 | Bare Steel | 1981-01-01 | 1899-12-31 | Galvanized Steel
PEP BOYS-#95 | 3168 CANTON RD NE | MARIETTA | Cobb | 9033060 | 1 |  |  | TRUE |  | TRUE | Removed from Ground | Used Oil | 550 | Double Walled | 1988-10-08 | 1999-06-08 | Bare Steel
STAR CONVENIENCE MART | 850 SANDY PLAINS RD | MARIETTA | Cobb | 9033131 | 2 | Ball Float | 1989-07-14 | FALSE | 1989-07-14 | FALSE | Currently in Use | Diesel | 10000 | Galvanic (STIP-3) | 1989-01-01 |  | Fiberglass Reinforced Plastic | Pressurized
PETROLEUM REALTY II LLC | 2120 CANTON HWY | MARIETTA | Cobb | 330518 | 1 |  | 1988-01-01 | FALSE | 1988-01-01 | FALSE | Removed from Ground |  | 12000 | Steel-Impressed Current | 2017-05-17 | 2017-05-17 | Fiberglass Reinforced Plastic | Pressurized
NABAT INC | 3725 TRICKUM RD | MARIETTA | Cobb | 330633 | 1 | [5 empty] | Removed from Ground | Gas (Historical Use) | 10027 | Bare Steel | 1981-01-15 | 1994-05-19 | Galvanized Steel
QUIKTRIP #806 | 1900 LOWER ROSWELL RD | MARIETTA | Cobb | 330044 | 7 | Ball Float | 2003-09-01 | FALSE | 2003-09-01 | FALSE | Currently in Use | Regular | 12000 | Fiberglass Double Walled | 2003-08-01 |  | Double-Walled Flex | Pressurized
UNITED PARCEL SERVICE-MARIETTA C | 463 COMMERCE PARK DR | MARIETTA | Cobb | 330585 | 3 |  | 1994-01-01 |  | 1994-01-01 |  | Removed from Ground | Gas (Historical Use) | 12000 | Fiberglass | 1994-01-24 | 1998-12-02 | Fiberglass Reinforced Plastic | Pressurized
DUNKIN DONUTS | 701 SANDTOWN RD | MARIETTA | Cobb | 330287 | 2 | [5 empty] | Removed from Ground | Gas (Historical Use) | 4000 | Cathodically Protected Steel | 1980-04-16 | 1899-12-31 | Galvanized Steel
QUIKTRIP #845 | 600 S MARIETTA PKWY | MARIETTA | Cobb | 330327 | 6 | Flapper Valve | 2010-09-01 | FALSE | 2010-09-01 | FALSE | Currently in Use | Diesel | 12000 | Fiberglass Double Walled | 2010-06-01 |  | Double-Walled Fiberglass | Pressurized
AMOCO STATION #4269 | 1494 ROSWELL RD @ LOWER ROSWELL | MARIETTA | Cobb | 330355 | 3 | [5 empty] | Removed from Ground | Gas (Historical Use) | 5000 | Bare Steel | 1970-04-27 | 1986-09-01 | Galvanized Steel
WHITEWATER CHEVRON | 400 COBB PKWY N | MARIETTA | Cobb | 330340 | 10 | [5 empty] | Removed from Ground | Diesel | 500 | Bare Steel | 1969-04-01 | 1993-08-16 | Galvanized Steel | Suction (American)
Chevron Food Mart | 800 S COBB DR | MARIETTA | Cobb | 9033356 | 1 | Ball Float | 1990-09-19 | FALSE | 1990-09-19 | FALSE | Currently in Use | Regular | 10000 | Galvanic (STIP-3) | 1990-09-19 |  | Fiberglass Reinforced Plastic | Pressurized
LEWALLEN CONSTRUCTION CO INC/CW MATTHEWS CONTRACTING | 151 BELLS FERRY LN | MARIETTA | Cobb | 9033392 | 2 | Flapper Valve | 1992-01-01 | FALSE | 1992-01-01 | FALSE | Closed in Ground | Diesel | 3000 | Galvanic (STIP-3) | 1992-01-01 |  | Fiberglass Reinforced Plastic | Pressurized
CITGO FOOD MART | 2320 CANTON HWY | MARIETTA | Cobb | 330038 | 6 |  | 1992-08-18 |  | 1992-08-18 |  | Removed from Ground | Gas (Historical Use) | 8000 | Composite | 1992-08-18 | 2005-11-08 | Fiberglass Reinforced Plastic | Pressurized
LUBIN A TRIVINO TRANSMISSION SPE | 379 PAT MELL RD | MARIETTA | Cobb | 330252 | 3 | [5 empty] | Removed from Ground | Gas (Historical Use) | 5000 | Bare Steel | 1966-03-26 | 1994-06-06 | Bare Steel
COBB COUNTY WATER SYSTEM | 680 S COBB DR | MARIETTA | Cobb | 330494 | 1 | [5 empty] | Closed in Ground | Diesel | 12000 | Bare Steel | 1983-05-08 | 1993-07-27 | Bare Steel
FAIRGROUND BP | 86 N FAIRGROUNDS ST | MARIETTA | Cobb | 330394 | 2 | Ball Float | 1993-07-01 | FALSE | 1993-07-01 | FALSE | Currently in Use | Plus | 10000 | Fiberglass | 1972-04-26 |  | Fiberglass Reinforced Plastic | Pressurized
CHEVRON STATION # 43034 | 20 JONES SHAW RD SE | MARIETTA | Cobb | 330387 | 3 | [5 empty] | Removed from Ground | Gas (Historical Use) | 5000 | Bare Steel | 1970-04-27 | 1990-09-28 | Galvanized Steel
ED MCELROY & CO INC | 130 DODD ST SE | MARIETTA | Cobb | 9033085 | 1 | [5 empty] | Closed in Ground | Diesel | 2005 | Bare Steel | 1981-01-01 | 1998-07-01 | Bare Steel | Suction (American)
FORMER FINA STATION | 658 POWDER SPRINGS RD | MARIETTA | Cobb | 9033021 | 1 | [5 empty] | Closed in Ground | Gas (Historical Use) | 6000 | Marked Unknown | 1975-01-01 | 1988-11-01 | Galvanized Steel
SUNOCO | 1414 SOUTH COBB DR SE | MARIETTA | Cobb | 330031 | 3 | [5 empty] | Removed from Ground | Gas (Historical Use) | 6000 | Bare Steel | 1986-03-31 | 1987-01-12 | Galvanized Steel
HARMON GLASS PROPERTY | 456 ROSWELL ST | MARIETTA | Cobb | 9033273 | 1 | [5 empty] | Removed from Ground | Gas (Historical Use) | 5000 | Bare Steel | 1993-08-03 | 1993-08-03 | Bare Steel | Suction (American)
STAR CONVENIENCE MART | 850 SANDY PLAINS RD | MARIETTA | Cobb | 9033131 | 3 | Ball Float | 1989-07-14 | FALSE | 1989-07-14 | FALSE | Currently in Use | Premium | 10000 | Galvanic (STIP-3) | 1989-01-01 |  | Fiberglass Reinforced Plastic | Pressurized
PETROLEUM REALTY II LLC | 2120 CANTON HWY | MARIETTA | Cobb | 330518 | 2 |  | 1988-01-01 | FALSE | 1988-01-01 | FALSE | Removed from Ground |  | 12000 | Steel-Impressed Current | 2003-05-17 | 2017-05-17 | Fiberglass Reinforced Plastic | Pressurized
CRETE CARRIER CORP | 1225 WILLIAMS DR | MARIETTA | Cobb | 9033449 | 3 | Ball Float | 2003-08-18 | TRUE | 2003-08-18 | TRUE | Currently in Use | Used Oil | 2000 | STIP-3/Double walled | 1996-07-17 |  | Fiberglass Reinforced Plastic | Gravity Fed
Q LUBE INC #1169 | 3086 CANTON RD NE | MARIETTA | Cobb | 330650 | 2 | [5 empty] | Removed from Ground | Other | 2000 | Fiberglass | 1987-01-01 | 1998-06-01 | Galvanized Steel | Suction (American)
NABAT INC | 3725 TRICKUM RD | MARIETTA | Cobb | 330633 | 6 | Ball Float | 1994-06-01 | FALSE | 1994-06-01 | FALSE | Currently in Use | Diesel | 10000 | Composite | 1994-06-10 |  | Double-Walled Flex | Pressurized
CHEVRON FOODMART | 1023 SANDY PLAINS RD | MARIETTA | Cobb | 9033059 | 3 | Ball Float | 1988-10-01 | FALSE | 1988-10-01 | FALSE | Currently in Use | Diesel | 8000 | Galvanic (STIP-3) | 1988-10-01 |  | Fiberglass Reinforced Plastic | Pressurized
STAR CONVENIENCE MART | 850 SANDY PLAINS RD | MARIETTA | Cobb | 9033131 | 1 | Ball Float | 1989-07-14 | FALSE | 1989-07-14 | FALSE | Currently in Use | Regular | 10000 | Galvanic (STIP-3) | 1989-01-01 |  | Fiberglass Reinforced Plastic | Pressurized
BELLS FERRY PLAZA INC | 2551 BELLS FERRY RD | MARIETTA | Cobb | 330363 | 3 | [5 empty] | Removed from Ground | Gas (Historical Use) | 5000 | Bare Steel | 1969-01-01 | 1992-12-08 | Galvanized Steel
ATLANTA GAS LIGHT CO | 1356 COBB INDUSTRIAL DR | MARIETTA | Cobb | 330517 | 2 |  | 1991-03-06 |  | 1991-03-06 |  | Removed from Ground | Diesel | 6000 | Cathodically Protected Steel | 1987-01-01 | 1999-10-21 | Galvanized Steel | Pressurized
CRETE CARRIER CORP | 1225 WILLIAMS DR | MARIETTA | Cobb | 9033449 | 1 | Ball Float | 1995-07-17 | FALSE | 1995-07-17 | FALSE | Currently in Use | Diesel | 20000 | Galvanic (STIP-3) | 1995-07-01 |  | Fiberglass Reinforced Plastic | Pressurized
BLACKWELL CHEVRON | 3349 CANTON RD | MARIETTA | Cobb | 9033507 | 2B | Flapper Valve | 1996-06-20 | FALSE | 1996-06-20 | FALSE | Currently in Use | Premium | 6000 | Composite | 1996-06-20 |  | Double-Walled Fiberglass | Pressurized
PRUITTS BODY SHOP & TRUCK SALES | 1263 COBB PKWY SE | MARIETTA | Cobb | 9033334 | 7 | [5 empty] | Removed from Ground | Diesel | 6000 | Bare Steel | 1995-03-10 | 1995-03-10 | Bare Steel
PRUITTS BODY SHOP & TRUCK SALES | 1263 COBB PKWY SE | MARIETTA | Cobb | 9033334 | 1 | [5 empty] | Removed from Ground | Gas (Historical Use) | 10000 | Not Marked/Unknown | 1995-01-01 | 1995-01-01 | Not Marked
GOODEN'S TEXACO | 2092 SOUTH COBB DR | MARIETTA | Cobb | 330100 | 3 | [5 empty] | Closed in Ground | Empty | 3000 | Bare Steel | 1962-05-07 | 1990-06-01 | Galvanized Steel
LUTHER STEWARTS/PURE OIL | 1710 CHURCH ST EXT NE | MARIETTA | Cobb | 9033343 | 1 | [5 empty] | Removed from Ground | Gas (Historical Use) | 500 | Unknown | 1995-02-14 | 1995-02-14 | Unknown
COBB COUNTY FIRE STATION #14 | 3990 SANDY PLAINS RD | MARIETTA | Cobb | 9033374 | 1 | [5 empty] | Removed from Ground | Gas (Historical Use) | 1000 | Marked Unknown | 1998-10-29 | 1998-10-29 | Unknown | Safe Suction (Euro)
LARRYS DELI/VILLAGE EAST AMOCO | 3820 ROSWELL RD | MARIETTA | Cobb | 330037 | 3 | [5 empty] | Removed from Ground | Gas (Historical Use) | 5000 | Bare Steel | 1986-04-18 | 1994-06-04 | Galvanized Steel | Pressurized
WILLIAMS BROS LUMBER CO-MARIETTA | 1791 WILLIAMS DR | MARIETTA | Cobb | 9033100 | 1 | [5 empty] | Removed from Ground | Diesel | 550 | Bare Steel | 1976-01-01 | 1990-06-01 | Bare Steel
ANSCO & ASSOCIATES INC | 1200 JVL INDUSTRIAL DR | MARIETTA | Cobb | 9033090 | 1 | [5 empty] | Removed from Ground | Diesel | 8000 | Cathodically Protected Steel | 1989-08-01 | 1997-12-01 | Fiberglass Reinforced Plastic
PURE | 4047 CANTON RD | MARIETTA | Cobb | 9033119 | 3 | Flapper Valve | 1998-12-12 | FALSE | 1998-12-12 | FALSE | Temporarily out of use | Plus | 8200 | Galvanic (STIP-3) | 1989-01-01 |  | Fiberglass Reinforced Plastic | Pressurized
JIFFY LUBE #231 | 3418 CANTON HWY | MARIETTA | Cobb | 330392 | 2 | [5 empty] | Removed from Ground | Other | 4000 | Bare Steel | 1986-01-01 | 2004-11-10 | Galvanized Steel
CANTON RD MUFFLER SHOP | 2328 CANTON RD | MARIETTA | Cobb | 330262 | 6 | [5 empty] | Removed from Ground | Other | 550 | Bare Steel | 1968-04-19 | 1993-04-26 | Galvanized Steel
Q LUBE INC #1170 | 2755 SANDY PLAINS RD | MARIETTA | Cobb | 330666 | 3 |  |  | TRUE |  | TRUE | Removed from Ground | Used Oil | 1000 | Bare Steel | 1987-01-01 | 1998-06-01 | Galvanized Steel | Suction (American)
ABANDONED TANKS | 4705 CANTON RD | MARIETTA | Cobb | 9033466 | 1 | [5 empty] | Removed from Ground | Gas (Historical Use) | 550 | Not Marked/Unknown | 1995-10-02 | 1995-10-02 | Not Marked
CANTON RD MUFFLER SHOP | 2328 CANTON RD | MARIETTA | Cobb | 330262 | 5 | [5 empty] | Removed from Ground | Empty | 550 | Bare Steel | 1968-04-19 | 1993-04-01 | Galvanized Steel
SUMMIT CABLE SERVICES | 923 ELMORA DR | MARIETTA | Cobb | 9033005 | 1 | [5 empty] | Removed from Ground | Gas (Historical Use) | 5000 | Bare Steel | 1990-09-15 | 1990-09-15 | Galvanized Steel
SAM'S MART# 547 | 2375 SHALLOWFORD RD | MARIETTA | Cobb | 9033095 | 4 | Overfill Alarm | 1995-01-01 | FALSE | 1988-01-01 | FALSE | Currently in Use | Diesel | 10000 | Fiberglass | 1988-12-01 |  | Double-Walled Fiberglass | Pressurized
BELLS FERRY PLAZA INC | 2551 BELLS FERRY RD | MARIETTA | Cobb | 330363 | 7 |  | 1993-06-01 |  | 1993-06-01 |  | Temporarily out of use | Gas (Historical Use) | 8000 | Cathodically Protected Steel | 1993-06-01 |  | Fiberglass Reinforced Plastic | Pressurized
BELLS FERRY PLAZA INC | 2551 BELLS FERRY RD | MARIETTA | Cobb | 330363 | 5 |  |  | TRUE |  | TRUE | Removed from Ground | Used Oil | 600 | Bare Steel | 1969-01-01 | 1991-10-30 | Galvanized Steel
BELLS FERRY PLAZA INC | 2551 BELLS FERRY RD | MARIETTA | Cobb | 330363 | 4 | [5 empty] | Removed from Ground | Gas (Historical Use) | 5000 | Bare Steel | 1969-01-01 | 1992-12-08 | Galvanized Steel
U.S. Cleaners Site-CITGO Food Mart | 4796 CANTON HWY | MARIETTA | Cobb | 330406 | 3 | Ball Float | 1998-09-01 | FALSE | 1998-09-01 | FALSE | Currently in Use | Diesel | 8000 | Steel-Impressed Current | 1986-01-01 |  | Fiberglass Reinforced Plastic | Pressurized
S&N LUCKY LLC | 1750 -A BELLS FERRY RD | MARIETTA | Cobb | 330409 | 2 | Ball Float | 1995-06-28 | FALSE | 1995-06-28 | FALSE | Currently in Use | Regular | 10000 | Fiberglass | 1987-01-01 |  | Fiberglass Reinforced Plastic | Pressurized
ATLANTA GAS LIGHT CO | 1356 COBB INDUSTRIAL DR | MARIETTA | Cobb | 330517 | 1 |  | 1991-03-06 |  | 1991-03-06 |  | Removed from Ground | Gas (Historical Use) | 6000 | Cathodically Protected Steel | 1985-05-07 | 1999-10-21 | Galvanized Steel | Pressurized
KOALA CONSTRUCTION INC | 3378 CANTON HWY NE | MARIETTA | Cobb | 330529 | 1 |  |  | TRUE |  | TRUE | Removed from Ground | Used Oil | 550 | Bare Steel | 1976-05-07 | 1995-12-16 | Bare Steel
FLEET OIL CO #205 | 1896 CANTON HWY | MARIETTA | Cobb | 330523 | 4 | [5 empty] | Removed from Ground | Gas (Historical Use) | 6000 | Bare Steel | 1966-05-13 | 1999-05-01 | Galvanized Steel
BLACKWELL CHEVRON | 3349 CANTON RD | MARIETTA | Cobb | 9033507 | 2A | Ball Float | 1996-06-20 | FALSE | 1996-06-20 | FALSE | Temporarily out of use | Plus | 6000 | Composite | 1996-06-20 |  | Double-Walled Fiberglass | Pressurized
COBB PARKWAY CHEVRON | 2041 COBB PKWY S | MARIETTA | Cobb | 330042 | 4 | [5 empty] | Removed from Ground | Diesel | 10000 | Fiberglass | 1985-04-30 | 1993-04-20 | Fiberglass Reinforced Plastic | Pressurized
RENAISSANCE AUTO | 54 -56 ATLANTA ST | MARIETTA | Cobb | 9033254 | 2 | [5 empty] | Currently in Use | Gas (Historical Use) | 4000 | Not Marked/Unknown |  |  | Not Marked
COBB ELECTRIC MEMBERSHIP CORP | 1000 EMC PKWY | MARIETTA | Cobb | 330122 | 1G |  | 1994-06-24 |  | 1994-06-24 |  | Removed from Ground | Diesel | 10000 | Composite | 1994-06-24 | 2003-08-20 | Secondary Containment | Safe Suction (Euro)
COBB ELECTRIC MEMBERSHIP CORP | 1000 EMC PKWY | MARIETTA | Cobb | 330122 | 1G |  | 1994-06-24 |  | 1994-06-24 |  | Removed from Ground | Diesel | 10000 | Composite | 1994-06-24 | 2003-08-20 | Secondary Containment | Safe Suction (Euro)
COBB ELECTRIC MEMBERSHIP CORP | 1000 EMC PKWY | MARIETTA | Cobb | 330122 | 15 |  | 1989-06-01 |  | 1989-06-01 |  | Removed from Ground | Other | 500 | Fiberglass | 1989-06-01 | 1998-11-10 | Fiberglass Reinforced Plastic | Suction (American)
COBB ELECTRIC MEMBERSHIP CORP | 1000 EMC PKWY | MARIETTA | Cobb | 330122 | 15 |  | 1989-06-01 |  | 1989-06-01 |  | Removed from Ground | Other | 500 | Fiberglass | 1989-06-01 | 1998-11-10 | Fiberglass Reinforced Plastic | Suction (American)
RaceTrac #548 - Delk Road | 2466 DELK RD | MARIETTA | Cobb | 9033619 | 1 | Ball Float | 2001-09-26 |  | 2001-09-26 |  | Removed from Ground | Diesel | 20000 | Composite Double Walled | 2001-09-26 | 2016-02-11 | Double-Walled Fiberglass | Pressurized
Citgo Food Mart | 780 FRANKLIN GATEWAY | MARIETTA | Cobb | 330444 | 5 | Ball Float |  | FALSE |  | FALSE | Currently in Use | Plus | 10000 | Fiberglass | 1988-01-01 |  | Fiberglass Reinforced Plastic | Pressurized
QUIKTRIP #845 | 600 S MARIETTA PKWY | MARIETTA | Cobb | 330327 | 2 |  | 1988-05-01 |  | 1988-05-01 |  | Removed from Ground | Gas (Historical Use) | 10000 | Cathodically Protected Steel | 1982-04-18 | 2010-03-19 | Cathodically Protected | Pressurized
AMOCO STATION #4271 | SOUTH COBB DR & APPLETON RD | MARIETTA | Cobb | 330357 | 1 |  |  | TRUE |  | TRUE | Removed from Ground | Used Oil | 500 | Bare Steel | 1970-04-27 | 1986-09-01 | Galvanized Steel
ATLANTA COCA-COLA BTLG CO | 1091 IND PARK DR NE | MARIETTA | Cobb | 330278 | 5 | [5 empty] | Removed from Ground | Diesel | 10000 | Bare Steel | 1971-03-11 | 1993-05-01 | Galvanized Steel
NASHVILLE SOUND (FORMER)/1ST NAT | HWY 41/IVEY LANE | MARIETTA | Cobb | 9033329 | 1 | [5 empty] | Removed from Ground | Gas (Historical Use) | 8000 | Marked Unknown |  | 1899-12-31 | Bare Steel
CHATTAHOOCHEE TECHNICAL INSTITUT | 980 SOUTH COBB DR | MARIETTA | Cobb | 9033350 | 1 | [5 empty] | Currently in Use | Diesel | 0 | Marked Unknown |  |  | Unknown
CITGO FOOD MART | 2320 CANTON HWY | MARIETTA | Cobb | 330038 | 2 | [5 empty] | Removed from Ground | Gas (Historical Use) | 6000 | Bare Steel | 1972-04-21 | 1992-08-08 | Galvanized Steel
NU-WAY RENTAL SERVICE | 331 N MARIETTA PKWY | MARIETTA | Cobb | 9033049 | 4 |  |  | TRUE |  | TRUE | Closed in Ground | Used Oil | 560 | Bare Steel | 1968-01-01 | 1987-11-01 | Galvanized Steel
MINDIS METAL INC/CLOSED TEXACO | 1905 LOWER ROSWELL RD | MARIETTA | Cobb | 330053 | 6 | [5 empty] | Removed from Ground | Other | 0 | Not Marked/Unknown | 1991-02-01 | 1991-02-01 | Not Marked
US POSTAL SERVICE | 2886 SANDY PLAINS RD | MARIETTA | Cobb | 330034 | 2 | [5 empty] | Removed from Ground | Gas (Historical Use) | 12000 | Fiberglass | 1985-04-07 | 1993-02-01 | Unknown
SWEAT MOUNTAIN SITE #9 | 4780 WIGLEY RD | MARIETTA | Cobb | 9033097 | 1 |  | 1997-12-30 |  | 1997-12-30 |  | Removed from Ground | Diesel | 275 | Galvanic (STIP-3) | 1986-01-01 | 2002-08-16 | Double Walled
PURE | 4047 CANTON RD | MARIETTA | Cobb | 9033119 | 2 | Flapper Valve | 1998-12-12 | FALSE | 1998-12-12 | FALSE | Currently in Use | Premium | 10000 | Galvanic (STIP-3) | 1989-01-01 |  | Fiberglass Reinforced Plastic | Pressurized
TCB & ASSOCIATES INC | 4351 SHALLOWFORD INDUSTRIAL PKWY | MARIETTA | Cobb | 9033617 | 1 | [5 empty] | Permanently Out of Use - historical purposes | Empty | 0 | Not Marked/Unknown |  | 1899-12-31 | Not Marked
THE RIGHT STUFF FOOD STORE | 4852 CANTON HWY | MARIETTA | Cobb | 330422 | 4 | Ball Float | 1986-05-30 | FALSE | 1986-05-30 | FALSE | Currently in Use | Diesel | 8000 | Composite | 1986-05-30 |  | Double-Walled Fiberglass | Pressurized
THE RIGHT STUFF FOOD STORE | 4852 CANTON HWY | MARIETTA | Cobb | 330422 | 5 | Ball Float | 1986-05-30 | FALSE | 1986-05-30 | FALSE | Currently in Use | Kerosene | 4000 | Composite | 1986-05-30 |  | Double-Walled Fiberglass | Pressurized
BLACKWELL CHEVRON | 3349 CANTON RD | MARIETTA | Cobb | 9033507 | 1 | Flapper Valve | 1996-06-20 | FALSE | 1996-06-20 | FALSE | Currently in Use | Regular | 12000 | Composite | 1996-06-20 |  | Double-Walled Fiberglass | Pressurized
CANTON RD MUFFLER SHOP | 2328 CANTON RD | MARIETTA | Cobb | 330262 | 1 | [5 empty] | Removed from Ground | Empty | 5000 | Bare Steel | 1968-04-19 | 1993-04-30 | Galvanized Steel
CANTON RD MUFFLER SHOP | 2328 CANTON RD | MARIETTA | Cobb | 330262 | 7 | [5 empty] | Removed from Ground | Other | 275 | Bare Steel | 1968-04-19 | 1993-04-26 | Galvanized Steel
US ARMY CORPS OF ENGR LABORATORY | 611 SOUTH COBB DR | MARIETTA | Cobb | 9033041 | 1 | [5 empty] | Closed in Ground | Diesel | 550 | Bare Steel | 1972-01-01 | 1989-11-27 | Bare Steel
CLARK ICE CO | 936 POWDER SPRINGS ST | MARIETTA | Cobb | 9033309 | 2 | [5 empty] | Removed from Ground | Gas (Historical Use) | 6000 | Not Marked/Unknown | 1992-03-16 | 1992-03-16 | Not Marked
GOODYEAR AUTO SVC CENTER | 1017 ROSWELL ST | MARIETTA | Cobb | 9033293 | 1 |  |  | TRUE |  | TRUE | Removed from Ground | Used Oil | 550 | Bare Steel | 1980-01-01 | 1992-08-06 | Bare Steel | Gravity Fed
COBB PARKWAY CHEVRON | 2041 COBB PKWY S | MARIETTA | Cobb | 330042 | 5 | Ball Float | 1999-01-21 | FALSE | 1999-01-21 | FALSE | Currently in Use | Regular | 12000 | Composite | 1999-01-21 |  | Fiberglass Reinforced Plastic | Pressurized
SMITH BROTHERS SERVICE STATION | 591 S MARIETTA PKWY | MARIETTA | Cobb | 330173 | 3 | [5 empty] | Removed from Ground | Gas (Historical Use) | 6000 | Bare Steel | 1965-05-07 | 1899-12-31 | Galvanized Steel
QUICK N EASY #6 | 2385 HURT RD | MARIETTA | Cobb | 330157 | 1 | [5 empty] | Removed from Ground | Gas (Historical Use) | 5100 | Bare Steel | 1966-05-07 | 1899-12-31 | Galvanized Steel
COBB COUNTY FIRE STATION #3 | 580 TERRELL MILL ROAD | MARIETTA | Cobb | 9033389 | 2 | [5 empty] | Removed from Ground | Diesel | 1000 | Marked Unknown | 1987-01-01 | 1998-11-11 | Unknown | Safe Suction (Euro)
SOUTH COBB BUS SHOP | 620 SOUTH COBB DR | MARIETTA | Cobb | 330554 | 3A | Flapper Valve | 1999-01-01 | FALSE | 1999-01-01 | FALSE | Currently in Use | Regular | 12000 | Fiberglass Double Walled | 1999-01-01 |  | Double-Walled Fiberglass | Pressurized
C W MATTHEWS CONTRACTING INC | 1600 KENVIEW DR | MARIETTA | Cobb | 330602 | 12 | Exempted | 2012-07-17 | TRUE | 2012-06-21 | TRUE | Currently in Use | Used Oil | 1000 | Composite Double Walled | 1990-05-15 |  | Fiberglass Reinforced Plastic | Gravity
QUIKTRIP #806 | 1900 LOWER ROSWELL RD | MARIETTA | Cobb | 330044 | 5 | Ball Float | 2003-09-01 | FALSE | 2003-09-01 | FALSE | Currently in Use | Regular | 20000 | Fiberglass Double Walled | 2003-08-01 |  | Double-Walled Flex | Pressurized
PAT MELL FOOD MART | 20 PAT MELL RD | MARIETTA | Cobb | 9033242 | 3 | Ball Float | 1989-03-01 | FALSE | 1989-03-01 | FALSE | Currently in Use | Premium | 10000 | Fiberglass | 1989-03-23 |  | Double-Walled Fiberglass | Pressurized
WALID JARYSI | 4360 CANTON HWY | MARIETTA | Cobb | 330186 | 1 |  | 1994-08-31 |  | 1994-08-31 |  | Removed from Ground | Gas (Historical Use) | 10000 | Steel-Impressed Current | 1977-02-02 | 2009-03-16 | Fiberglass Reinforced Plastic | Pressurized
SMITH BROTHERS SERVICE STATION | 591 S MARIETTA PKWY | MARIETTA | Cobb | 330173 | 5 | [5 empty] | Removed from Ground | Gas (Historical Use) | 6000 | Bare Steel | 1965-05-07 | 1899-12-31 | Galvanized Steel
CHEVRON/DALE HARVEY (FORMER) | 3350 DALLAS HWY | MARIETTA | Cobb | 330125 | 2 | [5 empty] | Removed from Ground | Gas (Historical Use) | 5000 | Bare Steel | 1976-04-25 | 2005-11-07 | Galvanized Steel
CHEVRON #201826 | 288 POWERS FERRY RD | MARIETTA | Cobb | 330641 | 3 | Ball Float | 1993-10-28 | FALSE | 1993-10-28 | FALSE | Currently in Use | Premium | 10000 | Fiberglass | 1985-01-03 |  | Double-Walled Fiberglass | Pressurized
RaceTrac #548 - Delk Road | 2466 DELK RD | MARIETTA | Cobb | 9033619 | 2 | Ball Float | 2001-09-26 |  | 2001-09-26 |  | Removed from Ground | Gas (Historical Use) | 12000 | Composite Double Walled | 2001-09-26 | 2016-02-11 | Double-Walled Fiberglass | Pressurized
CROWN OIL INC | 2697 WINDY HILL RD | MARIETTA | Cobb | 330381 | 3 | Ball Float | 1993-10-14 | FALSE | 1993-10-14 | FALSE | Currently in Use | Regular | 10000 | Fiberglass | 1982-01-01 |  | Fiberglass Reinforced Plastic | Pressurized
MEAD ROYAL CORP | 1614 LOWER ROSWELL RD | MARIETTA | Cobb | 330417 | 1 | [5 empty] | Removed from Ground | Gas (Historical Use) | 6000 | Bare Steel | 1983-05-09 | 1995-06-15 | Galvanized Steel
A&S CITGO LLC | 2020 LOWER ROSWELL RD | MARIETTA | Cobb | 330398 | 3 | Ball Float | 1994-09-30 | FALSE | 1994-09-30 | FALSE | Temporarily out of use | Diesel | 10000 | Fiberglass Double Walled | 1986-10-01 |  | Fiberglass Reinforced Plastic | Pressurized
Citgo Food Mart | 780 FRANKLIN GATEWAY | MARIETTA | Cobb | 330444 | 6 | Ball Float |  | FALSE |  | FALSE | Currently in Use | Premium | 10000 | Fiberglass | 1988-01-01 |  | Fiberglass Reinforced Plastic | Pressurized
UNOCAL STATION #57-9023-103 | 2681 WINDY HILL RD | MARIETTA | Cobb | 330484 | 2 | [5 empty] | Permanently Out of Use - historical purposes | Gas (Historical Use) | 10000 | Marked Unknown | 1967-05-12 | 1899-12-31 | Unknown
SAM'S MART# 547 | 2375 SHALLOWFORD RD | MARIETTA | Cobb | 9033095 | 2 | Overfill Alarm | 1995-01-01 | FALSE | 1988-01-01 | FALSE | Currently in Use | Plus | 10000 | Fiberglass | 1988-12-01 |  | Double-Walled Fiberglass | Pressurized
GEORGIA WASTE SYSTEMS NW | 5025 DEEN RD | MARIETTA | Cobb | 9033086 | 1 |  | 1988-01-01 |  | 1988-01-01 |  | Removed from Ground | Diesel | 12000 | Bare Steel | 1988-01-01 | 1998-05-01 | Fiberglass Reinforced Plastic | Pressurized
CHEVRON STATION #0052994 | 155 ERNEST BARRETT PKWY | MARIETTA | Cobb | 9033084 | 1 |  | 1995-09-30 |  | 1995-09-30 |  | Removed from Ground | Gas (Historical Use) | 8775 | Fiberglass | 1988-03-01 | 2007-10-05 | Fiberglass Reinforced Plastic | Pressurized
BELLS FERRY PLAZA INC | 2551 BELLS FERRY RD | MARIETTA | Cobb | 330363 | 2 | [5 empty] | Removed from Ground | Gas (Historical Use) | 5000 | Bare Steel | 1969-01-01 | 1992-12-08 | Galvanized Steel
QUIKTRIP #775 | 105 ERNEST BARRETT PKWY NW | MARIETTA | Cobb | 9033621 | 2 | Flapper Valve | 2001-08-01 | FALSE | 2001-08-01 | FALSE | Currently in Use | Plus | 12000 | Fiberglass Double Walled | 2001-06-01 |  | Double-Walled Fiberglass | Pressurized
THE RIGHT STUFF FOOD STORE | 4852 CANTON HWY | MARIETTA | Cobb | 330422 | 1 | Ball Float | 1986-05-30 | FALSE | 1986-05-30 | FALSE | Currently in Use | Regular | 10000 | Composite | 1986-05-30 |  | Double-Walled Fiberglass | Pressurized
BLACKWELL CHEVRON | 3349 CANTON RD | MARIETTA | Cobb | 9033507 | 3 | Flapper Valve | 1996-06-20 | FALSE | 1996-06-20 | FALSE | Currently in Use | Diesel | 2000 | Composite | 1996-06-20 |  | Double-Walled Fiberglass | Safe Suction (Euro)
SOUTHEASTERN BLDG SUPPLY | 4586 CANTON RD NE | MARIETTA | Cobb | 330270 | 1 | [5 empty] | Removed from Ground | Gas (Historical Use) | 3000 | Bare Steel | 1983-04-22 | 1987-01-01 | Galvanized Steel
MAINT & WAREHOUSE FUELING STATIO | 358 ROSWELL RD | MARIETTA | Cobb | 9033308 | 1 | [5 empty] | Removed from Ground | Gas (Historical Use) | 12000 | Bare Steel | 1991-12-18 | 1991-12-18 | Galvanized Steel
QUIKTRIP #806 | 1900 LOWER ROSWELL RD | MARIETTA | Cobb | 330044 | 3 | [5 empty] | Removed from Ground | Gas (Historical Use) | 10000 | Bare Steel | 1969-05-04 | 1992-01-01 | Galvanized Steel
QUIKTRIP #806 | 1900 LOWER ROSWELL RD | MARIETTA | Cobb | 330044 | 8B | Flapper Valve | 2017-02-13 | FALSE | 2017-02-13 | FALSE | Currently in Use | Diesel | 12000 | Fiberglass Double Walled | 2017-01-18 |  | Double-Walled Flex | Pressurized
THE FOOD STORE QUICK & EASY #28 | 3195 AUSTELL RD | MARIETTA | Cobb | 9033291 | 137811 | Ball Float | 1989-09-20 | FALSE | 1989-09-20 | FALSE | Installed | Premium | 8000 | Galvanic (STIP-3) | 1989-09-20 |  | Fiberglass Reinforced Plastic | Pressurized
TEXACO FOOD MART | 455 S MARIETTA PKWY | MARIETTA | Cobb | 9033236 | 1 | Ball Float | 1991-01-01 | FALSE | 2012-11-04 | FALSE | Currently in Use | Premium | 10000 | Steel-Impressed Current | 1987-01-01 |  | Fiberglass Reinforced Plastic | Pressurized
AUSTELL EXXON | 2688 AUSTELL RD SW | MARIETTA | Cobb | 9033406 | 1 | Flapper Valve | 1994-03-01 | FALSE | 1994-03-01 | FALSE | Currently in Use | Regular | 10000 | STIP-3/Impressed Current | 1987-04-01 |  | Double-Walled Fiberglass | Pressurized
NOLAND CO | 225 CLAY ST | MARIETTA | Cobb | 330148 | 1 | [5 empty] | Closed in Ground | Diesel | 5000 | Cathodically Protected Steel | 1985-05-05 | 1990-08-01 | Galvanized Steel
Y-ONE GROCERY & GAS STATION/FORM | 326 ROSWELL ST | MARIETTA | Cobb | 330123 | 5 |  | 1995-02-10 |  | 1995-02-10 |  | Removed from Ground | Gas (Historical Use) | 10000 | Fiberglass | 1995-02-10 | 2005-11-20 | Fiberglass Reinforced Plastic | Pressurized
COBB ELECTRIC MEMBERSHIP CORP | 1000 EMC PKWY | MARIETTA | Cobb | 330122 | 6 |  | 1990-05-01 | FALSE | 1990-05-01 | FALSE | Removed from Ground | Gas (Historical Use) | 10000 | Steel-Impressed Current | 1979-05-01 | 2017-06-21 |  | Pressurized
COBB ELECTRIC MEMBERSHIP CORP | 1000 EMC PKWY | MARIETTA | Cobb | 330122 | 6 |  | 1990-05-01 | FALSE | 1990-05-01 | FALSE | Removed from Ground | Gas (Historical Use) | 10000 | Steel-Impressed Current | 1979-05-01 | 2017-06-21 |  | Pressurized
COBB ELECTRIC MEMBERSHIP CORP | 1000 EMC PKWY | MARIETTA | Cobb | 330122 | 3A | [5 empty] | Removed from Ground | Gas (Historical Use) | 6000 | Bare Steel | 1978-05-01 | 1988-06-15 | Galvanized Steel
COBB ELECTRIC MEMBERSHIP CORP | 1000 EMC PKWY | MARIETTA | Cobb | 330122 | 3A | [5 empty] | Removed from Ground | Gas (Historical Use) | 6000 | Bare Steel | 1978-05-01 | 1988-06-15 | Galvanized Steel
J ED VICKERY INC | 207 ALLGOOD RD | MARIETTA | Cobb | 9033235 | 1 | [5 empty] | Removed from Ground | Gas (Historical Use) | 500 | Not Marked/Unknown | 1992-06-10 | 1992-06-10 | Not Marked
TEXACO FOOD MART | 455 S MARIETTA PKWY | MARIETTA | Cobb | 9033236 | 3 | Flapper Valve | 1991-01-01 | FALSE | 2012-11-04 | FALSE | Currently in Use | Plus | 10000 | Steel-Impressed Current | 1987-01-01 |  | Fiberglass Reinforced Plastic | Pressurized
SMITH BROTHERS SERVICE STATION | 591 S MARIETTA PKWY | MARIETTA | Cobb | 330173 | 1 |  |  | TRUE |  | TRUE | Removed from Ground | Used Oil | 550 | Bare Steel | 1965-05-07 | 1899-12-31 | Galvanized Steel
SMITH BROTHERS SERVICE STATION | 591 S MARIETTA PKWY | MARIETTA | Cobb | 330173 | 7 |  | 1993-06-04 |  | 1993-06-04 |  | Removed from Ground | Gas (Historical Use) | 10000 | Fiberglass | 1987-01-01 | 2007-04-05 | Fiberglass Reinforced Plastic
SMITH BROTHERS SERVICE STATION | 591 S MARIETTA PKWY | MARIETTA | Cobb | 330173 | 4 | [5 empty] | Removed from Ground | Gas (Historical Use) | 6000 | Bare Steel | 1965-05-07 | 1899-12-31 | Galvanized Steel
ED VOYLES HONDA | 2103 COBB PKWY SE | MARIETTA | Cobb | 330250 | 3 |  |  | TRUE |  | TRUE | Removed from Ground | Used Oil | 1000 | Bare Steel | 1982-03-21 | 1993-02-10 | Galvanized Steel | Gravity Fed
JOHN J CETTI/TRIM-LINE OF ATL | 1625 AUSTELL RD | MARIETTA | Cobb | 9033255 | 1 |  |  | TRUE |  | TRUE | Removed from Ground | Used Oil | 550 | Not Marked/Unknown | 1993-04-02 | 1993-04-02 | Not Marked
AUSTELL EXXON | 2688 AUSTELL RD SW | MARIETTA | Cobb | 9033406 | 2 | Flapper Valve | 1994-03-01 | FALSE | 1994-03-01 | FALSE | Currently in Use | Regular | 10000 | STIP-3/Impressed Current | 1987-04-01 |  | Double-Walled Fiberglass | Pressurized
QUICK N EASY #6 | 2385 HURT RD | MARIETTA | Cobb | 330157 | 3 | [5 empty] | Removed from Ground | Gas (Historical Use) | 3000 | Bare Steel | 1966-05-07 | 1899-12-31 | Galvanized Steel
COBB COUNTY FIRE STATION #12 | 810 BRACKETT ROAD | MARIETTA | Cobb | 9033384 | 2 | [5 empty] | Removed from Ground | Diesel | 1000 | Bare Steel | 1998-06-30 | 1998-06-30 | Bare Steel | Safe Suction (Euro)
NOLAND CO | 225 CLAY ST | MARIETTA | Cobb | 330148 | 2 | [5 empty] | Closed in Ground | Other | 1000 | Bare Steel | 1966-05-10 | 1899-12-31 | Not Marked
COBB ELECTRIC MEMBERSHIP CORP | 1000 EMC PKWY | MARIETTA | Cobb | 330122 | 23 |  | 1992-06-01 | FALSE | 1992-06-01 | FALSE | Removed from Ground | Diesel | 10000 | Steel-Impressed Current | 2017-04-10 |  |  | Suction (American)
COBB ELECTRIC MEMBERSHIP CORP | 1000 EMC PKWY | MARIETTA | Cobb | 330122 | 23 |  | 1992-06-01 | FALSE | 1992-06-01 | FALSE | Removed from Ground | Diesel | 10000 | Steel-Impressed Current | 2017-04-10 |  |  | Suction (American)
COBB ELECTRIC MEMBERSHIP CORP | 1000 EMC PKWY | MARIETTA | Cobb | 330122 | 24 |  | 2007-02-01 | FALSE | 2007-02-01 | FALSE | Removed from Ground | Diesel | 10000 | Steel-Impressed Current | 2017-07-10 |  | Steel (Impressed Current) | Pressurized
COBB ELECTRIC MEMBERSHIP CORP | 1000 EMC PKWY | MARIETTA | Cobb | 330122 | 24 |  | 2007-02-01 | FALSE | 2007-02-01 | FALSE | Removed from Ground | Diesel | 10000 | Steel-Impressed Current | 2017-07-10 |  | Steel (Impressed Current) | Pressurized
MAINTENANCE DEPT | 538 GLOVER ST | MARIETTA | Cobb | 330552 | 3 | Flapper Valve | 2011-08-01 | FALSE | 2011-08-01 | FALSE | Currently in Use | Regular | 12000 | Fiberglass Double Walled | 2011-08-01 |  | Double-Walled Flex | Safe Suction (Euro)
SOUTH COBB BUS SHOP | 620 SOUTH COBB DR | MARIETTA | Cobb | 330554 | 7 | [5 empty] | Removed from Ground | Other | 1000 | Not Marked/Unknown | 1974-05-11 | 1998-12-03 | Not Marked
SOUTH COBB BUS SHOP | 620 SOUTH COBB DR | MARIETTA | Cobb | 330554 | 4 | [5 empty] | Removed from Ground | Other | 1500 | Bare Steel | 1974-05-11 | 1998-12-07 | Galvanized Steel | Suction (American)
SOUTH COBB BUS SHOP | 620 SOUTH COBB DR | MARIETTA | Cobb | 330554 | 1 |  |  |  | 1991-12-17 |  | Removed from Ground | Diesel | 12000 | Bare Steel | 1974-05-11 | 1998-12-07 | Galvanized Steel | Pressurized
C W MATTHEWS CONTRACTING INC | 1600 KENVIEW DR | MARIETTA | Cobb | 330602 | 10 | Flapper Valve | 2009-08-21 | FALSE | 1990-05-15 | FALSE | Currently in Use | New Oil | 1000 | Composite Double Walled | 1990-05-15 |  | Fiberglass Reinforced Plastic | Safe Suction (Euro)
COBB ELECTRIC MEMBERSHIP CORP | 1000 EMC PKWY | MARIETTA | Cobb | 330122 | 9 | [5 empty] | Removed from Ground | Other | 550 | Bare Steel | 1979-05-01 | 1988-06-01 | Galvanized Steel
COBB ELECTRIC MEMBERSHIP CORP | 1000 EMC PKWY | MARIETTA | Cobb | 330122 | 9 | [5 empty] | Removed from Ground | Other | 550 | Bare Steel | 1979-05-01 | 1988-06-01 | Galvanized Steel
SOUTH COBB BUS SHOP | 620 SOUTH COBB DR | MARIETTA | Cobb | 330554 | 2A | Flapper Valve | 1999-01-01 | FALSE | 1999-01-01 | FALSE | Currently in Use | Diesel | 12000 | Fiberglass Double Walled | 1999-01-01 |  | Double-Walled Fiberglass | Pressurized
CHEVRON STATION # 43034 | 20 JONES SHAW RD SE | MARIETTA | Cobb | 330387 | 2 | [5 empty] | Removed from Ground | Gas (Historical Use) | 10000 | Bare Steel | 1970-04-27 | 1990-09-28 | Galvanized Steel
FINA STATION #131-6690-709 | 1364 POWERS FERRY RD | MARIETTA | Cobb | 330371 | 5 |  |  | TRUE |  | TRUE | Removed from Ground | Used Oil | 550 | Bare Steel | 1969-04-27 | 1992-02-04 | Galvanized Steel
FINA STATION #131-6690-709 | 1364 POWERS FERRY RD | MARIETTA | Cobb | 330371 | 4 | [5 empty] | Removed from Ground | Gas (Historical Use) | 4000 | Bare Steel | 1969-04-27 | 1992-02-04 | Galvanized Steel
QUIKTRIP #713 | 1611 AUSTELL RD | MARIETTA | Cobb | 9033029 | 3 | Flapper Valve | 1993-08-01 |  | 1993-08-01 |  | Removed from Ground | Gas (Historical Use) | 12000 | Fiberglass | 1988-09-02 | 2011-10-18 | Double-Walled Fiberglass | Pressurized
FORMER FINA STATION | 1008 SOUTH COBB DR | MARIETTA | Cobb | 9033042 | 3 | [5 empty] | Removed from Ground | Gas (Historical Use) | 4000 | Bare Steel | 1976-01-01 | 1995-03-17 | Galvanized Steel | Pressurized
Y-ONE GROCERY & GAS STATION/FORM | 326 ROSWELL ST | MARIETTA | Cobb | 330123 | 2 | [5 empty] | Removed from Ground | Gas (Historical Use) | 6000 | Bare Steel | 1961-04-01 | 1995-01-20 | Fiberglass Reinforced Plastic | Pressurized
COBB ELECTRIC MEMBERSHIP CORP | 1000 EMC PKWY | MARIETTA | Cobb | 330122 | 25 | Overfill Alarm | 2017-04-01 | FALSE |  | FALSE | Currently in Use | Regular | 10000 | Fiberglass Double Walled | 2017-04-01 |  | Double-Walled Fiberglass | Pressurized
COBB ELECTRIC MEMBERSHIP CORP | 1000 EMC PKWY | MARIETTA | Cobb | 330122 | 25 | Overfill Alarm | 2017-04-01 | FALSE |  | FALSE | Currently in Use | Regular | 10000 | Fiberglass Double Walled | 2017-04-01 |  | Double-Walled Fiberglass | Pressurized
SOUTH COBB BUS SHOP | 620 SOUTH COBB DR | MARIETTA | Cobb | 330554 | 5A | Flapper Valve | 1999-01-01 | FALSE | 1999-01-01 | FALSE | Currently in Use |  | 1000 | Fiberglass Double Walled | 1999-01-01 |  | Double-Walled Fiberglass | Safe Suction (Euro)
SOUTH COBB BUS SHOP | 620 SOUTH COBB DR | MARIETTA | Cobb | 330554 | 3 |  |  |  | 1991-12-17 |  | Removed from Ground | Gas (Historical Use) | 10000 | Bare Steel | 1974-05-11 | 1998-12-07 | Galvanized Steel | Pressurized
FORMER EXXON SERVICE STATION | 1784 LOWER ROSWELL RD | MARIETTA | Cobb | 330610 | 1 | [5 empty] | Removed from Ground | Gas (Historical Use) | 8000 | Bare Steel | 1966-03-01 | 1998-08-03 | Unknown
ATLANTA COUNTRY CLUB | 500 ATLANTA COUNTRY CLUB DR | MARIETTA | Cobb | 330657 | 3 | [5 empty] | Removed from Ground | Propane | 1000 | Bare Steel | 1972-01-05 | 1991-05-16 | Galvanized Steel
FIRE STATION #5 | 1160 FRANKLIN RD | MARIETTA | Cobb | 330221 | 1 | [5 empty] | Removed from Ground | Diesel | 500 | Cathodically Protected Steel | 1979-03-13 | 1998-10-01 | Galvanized Steel
CANTON RD MUFFLER SHOP | 2328 CANTON RD | MARIETTA | Cobb | 330262 | 3 | [5 empty] | Removed from Ground | Empty | 5000 | Bare Steel | 1968-04-19 | 1993-04-30 | Galvanized Steel
L & S GROUP INC | 3705 TRICKUM RD | MARIETTA | Cobb | 9033524 | 2 | Overfill Alarm | 1996-05-30 | FALSE | 1996-05-30 | FALSE | Temporarily out of use | Gas (Historical Use) | 8000 | Fiberglass | 1996-05-30 |  | Double-Walled Fiberglass | Pressurized
TEXACO FOOD MART | 1760 BELLS FERRY RD | MARIETTA | Cobb | 330662 | 1 | Ball Float | 1994-06-11 | FALSE | 1994-06-11 | FALSE | Currently in Use | Regular | 10000 | Fiberglass Double Walled | 1987-05-01 |  | Fiberglass Reinforced Plastic | Pressurized
QUIK GO ENTERPRISES INC | 3190 CANTON HWY | MARIETTA | Cobb | 330629 | 3 | [5 empty] | Removed from Ground | Gas (Historical Use) | 15000 | Bare Steel | 1978-01-01 | 1992-07-17 | Galvanized Steel | Suction (American)
ALCHEMY-SOUTH LTD | 1345 OWENBY DR | MARIETTA | Cobb | 330591 | 1 | [5 empty] | Removed from Ground | Other | 10000 | Bare Steel | 1983-03-07 | 1998-06-21 | Bare Steel | Suction (American)
MABRY MIDDLE SCHOOL | 2700 JIMS RD | MARIETTA | Cobb | 330566 | 1 |  | 1991-12-17 |  | 1991-12-17 |  | Removed from Ground | Diesel | 12000 | Cathodically Protected Steel | 1981-05-09 | 1998-10-01 | Galvanized Steel | Safe Suction (Euro)
KROGER GA 365 | 3595 CANTON RD | MARIETTA | Cobb | 10000780 | 1B | Ball Float | 2004-10-20 | FALSE | 2004-10-20 | FALSE | Currently in Use | Premium | 8000 | Fiberglass Double Walled | 2004-10-02 |  | Flex | Pressurized
SHELL | 3545 CANTON RD | MARIETTA | Cobb | 10000318 | 1 | Ball Float | 2003-03-01 | FALSE | 2003-03-01 | FALSE | Currently in Use | Regular | 10000 | Fiberglass | 2001-12-01 |  | Double-Walled Fiberglass | Pressurized
1755 BLDG | 1755 THE EXCHANGE | ATLANTA | Cobb | 9033371 | CO81-1 | Flapper Valve | 1998-10-08 | FALSE | 1998-10-08 | FALSE | Removed from Ground | Diesel | 1000 | Steel-Impressed Current | 1981-01-01 | 2019-10-14 |  | Suction (American)
EXXON #4-6861 | 2601 PACES FERRY RD | ATLANTA | Cobb | 330094 | 2 | [5 empty] | Removed from Ground | Gas (Historical Use) | 10000 | Fiberglass | 1985-11-06 | 1993-02-25 | Fiberglass Reinforced Plastic | Pressurized
SWEETWATER AUTO SALES | 1308 BANKHEAD HWY | MABLETON | Cobb | 9033324 | 3 |  |  | FALSE |  | FALSE | Removed from Ground | Gas (Historical Use) | 4000 | Unknown |  | 1899-12-31 | Unknown
A&R BUILDING MAINTENANCE | 5396 OLD FLOYD RD | MABLETON | Cobb | 9033292 | 2 | [5 empty] | Removed from Ground | Gas (Historical Use) | 4000 | Not Marked/Unknown | 1994-01-05 | 1994-01-05 | Not Marked
VACANT/NO FACILITY NAME | 262 BANKHEAD HWY | MABLETON | Cobb | 9033278 | 2 | [5 empty] | Removed from Ground | Other | 250 | Not Marked/Unknown | 1993-11-03 | 1993-11-03 | Unknown
CHEVRON STATION #0040314 | 5990 GORDON RD SW | MABLETON | Cobb | 330383 | 4 |  |  | TRUE |  | TRUE | Removed from Ground | Used Oil | 550 | Bare Steel | 1969-04-27 | 1990-05-23 | Galvanized Steel
FORMER MAJIK MARKET #91408 | 705 SOUTH GORDON RD | MABLETON | Cobb | 330439 | 1 | [5 empty] | Removed from Ground | Gas (Historical Use) | 8000 | Bare Steel | 1984-05-13 | 1995-04-12 | Galvanized Steel
GORDON RD GROCERY | 6960 GORDON RD | MABLETON | Cobb | 330289 | 3 | [5 empty] | Removed from Ground | Gas (Historical Use) | 1080 | Bare Steel | 1973-04-18 | 1987-10-01 | Galvanized Steel
1702 COBB PARKWAY SOUTH | 1702 S COBB PARKWAY | MARIETTA | Cobb | 10002338 | 2 |  |  | FALSE |  | FALSE | Removed from Ground | New Oil | 1000 | Bare Steel | 1980-01-01 | 2014-07-07 | Bare Steel
QUIKTRIP #713 | 1350 S COBB DR SE | MARIETTA | Cobb | 10001998 | 2 |  | 2011-07-01 | FALSE | 2011-07-28 | FALSE | Currently in Use | Regular | 20000 | Fiberglass Double Walled | 2011-05-01 |  | Double-Walled Fiberglass | Pressurized
JIM ELLIS MAZDA | 1141 COBB PKWY S | MARIETTA | Cobb | 9033122 | 1 | Flapper Valve | 1999-01-16 | FALSE | 1990-01-17 | TRUE | Removed from Ground | Gas (Historical Use) | 3000 | Composite | 1990-01-01 | 2018-04-09 | Double-Walled Fiberglass | Suction (American)
NALLEY VOLVO | 2020 COBB PARKWAY | MARIETTA | Cobb | 10000484 | 1 |  |  | FALSE |  | FALSE | Removed from Ground | Used Oil | 300 | Unknown | 2003-09-16 | 2003-09-16
TEXACO FOOD MART | 574 ROSWELL RD | MARIETTA | Cobb | 9000295 | 2 | Ball Float | 1993-12-06 |  | 1993-12-06 |  | Currently in Use | Gas (Historical Use) | 12000 | Steel-Impressed Current | 1981-12-01 |  | Fiberglass Reinforced Plastic | Pressurized
HESS #10247 | 1157 CLAY ST | MARIETTA | Cobb | 601150 | 1 | [5 empty] | Removed from Ground | Other | 10000 | Bare Steel | 1969-05-09 | 1899-12-31 | Galvanized Steel
NU-WAY RENTAL SERVICE | 331 N MARIETTA PKWY | MARIETTA | Cobb | 9033049 | 1 | [5 empty] | Removed from Ground | Gas (Historical Use) | 3000 | Bare Steel | 1977-01-01 | 1989-10-01 | Bare Steel
SAM'S MART# 542 | 680 JOHNSON FERRY RD | MARIETTA | Cobb | 330060 | 1 | [5 empty] | Removed from Ground | Empty | 15000 | Fiberglass | 1981-04-30 | 1989-10-01 | Fiberglass Reinforced Plastic
PAT MELL FOOD MART | 20 PAT MELL RD | MARIETTA | Cobb | 9033242 | 1 | Ball Float | 1989-03-01 | FALSE | 1989-03-01 | FALSE | Currently in Use | Regular | 10000 | Fiberglass | 1989-03-23 |  | Double-Walled Fiberglass | Pressurized
WALID JARYSI | 4360 CANTON HWY | MARIETTA | Cobb | 330186 | 3 |  | 1994-08-31 |  | 1994-08-31 |  | Removed from Ground | Gas (Historical Use) | 6000 | Steel-Impressed Current | 1977-02-02 | 2009-03-16 | Fiberglass Reinforced Plastic | Pressurized
Y-ONE GROCERY & GAS STATION/FORM | 326 ROSWELL ST | MARIETTA | Cobb | 330123 | 4 |  | 1995-02-01 |  | 1995-02-01 |  | Removed from Ground | Gas (Historical Use) | 10000 | Fiberglass | 1995-02-10 | 2005-11-20 | Fiberglass Reinforced Plastic | Pressurized
Y-ONE GROCERY & GAS STATION/FORM | 326 ROSWELL ST | MARIETTA | Cobb | 330123 | 1 | [5 empty] | Removed from Ground | Gas (Historical Use) | 6000 | Bare Steel | 1961-04-01 | 1995-01-20 | Fiberglass Reinforced Plastic | Pressurized
CHEVRON/DALE HARVEY (FORMER) | 3350 DALLAS HWY | MARIETTA | Cobb | 330125 | 7 | [5 empty] | Removed from Ground | Gas (Historical Use) | 2000 | Not Marked/Unknown | 2005-11-07 | 2005-11-07 | Not Marked
CHEVRON/DALE HARVEY (FORMER) | 3350 DALLAS HWY | MARIETTA | Cobb | 330125 | 5 | [5 empty] | Removed from Ground | Gas (Historical Use) | 2000 | Not Marked/Unknown | 2005-11-07 | 2005-11-07 | Not Marked
CHEVRON/DALE HARVEY (FORMER) | 3350 DALLAS HWY | MARIETTA | Cobb | 330125 | 4 | [5 empty] | Removed from Ground | Gas (Historical Use) | 4000 | Bare Steel | 1982-04-24 | 2005-10-07 | Galvanized Steel
COBB ELECTRIC MEMBERSHIP CORP | 1000 EMC PKWY | MARIETTA | Cobb | 330122 | 17 |  | 1989-06-01 |  | 1989-06-01 |  | Removed from Ground | Other | 500 | Fiberglass | 1989-06-01 | 1998-11-10 | Fiberglass Reinforced Plastic | Suction (American)
COBB ELECTRIC MEMBERSHIP CORP | 1000 EMC PKWY | MARIETTA | Cobb | 330122 | 17 |  | 1989-06-01 |  | 1989-06-01 |  | Removed from Ground | Other | 500 | Fiberglass | 1989-06-01 | 1998-11-10 | Fiberglass Reinforced Plastic | Suction (American)
COBB ELECTRIC MEMBERSHIP CORP | 1000 EMC PKWY | MARIETTA | Cobb | 330122 | 12 | [5 empty] | Removed from Ground | Other | 550 | Bare Steel | 1979-05-01 | 1988-06-01 | Galvanized Steel
CHEVRON/DALE HARVEY (FORMER) | 3350 DALLAS HWY | MARIETTA | Cobb | 330125 | 6 | [5 empty] | Removed from Ground | Gas (Historical Use) | 2000 | Not Marked/Unknown | 2005-10-07 | 2005-10-07 | Not Marked
COBB ELECTRIC MEMBERSHIP CORP | 1000 EMC PKWY | MARIETTA | Cobb | 330122 | 13 | [5 empty] | Removed from Ground | Other | 550 | Bare Steel | 1979-05-01 | 1988-06-01 | Galvanized Steel
COBB ELECTRIC MEMBERSHIP CORP | 1000 EMC PKWY | MARIETTA | Cobb | 330122 | 13 | [5 empty] | Removed from Ground | Other | 550 | Bare Steel | 1979-05-01 | 1988-06-01 | Galvanized Steel
COBB ELECTRIC MEMBERSHIP CORP | 1000 EMC PKWY | MARIETTA | Cobb | 330122 | 18 |  | 1989-06-01 |  | 1989-06-01 |  | Removed from Ground | Other | 500 | Fiberglass | 1989-06-01 | 1998-11-10 | Fiberglass Reinforced Plastic | Suction (American)
COBB ELECTRIC MEMBERSHIP CORP | 1000 EMC PKWY | MARIETTA | Cobb | 330122 | 18 |  | 1989-06-01 |  | 1989-06-01 |  | Removed from Ground | Other | 500 | Fiberglass | 1989-06-01 | 1998-11-10 | Fiberglass Reinforced Plastic | Suction (American)
AMERICAN DRIVE SHORT | 765 SOUTH COBB DR | MARIETTA | Cobb | 330133 | 1 | [5 empty] | Closed in Ground | Gas (Historical Use) | 1 | Marked Unknown | 1960-01-01 | 1976-06-15 | Unknown
SOUTH COBB BUS SHOP | 620 SOUTH COBB DR | MARIETTA | Cobb | 330554 | 4A | Flapper Valve | 1999-01-01 | FALSE | 1999-01-01 | FALSE | Currently in Use | New Oil | 1000 | Fiberglass Double Walled | 1999-01-01 |  | Double-Walled Fiberglass | Safe Suction (Euro)
SOUTHERN BELL MRTTGAPF | 2400 POWERS FERRY RD | MARIETTA | Cobb | 330466 | 1 | [5 empty] | Removed from Ground | Gas (Historical Use) | 10000 | Bare Steel | 1977-01-03 | 1990-12-01 | Unknown
CITGO MART | 2471 WINDY HILL RD | MARIETTA | Cobb | 330445 | 3 | Flapper Valve | 1997-08-12 |  | 1997-08-12 |  | Removed from Ground | Gas (Historical Use) | 8000 | Steel-Impressed Current | 1972-05-16 | 2015-06-02 | Double-Walled Fiberglass | Pressurized
BILL SEIDLE'S MITSUBISHI/MARK SI | 1850 COBB PKWY SOUTH | MARIETTA | Cobb | 330480 | 2 | [5 empty] | Removed from Ground | Gas (Historical Use) | 3000 | Bare Steel | 1983-05-07 | 1997-01-01 | Galvanized Steel
RYDER TRUCK RENTAL INC #0829 | 542 WYLIE RD | MARIETTA | Cobb | 330235 | 3 | [5 empty] | Removed from Ground | Gas (Historical Use) | 10000 | Bare Steel | 1970-03-20 | 1997-04-02 | Bare Steel | Safe Suction (Euro)
COBB ELECTRIC MEMBERSHIP CORP | 1000 EMC PKWY | MARIETTA | Cobb | 330122 | 12 | [5 empty] | Removed from Ground | Other | 550 | Bare Steel | 1979-05-01 | 1988-06-01 | Galvanized Steel
COBB COUNTY FIRE STATION #10 | 2049 POWDER SPRINGS ROAD | MARIETTA | Cobb | 9033380 | 1 | [5 empty] | Removed from Ground | Gas (Historical Use) | 1000 | Bare Steel | 1988-01-01 | 1998-08-27 | Bare Steel | Suction (American)
CITGO | 1155 C SOUTH COBB DR | MARIETTA | Cobb | 9033326 | 4 | Flapper Valve | 1993-07-01 | FALSE | 1993-07-01 | FALSE | Currently in Use | Diesel | 4000 | Composite | 1990-01-01 |  | Double-Walled Fiberglass | Pressurized
SOUTH COBB BUS SHOP | 620 SOUTH COBB DR | MARIETTA | Cobb | 330554 | 6A | Flapper Valve | 1999-01-01 | FALSE | 1999-01-01 | FALSE | Currently in Use |  | 1000 | Fiberglass Double Walled | 1999-01-01 |  | Double-Walled Fiberglass | Safe Suction (Euro)
EASTGATE LAUNDROMAT/A CORP | 1832 LOWER ROSWELL RD | MARIETTA | Cobb | 330611 | 1 | [5 empty] | Permanently Out of Use - historical purposes | Other | 360 | Bare Steel | 1970-03-04 | 1899-12-31 | Copper
ATLANTA COUNTRY CLUB | 500 ATLANTA COUNTRY CLUB DR | MARIETTA | Cobb | 330657 | 2 | Flapper Valve | 1991-09-24 | FALSE | 1991-09-24 | FALSE | Removed from Ground | Diesel | 1000 | Steel-Impressed Current | 1987-01-01 |  | Steel (Impressed Current) | Safe Suction (Euro)
CHEVRON #201826 | 288 POWERS FERRY RD | MARIETTA | Cobb | 330641 | 1 | Ball Float | 1993-10-28 | FALSE | 1993-10-28 | FALSE | Currently in Use | Regular | 10000 | Fiberglass | 1985-01-03 |  | Double-Walled Fiberglass | Pressurized
Q LUBE INC #1174 | 2550 DELK RD | MARIETTA | Cobb | 332007 | 1 | [5 empty] | Removed from Ground | Other | 3000 | Composite | 1987-11-04 | 1998-09-01 | Galvanized Steel | Suction (American)
RaceTrac #548 - Delk Road | 2466 DELK RD | MARIETTA | Cobb | 9033619 | 4 | Overfill Alarm | 2016-02-19 | FALSE | 2016-02-19 | FALSE | Currently in Use | Regular | 20000 | Fiberglass Double Walled | 2016-02-19 |  | Double-Walled Fiberglass | Pressurized
RaceTrac #548 - Delk Road | 2466 DELK RD | MARIETTA | Cobb | 9033619 | 5A | Overfill Alarm | 2016-02-19 | FALSE | 2016-02-19 | FALSE | Currently in Use | Plus | 10000 | Fiberglass Double Walled | 2016-02-19 |  | Double-Walled Fiberglass | Pressurized
CROWN OIL INC | 2697 WINDY HILL RD | MARIETTA | Cobb | 330381 | 1 | Ball Float | 1993-10-14 | FALSE | 1993-10-14 | FALSE | Currently in Use | Premium | 10000 | Fiberglass | 1982-01-01 |  | Fiberglass Reinforced Plastic | Pressurized
AFF INC/CHEMICAL DIV | 3915 POST OAK TRITT | MARIETTA | Cobb | 330400 | 1 | [5 empty] | Removed from Ground | Gas (Historical Use) | 6500 | Unknown | 1957-01-08 | 1995-03-25 | Not Marked
EAST COBB MIDDLE SCHOOL | 380 HOLT RD | MARIETTA | Cobb | 330564 | 1 | [5 empty] | Permanently Out of Use - historical purposes | Gas (Historical Use) | 11000 | Bare Steel | 1972-05-11 | 1899-12-31 | Galvanized Steel
FORMER EXXON SERVICE STATION | 1784 LOWER ROSWELL RD | MARIETTA | Cobb | 330610 | 3 | [5 empty] | Removed from Ground | Diesel | 8000 | Bare Steel | 1966-03-01 | 1998-08-04 | Unknown
EXPRESS ONE MANAGEMENT CO LLC/TU | 1316 JOHNSON FERRY RD | MARIETTA | Cobb | 330656 | J-452607 |  |  | TRUE | 1993-09-01 | TRUE | Closed in Ground | Empty | 550 | Cathodically Protected Steel | 1987-01-01 | 1999-08-01 | Cathodically Protected | Gravity Fed
RaceTrac #548 - Delk Road | 2466 DELK RD | MARIETTA | Cobb | 9033619 | 6A | Overfill Alarm | 2016-02-19 | FALSE | 2016-02-19 | FALSE | Currently in Use | E-85 | 10000 | Fiberglass Double Walled | 2016-02-19 |  | Fiberglass Reinforced Plastic | Pressurized
RaceTrac #548 - Delk Road | 2466 DELK RD | MARIETTA | Cobb | 9033619 | 6B | Overfill Alarm | 2016-02-19 | FALSE | 2016-02-19 | FALSE | Currently in Use | Diesel | 10000 | Fiberglass Double Walled | 2016-02-19 |  | Double-Walled Fiberglass | Pressurized
C W MATTHEWS CONTRACTING INC | 1600 KENVIEW DR | MARIETTA | Cobb | 330602 | 6 | Flapper Valve | 1990-05-15 | FALSE | 1990-05-15 | FALSE | Currently in Use | Regular | 10000 | Composite Double Walled | 1990-05-15 |  | Fiberglass Reinforced Plastic | Pressurized
C W MATTHEWS CONTRACTING INC | 1600 KENVIEW DR | MARIETTA | Cobb | 330602 | 9 | Overfill Alarm | 2009-08-21 | TRUE | 2009-08-21 | TRUE | Currently in Use | Used Oil | 1000 | Composite Double Walled | 1990-05-15 |  | Fiberglass Reinforced Plastic | Gravity Fed
RaceTrac #548 - Delk Road | 2466 DELK RD | MARIETTA | Cobb | 9033619 | 3 | Ball Float | 2001-09-26 |  | 2001-09-26 |  | Removed from Ground | Gas (Historical Use) | 12000 | Composite Double Walled | 2001-09-26 | 2016-02-11 | Double-Walled Fiberglass | Pressurized
NIRMAAN INVESTMENT LLC | 1200 FRANKLIN GTWY SE | MARIETTA | Cobb | 330385 | 1 | Ball Float | 1993-05-28 | FALSE | 1993-05-28 | FALSE | Currently in Use | Regular | 8775 | Fiberglass | 1985-01-01 |  | Fiberglass Reinforced Plastic | Pressurized
CROWN OIL INC | 2697 WINDY HILL RD | MARIETTA | Cobb | 330381 | 4 | [5 empty] | Removed from Ground | Empty | 10000 | Fiberglass | 1982-01-01 | 1993-10-04 | Fiberglass Reinforced Plastic | Pressurized
MASSEY ENTERPRISES INC | 271 POWERS FERRY RD | MARIETTA | Cobb | 330510 | 3 | [5 empty] | Closed in Ground | Gas (Historical Use) | 10000 | Marked Unknown | 1972-01-01 | 1972-01-01 | Unknown
BILL SEIDLE'S MITSUBISHI/MARK SI | 1850 COBB PKWY SOUTH | MARIETTA | Cobb | 330480 | 3 |  |  | TRUE |  | TRUE | Removed from Ground | Used Oil | 1011 | Bare Steel | 1983-05-07 | 1997-01-01 | Galvanized Steel
RYDER TRUCK RENTAL INC #0829 | 542 WYLIE RD | MARIETTA | Cobb | 330235 | 5 | [5 empty] | Removed from Ground | Diesel | 10000 | Bare Steel | 1970-03-20 | 1997-04-02 | Bare Steel
RYDER TRUCK RENTAL INC #0829 | 542 WYLIE RD | MARIETTA | Cobb | 330235 | 4 | [5 empty] | Removed from Ground | Other | 2000 | Bare Steel | 1970-03-20 | 1994-10-07 | Bare Steel | Suction (American)
CITGO MART | 2471 WINDY HILL RD | MARIETTA | Cobb | 330445 | 1 | Flapper Valve | 1997-08-12 |  | 1997-08-12 |  | Removed from Ground | Gas (Historical Use) | 8000 | Steel-Impressed Current | 1972-05-16 | 2015-06-02 | Double-Walled Fiberglass | Pressurized
BP/AMOCO #6121 | 2791 WINDY HILL RD @ I-75 | MARIETTA | Cobb | 330343 | 5 | [5 empty] | Removed from Ground | Gas (Historical Use) | 6000 | Bare Steel | 1967-04-28 | 1988-07-15 | Galvanized Steel
CHEVRON | 2670 SANDY PLAINS RD | MARIETTA | Cobb | 330166 | 1 | [5 empty] | Removed from Ground | Gas (Historical Use) | 10000 | Bare Steel | 1978-05-04 | 1899-12-31 | Galvanized Steel
MOUNTASIA FAMILY FUN CENTER | 175 BARRETT PKWY | MARIETTA | Cobb | 9033239 | 338035 | [5 empty] | Removed from Ground | Gas (Historical Use) | 2000 | Composite | 1992-09-09 | 1997-11-25 | Fiberglass Reinforced Plastic | Safe Suction (Euro)
COBB EMC | 1506 CHURCH ST EXT | MARIETTA | Cobb | 330036 | 2 | [5 empty] | Removed from Ground | Gas (Historical Use) | 4000 | Bare Steel | 1966-04-23 | 1992-03-10 | Galvanized Steel
GEORGIA WASTE SYSTEMS NW | 5025 DEEN RD | MARIETTA | Cobb | 9033086 | 2 |  | 1988-01-01 |  | 1988-01-01 |  | Removed from Ground | Diesel | 12000 | Bare Steel | 1988-01-01 | 1998-05-01 | Fiberglass Reinforced Plastic | Pressurized
THE RIGHT STUFF FOOD STORE | 4852 CANTON HWY | MARIETTA | Cobb | 330422 | 2 | Ball Float | 1986-05-30 | FALSE | 1986-05-30 | FALSE | Currently in Use | Plus | 10000 | Composite | 1986-05-30 |  | Double-Walled Fiberglass | Pressurized
PETROLEUM REALTY II LLC | 2120 CANTON HWY | MARIETTA | Cobb | 330518 | 3 |  | 1988-01-01 | FALSE | 1988-01-01 | FALSE | Removed from Ground |  | 12000 | Steel-Impressed Current | 2003-09-18 | 2017-05-17 | Fiberglass Reinforced Plastic | Pressurized
CRETE CARRIER CORP | 1225 WILLIAMS DR | MARIETTA | Cobb | 9033449 | 4 | Ball Float | 2003-08-18 | TRUE | 2003-08-18 | TRUE | Currently in Use | Used Oil | 560 | STIP-3/Double walled | 1996-07-17 |  | Fiberglass Reinforced Plastic | Gravity Fed
MOUNTAINPRIZE INC | 2347 CANTON HWY | MARIETTA | Cobb | 330326 | 2 |  | 1988-06-01 |  | 1988-06-01 |  | Removed from Ground | Gas (Historical Use) | 10000 | Composite | 1981-04-18 | 2016-11-01 | Fiberglass Reinforced Plastic | Pressurized
NABAT INC | 3725 TRICKUM RD | MARIETTA | Cobb | 330633 | 3 | [5 empty] | Removed from Ground | Gas (Historical Use) | 10027 | Bare Steel | 1981-01-15 | 1994-05-19 | Galvanized Steel
MURPHY USA #7220 | 2691 CHASTAIN MEADOWS PKWY | MARIETTA | Cobb | 10000895 | 1 | Overfill Alarm | 2005-05-12 | FALSE | 2005-04-14 | FALSE | Currently in Use | Regular | 20000 | Fiberglass Double Walled | 2005-04-12 |  | Double-Walled Fiberglass | Pressurized
NIRMAAN INVESTMENT LLC | 1200 FRANKLIN GTWY SE | MARIETTA | Cobb | 330385 | 2 | Ball Float | 1993-05-28 | FALSE | 1993-05-28 | FALSE | Currently in Use | Premium | 8775 | Fiberglass | 1985-01-01 |  | Fiberglass Reinforced Plastic | Pressurized
UNOCAL STATION #57-9023-103 | 2681 WINDY HILL RD | MARIETTA | Cobb | 330484 | 1 |  |  | TRUE |  | TRUE | Permanently Out of Use - historical purposes | Used Oil | 550 | Marked Unknown | 1967-05-12 | 1899-12-31 | Unknown
MARIETTA PLAZA SHOPPING CENTER | 1901 TERRELL MILL ROAD | MARIETTA | Cobb | 9033523 | 1 | [5 empty] | Removed from Ground | Diesel | 550 | Bare Steel | 1997-12-08 | 1997-12-08 | Bare Steel
ED VOYLES OLDSMOBILE | 2103 COBB PKWY | MARIETTA | Cobb | 330334 | 2 |  |  | TRUE |  | TRUE | Removed from Ground | Used Oil | 550 | Bare Steel | 1993-02-09 | 1993-02-09 | Bare Steel | Gravity Fed
BUDGET RENT A CAR | 1092 ROSWELL RD | MARIETTA | Cobb | 9033582 | 1 | Flapper Valve | 1998-07-23 | FALSE | 1998-07-23 | FALSE | Removed from Ground | Regular | 5000 |  | 1971-12-01 |  | Galvanized Steel | Pressurized
SAVE #9/STEVES FINA | 2170 ROSWELL RD | MARIETTA | Cobb | 330285 | 3 | [5 empty] | Removed from Ground | Diesel | 6000 | Cathodically Protected Steel | 1973-04-18 | 1994-04-20 | Galvanized Steel | Pressurized
QUIKTRIP #715 | 1265 POWDER SPRINGS RD | MARIETTA | Cobb | 9033046 | 2 | Ball Float | 1989-01-01 |  | 1989-01-01 |  | Removed from Ground | Gas (Historical Use) | 12000 | Fiberglass | 1988-09-01 | 2016-03-17 | Copper | Pressurized
SHELL FOOD MART | 1445 POWERS FERRY RD | MARIETTA | Cobb | 330068 | 4 |  | 1991-01-01 | FALSE | 1991-01-01 | FALSE | Removed from Ground | Diesel | 10000 | Fiberglass | 1983-04-30 | 2003-04-30 | Fiberglass Reinforced Plastic | Pressurized
SHELL FOOD MART | 1445 POWERS FERRY RD | MARIETTA | Cobb | 330068 | 5 | Flapper Valve | 2020-07-14 | FALSE | 2020-06-12 | FALSE | Currently in Use | Regular | 12000 | Epoxy | 2003-12-23 |  | Double-Walled Fiberglass | Pressurized
BUTLER TIRE CENTER | 106 POWERS FERRY RD | MARIETTA | Cobb | 9033248 | 2 | [5 empty] | Removed from Ground | Gas (Historical Use) | 4000 | Bare Steel | 1993-07-17 | 1993-07-17 | Bare Steel
FRANKLIN BP | 1194 FRANKLIN GTWY SE | MARIETTA | Cobb | 330172 | 4 | [5 empty] | Removed from Ground | Gas (Historical Use) | 10000 | Bare Steel | 1968-05-06 | 1987-01-01 | Galvanized Steel
FRANKLIN BP | 1194 FRANKLIN GTWY SE | MARIETTA | Cobb | 330172 | 5 | [5 empty] | Removed from Ground | Diesel | 10000 | Bare Steel | 1982-05-03 | 1987-01-01 | Galvanized Steel
CIRCLE M FOOD SHOP #61 | 2779 WINDY HILL RD @ I-75 | MARIETTA | Cobb | 330174 | 4 | [5 empty] | Removed from Ground | Gas (Historical Use) | 6000 | Bare Steel | 1973-05-05 | 1899-12-31 | Galvanized Steel
CIRCLE M FOOD SHOP #61 | 2779 WINDY HILL RD @ I-75 | MARIETTA | Cobb | 330174 | 10 | Ball Float | 2011-06-20 | FALSE | 2011-06-20 | FALSE | Removed from Ground | Diesel | 815 | Fiberglass Double Walled | 2011-06-01 |  | Double-Walled Fiberglass | Pressurized
SAM'S MART# 542 | 680 JOHNSON FERRY RD | MARIETTA | Cobb | 330060 | 5 | Ball Float | 1996-02-01 |  | 1989-01-01 |  | Removed from Ground | Gas (Historical Use) | 12000 | Fiberglass | 1990-02-01 | 2013-03-27 | Double-Walled Fiberglass | Pressurized
SAM'S MART# 542 | 680 JOHNSON FERRY RD | MARIETTA | Cobb | 330060 | 4 | [5 empty] | Removed from Ground | Empty | 10000 | Fiberglass | 1981-04-30 | 1989-10-01 | Fiberglass Reinforced Plastic
WICKES LUMBER CO FORMER/MOORE-HA | 1285 COBB PKWY NORTH | MARIETTA | Cobb | 330010 | 1 | [5 empty] | Removed from Ground | Gas (Historical Use) | 3000 | Bare Steel | 1972-04-11 | 1988-08-04 | Galvanized Steel
Y-ONE GROCERY & GAS STATION/FORM | 326 ROSWELL ST | MARIETTA | Cobb | 330123 | 3 | [5 empty] | Removed from Ground | Gas (Historical Use) | 1000 | Bare Steel | 1961-05-01 | 1995-01-20 | Fiberglass Reinforced Plastic | Pressurized
COBB ELECTRIC MEMBERSHIP CORP | 1000 EMC PKWY | MARIETTA | Cobb | 330122 | 10 | [5 empty] | Removed from Ground | Other | 550 | Bare Steel | 1979-05-01 | 1988-06-01 | Galvanized Steel
COBB ELECTRIC MEMBERSHIP CORP | 1000 EMC PKWY | MARIETTA | Cobb | 330122 | 10 | [5 empty] | Removed from Ground | Other | 550 | Bare Steel | 1979-05-01 | 1988-06-01 | Galvanized Steel
COBB ELECTRIC MEMBERSHIP CORP | 1000 EMC PKWY | MARIETTA | Cobb | 330122 | 26 | Overfill Alarm | 2017-04-01 | FALSE | 2017-04-01 | FALSE | Currently in Use | Diesel | 20000 | Fiberglass Double Walled | 2017-04-01 |  | Double-Walled Fiberglass | Pressurized
COBB ELECTRIC MEMBERSHIP CORP | 1000 EMC PKWY | MARIETTA | Cobb | 330122 | 26 | Overfill Alarm | 2017-04-01 | FALSE | 2017-04-01 | FALSE | Currently in Use | Diesel | 20000 | Fiberglass Double Walled | 2017-04-01 |  | Double-Walled Fiberglass | Pressurized
COBB COUNTY FIRE STATION #10 | 2049 POWDER SPRINGS ROAD | MARIETTA | Cobb | 9033380 | 2 | [5 empty] | Removed from Ground | Diesel | 1000 | Bare Steel | 1988-01-01 | 1998-08-29 | Bare Steel | Suction (American)
L & S GROUP INC | 3705 TRICKUM RD | MARIETTA | Cobb | 9033524 | 1 | Overfill Alarm | 1996-05-30 | FALSE | 1996-05-30 | FALSE | Temporarily out of use | Gas (Historical Use) | 12000 | Fiberglass | 1996-05-30 |  | Double-Walled Fiberglass | Pressurized
GONDAL GAS AND FOOD LLC aka SPRAYBERRY EXXON | 2690 SANDY PLAINS RD | MARIETTA | Cobb | 330352 | 3 |  | 1981-04-24 | TRUE | 1981-04-24 | FALSE | Currently in Use | Premium | 10000 | Steel-Impressed Current | 1981-04-24 |  | Fiberglass Reinforced Plastic | Pressurized
NABAT INC | 3725 TRICKUM RD | MARIETTA | Cobb | 330633 | 4 | Ball Float | 1994-06-01 | FALSE | 1994-06-01 | FALSE | Currently in Use | Regular | 10000 | Composite | 1994-06-10 |  | Double-Walled Flex | Pressurized
NABAT INC | 3725 TRICKUM RD | MARIETTA | Cobb | 330633 | 5 | Ball Float | 1994-06-01 | FALSE | 1994-06-01 | FALSE | Currently in Use | Premium | 10000 | Composite | 1994-06-10 |  | Double-Walled Flex | Pressurized
QUIK GO ENTERPRISES INC | 3190 CANTON HWY | MARIETTA | Cobb | 330629 | 5 | Ball Float | 1992-10-05 | FALSE | 1992-10-05 | FALSE | Currently in Use | Premium | 10000 | Galvanic (STIP-3) | 1992-11-01 |  | Fiberglass Reinforced Plastic | Pressurized
ALCHEMY-SOUTH LTD | 1345 OWENBY DR | MARIETTA | Cobb | 330591 | 9 | [5 empty] | Removed from Ground | Other | 10000 | Bare Steel | 1983-03-07 | 1998-06-21 | Bare Steel | Suction (American)
ALCHEMY-SOUTH LTD | 1345 OWENBY DR | MARIETTA | Cobb | 330591 | 6 | [5 empty] | Removed from Ground | Other | 10000 | Bare Steel | 1983-03-07 | 1998-06-18 | Bare Steel | Suction (American)
ALCHEMY-SOUTH LTD | 1345 OWENBY DR | MARIETTA | Cobb | 330591 | 8 | [5 empty] | Removed from Ground | Other | 10000 | Bare Steel | 1983-03-07 | 1998-06-21 | Bare Steel | Suction (American)
KINCAID ELEMENTARY SCHOOL | 1410 KINCAID RD | MARIETTA | Cobb | 330557 | 1 | [5 empty] | Removed from Ground | Gas (Historical Use) | 200 | Bare Steel | 1972-05-11 | 1998-05-27 | Galvanized Steel
MCCLESKY MIDDLE SCHOOL | 4080 MAYBREEZE RD | MARIETTA | Cobb | 330559 | 1 | [5 empty] | Removed from Ground | Diesel | 200 | Bare Steel | 1983-05-09 | 1998-10-24 | Galvanized Steel
DELMAR GARDENS OF SMYRNA | 404 KING SPRINGS VILLAGE PKWY | SMYRNA | Cobb | 9033506 | 1 |  | 1998-07-01 | FALSE | 1998-07-01 | FALSE | Removed from Ground | Diesel | 550 | Steel-Impressed Current | 1989-01-01 |  | Steel/FG Secondary containment | Safe Suction (Euro)
WALLACE ENTERPRISES INC | 5370 OAKDALE RD | SMYRNA | Cobb | 330455 | 1 | Flapper Valve | 1995-05-01 | FALSE | 1995-05-01 | FALSE | Currently in Use | Diesel | 10000 | Galvanic (STIP-3) | 1986-07-18 |  | Double-Walled Flex | Pressurized
SOUTHEASTERN TRANSFER & STORAGE | 2561 PLANT ATKINSON RD SE | SMYRNA | Cobb | 330013 | 1 | [5 empty] | Removed from Ground | Diesel | 12000 | Bare Steel | 1971-04-08 | 1999-02-01 | Galvanized Steel
BRUNDAGE BONE CONCRETE PUMPING | 4791 WRIGHT DR | SMYRNA | Cobb | 9033447 | 1 | [5 empty] | Removed from Ground | Diesel | 6000 | Bare Steel | 1980-01-01 | 1996-05-21 | Unknown | Safe Suction (Euro)
SSAS Georgia Inc | 4357 N COBB PKWY | ACWORTH | Cobb | 9033258 | 2 | Ball Float | 1987-09-01 | FALSE | 1987-09-01 | FALSE | Currently in Use | Diesel | 8000 | Fiberglass | 1987-09-15 |  | Fiberglass Reinforced Plastic | Pressurized
ALCHEMY-SOUTH LTD | 1345 OWENBY DR | MARIETTA | Cobb | 330591 | 2 | [5 empty] | Removed from Ground | Other | 10000 | Bare Steel | 1983-03-07 | 1998-06-21 | Bare Steel | Suction (American)
CHEVRON STATION #43028 | 3206 CANTON RD | MARIETTA | Cobb | 9000619 | 2 | [5 empty] | Removed from Ground | Gas (Historical Use) | 10000 | Bare Steel | 1970-04-27 | 1988-05-01 | Galvanized Steel
LANCE OIL CO | 3475 -A LAKE DR | SMYRNA | Cobb | 330627 | 1D16 | Flapper Valve | 1995-08-01 |  | 1995-08-01 |  | Removed from Ground | Diesel | 10000 | Steel-Impressed Current | 1978-10-01 | 2012-07-23 | Steel (Impressed Current) | Pressurized
MAYO CHEMICAL CO | 5544 OAKDALE RD | SMYRNA | Cobb | 330333 | 2 | [5 empty] | Removed from Ground | Gas (Historical Use) | 1224 | Bare Steel | 1966-04-22 | 1993-08-25 | Galvanized Steel | Suction (American)
KENNESTONE HOSPITAL | 677 CHURCH ST | MARIETTA | Cobb | 330015 | 2 | [5 empty] | Removed from Ground | Diesel | 1000 | Bare Steel | 1979-04-11 | 1996-10-01 | Galvanized Steel
MAYFIELD DAIRY FARMS LLC | 1971 DELK IND DR | MARIETTA | Cobb | 330248 | 2 | [5 empty] | Removed from Ground | Gas (Historical Use) | 10000 | Bare Steel | 1983-03-20 | 1992-05-06 | Galvanized Steel
SAFELITE GLASS CO | 1740 COBB PKWY | MARIETTA | Cobb | 9033512 | 1 |  |  | TRUE |  | TRUE | Removed from Ground | Used Oil | 1000 | Not Marked/Unknown | 1997-04-04 | 1997-04-04 | Not Marked
QUIKTRIP #719 | 640 FRANKLIN RD | MARIETTA | Cobb | 9033099 | 3 |  | 1994-03-01 | FALSE | 1994-03-01 | FALSE | Currently in Use | Plus | 12000 | Fiberglass | 1989-05-26 |  | Copper | Pressurized
SHELL WINDY HILL | 2678 WINDY HILL RD | MARIETTA | Cobb | 330055 | 4 | Flapper Valve | 1996-05-20 | FALSE | 1996-05-20 | FALSE | Currently in Use | Diesel | 10000 | Fiberglass | 1982-04-30 |  | Double-Walled Fiberglass | Pressurized
SHELL FOOD MART | 1445 POWERS FERRY RD | MARIETTA | Cobb | 330068 | 7B | Flapper Valve | 2020-07-14 | FALSE | 2020-06-12 | FALSE | Currently in Use | Diesel | 4000 | Epoxy | 2003-12-23 |  | Double-Walled Fiberglass | Pressurized
JOHN H PRUETT CONSTRUCTION CO INC | 4517 CANTON RD | MARIETTA | Cobb | 10001322 | 1 | Ball Float | 1997-12-08 | FALSE | 1997-12-08 | FALSE | Removed from Ground | Diesel | 3000 | Fiberglass | 1997-12-08 | 2016-04-12 | Double-Walled Fiberglass | Suction (American)
QUICK FUEL FLEETSERVICES | 1325 FIELD PKWY | MARIETTA | Cobb | 10001559 | 2 | Ball Float | 2008-04-01 | FALSE | 2008-04-01 | FALSE | Currently in Use | Regular | 8000 | Fiberglass Double Walled | 2008-02-01 |  | Double-Walled Fiberglass | Pressurized
MOBIL C STORE | 3100 HIGHLANDS PKWY SE | SMYRNA | Cobb | 10000636 | 1 | Flapper Valve | 2003-05-03 | FALSE | 2003-05-03 | FALSE | Currently in Use | Regular | 12000 | Composite | 2003-03-10 |  | Double-Walled Flex | Pressurized
CHEVRON FOOD MART | 475 WINDY HILL ROAD | SMYRNA | Cobb | 9033592 | 3 | Ball Float | 2000-02-01 | FALSE | 2000-02-01 | FALSE | Currently in Use | E-10 | 10000 | Fiberglass | 2000-02-01 |  | Fiberglass Reinforced Plastic | Pressurized
M E K BUSINESS PARK LLC | 4806 WRIGHT DR | SMYRNA | Cobb | 9033460 | 1 | [5 empty] | Removed from Ground | Gas (Historical Use) | 8000 | Bare Steel | 1998-09-02 | 1998-09-02 | Galvanized Steel
COASTAL FOOD MART | 2539 OLD CONCORD RD | SMYRNA | Cobb | 330184 | 1 | Ball Float | 1998-05-01 | FALSE | 1998-05-01 | FALSE | Currently in Use | Regular | 10000 | Galvanic (STIP-3) | 1984-02-01 |  | Double-Walled Fiberglass | Pressurized
SHELL FOODMART | 4641 ATLANTA RD | SMYRNA | Cobb | 330088 | 3 |  | 1993-12-14 | FALSE | 1993-12-14 | FALSE | Removed from Ground | Gas (Historical Use) | 10000 | Composite | 1985-04-29 | 1998-03-31 | Galvanized Steel
MOUNTAINPRIZE INC | 2347 CANTON HWY | MARIETTA | Cobb | 330326 | 1 |  | 1988-06-01 |  | 1988-06-01 |  | Removed from Ground | Gas (Historical Use) | 10000 | Composite | 1981-04-18 | 2016-11-01 | Fiberglass Reinforced Plastic | Pressurized
SHELL FOOD MART | 2928 AUSTELL RD SW | MARIETTA | Cobb | 332001 | 5 | Ball Float | 1997-11-04 | FALSE | 1997-11-04 | FALSE | Currently in Use | Kerosene | 2000 | Fiberglass | 1987-11-04 |  | Fiberglass Reinforced Plastic | Pressurized
SHELL FOOD MART | 2928 AUSTELL RD SW | MARIETTA | Cobb | 332001 | 4 | Ball Float | 1997-11-04 | FALSE | 1997-11-04 | FALSE | Currently in Use | Diesel | 4000 | Fiberglass | 1987-11-04 |  | Fiberglass Reinforced Plastic | Pressurized
ALCHEMY-SOUTH LTD | 1345 OWENBY DR | MARIETTA | Cobb | 330591 | 11 | [5 empty] | Removed from Ground | Other | 10000 | Bare Steel | 1983-03-07 | 1998-06-21 | Bare Steel | Suction (American)
KOALA EXPRESS #1 | 1280 JOHNSON FERRY RD | MARIETTA | Cobb | 9000197 | 1 | Overfill Alarm | 1996-02-01 | FALSE | 1991-01-01 | FALSE | Currently in Use | Regular | 10000 | Fiberglass | 1983-04-10 |  | Fiberglass Reinforced Plastic | Pressurized
KOALA EXPRESS #1 | 1280 JOHNSON FERRY RD | MARIETTA | Cobb | 9000197 | 4 | Flapper Valve | 1996-02-01 | FALSE | 1991-01-01 | FALSE | Currently in Use | Diesel | 10000 | Fiberglass | 1983-04-10 |  | Fiberglass Reinforced Plastic | Pressurized
OHM ENTERPRISES INC | 540 CONCORD RD | SMYRNA | Cobb | 9000713 | 2 | [5 empty] | Removed from Ground | Gas (Historical Use) | 8000 | Bare Steel | 1967-05-10 | 1994-10-18 | Galvanized Steel | Pressurized
TT&C INC | 5135 NORTH MAIN ST | ACWORTH | Cobb | 9033355 | 1 |  | 1995-03-06 |  | 1995-03-06 |  | Removed from Ground | Gas (Historical Use) | 10000 | Cathodically Protected Steel | 1987-06-12 | 2001-06-14 | Galvanized Steel | Pressurized
COWAN ROAD EXTENSION | 4472 SOUTH MAIN ST | ACWORTH | Cobb | 330114 | REG#1 | [5 empty] | Removed from Ground | Gas (Historical Use) | 10000 | Bare Steel | 1981-05-02 | 2000-10-01 | Galvanized Steel
SOUTH COBB BUS SHOP | 620 SOUTH COBB DR | MARIETTA | Cobb | 330554 | 7A | Flapper Valve | 1999-01-01 | TRUE | 1999-01-01 | TRUE | Currently in Use | Used Oil | 600 | Fiberglass Double Walled | 1999-01-01 |  | Double-Walled Fiberglass | Safe Suction (Euro)
DICKERSON MIDDLE SCHOOL | 855 WOODLAWN DR | MARIETTA | Cobb | 330555 | 1 | [5 empty] | Removed from Ground | Diesel | 200 | Bare Steel | 1981-05-09 | 1998-12-03 | Galvanized Steel
FORMER EXXON SERVICE STATION | 1784 LOWER ROSWELL RD | MARIETTA | Cobb | 330610 | 4 |  |  | TRUE |  | TRUE | Removed from Ground | Used Oil | 550 | Not Marked/Unknown | 1998-02-01 | 1998-02-01 | Not Marked
FORMER EXXON SERVICE STATION | 1784 LOWER ROSWELL RD | MARIETTA | Cobb | 330610 | 5 |  |  | TRUE |  | TRUE | Removed from Ground | Used Oil | 550 | Not Marked/Unknown | 1998-02-01 | 1998-02-01 | Not Marked
EXPRESS ONE MANAGEMENT CO LLC/TU | 1316 JOHNSON FERRY RD | MARIETTA | Cobb | 330656 | J-452776 |  |  |  | 1993-09-01 |  | Closed in Ground | Other | 1000 | Cathodically Protected Steel | 1987-01-01 | 1999-08-01 | Cathodically Protected | Suction (American)
ATLANTA COUNTRY CLUB | 500 ATLANTA COUNTRY CLUB DR | MARIETTA | Cobb | 330657 | 4 | [5 empty] | Removed from Ground | Empty | 3000 | Bare Steel | 1980-01-03 | 1991-05-16 | Not Marked
Q LUBE INC #1174 | 2550 DELK RD | MARIETTA | Cobb | 332007 | 3 |  |  | TRUE |  | TRUE | Removed from Ground | Used Oil | 1000 | Composite | 1987-11-04 | 1998-09-01 | Galvanized Steel | Suction (American)
FEDERAL EXPRESS - NCQ | NORTHWEST BUSINESS PARK | MARIETTA | Cobb | 330488 | 1 | [5 empty] | Removed from Ground | Gas (Historical Use) | 10000 | Fiberglass | 1985-05-07 | 1997-11-11 | Fiberglass Reinforced Plastic
LANCE OIL CO | 3475 -A LAKE DR | SMYRNA | Cobb | 330627 | 4 | Flapper Valve | 1995-08-01 |  | 1995-08-01 |  | Removed from Ground | Gas (Historical Use) | 10000 | Steel-Impressed Current | 1978-10-01 | 2013-07-23 | Steel (Impressed Current) | Pressurized
SOUTHEASTERN TRANSFER & STORAGE | 2561 PLANT ATKINSON RD SE | SMYRNA | Cobb | 330013 | 2 | [5 empty] | Removed from Ground | Gas (Historical Use) | 2000 | Bare Steel | 1971-04-08 | 1999-02-01 | Galvanized Steel
BRUNDAGE BONE CONCRETE PUMPING | 4791 WRIGHT DR | SMYRNA | Cobb | 9033447 | 2 | Flapper Valve | 1996-06-01 | FALSE | 1996-06-01 | FALSE | Currently in Use | Diesel | 10000 | Fiberglass Double Walled | 1996-05-30 |  | Double-Walled Flex | Pressurized
FEDEX FREIGHT INC | 2000 MANER RD SE | SMYRNA | Cobb | 330134 | 2 | Flapper Valve | 1998-03-01 | FALSE | 1998-03-01 | FALSE | Closed in Ground | Diesel | 25000 | Galvanic (STIP-3) | 1985-04-30 |  | Double-Walled Fiberglass | Pressurized
GA POWER/NORTH COBB OP HQ | 1040 LAKE DR | MARIETTA | Cobb | 330177 | C | Ball Float | 1993-06-24 | FALSE | 1993-06-24 | FALSE | Removed from Ground | Diesel | 6000 | Fiberglass | 1993-06-24 | 2018-10-05 | Fiberglass Reinforced Plastic | Pressurized
GA POWER/NORTH COBB OP HQ | 1040 LAKE DR | MARIETTA | Cobb | 330177 | D |  |  | TRUE |  | TRUE | Removed from Ground | Used Oil | 500 | Bare Steel | 1992-09-15 | 1992-09-15 | Galvanized Steel | Gravity Fed
TEXACO SERVICE STATION 21-480-38 | 3324 CANTON HWY | MARIETTA | Cobb | 330057 | 3 |  | 1996-02-01 |  | 1995-11-01 |  | Removed from Ground | Gas (Historical Use) | 10000 | Fiberglass | 1983-04-30 | 2001-06-13 | Fiberglass Reinforced Plastic | Pressurized
EASTGATE LAUNDROMAT/A CORP | 1832 LOWER ROSWELL RD | MARIETTA | Cobb | 330611 | 2 | [5 empty] | Permanently Out of Use - historical purposes | Other | 550 | Bare Steel | 1980-03-01 | 1899-12-31 | Copper
ATLANTA COUNTRY CLUB | 500 ATLANTA COUNTRY CLUB DR | MARIETTA | Cobb | 330657 | 1 | Flapper Valve | 1991-09-24 | FALSE | 1991-09-24 | FALSE | Removed from Ground | Regular | 2000 | Steel-Impressed Current | 1987-01-01 |  | Steel (Impressed Current) | Safe Suction (Euro)
BP/AMOCO #6121 | 2791 WINDY HILL RD @ I-75 | MARIETTA | Cobb | 330343 | 9 |  | 1988-07-15 |  | 1988-07-15 |  | Removed from Ground | Gas (Historical Use) | 10000 | Galvanic (STIP-3) | 1988-07-15 | 2003-02-05 | Galvanized Steel | Pressurized
BP/AMOCO #6121 | 2791 WINDY HILL RD @ I-75 | MARIETTA | Cobb | 330343 | 6 |  |  | TRUE |  | TRUE | Removed from Ground | Used Oil | 500 | Bare Steel | 1967-04-28 | 1988-07-15 | Galvanized Steel
BP #29139 | 1183 FRANKLIN RD | MARIETTA | Cobb | 330351 | 1 |  | 1978-04-25 |  | 1978-04-25 |  | Removed from Ground | Gas (Historical Use) | 8000 | Steel-Impressed Current | 1978-04-25 | 2006-01-05 | Galvanized Steel | Pressurized
BAKER RD BUS SHOP | 2351 BAKER ROAD | ACWORTH | Cobb | 9033430 | 5 | Flapper Valve | 1991-12-03 | FALSE | 1991-12-03 | FALSE | Currently in Use |  | 1000 | Fiberglass Double Walled | 1991-12-03 |  | Double-Walled Fiberglass | Suction (American)
TEXACO #100444 | 1098 HWY 92 | ACWORTH | Cobb | 330056 | 4 | [5 empty] | Removed from Ground | Gas (Historical Use) | 10000 | Bare Steel | 1973-05-02 | 1989-12-01 | Galvanized Steel
TEXACO #100444 | 1098 HWY 92 | ACWORTH | Cobb | 330056 | 1 | [5 empty] | Removed from Ground | Gas (Historical Use) | 10000 | Bare Steel | 1973-05-02 | 1989-12-01 | Galvanized Steel
SOUTH COBB BUS SHOP | 620 SOUTH COBB DR | MARIETTA | Cobb | 330554 | 5 | [5 empty] | Removed from Ground | Other | 1000 | Bare Steel | 1974-05-11 | 1998-12-07 | Galvanized Steel | Suction (American)
EXPRESS ONE MANAGEMENT CO LLC/TU | 1316 JOHNSON FERRY RD | MARIETTA | Cobb | 330656 | J-452605 |  |  |  | 1993-09-01 |  | Closed in Ground | Other | 550 | Cathodically Protected Steel | 1987-01-01 | 1999-08-01 | Cathodically Protected | Suction (American)
AFF INC/CHEMICAL DIV | 3915 POST OAK TRITT | MARIETTA | Cobb | 330400 | 2 | [5 empty] | Permanently Out of Use - historical purposes | Gas (Historical Use) | 500 | Not Marked/Unknown |  | 1899-12-31 | Unknown
CLYDE DEWALD ESTATE/CIRCLE K #29 | 1800 TERRELL MILL RD | MARIETTA | Cobb | 330470 | 2 | [5 empty] | Removed from Ground | Gas (Historical Use) | 8000 | Bare Steel | 1972-05-10 | 1992-09-18 | Galvanized Steel
Citgo Food Mart | 780 FRANKLIN GATEWAY | MARIETTA | Cobb | 330444 | 2 | [5 empty] | Removed from Ground | Gas (Historical Use) | 8000 | Bare Steel | 1972-05-16 | 1988-01-01 | Galvanized Steel
FEDERAL EXPRESS - NCQ | NORTHWEST BUSINESS PARK | MARIETTA | Cobb | 330488 | 2 |  |  | TRUE |  | TRUE | Removed from Ground | Used Oil | 500 | Fiberglass | 1985-05-07 | 1995-11-30 | Fiberglass Reinforced Plastic
AMOCO STATION #4295 | 2245 ROSWELL RD | MARIETTA | Cobb | 330342 | 1 | [5 empty] | Removed from Ground | Gas (Historical Use) | 6000 | Bare Steel | 1972-04-26 | 1986-06-01 | Galvanized Steel
P A DANGAR CONSTUCTION CO | 878 KURTZ RD | MARIETTA | Cobb | 9033238 | 1 | [5 empty] | Removed from Ground | Gas (Historical Use) | 1000 | Bare Steel | 1992-07-30 | 1992-07-30 | Galvanized Steel
COBB EMC | 1506 CHURCH ST EXT | MARIETTA | Cobb | 330036 | 1 | [5 empty] | Removed from Ground | Gas (Historical Use) | 6000 | Bare Steel | 1984-04-18 | 1992-03-10 | Galvanized Steel
LARRYS DELI/VILLAGE EAST AMOCO | 3820 ROSWELL RD | MARIETTA | Cobb | 330037 | 2 | [5 empty] | Removed from Ground | Gas (Historical Use) | 5000 | Bare Steel | 1986-04-18 | 1994-06-04 | Galvanized Steel | Pressurized
K&M INTERPRIDE LLC | 3009 CANTON HWY | MARIETTA | Cobb | 330063 | 4 | Flapper Valve | 1994-01-01 | FALSE | 1991-01-01 | FALSE | Currently in Use | Diesel | 10000 | Fiberglass | 1983-04-30 |  | Double-Walled Fiberglass | Pressurized
PEP BOYS-#95 | 3168 CANTON RD NE | MARIETTA | Cobb | 9033060 | 2 |  |  | TRUE |  | TRUE | Removed from Ground | Used Oil | 550 | Double Walled | 1988-10-08 | 1999-06-08 | Bare Steel
U.S. Cleaners Site-CITGO Food Mart | 4796 CANTON HWY | MARIETTA | Cobb | 330406 | 1 | Ball Float | 1998-09-01 | FALSE | 1998-09-01 | FALSE | Currently in Use | Regular | 8000 | Steel-Impressed Current | 1986-01-01 |  | Fiberglass Reinforced Plastic | Pressurized
FLEET OIL CO #205 | 1896 CANTON HWY | MARIETTA | Cobb | 330523 | 2 | [5 empty] | Removed from Ground | Gas (Historical Use) | 4000 | Bare Steel | 1966-05-13 | 1999-05-01 | Galvanized Steel
GONDAL GAS AND FOOD LLC aka SPRAYBERRY EXXON | 2690 SANDY PLAINS RD | MARIETTA | Cobb | 330352 | 4 |  | 2006-09-13 | TRUE | 1981-04-24 | TRUE | Removed from Ground | Used Oil | 1000 | Fiberglass Double Walled | 1981-04-24 | 2013-01-31 | Fiberglass Reinforced Plastic | Gravity Fed
Q LUBE INC #1169 | 3086 CANTON RD NE | MARIETTA | Cobb | 330650 | 1 | [5 empty] | Removed from Ground | Other | 1000 | Fiberglass | 1987-01-01 | 1998-06-01 | Galvanized Steel | Suction (American)
SMITH BROTHERS SERVICE STATION | 591 S MARIETTA PKWY | MARIETTA | Cobb | 330173 | 2 | [5 empty] | Removed from Ground | Diesel | 6000 | Bare Steel | 1980-05-03 | 1899-12-31 | Galvanized Steel
QUICK N EASY #6 | 2385 HURT RD | MARIETTA | Cobb | 330157 | 2 | [5 empty] | Removed from Ground | Gas (Historical Use) | 3000 | Bare Steel | 1966-05-07 | 1899-12-31 | Galvanized Steel
COBB ELECTRIC MEMBERSHIP CORP | 1000 EMC PKWY | MARIETTA | Cobb | 330122 | 1 |  |  | TRUE |  | TRUE | Closed in Ground | Used Oil | 1000 | Bare Steel | 1957-05-06 | 1987-06-01 | Galvanized Steel
COBB ELECTRIC MEMBERSHIP CORP | 1000 EMC PKWY | MARIETTA | Cobb | 330122 | 1 |  |  | TRUE |  | TRUE | Closed in Ground | Used Oil | 1000 | Bare Steel | 1957-05-06 | 1987-06-01 | Galvanized Steel
COBB ELECTRIC MEMBERSHIP CORP | 1000 EMC PKWY | MARIETTA | Cobb | 330122 | 22 |  | 1992-06-01 | FALSE | 1992-06-01 | FALSE | Removed from Ground |  | 10000 | Steel-Impressed Current | 2017-04-10 |  |  | Suction (American)
COBB ELECTRIC MEMBERSHIP CORP | 1000 EMC PKWY | MARIETTA | Cobb | 330122 | 22 |  | 1992-06-01 | FALSE | 1992-06-01 | FALSE | Removed from Ground |  | 10000 | Steel-Impressed Current | 2017-04-10 |  |  | Suction (American)
SOUTH COBB BUS SHOP | 620 SOUTH COBB DR | MARIETTA | Cobb | 330554 | 6 |  |  | TRUE |  | TRUE | Removed from Ground | Used Oil | 1000 | Bare Steel | 1974-05-11 | 1998-12-07 | Galvanized Steel
C W MATTHEWS CONTRACTING INC | 1600 KENVIEW DR | MARIETTA | Cobb | 330602 | 5 | Flapper Valve | 1990-05-15 | FALSE | 1990-05-15 | FALSE | Currently in Use | Diesel | 10000 | Composite Double Walled | 1990-05-15 |  | Fiberglass Reinforced Plastic | Pressurized
EAST COBB MIDDLE SCHOOL | 380 HOLT RD | MARIETTA | Cobb | 330564 | 2 | [5 empty] | Removed from Ground | Gas (Historical Use) | 7000 | Bare Steel | 1972-05-11 | 1992-08-12 | Galvanized Steel
BP/AMOCO #6121 | 2791 WINDY HILL RD @ I-75 | MARIETTA | Cobb | 330343 | 8 |  | 1988-07-15 |  | 1988-07-15 |  | Removed from Ground | Gas (Historical Use) | 10000 | Galvanic (STIP-3) | 1988-07-15 | 2003-02-05 | Galvanized Steel | Pressurized
BP/AMOCO #6121 | 2791 WINDY HILL RD @ I-75 | MARIETTA | Cobb | 330343 | 2 | [5 empty] | Removed from Ground | Gas (Historical Use) | 6000 | Bare Steel | 1967-04-28 | 1988-07-15 | Galvanized Steel
AMOCO STATION #4295 | 2245 ROSWELL RD | MARIETTA | Cobb | 330342 | 3 | [5 empty] | Removed from Ground | Gas (Historical Use) | 5000 | Bare Steel | 1972-04-26 | 1986-06-01 | Galvanized Steel
BP #29139 | 1183 FRANKLIN RD | MARIETTA | Cobb | 330351 | 4 |  | 1978-04-25 |  | 1978-04-25 |  | Removed from Ground | Gas (Historical Use) | 8000 | Steel-Impressed Current | 1978-04-25 | 2006-01-05 | Galvanized Steel | Pressurized
ED VOYLES OLDSMOBILE | 2103 COBB PKWY | MARIETTA | Cobb | 330334 | 1 | [5 empty] | Removed from Ground | Gas (Historical Use) | 5000 | Bare Steel | 1993-02-09 | 1993-02-09 | Bare Steel | Safe Suction (Euro)
BUDGET RENT A CAR | 1092 ROSWELL RD | MARIETTA | Cobb | 9033582 | 2 |  |  | FALSE |  | FALSE | Removed from Ground | Gas (Historical Use) | 10000 |  | 1971-12-01
COBB ELECTRIC MEMBERSHIP CORP | 1000 EMC PKWY | MARIETTA | Cobb | 330122 | 7 |  |  | TRUE |  | TRUE | Removed from Ground | Used Oil | 1000 | Bare Steel | 1979-05-01 | 1988-06-01 | Galvanized Steel
SHELL | 3545 CANTON RD | MARIETTA | Cobb | 10000318 | 2 | Ball Float | 2003-03-01 | FALSE | 2003-03-01 | FALSE | Currently in Use | Premium | 10000 | Fiberglass | 2001-12-01 |  | Double-Walled Fiberglass | Pressurized
MIDCO SOUTHERN CO DIV MIDCO EQUI | 910 COBB PKWY NORTH | MARIETTA | Cobb | 330014 | 4 | [5 empty] | Removed from Ground | Hazardous Substance | 1000 | Marked Unknown | 1986-03-28 | 1990-01-01 | Unknown
COLLOIDS INC/NORTH CHEMICAL CO I | 1525 CHURCH ST EXT | MARIETTA | Cobb | 330636 | 3 | [5 empty] | Removed from Ground | Gas (Historical Use) | 0 | Bare Steel | 1986-01-15 | 1986-01-15 | Galvanized Steel
SHELL FOODMART | 4641 ATLANTA RD | SMYRNA | Cobb | 330088 | 2 |  | 1993-12-14 | FALSE | 1993-12-14 | FALSE | Removed from Ground | Gas (Historical Use) | 10000 | Composite | 1985-04-29 | 1998-03-31 | Galvanized Steel
CITGO FOOD MART | 2320 CANTON HWY | MARIETTA | Cobb | 330038 | 1 | [5 empty] | Removed from Ground | Gas (Historical Use) | 6000 | Bare Steel | 1972-04-21 | 1992-08-08 | Galvanized Steel
CHEVRON FOODMART | 1023 SANDY PLAINS RD | MARIETTA | Cobb | 9033059 | 2 | Ball Float | 1988-10-01 | FALSE | 1988-10-01 | FALSE | Currently in Use | Premium | 8000 | Galvanic (STIP-3) | 1988-10-01 |  | Fiberglass Reinforced Plastic | Pressurized
JIFFY LUBE #231 | 3418 CANTON HWY | MARIETTA | Cobb | 330392 | 3 |  |  | TRUE |  | TRUE | Removed from Ground | Used Oil | 2000 | Bare Steel | 1986-01-01 | 2004-11-10 | Galvanized Steel
NO FACILITY NAME | 1240 OLD BELLS FERRY RD | MARIETTA | Cobb | 330424 | 1 | [5 empty] | Closed in Ground | Gas (Historical Use) | 1000 | Bare Steel | 1981-05-29 | 1997-10-01 | Galvanized Steel | Suction (American)
L & S GROUP INC | 3705 TRICKUM RD | MARIETTA | Cobb | 9033524 | 3 |  | 2007-01-01 | TRUE | 1996-01-01 | TRUE | Temporarily out of use | Used Oil | 500 | Fiberglass | 1996-05-30 |  | Not Marked
RaceTrac #328 - Canton | 2337 CANTON RD | MARIETTA | Cobb | 9033603 | 1 | Ball Float | 2000-06-21 | FALSE | 2000-06-21 | FALSE | Currently in Use | Regular | 20000 | Composite Double Walled | 2000-06-21 |  | Double-Walled Fiberglass | Pressurized
GONDAL GAS AND FOOD LLC aka SPRAYBERRY EXXON | 2690 SANDY PLAINS RD | MARIETTA | Cobb | 330352 | 1 |  | 1981-04-24 | TRUE | 1981-04-24 | FALSE | Currently in Use | Regular | 10000 | Steel-Impressed Current | 1981-04-24 |  | Fiberglass Reinforced Plastic | Pressurized
LASSITER HIGH SCHOOL | 2600 SHALLOWFORD RD | MARIETTA | Cobb | 330558 | 1 | [5 empty] | Removed from Ground | Gas (Historical Use) | 280 | Bare Steel | 1980-05-09 | 1998-05-27 | Galvanized Steel
CHEVRON STATION #43028 | 3206 CANTON RD | MARIETTA | Cobb | 9000619 | 4 |  |  | TRUE |  | TRUE | Removed from Ground | Used Oil | 550 | Bare Steel | 1970-04-27 | 1988-05-01 | Galvanized Steel
M E K BUSINESS PARK LLC | 4806 WRIGHT DR | SMYRNA | Cobb | 9033460 | 1SOUTH | [5 empty] | Removed from Ground | Diesel | 8000 | Bare Steel | 1998-12-01 | 1998-12-01 | Not Marked | Suction (American)
COASTAL FOOD MART | 2539 OLD CONCORD RD | SMYRNA | Cobb | 330184 | 2 | Ball Float | 1998-05-01 | FALSE | 1998-05-01 | FALSE | Currently in Use | Diesel | 10000 | Galvanic (STIP-3) | 1984-02-01 |  | Double-Walled Fiberglass | Pressurized
SPUR STATION #1839 | 2419 AUSTELL RD SW | MARIETTA | Cobb | 330631 | 2 | [5 empty] | Permanently Out of Use - historical purposes | Gas (Historical Use) | 10153 | Bare Steel | 1966-01-19 | 1899-12-31 | Galvanized Steel
COBB ELECTRIC MEMBERSHIP CORP | 1000 EMC PKWY | MARIETTA | Cobb | 330122 | 7 |  |  | TRUE |  | TRUE | Removed from Ground | Used Oil | 1000 | Bare Steel | 1979-05-01 | 1988-06-01 | Galvanized Steel
COBB COUNTY FIRE STATION #17 | 20 RIDGEWAY RD | MARIETTA | Cobb | 9033381 | 1 | [5 empty] | Removed from Ground | Diesel | 1000 | Marked Unknown | 1998-06-30 | 1998-06-30 | Unknown | Safe Suction (Euro)
MAINTENANCE DEPT | 538 GLOVER ST | MARIETTA | Cobb | 330552 | 4 | Flapper Valve | 2011-08-01 | FALSE | 2011-08-01 | FALSE | Currently in Use | Diesel | 12000 | Fiberglass Double Walled | 2011-08-01 |  | Double-Walled Flex | Safe Suction (Euro)
SOUTH COBB BUS SHOP | 620 SOUTH COBB DR | MARIETTA | Cobb | 330554 | 2 |  |  |  | 1991-12-17 |  | Removed from Ground | Diesel | 12000 | Bare Steel | 1974-05-11 | 1998-12-03 | Galvanized Steel | Gravity Fed
C W MATTHEWS CONTRACTING INC | 1600 KENVIEW DR | MARIETTA | Cobb | 330602 | 11 | Flapper Valve | 2012-07-17 | FALSE | 2012-06-21 | FALSE | Currently in Use | New Oil | 1000 | Composite Double Walled | 1990-05-15 |  | Fiberglass Reinforced Plastic | Safe Suction (Euro)
CHEVRON #201826 | 288 POWERS FERRY RD | MARIETTA | Cobb | 330641 | 2 | Ball Float | 1993-10-28 | FALSE | 1993-10-28 | FALSE | Currently in Use | Plus | 10000 | Fiberglass | 1985-01-03 |  | Double-Walled Fiberglass | Pressurized
NIRMAAN INVESTMENT LLC | 1200 FRANKLIN GTWY SE | MARIETTA | Cobb | 330385 | 3 | Ball Float | 1993-05-28 | FALSE | 1993-05-28 | FALSE | Currently in Use | Diesel | 8775 | Fiberglass | 1985-01-01 |  | Fiberglass Reinforced Plastic | Pressurized
CITGO MART | 2471 WINDY HILL RD | MARIETTA | Cobb | 330445 | 2 | Flapper Valve | 1997-08-12 |  | 1997-08-12 |  | Removed from Ground | Gas (Historical Use) | 8000 | Steel-Impressed Current | 1972-05-16 | 2015-06-02 | Double-Walled Fiberglass | Pressurized
ED VOYLES OLDSMOBILE | 2103 COBB PKWY | MARIETTA | Cobb | 330334 | 3 |  |  | TRUE |  | TRUE | Removed from Ground | Used Oil | 550 | Bare Steel | 1993-02-09 | 1993-02-09 | Bare Steel | Gravity Fed
QUIKTRIP #715 | 1265 POWDER SPRINGS RD | MARIETTA | Cobb | 9033046 | 3 | Ball Float | 1989-01-01 |  | 1989-01-01 |  | Removed from Ground | Gas (Historical Use) | 12000 | Fiberglass | 1988-09-01 | 2016-03-17 | Copper | Pressurized
QUIKTRIP #719 | 640 FRANKLIN RD | MARIETTA | Cobb | 9033099 | 1 | Overfill Alarm | 1994-03-01 | FALSE | 1994-03-01 | FALSE | Currently in Use | Regular | 12000 | Fiberglass | 1989-05-26 |  | Copper | Pressurized
SHELL FOOD MART | 1445 POWERS FERRY RD | MARIETTA | Cobb | 330068 | 6 | Flapper Valve | 2020-07-14 | FALSE | 2020-06-12 | FALSE | Currently in Use | Regular | 12000 | Epoxy | 2003-12-23 |  | Double-Walled Fiberglass | Pressurized
QUIKTRIP #845 | 600 S MARIETTA PKWY | MARIETTA | Cobb | 330327 | 3 |  | 1988-05-01 |  | 1988-05-01 |  | Removed from Ground | Gas (Historical Use) | 10000 | Cathodically Protected Steel | 1982-04-18 | 2010-03-19 | Cathodically Protected | Pressurized
ATLANTA COCA-COLA BTLG CO | 1091 IND PARK DR NE | MARIETTA | Cobb | 330278 | 3 | [5 empty] | Removed from Ground | Diesel | 10000 | Bare Steel | 1976-04-23 | 1989-07-06 | Galvanized Steel
GOODEN'S TEXACO | 2092 SOUTH COBB DR | MARIETTA | Cobb | 330100 | 1 |  | 1990-06-01 |  | 1990-06-01 |  | Removed from Ground | Gas (Historical Use) | 4000 | Bare Steel | 1962-05-07 | 1997-03-01 | Galvanized Steel | Suction (American)
Chevron Food Mart | 800 S COBB DR | MARIETTA | Cobb | 9033356 | 3 | Ball Float | 1990-09-19 | FALSE | 1990-09-19 | FALSE | Currently in Use | Diesel | 10000 | Galvanic (STIP-3) | 1990-09-19 |  | Fiberglass Reinforced Plastic | Pressurized
FORMER EXXON SERVICE STATION | 1784 LOWER ROSWELL RD | MARIETTA | Cobb | 330610 | 2 | [5 empty] | Removed from Ground | Gas (Historical Use) | 8000 | Bare Steel | 1966-03-01 | 1998-08-03 | Unknown
EXPRESS ONE MANAGEMENT CO LLC/TU | 1316 JOHNSON FERRY RD | MARIETTA | Cobb | 330656 | J-452606 |  |  |  | 1993-09-01 |  | Closed in Ground | Other | 550 | Cathodically Protected Steel | 1987-01-01 | 1999-08-01 | Cathodically Protected | Suction (American)
A&S CITGO LLC | 2020 LOWER ROSWELL RD | MARIETTA | Cobb | 330398 | 1 | Ball Float | 1994-09-30 | FALSE | 1994-09-30 | FALSE | Currently in Use | Regular | 10000 | Fiberglass Double Walled | 1986-10-01 |  | Fiberglass Reinforced Plastic | Pressurized
FIRE STATION #5 | 1160 FRANKLIN RD | MARIETTA | Cobb | 330221 | 2 | Flapper Valve | 1998-10-01 | FALSE | 1998-10-01 | FALSE | Currently in Use | Diesel | 0 | Fiberglass Double Walled | 1998-10-01 |  | Fiberglass Reinforced Plastic | Safe Suction (Euro)
BP #29139 | 1183 FRANKLIN RD | MARIETTA | Cobb | 330351 | 2 |  | 1978-04-25 |  | 1978-04-25 |  | Removed from Ground | Gas (Historical Use) | 8000 | Steel-Impressed Current | 1978-04-25 | 2006-01-05 | Galvanized Steel | Pressurized
MAACO PAINT & BODY SHOP | 1350 SOUTH MARIETTA PKWY | MARIETTA | Cobb | 9033050 | 2 | [5 empty] | Removed from Ground | Gas (Historical Use) | 1000 | Bare Steel | 1975-01-01 | 1990-05-31 | Galvanized Steel
QUIKTRIP #719 | 640 FRANKLIN RD | MARIETTA | Cobb | 9033099 | 4 | Overfill Alarm | 1994-03-01 | FALSE | 1994-03-01 | FALSE | Currently in Use | Premium | 12000 | Fiberglass | 1989-05-26 |  | Copper | Pressurized
QUIK GO ENTERPRISES INC | 3190 CANTON HWY | MARIETTA | Cobb | 330629 | 6 | Ball Float | 2000-05-01 | FALSE | 2000-05-01 | FALSE | Currently in Use | Regular | 12000 | Galvanic (STIP-3) | 2000-05-01 |  | Fiberglass Reinforced Plastic | Pressurized
ALCHEMY-SOUTH LTD | 1345 OWENBY DR | MARIETTA | Cobb | 330591 | 4 | [5 empty] | Removed from Ground | Other | 10000 | Bare Steel | 1983-03-07 | 1998-06-21 | Bare Steel | Suction (American)
ALCHEMY-SOUTH LTD | 1345 OWENBY DR | MARIETTA | Cobb | 330591 | 7 | [5 empty] | Removed from Ground | Other | 10000 | Bare Steel | 1983-03-07 | 1998-06-21 | Bare Steel | Suction (American)
ALCHEMY-SOUTH LTD | 1345 OWENBY DR | MARIETTA | Cobb | 330591 | 5 | [5 empty] | Removed from Ground | Other | 10000 | Bare Steel | 1983-03-07 | 1998-06-21 | Bare Steel | Suction (American)
MABRY MIDDLE SCHOOL | 2700 JIMS RD | MARIETTA | Cobb | 330566 | 2 | [5 empty] | Removed from Ground | Diesel | 12000 | Bare Steel | 1981-05-09 | 1998-10-01 | Galvanized Steel
TEXACO #100444 | 1098 HWY 92 | ACWORTH | Cobb | 330056 | 7 |  | 1995-11-01 |  | 1990-01-01 |  | Removed from Ground | Gas (Historical Use) | 10000 | Fiberglass | 1990-01-04 | 2005-04-21 | Fiberglass Reinforced Plastic | Pressurized
DAY'S CHEVROLET INC | 4461 SOUTH MAIN ST | ACWORTH | Cobb | 330074 | 1 | [5 empty] | Removed from Ground | Used Oil | 550 | Bare Steel | 2013-01-25 | 2013-01-25 | Not Marked | Gravity Fed
RELIANCE GROUP INC | 1727 MARS HILL RD | ACWORTH | Cobb | 9033067 | 2 | Flapper Valve | 1990-06-01 | FALSE | 1990-06-01 | FALSE | Currently in Use | Premium | 10000 | Composite | 1990-06-14 |  | Fiberglass Reinforced Plastic | Pressurized
AMOCO STATION #4273 | SOUTH MAIN ST | ACWORTH | Cobb | 330359 | 2 | [5 empty] | Removed from Ground | Gas (Historical Use) | 6000 | Bare Steel | 1970-04-27 | 1986-07-01 | Galvanized Steel
MURPHY USA #6762 | 3111 COBB PKWY NW | ACWORTH | Cobb | 9033620 | 2B | Flapper Valve | 2001-10-30 | FALSE | 2001-10-30 | FALSE | Currently in Use | Diesel | 7000 | Fiberglass Double Walled | 2001-10-24 |  | Double-Walled Flex | Pressurized
SHELL MART CONVENIENCE STORE | 5160 COWAN RD | ACWORTH | Cobb | 330412 | 4 |  |  | FALSE |  | FALSE | Closed in Ground | Diesel | 20000 |  | 1985-05-08 | 1998-12-01 | Galvanized Steel | Pressurized
KAYO STATION | 3671 US HWY 41 NW | ACWORTH | Cobb | 330524 | 7 | [5 empty] | Removed from Ground | Empty | 10000 | Bare Steel | 1989-07-29 | 1989-07-29 | Galvanized Steel
KAYO STATION | 3671 US HWY 41 NW | ACWORTH | Cobb | 330524 | 1 | [5 empty] | Removed from Ground | Empty | 4000 | Bare Steel | 1961-05-13 | 1989-07-29 | Galvanized Steel
ACWORTH AUTOMOTIVE | 4731 SOUTH MAIN ST | ACWORTH | Cobb | 330245 | 5 | [5 empty] | Removed from Ground | Gas (Historical Use) | 550 | Not Marked/Unknown | 1996-09-19 | 1996-09-19 | Not Marked
ACWORTH AUTOMOTIVE | 4731 SOUTH MAIN ST | ACWORTH | Cobb | 330245 | 4 | [5 empty] | Removed from Ground | Gas (Historical Use) | 550 | Not Marked/Unknown | 1996-09-19 | 1996-09-19 | Not Marked
SHELL FOODMART | 4641 ATLANTA RD | SMYRNA | Cobb | 330088 | 12 | Overfill Alarm |  | FALSE |  | FALSE | Currently in Use | Diesel | 5000 | Composite Double Walled | 2016-09-20 |  | Double-Walled Fiberglass | Pressurized
SHELL FOODMART | 4641 ATLANTA RD | SMYRNA | Cobb | 330088 | 8 |  | 1998-04-01 | FALSE | 1998-04-01 | TRUE | Removed from Ground | Diesel | 12000 |  | 1998-04-01 | 2016-07-01 | Fiberglass Reinforced Plastic | Pressurized
BOOMERSHINE PONTIAC-GMC-SUBARU | 2150 COBB PARKWAY | SMYRNA | Cobb | 330121 | 6 |  |  | TRUE |  | TRUE | Removed from Ground | Used Oil | 500 | Bare Steel | 1993-12-16 | 1993-12-16 | Galvanized Steel | Gravity Fed
ED VOYLES BUICK | 2190 COBB PARKWAY SE | SMYRNA | Cobb | 9033445 | 210598 | [5 empty] | Removed from Ground | Gas (Historical Use) | 5000 | Cathodically Protected Steel | 1993-02-18 | 1995-12-21 | Fiberglass Reinforced Plastic | Suction (American)
TOM'S CITGO | 5285 S COBB DR | SMYRNA | Cobb | 9033435 | 4 |  | 1990-12-01 |  | 1990-12-01 |  | Removed from Ground | Diesel | 6110 | Bare Steel | 1977-02-01 | 1996-05-01 | Unknown | Suction (American)
TOM'S CITGO | 5285 S COBB DR | SMYRNA | Cobb | 9033435 | 5 | [5 empty] | Removed from Ground | Other | 550 | Not Marked/Unknown | 1996-05-01 | 1996-05-01 | Not Marked
MR PRIDE CARWASH | 2235 COBB PKWY SE | SMYRNA | Cobb | 330099 | 3 | [5 empty] | Removed from Ground | Gas (Historical Use) | 10000 | Bare Steel | 1980-05-02 | 1992-05-04 | Galvanized Steel | Pressurized
C W ALLEN INC | 5055 COWAN RD @ I-75 SWQ | ACWORTH | Cobb | 9033066 | 1 |  | 1990-01-01 |  | 1990-01-01 |  | Removed from Ground | Gas (Historical Use) | 10000 | Fiberglass | 1990-02-28 | 2002-09-18 | Fiberglass Reinforced Plastic | Pressurized
PURE | 4047 CANTON RD | MARIETTA | Cobb | 9033119 | 4 | Flapper Valve | 1998-12-12 | FALSE | 1998-12-12 | FALSE | Currently in Use | Diesel | 6000 | Galvanic (STIP-3) | 1989-01-01 |  | Fiberglass Reinforced Plastic | Pressurized
BELLS FERRY PLAZA INC | 2551 BELLS FERRY RD | MARIETTA | Cobb | 330363 | 1 | [5 empty] | Removed from Ground | Gas (Historical Use) | 5000 | Bare Steel | 1969-01-01 | 1992-12-07 | Galvanized Steel
QUIKTRIP #775 | 105 ERNEST BARRETT PKWY NW | MARIETTA | Cobb | 9033621 | 1 | Flapper Valve | 2001-08-01 | FALSE | 2001-08-01 | FALSE | Currently in Use | Regular | 12000 |  | 2001-06-01 |  | Double-Walled Fiberglass | Pressurized
VININGS CHEMICAL CO | 1654 WEST OAK DR | MARIETTA | Cobb | 330244 | 1 | [5 empty] | Removed from Ground | Diesel | 10000 | Bare Steel | 1976-03-19 | 2010-05-25 | Bare Steel
ABANDONED TANKS | 4705 CANTON RD | MARIETTA | Cobb | 9033466 | 2 | [5 empty] | Removed from Ground | Gas (Historical Use) | 550 | Not Marked/Unknown | 1995-10-02 | 1995-10-02 | Not Marked
SPEEDY GAS INC | 2951 SHALLOWFORD RD | MARIETTA | Cobb | 9033565 | 1 | Ball Float | 1996-01-26 | FALSE | 1996-01-26 | FALSE | Currently in Use | Regular | 10000 | Composite | 1996-01-23 |  | Fiberglass Reinforced Plastic | Pressurized
Q LUBE INC #1170 | 2755 SANDY PLAINS RD | MARIETTA | Cobb | 330666 | 2 | [5 empty] | Removed from Ground | Diesel | 2000 | Bare Steel | 1987-01-01 | 1998-06-01 | Galvanized Steel | Suction (American)
TEXACO FOOD MART | 1760 BELLS FERRY RD | MARIETTA | Cobb | 330662 | 3 | Ball Float | 1994-06-11 | FALSE | 1994-06-11 | FALSE | Currently in Use | Premium | 10000 | Fiberglass Double Walled | 1987-05-01 |  | Fiberglass Reinforced Plastic | Pressurized
QUIK GO ENTERPRISES INC | 3190 CANTON HWY | MARIETTA | Cobb | 330629 | 1 | [5 empty] | Removed from Ground | Gas (Historical Use) | 10000 | Bare Steel | 1978-01-01 | 1992-07-17 | Galvanized Steel | Suction (American)
CHEVRON STATION #0052994 | 155 ERNEST BARRETT PKWY | MARIETTA | Cobb | 9033084 | 2 |  | 1995-09-30 |  | 1995-09-30 |  | Removed from Ground | Gas (Historical Use) | 8775 | Fiberglass | 1988-03-01 | 2007-10-05 | Fiberglass Reinforced Plastic | Pressurized
PURE | 4047 CANTON RD | MARIETTA | Cobb | 9033119 | 1 | Flapper Valve | 1998-12-12 | FALSE | 1998-12-12 | FALSE | Currently in Use | Regular | 10000 | Galvanic (STIP-3) | 1989-01-01 |  | Fiberglass Reinforced Plastic | Pressurized
QUIKTRIP #775 | 105 ERNEST BARRETT PKWY NW | MARIETTA | Cobb | 9033621 | 3 | Flapper Valve | 2001-08-01 | FALSE | 2001-08-01 | FALSE | Currently in Use | Premium | 12000 | Fiberglass Double Walled | 2001-06-01 |  | Double-Walled Fiberglass | Pressurized
S&N LUCKY LLC | 1750 -A BELLS FERRY RD | MARIETTA | Cobb | 330409 | 3 | Ball Float | 1995-06-28 | FALSE | 1995-06-28 | FALSE | Currently in Use | Premium | 10000 | Fiberglass | 1987-01-01 |  | Fiberglass Reinforced Plastic | Pressurized
RaceTrac #328 - Canton | 2337 CANTON RD | MARIETTA | Cobb | 9033603 | 2 | Ball Float | 2000-06-21 | FALSE | 2000-06-21 | FALSE | Currently in Use | Diesel | 12000 | Composite Double Walled | 2000-06-21 |  | Double-Walled Fiberglass | Pressurized
SPEEDY GAS INC | 2951 SHALLOWFORD RD | MARIETTA | Cobb | 9033565 | 3 | Ball Float | 1996-01-26 | FALSE | 1996-01-26 | FALSE | Currently in Use | Premium | 10000 | Composite | 1996-01-23 |  | Fiberglass Reinforced Plastic | Pressurized
Q LUBE INC #1170 | 2755 SANDY PLAINS RD | MARIETTA | Cobb | 330666 | 1 | [5 empty] | Removed from Ground | Diesel | 3000 | Bare Steel | 1987-01-01 | 1998-06-01 | Galvanized Steel | Suction (American)
SIMKINS INDUSTRIES INC | 1069 ATLANTA IND DR | MARIETTA | Cobb | 330638 | 1 | [5 empty] | Removed from Ground | Hazardous Substance | 2000 | Bare Steel | 1977-05-09 | 1992-12-30 | Unknown
M E K BUSINESS PARK LLC | 4806 WRIGHT DR | SMYRNA | Cobb | 9033460 | 1EAST | [5 empty] | Removed from Ground | Diesel | 3000 | Bare Steel | 1998-12-01 | 1998-12-01 | Galvanized Steel | Suction (American)
SPUR STATION #1839 | 2419 AUSTELL RD SW | MARIETTA | Cobb | 330631 | 1 | [5 empty] | Permanently Out of Use - historical purposes | Gas (Historical Use) | 8021 | Bare Steel | 1977-01-16 | 1899-12-31 | Galvanized Steel
BUTLER TIRE CENTER | 106 POWERS FERRY RD | MARIETTA | Cobb | 9033248 | 3 | [5 empty] | Removed from Ground | Gas (Historical Use) | 4000 | Bare Steel | 1993-07-17 | 1993-07-17 | Bare Steel
FRANKLIN BP | 1194 FRANKLIN GTWY SE | MARIETTA | Cobb | 330172 | 3 | [5 empty] | Removed from Ground | Gas (Historical Use) | 10000 | Bare Steel | 1968-05-06 | 1987-01-01 | Galvanized Steel
CANTON RD MUFFLER SHOP | 2328 CANTON RD | MARIETTA | Cobb | 330262 | 4 | [5 empty] | Removed from Ground | Empty | 5000 | Bare Steel | 1968-04-19 | 1993-04-30 | Galvanized Steel
SHELL FOOD MART | 2928 AUSTELL RD SW | MARIETTA | Cobb | 332001 | 1 | Ball Float | 1997-11-04 | FALSE | 1997-11-04 | FALSE | Currently in Use | Regular | 10000 | Fiberglass | 1987-11-04 |  | Fiberglass Reinforced Plastic | Pressurized
Q LUBE INC #1169 | 3086 CANTON RD NE | MARIETTA | Cobb | 330650 | 3 | [5 empty] | Removed from Ground | Other | 3000 | Fiberglass | 1987-01-01 | 1998-06-01 | Galvanized Steel | Suction (American)
QUIK GO ENTERPRISES INC | 3190 CANTON HWY | MARIETTA | Cobb | 330629 | 4 | Ball Float | 1992-10-05 | FALSE | 1992-10-05 | FALSE | Currently in Use | Diesel | 10000 | Galvanic (STIP-3) | 1992-11-01 |  | Fiberglass Reinforced Plastic | Pressurized
KROGER GA 365 | 3595 CANTON RD | MARIETTA | Cobb | 10000780 | 1A | Ball Float | 2004-10-20 | FALSE | 2004-10-20 | FALSE | Currently in Use | Premium | 20000 | Fiberglass Double Walled | 2004-10-02 |  | Flex | Pressurized
GLOCK INC | 6000 HIGHLANDS PKWY | SMYRNA | Cobb | 10002349 | 1 | Flapper Valve | 2013-01-01 | TRUE | 2013-01-01 | TRUE | Currently in Use | Used Oil | 10000 | Fiberglass Double Walled | 2013-01-01 |  | Fiberglass Reinforced Plastic | Gravity
MOBIL C STORE | 3100 HIGHLANDS PKWY SE | SMYRNA | Cobb | 10000636 | 2 | Flapper Valve | 2003-05-03 | FALSE | 2003-05-03 | FALSE | Currently in Use | Premium | 8000 | Composite | 2003-03-10 |  | Double-Walled Flex | Pressurized
LANCE OIL CO | 3475 -A LAKE DR | SMYRNA | Cobb | 330627 | 3 | Flapper Valve | 1995-08-01 |  | 1995-08-01 |  | Removed from Ground | Diesel | 10000 | Steel-Impressed Current | 1978-10-01 | 2013-07-23 | Steel (Impressed Current) | Pressurized
MAYO CHEMICAL CO | 5544 OAKDALE RD | SMYRNA | Cobb | 330333 | 3 | [5 empty] | Removed from Ground | Other | 8000 | Bare Steel | 1971-04-21 | 1993-07-12 | Galvanized Steel | Suction (American)
M E K BUSINESS PARK LLC | 4806 WRIGHT DR | SMYRNA | Cobb | 9033460 | 2 | [5 empty] | Removed from Ground | Diesel | 8000 | Bare Steel | 1998-09-02 | 1998-09-02 | Galvanized Steel
GA POWER/NORTH COBB OP HQ | 1040 LAKE DR | MARIETTA | Cobb | 330177 | B |  |  | FALSE |  | FALSE | Closed in Ground | Diesel | 6000 | Bare Steel | 1981-05-08 | 1993-06-22 | Bare Steel | Safe Suction (Euro)
CHUCK CLANCY FORD OF MARIETTA IN | 810 SOUTH COBB PKWY | MARIETTA | Cobb | 330416 | 3 |  |  | TRUE |  | TRUE | Closed in Ground | Used Oil | 550 | Not Marked/Unknown | 1991-02-21 | 1991-02-21 | Not Marked
ALCHEMY-SOUTH LTD | 1345 OWENBY DR | MARIETTA | Cobb | 330591 | 3 | [5 empty] | Removed from Ground | Other | 10000 | Bare Steel | 1983-03-07 | 1998-06-21 | Bare Steel | Suction (American)
MURPHY USA #7220 | 2691 CHASTAIN MEADOWS PKWY | MARIETTA | Cobb | 10000895 | 2A | Overfill Alarm | 2005-05-12 | FALSE | 2005-04-14 | FALSE | Currently in Use | Diesel | 12000 | Fiberglass Double Walled | 2005-04-12 |  | Double-Walled Fiberglass | Pressurized
CHEVRON FOOD MART | 475 WINDY HILL ROAD | SMYRNA | Cobb | 9033592 | 1 | Ball Float | 2000-02-01 | FALSE | 2000-02-01 | FALSE | Currently in Use | Regular | 10000 | Fiberglass | 2000-02-01 |  | Fiberglass Reinforced Plastic | Pressurized
FEDEX FREIGHT INC | 2000 MANER RD SE | SMYRNA | Cobb | 330134 | 3 | Flapper Valve | 1998-03-01 |  | 1998-03-01 |  | Removed from Ground | Gas (Historical Use) | 5000 | Galvanic (STIP-3) | 1985-04-30 | 2007-09-17 | Cathodically Protected | Pressurized
MIDCO SOUTHERN CO DIV MIDCO EQUI | 910 COBB PKWY NORTH | MARIETTA | Cobb | 330014 | 3 | [5 empty] | Removed from Ground | Hazardous Substance | 1000 | Marked Unknown | 1986-03-28 | 1990-01-01 | Unknown
TT&C INC | 5135 NORTH MAIN ST | ACWORTH | Cobb | 9033355 | 2 |  | 1995-03-06 |  | 1995-03-06 |  | Removed from Ground | Diesel | 10000 | Cathodically Protected Steel | 1987-06-12 | 2001-06-14 | Galvanized Steel | Pressurized
TEXACO #100444 | 1098 HWY 92 | ACWORTH | Cobb | 330056 | 3 | [5 empty] | Removed from Ground | Empty | 10000 | Bare Steel | 1973-05-02 | 1989-12-01 | Galvanized Steel
SHELL MART CONVENIENCE STORE | 5160 COWAN RD | ACWORTH | Cobb | 330412 | 1 |  |  | FALSE |  | FALSE | Closed in Ground | Gas (Historical Use) | 10000 |  | 1985-05-08 | 1995-11-15 | Galvanized Steel | Pressurized
U.S. Cleaners Site-CITGO Food Mart | 4796 CANTON HWY | MARIETTA | Cobb | 330406 | 2 | Ball Float | 1998-09-01 | FALSE | 1998-09-01 | FALSE | Currently in Use | Premium | 6000 | Steel-Impressed Current | 1986-01-01 |  | Fiberglass Reinforced Plastic | Pressurized
S&N LUCKY LLC | 1750 -A BELLS FERRY RD | MARIETTA | Cobb | 330409 | 1 | Ball Float | 1995-06-28 |  | 1995-06-28 |  | Temporarily out of use | Gas (Historical Use) | 10000 | Fiberglass | 1987-01-01 |  | Fiberglass Reinforced Plastic | Pressurized
FLEET OIL CO #205 | 1896 CANTON HWY | MARIETTA | Cobb | 330523 | 3 | [5 empty] | Removed from Ground | Gas (Historical Use) | 6000 | Bare Steel | 1966-05-13 | 1999-05-01 | Galvanized Steel
CANTON RD MUFFLER SHOP | 2328 CANTON RD | MARIETTA | Cobb | 330262 | 2 | [5 empty] | Removed from Ground | Empty | 5000 | Bare Steel | 1968-04-19 | 1993-04-30 | Galvanized Steel
CANTON RD MUFFLER SHOP | 2328 CANTON RD | MARIETTA | Cobb | 330262 | 8 | [5 empty] | Removed from Ground | Other | 550 | Bare Steel | 1968-04-19 | 1993-04-26 | Galvanized Steel
MOUNTAINPRIZE INC | 2347 CANTON HWY | MARIETTA | Cobb | 330326 | 3 |  | 1988-06-01 |  | 1988-06-01 |  | Removed from Ground | Gas (Historical Use) | 10000 | Composite | 1981-04-18 | 2016-11-01 | Fiberglass Reinforced Plastic | Pressurized
BROOKSTONE GOLF& COUNTRY CLUB | 5705 BROOKSTONE DR | ACWORTH | Cobb | 9033263 | 1 | [5 empty] | Removed from Ground | Gas (Historical Use) | 2000 | Cathodically Protected Steel | 1993-06-23 | 1993-06-23 | Galvanized Steel | Suction (American)
TEXACO #100444 | 1098 HWY 92 | ACWORTH | Cobb | 330056 | 6 |  | 1995-11-01 |  | 1990-01-01 |  | Removed from Ground | Gas (Historical Use) | 10000 | Fiberglass | 1990-01-04 | 2005-04-21 | Fiberglass Reinforced Plastic | Pressurized
AMOCO STATION #4273 | SOUTH MAIN ST | ACWORTH | Cobb | 330359 | 3 | [5 empty] | Removed from Ground | Gas (Historical Use) | 8000 | Bare Steel | 1970-04-27 | 1986-07-01 | Galvanized Steel
CHEVRON FOOD MART | 3453 BAKER RD | ACWORTH | Cobb | 9033614 | 1 | Flapper Valve | 2000-10-05 | FALSE | 2000-10-18 | FALSE | Currently in Use | Regular | 12000 | Epoxy | 2000-10-02 |  | Double-Walled Flex | Pressurized
MURPHY USA #6762 | 3111 COBB PKWY NW | ACWORTH | Cobb | 9033620 | 1A | Flapper Valve | 2001-10-30 | FALSE | 2001-10-30 | FALSE | Currently in Use | Regular | 14000 | Fiberglass Double Walled | 2001-10-24 |  | Double-Walled Flex | Pressurized
KAYO STATION | 3671 US HWY 41 NW | ACWORTH | Cobb | 330524 | 6 | [5 empty] | Removed from Ground | Empty | 4000 | Bare Steel | 1966-05-12 | 1989-07-29 | Galvanized Steel
KAYO STATION | 3671 US HWY 41 NW | ACWORTH | Cobb | 330524 | 8 | [5 empty] | Removed from Ground | Empty | 10000 | Bare Steel | 1989-07-29 | 1989-07-29 | Galvanized Steel
ACWORTH FOOD MART | 4403 SOUTH MAIN ST | ACWORTH | Cobb | 9033098 | 3 | [5 empty] | Removed from Ground | Gas (Historical Use) | 8000 | Cathodically Protected Steel | 1975-01-01 | 1999-08-27 | Galvanized Steel
DANIELL MIDDLE SCHOOL | 2900 SCOTT RD | MARIETTA | Cobb | 330565 | 1 |  |  |  | 1991-12-17 |  | Removed from Ground | Diesel | 7000 | Bare Steel | 1972-05-11 | 1998-11-01 | Galvanized Steel | Safe Suction (Euro)
MOBIL C STORE | 3100 HIGHLANDS PKWY SE | SMYRNA | Cobb | 10000636 | 3 | Flapper Valve | 2003-05-03 | FALSE | 2003-05-03 | FALSE | Currently in Use | Diesel | 4000 | Composite | 2003-03-10 |  | Double-Walled Flex | Pressurized
OHM ENTERPRISES INC | 540 CONCORD RD | SMYRNA | Cobb | 9000713 | 1 | [5 empty] | Removed from Ground | Gas (Historical Use) | 8000 | Bare Steel | 1967-05-10 | 1994-10-18 | Galvanized Steel | Pressurized
DELMAR GARDENS OF SMYRNA | 404 KING SPRINGS VILLAGE PKWY | SMYRNA | Cobb | 9033506 | 2 |  | 1998-07-01 | FALSE | 1998-07-01 | FALSE | Removed from Ground | Diesel | 550 | Fiberglass | 1989-01-01 |  | Steel/FG Secondary containment | Safe Suction (Euro)
M E K BUSINESS PARK LLC | 4806 WRIGHT DR | SMYRNA | Cobb | 9033460 | 3 | Ball Float | 1999-03-01 | FALSE | 1999-03-01 | FALSE | Currently in Use | Diesel | 12000 | Epoxy Double-Walled | 1999-03-01 |  | Double-Walled Flex | Pressurized
COASTAL FOOD MART | 2539 OLD CONCORD RD | SMYRNA | Cobb | 330184 | 3 | Ball Float | 1998-05-01 | FALSE | 1998-05-01 | FALSE | Currently in Use | Premium | 10000 | Galvanic (STIP-3) | 1984-02-01 |  | Double-Walled Fiberglass | Pressurized
KENNESTONE HOSPITAL | 677 CHURCH ST | MARIETTA | Cobb | 330015 | 3 | [5 empty] | Removed from Ground | Gas (Historical Use) | 500 | Bare Steel | 1971-04-13 | 1994-03-01 | Copper
SPUR STATION #1839 | 2419 AUSTELL RD SW | MARIETTA | Cobb | 330631 | 3 | [5 empty] | Permanently Out of Use - historical purposes | Gas (Historical Use) | 10153 | Bare Steel | 1966-01-19 | 1899-12-31 | Galvanized Steel
SPEEDY GAS INC | 2951 SHALLOWFORD RD | MARIETTA | Cobb | 9033565 | 2 | Ball Float | 1996-01-26 | FALSE | 1996-01-26 | FALSE | Currently in Use | Plus | 10000 | Composite | 1996-01-23 |  | Fiberglass Reinforced Plastic | Pressurized
ALCHEMY-SOUTH LTD | 1345 OWENBY DR | MARIETTA | Cobb | 330591 | 10 | [5 empty] | Removed from Ground | Other | 10000 | Bare Steel | 1983-03-07 | 1998-06-21 | Bare Steel | Suction (American)
DANIELL MIDDLE SCHOOL | 2900 SCOTT RD | MARIETTA | Cobb | 330565 | 1A | Flapper Valve | 1998-11-01 | FALSE | 1998-11-01 | FALSE | Currently in Use | Diesel | 12000 | Fiberglass | 1998-11-01 |  | Fiberglass Reinforced Plastic | Safe Suction (Euro)
KOALA EXPRESS #1 | 1280 JOHNSON FERRY RD | MARIETTA | Cobb | 9000197 | 3 | Overfill Alarm | 1996-02-01 | FALSE | 1991-01-01 | FALSE | Currently in Use | Premium | 10000 | Fiberglass | 1983-04-10 |  | Fiberglass Reinforced Plastic | Pressurized
FEDEX FREIGHT INC | 2000 MANER RD SE | SMYRNA | Cobb | 330134 | 5 | Flapper Valve | 1998-03-01 | TRUE | 1998-03-01 | TRUE | Closed in Ground | Used Oil | 2300 | Galvanic (STIP-3) | 1992-06-16 |  | Fiberglass Reinforced Plastic | Safe Suction (Euro)
FEDEX FREIGHT INC | 2000 MANER RD SE | SMYRNA | Cobb | 330134 | 4 | Flapper Valve | 1998-03-01 | FALSE | 1998-03-01 | FALSE | Closed in Ground | New Oil | 8000 | Galvanic (STIP-3) | 1985-04-30 |  | Double-Walled Fiberglass | Suction (American)
MIDCO SOUTHERN CO DIV MIDCO EQUI | 910 COBB PKWY NORTH | MARIETTA | Cobb | 330014 | 1 | [5 empty] | Removed from Ground | Diesel | 6000 | Marked Unknown | 1986-03-28 | 1990-01-01 | Unknown
CHUCK CLANCY FORD OF MARIETTA IN | 810 SOUTH COBB PKWY | MARIETTA | Cobb | 330416 | 1 | [5 empty] | Removed from Ground | Gas (Historical Use) | 8000 | Marked Unknown | 1972-05-11 | 1991-02-21 | Unknown
HOUSTON BROTHERS INC | 249 COBB PKWY | MARIETTA | Cobb | 9033618 | 2 | [5 empty] | Removed from Ground | Gas (Historical Use) | 1000 | Bare Steel | 2001-01-01 | 2001-01-01 | Bare Steel | Gravity Fed
WILLIAMS TILE & TERRAZZO CO INC | 1870 SOUTH COBB IND BLVD | SMYRNA | Cobb | 330109 | 1 | [5 empty] | Removed from Ground | Gas (Historical Use) | 2000 | Bare Steel | 1986-06-01 | 1899-12-31 | Galvanized Steel
ROLLINS LEASING CORP BR #317-A | 4520 PINE ST SE | SMYRNA | Cobb | 330103 | 12 | [5 empty] | Removed from Ground | Other | 10000 | Bare Steel | 1974-01-01 | 1995-06-06 | Bare Steel
MARK C POPE ASSOC INC | 4910 MARTIN CT | SMYRNA | Cobb | 330124 | 1 | [5 empty] | Removed from Ground | Diesel | 12000 | Bare Steel | 1979-05-01 | 1994-08-15 | Galvanized Steel
BAKER RD BUS SHOP | 2351 BAKER ROAD | ACWORTH | Cobb | 9033430 | 1 | Flapper Valve | 1991-12-03 | FALSE | 1991-12-03 | FALSE | Currently in Use | Regular | 12000 | Fiberglass Double Walled | 1991-12-03 |  | Double-Walled Fiberglass | Pressurized
BAKER RD BUS SHOP | 2351 BAKER ROAD | ACWORTH | Cobb | 9033430 | 4 | Flapper Valve | 1991-12-03 | FALSE | 1991-12-03 | FALSE | Currently in Use | New Oil | 1000 | Fiberglass Double Walled | 1991-12-03 |  | Double-Walled Fiberglass | Suction (American)
TT&C INC | 5135 NORTH MAIN ST | ACWORTH | Cobb | 9033355 | 3 |  | 1995-03-06 |  | 1995-03-06 |  | Removed from Ground | Diesel | 10000 | Cathodically Protected Steel | 1987-06-12 | 2001-06-14 | Galvanized Steel | Pressurized
T&L KWIK SHOP #81 | 5100 LAKE ACWORTH DR | ACWORTH | Cobb | 330118 | 2-UNL | Ball Float | 1996-06-01 | FALSE | 1996-06-01 | FALSE | Removed from Ground | Gas (Historical Use) | 8000 | Steel-Impressed Current | 1981-05-02 | 2019-08-08 | Double-Walled Flex | Pressurized
TEXACO #100444 | 1098 HWY 92 | ACWORTH | Cobb | 330056 | 5 |  | 1995-11-01 |  | 1990-01-01 |  | Removed from Ground | Gas (Historical Use) | 12000 | Tank Jacket | 1990-01-04 | 2005-04-21 | Fiberglass Reinforced Plastic | Pressurized
ROLLINS LEASING CORP BR #317-A | 4520 PINE ST SE | SMYRNA | Cobb | 330103 | 10 | [5 empty] | Removed from Ground | Other | 10000 | Bare Steel | 1974-01-01 | 1995-06-06 | Bare Steel
CHRIS IMPORTS VOLVO | 2215 COBB PKWY SOUTH | SMYRNA | Cobb | 330090 | 2 |  |  | TRUE |  | TRUE | Removed from Ground | Used Oil | 2000 | Bare Steel | 1973-04-10 | 1989-09-28 | Galvanized Steel
HESS #10208 | 4411 SOUTH ATLANTA RD | SMYRNA | Cobb | 330083 | 2 | [5 empty] | Removed from Ground | Empty | 6000 | Bare Steel | 1964-05-10 | 1991-01-01 | Galvanized Steel
BOOMERSHINE PONTIAC-GMC-SUBARU | 2150 COBB PARKWAY | SMYRNA | Cobb | 330121 | 3 |  |  | TRUE |  | TRUE | Removed from Ground | Used Oil | 2000 | Bare Steel | 1993-12-16 | 1993-12-16 | Galvanized Steel | Gravity Fed
Clipper B.P. | 5220 S COBB DR | SMYRNA | Cobb | 330163 | 6 |  |  | TRUE |  | TRUE | Removed from Ground | Used Oil | 1000 | Fiberglass | 1989-01-01 | 2002-05-23 | Fiberglass Reinforced Plastic
Clipper B.P. | 5220 S COBB DR | SMYRNA | Cobb | 330163 | 9 |  | 1989-01-01 |  | 1989-01-01 |  | Removed from Ground | Gas (Historical Use) | 10000 | Fiberglass | 1989-01-01 | 2002-05-23 | Fiberglass Reinforced Plastic | Pressurized
BP #24087 | 2050 COBB PKWY SE | SMYRNA | Cobb | 330175 | 6 | [5 empty] | Removed from Ground | Diesel | 10000 | Bare Steel | 1980-05-03 | 1899-12-31 | Galvanized Steel
BP #24087 | 2050 COBB PKWY SE | SMYRNA | Cobb | 330175 | 8 |  | 1988-01-01 |  | 1988-01-01 |  | Removed from Ground | Gas (Historical Use) | 10000 | Fiberglass | 1988-04-10 | 2003-04-23 | Fiberglass Reinforced Plastic | Pressurized
BP #24087 | 2050 COBB PKWY SE | SMYRNA | Cobb | 330175 | 9 |  | 1988-01-01 |  | 1988-01-01 |  | Removed from Ground | Gas (Historical Use) | 10000 | Fiberglass | 1988-04-10 | 2003-04-23 | Fiberglass Reinforced Plastic | Pressurized
CROWN/FAST FARE GA-11 | 1685 SPRING RD | SMYRNA | Cobb | 330024 | XTRA | [5 empty] | Removed from Ground | Gas (Historical Use) | 15060 | Bare Steel | 1974-04-07 | 1991-10-01 | Galvanized Steel
QUAKER STATE CORP/CORN BROS INC | 5500 SOUTH COBB DR | SMYRNA | Cobb | 330050 | C | [5 empty] | Removed from Ground | Gas (Historical Use) | 4000 | Bare Steel | 1975-05-04 | 1988-09-01 | Galvanized Steel
QUAKER STATE CORP/CORN BROS INC | 5500 SOUTH COBB DR | SMYRNA | Cobb | 330050 | D |  |  | TRUE |  | TRUE | Removed from Ground | Used Oil | 550 | Bare Steel | 1973-05-04 | 1988-09-01 | Unknown
LITTLE & SMITH INC | 202 CHURCH ST NE | MARIETTA | Cobb | 9033252 | 1 | [5 empty] | Removed from Ground | Gas (Historical Use) | 2000 | Not Marked/Unknown | 1993-02-16 | 1993-02-16 | Not Marked
TEXACO SERVICE STATION 21-480-38 | 3324 CANTON HWY | MARIETTA | Cobb | 330057 | 4 |  | 1996-02-01 |  | 1995-01-01 |  | Removed from Ground | Empty | 10000 | Fiberglass | 1983-04-30 | 2001-06-13 | Fiberglass Reinforced Plastic | Pressurized
KENNESAW NATIONAL BATTLEFIELD PK | STILESBORO RD & US HWY 41 | MARIETTA | Cobb | 9033009 | 1 | [5 empty] | Removed from Ground | Diesel | 1200 | Bare Steel | 1964-01-01 | 1990-04-01 | Galvanized Steel
MARIETTA TOYOTA INC | 750 COBB PKWY | MARIETTA | Cobb | 330474 | 1 |  |  | TRUE |  | TRUE | Removed from Ground | Used Oil | 1000 | Marked Unknown | 1983-05-09 | 1997-03-15 | Unknown
COLLOIDS INC/NORTH CHEMICAL CO I | 1525 CHURCH ST EXT | MARIETTA | Cobb | 330636 | 2 | [5 empty] | Removed from Ground | Diesel | 0 | Bare Steel | 1986-01-15 | 1986-01-15 | Galvanized Steel
EMORY UNIVERSITY | 3949 S COBB DR | SMYRNA | Cobb | 9033360 | 1 | Flapper Valve | 1998-06-01 | FALSE | 1998-06-01 | FALSE | Currently in Use | Diesel | 10000 | Steel-Impressed Current | 1998-06-01 |  | Steel (Impressed Current) | Safe Suction (Euro)
SHELL FOODMART | 4641 ATLANTA RD | SMYRNA | Cobb | 330088 | 11 | Overfill Alarm | 2016-09-20 | FALSE |  | FALSE | Currently in Use | Plus | 5000 | Composite Double Walled | 2016-09-20 |  | Double-Walled Fiberglass | Pressurized
CHRIS IMPORTS VOLVO | 2215 COBB PKWY SOUTH | SMYRNA | Cobb | 330090 | 1 | [5 empty] | Removed from Ground | Other | 1000 | Bare Steel | 1973-04-10 | 1989-09-28 | Galvanized Steel
CYPRESS TRUCK LINES INC/CYPRESS | 4920 MARTIN CT | SMYRNA | Cobb | 330086 | 2 | [5 empty] | Removed from Ground | Diesel | 30000 | Bare Steel | 1980-04-01 | 1996-03-20 | Galvanized Steel
NORTHSIDE SALES | 3689 SOUTH ATLANTA RD | SMYRNA | Cobb | 330130 | 2 | [5 empty] | Removed from Ground | Gas (Historical Use) | 10000 | Bare Steel | 1976-05-03 | 1899-12-31 | Unknown
Clipper B.P. | 5220 S COBB DR | SMYRNA | Cobb | 330163 | 13B | Flapper Valve | 2019-05-01 | FALSE | 2018-10-01 | FALSE | Currently in Use | E-0 | 7000 | Fiberglass Double Walled | 2018-10-01 |  | Double-Walled Flex
BP #24087 | 2050 COBB PKWY SE | SMYRNA | Cobb | 330175 | 7 |  | 1988-01-01 |  | 1988-01-01 |  | Removed from Ground | Gas (Historical Use) | 10000 | Fiberglass | 1988-04-10 | 2003-04-23 | Fiberglass Reinforced Plastic | Pressurized
BP #24087 | 2050 COBB PKWY SE | SMYRNA | Cobb | 330175 | 1 | [5 empty] | Removed from Ground | Gas (Historical Use) | 6000 | Bare Steel | 1967-05-07 | 1899-12-31 | Galvanized Steel
EZ SERVE #8140 | 2610 COBB PKWY | SMYRNA | Cobb | 330196 | 140-1 |  | 1998-05-22 |  | 1998-05-22 |  | Removed from Ground | Gas (Historical Use) | 10000 | Fiberglass | 1988-06-20 | 2003-04-29 | Fiberglass Reinforced Plastic | Pressurized
CROWN STATION GA-002 | 3246 SOUTH ATLANTA RD | SMYRNA | Cobb | 330019 | XTRA | [5 empty] | Removed from Ground | Gas (Historical Use) | 6047 | Bare Steel | 1966-04-09 | 1991-11-07 | Galvanized Steel
RIDGEVIEW INSTITUTE | 3995 SOUTH COBB DR | SMYRNA | Cobb | 9033040 | 2 | [5 empty] | Removed from Ground | Diesel | 500 | Bare Steel | 1982-01-01 | 1995-01-01 | Galvanized Steel
SHELL FOOD MART | 2928 AUSTELL RD SW | MARIETTA | Cobb | 332001 | 2 | Ball Float | 1997-11-04 | FALSE | 1997-11-04 | FALSE | Currently in Use | Plus | 10000 | Fiberglass | 1987-11-04 |  | Fiberglass Reinforced Plastic | Pressurized
QUIK GO ENTERPRISES INC | 3190 CANTON HWY | MARIETTA | Cobb | 330629 | 2 | [5 empty] | Removed from Ground | Gas (Historical Use) | 10000 | Bare Steel | 1978-01-01 | 1992-07-17 | Galvanized Steel | Suction (American)
OHM ENTERPRISES INC | 540 CONCORD RD | SMYRNA | Cobb | 9000713 | 5 | Ball Float | 1994-10-01 | FALSE | 1994-10-01 | FALSE | Currently in Use | Premium | 10000 | Fiberglass | 1994-10-01 |  | Fiberglass Reinforced Plastic | Pressurized
LANCE OIL CO | 3475 -A LAKE DR | SMYRNA | Cobb | 330627 | 2 | Flapper Valve | 1995-08-01 |  | 1995-08-01 |  | Removed from Ground | Gas (Historical Use) | 10000 | Steel-Impressed Current | 1978-10-01 | 2013-07-23 | Steel (Impressed Current) | Pressurized
CHEVRON FOOD MART | 475 WINDY HILL ROAD | SMYRNA | Cobb | 9033592 | 2 | Ball Float | 2000-02-01 | FALSE | 2000-02-01 | FALSE | Currently in Use | Premium | 10000 | Fiberglass | 2000-02-01 |  | Fiberglass Reinforced Plastic | Pressurized
MIDCO SOUTHERN CO DIV MIDCO EQUI | 910 COBB PKWY NORTH | MARIETTA | Cobb | 330014 | 2 |  |  | TRUE |  | TRUE | Removed from Ground | Used Oil | 0 | Marked Unknown | 1986-03-28 | 1990-01-01 | Unknown
COLLOIDS INC/NORTH CHEMICAL CO I | 1525 CHURCH ST EXT | MARIETTA | Cobb | 330636 | 1 | [5 empty] | Removed from Ground | Diesel | 0 | Bare Steel | 1986-01-15 | 1986-01-15 | Galvanized Steel
ROLLINS LEASING CORP BR #317-A | 4520 PINE ST SE | SMYRNA | Cobb | 330103 | 6 |  |  | TRUE |  | TRUE | Removed from Ground | Used Oil | 6000 | Bare Steel | 1971-01-01 | 1996-11-20 | Bare Steel | Safe Suction (Euro)
ROLLINS LEASING CORP BR #317-A | 4520 PINE ST SE | SMYRNA | Cobb | 330103 | 8 | [5 empty] | Removed from Ground | Other | 10000 | Bare Steel | 1974-01-01 | 1995-06-06 | Bare Steel
ROLLINS LEASING CORP BR #317-A | 4520 PINE ST SE | SMYRNA | Cobb | 330103 | 9 | [5 empty] | Removed from Ground | Other | 10000 | Bare Steel | 1974-01-01 | 1995-06-06 | Bare Steel
ROLLINS LEASING CORP BR #317-A | 4520 PINE ST SE | SMYRNA | Cobb | 330103 | 11 | [5 empty] | Removed from Ground | Other | 10000 | Bare Steel | 1974-01-01 | 1995-06-06 | Bare Steel
E Z TRIP CHEVRON | 3601 ATLANTA RD | SMYRNA | Cobb | 330136 | B | Flapper Valve | 1993-09-01 | FALSE | 1993-09-01 | FALSE | Currently in Use | E-0 | 10000 | Steel-Impressed Current | 1981-03-18 |  | Fiberglass Reinforced Plastic | Pressurized
BP/GULF #01283 | 4485 SOUTH ATLANTA RD | SMYRNA | Cobb | 9000547 | 3 | [5 empty] | Removed from Ground | Gas (Historical Use) | 10000 | Fiberglass | 1990-02-15 | 1993-09-21 | Fiberglass Reinforced Plastic
WILLIAMS TILE & TERRAZZO CO INC | 1870 SOUTH COBB IND BLVD | SMYRNA | Cobb | 330109 | 2 | [5 empty] | Removed from Ground | Empty | 2000 | Bare Steel | 1984-04-30 | 1899-12-31 | Galvanized Steel
CYPRESS TRUCK LINES INC/CYPRESS | 4920 MARTIN CT | SMYRNA | Cobb | 330086 | 3 | Ball Float | 2007-05-01 | TRUE | 2007-05-01 | TRUE | Currently in Use | Used Oil | 500 | Galvanic (STIP-3) | 1980-04-01 |  | Fiberglass Reinforced Plastic
Q LUBE INC #1154 | 2249 SOUTH COBB DR | SMYRNA | Cobb | 330145 | 2 | [5 empty] | Removed from Ground | Other | 1000 | Cathodically Protected Steel | 1983-05-06 | 1996-03-01 | Galvanized Steel | Suction (American)
UNITED DISTRIBUTORS INC | 2627 COLLINS SPRINGS DR | SMYRNA | Cobb | 330153 | 1 | [5 empty] | Removed from Ground | Gas (Historical Use) | 0 | Bare Steel | 1986-05-02 | 1999-07-23 | Galvanized Steel
BOOMERSHINE PONTIAC-GMC-SUBARU | 2150 COBB PARKWAY | SMYRNA | Cobb | 330121 | 2 | [5 empty] | Removed from Ground | Other | 2000 | Bare Steel | 1993-12-16 | 1993-12-16 | Galvanized Steel | Gravity Fed
Clipper B.P. | 5220 S COBB DR | SMYRNA | Cobb | 330163 | 10 |  |  | FALSE |  | FALSE | Removed from Ground | Diesel | 10000 | Unknown | 1989-01-01 | 2002-05-23
PLANT MCDONOUGH-ATKINSON | 5551 SOUTH COBB DR | SMYRNA | Cobb | 330176 | 111 | [5 empty] | Removed from Ground | Kerosene | 1500 | Bare Steel | 1976-05-09 | 1990-06-01 | Unknown
PLANT MCDONOUGH-ATKINSON | 5551 SOUTH COBB DR | SMYRNA | Cobb | 330176 | 113 | [5 empty] | Removed from Ground | Other | 1000 | Bare Steel | 1976-05-09 | 1990-06-01 | Unknown
EZ SERVE #8140 | 2610 COBB PKWY | SMYRNA | Cobb | 330196 | R1 | [5 empty] | Removed from Ground | Gas (Historical Use) | 8000 | Bare Steel | 1971-02-07 | 1988-11-01 | Bare Steel
EZ SERVE #8140 | 2610 COBB PKWY | SMYRNA | Cobb | 330196 | P3 | [5 empty] | Removed from Ground | Gas (Historical Use) | 8000 | Bare Steel | 1971-02-07 | 1988-11-01 | Bare Steel
COBB COUNTY FIRE STATION #4 | 4301 ATLANTA RD | SMYRNA | Cobb | 9033433 | 1 | [5 empty] | Removed from Ground | Gas (Historical Use) | 1000 | Marked Unknown | 1998-11-11 | 1998-11-11 | Unknown | Safe Suction (Euro)
SMITH TRUCKING | 4304 TOONIGH RD NW | ACWORTH | Cobb | 9033070 | 1 | [5 empty] | Removed from Ground | Diesel | 10000 | Cathodically Protected Steel | 1990-09-05 | 2013-05-27 | Galvanized Steel | Pressurized
PETROLEUM REALTY II LLC | 2120 CANTON HWY | MARIETTA | Cobb | 330518 | 4 |  | 1988-01-01 | FALSE | 1988-01-01 | FALSE | Removed from Ground | Diesel | 12000 | Steel-Impressed Current | 1998-07-01 | 1998-07-01 |  | Pressurized
SHELL FOOD MART | 2928 AUSTELL RD SW | MARIETTA | Cobb | 332001 | 3 | Ball Float | 1997-11-04 | FALSE | 1997-11-04 | FALSE | Currently in Use | Premium | 10000 | Fiberglass | 1987-11-04 |  | Fiberglass Reinforced Plastic | Pressurized
OHM ENTERPRISES INC | 540 CONCORD RD | SMYRNA | Cobb | 9000713 | 3 | [5 empty] | Removed from Ground | Gas (Historical Use) | 8000 | Bare Steel | 1973-05-08 | 1994-10-18 | Galvanized Steel | Pressurized
M E K BUSINESS PARK LLC | 4806 WRIGHT DR | SMYRNA | Cobb | 9033460 | 1WEST | [5 empty] | Removed from Ground | Gas (Historical Use) | 8000 | Bare Steel | 1998-12-01 | 1998-12-01 | Galvanized Steel | Suction (American)
ATLANTA HAULING | 3001 S PIONEER DR | SMYRNA | Cobb | 9033259 | UL321034 | Overfill Alarm | 1992-07-24 |  | 1992-07-24 |  | Currently in Use | Diesel | 20000 | Composite | 1992-07-24 |  | Fiberglass Reinforced Plastic | Pressurized
FEDEX FREIGHT INC | 2000 MANER RD SE | SMYRNA | Cobb | 330134 | 1 | Flapper Valve | 1998-03-01 | FALSE | 1998-03-01 | FALSE | Closed in Ground | Diesel | 25000 | Galvanic (STIP-3) | 1985-04-30 |  | Double-Walled Fiberglass | Pressurized
TEXACO SERVICE STATION 21-480-38 | 3324 CANTON HWY | MARIETTA | Cobb | 330057 | 2 |  | 1996-02-01 |  | 1995-11-01 |  | Removed from Ground | Gas (Historical Use) | 10000 | Fiberglass | 1983-04-30 | 2001-06-13 | Fiberglass Reinforced Plastic | Pressurized
VI-MAC INC | 374 GLOVER ST | MARIETTA | Cobb | 330033 | 3 | [5 empty] | Closed in Ground | Gas (Historical Use) | 560 | Bare Steel | 1979-01-01 | 1979-01-01 | Galvanized Steel
MR PRIDE CARWASH | 2235 COBB PKWY SE | SMYRNA | Cobb | 330099 | 2 | [5 empty] | Removed from Ground | Gas (Historical Use) | 10000 | Bare Steel | 1980-05-02 | 1992-05-04 | Galvanized Steel | Pressurized
SHELL | 2370 SPRING RD | SMYRNA | Cobb | 9033036 | 2 | Ball Float | 1993-12-16 | FALSE | 1993-12-16 | FALSE | Currently in Use | Regular | 10000 | Fiberglass | 1988-12-27 |  | Double-Walled Fiberglass | Pressurized
VACANT FACILITY | 2135 SOUTH US HWY 41-COBB PKWY S | SMYRNA | Cobb | 330304 | N01 | [5 empty] | Permanently Out of Use - historical purposes | Gas (Historical Use) | 12000 | Bare Steel | 1974-04-18 | 1899-12-31 | Unknown
SHELL FOOD MART | 3402 S COBB DR | SMYRNA | Cobb | 330339 | 5 | [5 empty] | Removed from Ground | Gas (Historical Use) | 4000 | Bare Steel | 1975-04-26 | 1988-01-01 | Galvanized Steel
CAPITAL CONSTRUCTION CO | 1225 WINCHESTER PKWY | SMYRNA | Cobb | 330263 | 2 | [5 empty] | Removed from Ground | Gas (Historical Use) | 2000 | Bare Steel | 1982-01-02 | 1997-06-01 | Galvanized Steel
SMYRNA TOWERS | 4000 S COBB DR | SMYRNA | Cobb | 9033564 | 2 |  | 1998-10-19 |  | 1998-10-19 |  | Removed from Ground | Diesel | 275 | Fiberglass | 1998-10-19 | 2015-09-28 | Secondary Containment | Suction (American)
JOHN SINEATH | 2440 CHURCH RD SE | SMYRNA | Cobb | 9033540 | 1 |  |  | TRUE |  | TRUE | Removed from Ground | Used Oil | 1000 | Bare Steel | 1998-04-27 | 1998-04-27 | Bare Steel
HOUSTON BROTHERS INC | 249 COBB PKWY | MARIETTA | Cobb | 9033618 | 1 | [5 empty] | Removed from Ground | Gas (Historical Use) | 1000 | Bare Steel | 2001-01-01 | 2001-01-01 | Bare Steel | Gravity Fed
DELLS BARBECUE | 4052 ATLANTA RD SE | SMYRNA | Cobb | 9033357 | 1 | [5 empty] | Permanently Out of Use - historical purposes | Gas (Historical Use) | 500 | Not Marked/Unknown |  | 1899-12-31 | Unknown
ROLLINS LEASING CORP BR #317-A | 4520 PINE ST SE | SMYRNA | Cobb | 330103 | 7 | [5 empty] | Removed from Ground | Other | 10000 | Bare Steel | 1974-01-01 | 1995-06-06 | Bare Steel
ROLLINS LEASING CORP BR #317-A | 4520 PINE ST SE | SMYRNA | Cobb | 330103 | 1 |  | 1988-12-13 |  | 1988-12-13 |  | Removed from Ground | Diesel | 20000 | Double Walled | 1988-12-13 | 1899-12-31 | Fiberglass Reinforced Plastic | Pressurized
MILLER GARRETT (FORMER HOME OWNE | 3602 ATLANTA RD | SMYRNA | Cobb | 9033340 | 2 | [5 empty] | Removed from Ground | Gas (Historical Use) | 1000 | Marked Unknown | 1995-01-31 | 1995-01-31 | Unknown
E Z TRIP CHEVRON | 3601 ATLANTA RD | SMYRNA | Cobb | 330136 | C | Flapper Valve | 1993-09-01 | FALSE | 1993-09-01 | FALSE | Currently in Use | Premium | 12000 | Steel-Impressed Current | 1981-03-18 |  | Fiberglass Reinforced Plastic | Pressurized
E Z TRIP CHEVRON | 3601 ATLANTA RD | SMYRNA | Cobb | 330136 | D | Flapper Valve | 1993-09-01 | FALSE | 1993-09-01 | FALSE | Currently in Use | Diesel | 8000 | Steel-Impressed Current | 1981-03-18 |  | Fiberglass Reinforced Plastic | Pressurized
Clipper B.P. | 5220 S COBB DR | SMYRNA | Cobb | 330163 | 8 |  | 1989-01-01 |  | 1989-01-01 |  | Removed from Ground | Gas (Historical Use) | 10000 | Fiberglass | 1989-01-01 | 2002-05-23 | Fiberglass Reinforced Plastic | Pressurized
Clipper B.P. | 5220 S COBB DR | SMYRNA | Cobb | 330163 | 2 | [5 empty] | Removed from Ground | Gas (Historical Use) | 6000 | Bare Steel | 1969-05-06 | 1899-12-31 | Galvanized Steel
BP #24087 | 2050 COBB PKWY SE | SMYRNA | Cobb | 330175 | 2 | [5 empty] | Removed from Ground | Gas (Historical Use) | 6000 | Bare Steel | 1967-05-07 | 1899-12-31 | Galvanized Steel
ED VOYLES OLDSMOBILE | 2103 COBB PKWY | MARIETTA | Cobb | 330334 | 4 | [5 empty] | Removed from Ground | Other | 550 | Bare Steel | 1993-02-09 | 1993-02-09 | Bare Steel | Gravity Fed
SAVE #9/STEVES FINA | 2170 ROSWELL RD | MARIETTA | Cobb | 330285 | 1 | [5 empty] | Removed from Ground | Gas (Historical Use) | 6000 | Cathodically Protected Steel | 1973-04-18 | 1994-04-20 | Galvanized Steel | Pressurized
TEXACO FOOD MART | 1120 POWERS FERRY RD | MARIETTA | Cobb | 9033039 | D |  |  | FALSE |  | FALSE | Removed from Ground | Used Oil | 550 | Bare Steel | 1976-04-25 | 1989-04-06 | Unknown
TEXACO FOOD MART | 1120 POWERS FERRY RD | MARIETTA | Cobb | 9033039 | C |  |  | FALSE |  | FALSE | Removed from Ground | Gas (Historical Use) | 10000 | Bare Steel | 1976-04-25 | 1989-04-06 | Galvanized Steel
SN Express FoodMart | 2365 DELK RD | MARIETTA | Cobb | 330064 | 3 | Flapper Valve | 1994-01-01 | FALSE | 1991-01-01 | FALSE | Currently in Use | Premium | 10000 | Fiberglass | 1981-04-30 |  | Double-Walled Fiberglass | Pressurized
SHELL FOOD MART | 264 POWERS FERRY RD | MARIETTA | Cobb | 330072 | 5 | [5 empty] | Removed from Ground | Gas (Historical Use) | 10000 | Fiberglass | 1994-03-19 | 1994-03-19 | Fiberglass Reinforced Plastic | Pressurized
CROWN STATION GA 63 | 1305 POWERS FERRY RD | MARIETTA | Cobb | 330018 | REG | [5 empty] | Removed from Ground | Gas (Historical Use) | 10000 | Bare Steel | 1982-04-05 | 1991-08-13 | Galvanized Steel
VOYLES IMPORTS INC MARK A SINGLE | 1830 COBB PKWY SOUTH | MARIETTA | Cobb | 9033232 | 2 | [5 empty] | Removed from Ground | Gas (Historical Use) | 0 | Marked Unknown | 1992-12-01 | 1992-12-01 | Unknown
Saneey's BP, Inc. | 1365 Powers Ferry Rd | Marietta | Cobb | 330170 | 2 | Ball Float | 1980-05-01 | FALSE | 1980-05-01 | FALSE | Removed from Ground | Gas (Historical Use) | 10000 | Fiberglass | 1980-05-03 | 2019-02-26 | Fiberglass Reinforced Plastic | Pressurized
CHEVRON 201840 | 2875 SOUTH COBB DR | SMYRNA | Cobb | 330041 | 3 | Ball Float | 1994-08-05 | FALSE | 1994-08-05 | FALSE | Currently in Use | Gas (Historical Use) | 10000 | Fiberglass | 1985-04-30 |  | Fiberglass Reinforced Plastic | Pressurized
ASPEN HILLS LLC C/O BRANCH PROPERTIES | 5181 S COBB DR | SMYRNA | Cobb | 9033142 | 4 | Ball Float | 1990-07-19 | FALSE | 1990-07-19 | FALSE | Currently in Use | Diesel | 10000 | Fiberglass | 1990-07-01 |  | Fiberglass Reinforced Plastic | Pressurized
SHELL | 2370 SPRING RD | SMYRNA | Cobb | 9033036 | 3 | Ball Float | 1993-12-16 | FALSE | 1993-12-16 | FALSE | Currently in Use | Premium | 10000 | Fiberglass | 1988-12-27 |  | Double-Walled Fiberglass | Pressurized
QUIKTRIP #732 | 2671 SPRING RD | SMYRNA | Cobb | 9033035 | 1 | Ball Float | 1990-09-01 | FALSE | 1990-09-01 | FALSE | Currently in Use | Regular | 12000 | Fiberglass Double Walled | 1990-09-28 |  | Double-Walled Fiberglass | Pressurized
CITY OF SMYRNA FIRE STATION #1 | 1290 WEST SPRING ST | SMYRNA | Cobb | 330293 | 5 | [5 empty] | Removed from Ground | Gas (Historical Use) | 4000 | Bare Steel | 1995-02-07 | 1995-02-07 | Bare Steel
SHELL FOOD MART | 3402 S COBB DR | SMYRNA | Cobb | 330339 | 9 |  | 1988-12-19 | FALSE | 1988-12-19 | FALSE | Removed from Ground | Gas (Historical Use) | 10000 | Fiberglass Double Walled | 1988-12-19 | 2019-05-01 | Fiberglass Reinforced Plastic | Pressurized
SHELL FOOD MART | 3402 S COBB DR | SMYRNA | Cobb | 330339 | 6 | [5 empty] | Removed from Ground | Gas (Historical Use) | 8000 | Cathodically Protected Steel | 1983-04-24 | 1988-01-01 | Galvanized Steel
SMYRNA FOOD MART | 2711 S COBB DR | SMYRNA | Cobb | 330344 | 3 | Ball Float | 1984-04-23 | FALSE | 1984-04-23 | FALSE | Currently in Use | Diesel | 10000 | Galvanic (STIP-3) | 1984-04-23 |  | Fiberglass Reinforced Plastic | Pressurized
UNKNOWN | 4874 SOUTH ATLANTA RD | SMYRNA | Cobb | 9033367 | 1 | [5 empty] | Removed from Ground | Empty | 1000 | Not Marked/Unknown | 1975-01-01 | 1975-01-01 | Unknown
Clipper B.P. | 5220 S COBB DR | SMYRNA | Cobb | 330163 | 3 | [5 empty] | Removed from Ground | Gas (Historical Use) | 10000 | Bare Steel | 1969-05-06 | 1899-12-31 | Galvanized Steel
BP #24087 | 2050 COBB PKWY SE | SMYRNA | Cobb | 330175 | 3 | [5 empty] | Removed from Ground | Gas (Historical Use) | 6000 | Bare Steel | 1967-05-07 | 1899-12-31 | Galvanized Steel
CHEVRON FOOD MART | 1166 CONCORD RD | SMYRNA | Cobb | 330199 | 2 | Flapper Valve | 1991-01-01 | FALSE | 1991-01-01 | FALSE | Currently in Use | Premium | 10000 | Steel-Impressed Current | 1971-02-07 |  |  | Pressurized
QUAKER STATE CORP/CORN BROS INC | 5500 SOUTH COBB DR | SMYRNA | Cobb | 330050 | B | [5 empty] | Removed from Ground | Gas (Historical Use) | 4000 | Bare Steel | 1975-05-04 | 1988-09-01 | Galvanized Steel
ASPEN HILLS LLC C/O BRANCH PROPERTIES | 5181 S COBB DR | SMYRNA | Cobb | 9033142 | 2 | Ball Float | 1990-07-19 | FALSE | 1990-07-19 | FALSE | Currently in Use | Plus | 10000 | Fiberglass | 1990-07-01 |  | Fiberglass Reinforced Plastic | Pressurized
SHELL | 2370 SPRING RD | SMYRNA | Cobb | 9033036 | 1 | Ball Float | 1993-12-16 | FALSE | 1993-12-16 | FALSE | Currently in Use | Regular | 10000 | Fiberglass | 1988-12-27 |  | Double-Walled Fiberglass | Pressurized
QUIKTRIP #732 | 2671 SPRING RD | SMYRNA | Cobb | 9033035 | 3 | Ball Float | 1990-09-01 | FALSE | 1990-09-01 | FALSE | Currently in Use | Premium | 12000 | Fiberglass Double Walled | 1990-09-28 |  | Double-Walled Fiberglass | Pressurized
RIDGEVIEW INSTITUTE | 3995 SOUTH COBB DR | SMYRNA | Cobb | 9033040 | 1 | [5 empty] | Removed from Ground | Diesel | 200 | Bare Steel | 1979-01-01 | 1995-01-01 | Galvanized Steel
TEXACO | 2691 S COBB DR | SMYRNA | Cobb | 330319 | 2 | Ball Float | 1993-08-01 | FALSE | 1993-08-01 | FALSE | Currently in Use | Premium | 12000 | Fiberglass | 1985-04-17 |  | Double-Walled Fiberglass | Pressurized
NORTHSIDE SALES | 3689 SOUTH ATLANTA RD | SMYRNA | Cobb | 330130 | 1 | [5 empty] | Removed from Ground | Gas (Historical Use) | 10000 | Bare Steel | 1976-05-03 | 1899-12-31 | Unknown
CHEVRON FOOD MART | 1166 CONCORD RD | SMYRNA | Cobb | 330199 | 1 | Flapper Valve | 1991-01-01 | FALSE | 1991-01-01 | FALSE | Currently in Use | Regular | 10000 | Steel-Impressed Current | 1971-02-07 |  |  | Pressurized
ACWORTH FOOD MART | 4403 SOUTH MAIN ST | ACWORTH | Cobb | 9033098 | 2 | [5 empty] | Removed from Ground | Gas (Historical Use) | 8000 | Cathodically Protected Steel | 1975-01-01 | 1999-08-27 | Galvanized Steel
MURPHY USA #6762 | 3111 COBB PKWY NW | ACWORTH | Cobb | 9033620 | 2A | Flapper Valve | 2001-10-30 | FALSE | 2001-10-30 | FALSE | Currently in Use | Regular | 14000 | Fiberglass Double Walled | 2001-10-24 |  | Double-Walled Flex | Pressurized
COBB CORNER | 3540 COBB PKWY | ACWORTH | Cobb | 9033539 | 1 |  | 1998-01-01 |  | 1998-01-01 |  | Removed from Ground | Gas (Historical Use) | 15000 | Composite | 1998-01-01 | 2007-02-28 | Fiberglass Reinforced Plastic | Pressurized
HESS #10208 | 4411 SOUTH ATLANTA RD | SMYRNA | Cobb | 330083 | 1 | [5 empty] | Removed from Ground | Empty | 6000 | Bare Steel | 1964-05-10 | 1991-01-01 | Galvanized Steel
E Z TRIP CHEVRON | 3601 ATLANTA RD | SMYRNA | Cobb | 330136 | A | Flapper Valve | 1993-09-01 | FALSE | 1993-09-01 | FALSE | Currently in Use | Regular | 12000 | Steel-Impressed Current | 1981-03-18 |  | Fiberglass Reinforced Plastic | Pressurized
BOOMERSHINE PONTIAC-GMC-SUBARU | 2150 COBB PARKWAY | SMYRNA | Cobb | 330121 | 7 | [5 empty] | Removed from Ground | Gas (Historical Use) | 10000 | Bare Steel | 1993-12-16 | 1993-12-16 | Galvanized Steel | Gravity Fed
BOOMERSHINE PONTIAC-GMC-SUBARU | 2150 COBB PARKWAY | SMYRNA | Cobb | 330121 | 5 |  |  | TRUE |  | TRUE | Removed from Ground | Used Oil | 500 | Bare Steel | 1993-12-16 | 1993-12-16 | Galvanized Steel | Gravity Fed
BOOMERSHINE PONTIAC-GMC-SUBARU | 2150 COBB PARKWAY | SMYRNA | Cobb | 330121 | 4 | [5 empty] | Removed from Ground | Other | 1000 | Bare Steel | 1993-12-16 | 1993-12-16 | Galvanized Steel | Gravity Fed
Clipper B.P. | 5220 S COBB DR | SMYRNA | Cobb | 330163 | 14B | Flapper Valve | 2019-05-01 | FALSE | 2018-10-01 | FALSE | Currently in Use | E-85 | 7000 | Fiberglass Double Walled | 2018-10-01 |  | Double-Walled Flex
Clipper B.P. | 5220 S COBB DR | SMYRNA | Cobb | 330163 | 12 | Flapper Valve | 2019-05-01 | FALSE | 2018-10-01 | FALSE | Currently in Use | Regular | 15000 | Fiberglass Double Walled | 2018-10-01 |  | Double-Walled Flex
MABRY MIDDLE SCHOOL | 2700 JIMS RD | MARIETTA | Cobb | 330566 | 1A | Flapper Valve | 1998-11-05 | FALSE | 1998-11-05 | FALSE | Currently in Use | Diesel | 12000 | Fiberglass | 1998-11-01 |  | Fiberglass Reinforced Plastic | Safe Suction (Euro)
KOALA EXPRESS #1 | 1280 JOHNSON FERRY RD | MARIETTA | Cobb | 9000197 | 2 | Overfill Alarm | 1996-02-01 | FALSE | 1991-01-01 | FALSE | Currently in Use | Plus | 10000 | Fiberglass | 1983-04-10 |  | Fiberglass Reinforced Plastic | Pressurized
MURPHY USA #7220 | 2691 CHASTAIN MEADOWS PKWY | MARIETTA | Cobb | 10000895 | 2B | Overfill Alarm | 2005-05-12 | FALSE | 2005-04-14 | FALSE | Currently in Use | Premium | 8000 | Fiberglass Double Walled | 2005-04-12 |  | Double-Walled Fiberglass | Pressurized
RUBES CREEK (PUMP STATION) | 1600 JAMERSON RD | MARIETTA | Cobb | 10000339 | 1 | Flapper Valve |  | FALSE |  | FALSE | Removed from Ground | Diesel | 4000 | Galvanic (STIP-3) | 1990-01-01 | 2008-08-01 | Galvanized Steel | Safe Suction (Euro)
BUTCH BAILY | 4648 WEHUNT DRIVE | SMYRNA | Cobb | 10000345 | 1 |  |  | FALSE |  | FALSE | Removed from Ground | Diesel | 3000 | Bare Steel | 1980-01-01 | 2003-04-02
OHM ENTERPRISES INC | 540 CONCORD RD | SMYRNA | Cobb | 9000713 | 4 | Ball Float | 1994-10-01 | FALSE | 1994-10-01 | FALSE | Currently in Use | Regular | 10000 | Fiberglass | 1994-10-01 |  | Fiberglass Reinforced Plastic | Pressurized
LANCE OIL CO | 3475 -A LAKE DR | SMYRNA | Cobb | 330627 | 5K1 | Flapper Valve | 1995-08-01 |  | 1995-08-01 |  | Removed from Ground | Kerosene | 10000 | Steel-Impressed Current | 1982-11-01 | 2013-07-23 | Steel (Impressed Current) | Pressurized
GA POWER/NORTH COBB OP HQ | 1040 LAKE DR | MARIETTA | Cobb | 330177 | A |  |  | FALSE |  | FALSE | Closed in Ground | Gas (Historical Use) | 10000 | Bare Steel | 1976-05-09 | 1993-06-22 | Bare Steel | Safe Suction (Euro)
MARIETTA TOYOTA INC | 750 COBB PKWY | MARIETTA | Cobb | 330474 | 2 |  |  | TRUE |  | TRUE | Removed from Ground | Used Oil | 1000 | Marked Unknown | 1983-05-09 | 1997-03-15 | Unknown
CYPRESS TRUCK LINES INC/CYPRESS | 4920 MARTIN CT | SMYRNA | Cobb | 330086 | 1 | Ball Float | 1980-04-10 | FALSE | 1980-04-10 | FALSE | Removed from Ground | Diesel | 12000 | Fiberglass Double Walled | 1980-04-01 | 2019-08-04 | Double-Walled Fiberglass | Pressurized
MOM & POPS FOOD STORE #484 | 1687 ROSWELL ST | SMYRNA | Cobb | 9033407 | RU | Flapper Valve | 1998-12-09 | FALSE | 1998-12-09 | FALSE | Closed in Ground | Gas (Historical Use) | 6000 | Steel-Impressed Current | 1998-12-09 |  | Steel (Impressed Current) | Suction (American)
Clipper B.P. | 5220 S COBB DR | SMYRNA | Cobb | 330163 | 13A | Flapper Valve | 2019-05-01 | FALSE | 2018-10-01 | FALSE | Currently in Use | Premium | 8000 | Fiberglass Double Walled | 2018-10-01 |  | Double-Walled Flex
Clipper B.P. | 5220 S COBB DR | SMYRNA | Cobb | 330163 | 5 | [5 empty] | Removed from Ground | Gas (Historical Use) | 10000 | Bare Steel | 1969-05-06 | 1899-12-31 | Galvanized Steel
EZ SERVE #8140 | 2610 COBB PKWY | SMYRNA | Cobb | 330196 | 140-2 |  | 1998-05-22 |  | 1998-05-22 |  | Removed from Ground | Gas (Historical Use) | 10000 | Fiberglass | 1988-06-20 | 2003-04-29 | Fiberglass Reinforced Plastic | Pressurized
SHELL FOODMART | 4641 ATLANTA RD | SMYRNA | Cobb | 330088 | 5 |  | 1998-04-01 | FALSE | 1998-04-01 | TRUE | Removed from Ground | Gas (Historical Use) | 12000 |  | 1998-04-01 | 2016-07-01 | Fiberglass Reinforced Plastic | Pressurized
SHELL FOODMART | 4641 ATLANTA RD | SMYRNA | Cobb | 330088 | 10 | Flapper Valve |  | FALSE |  | FALSE | Currently in Use | Premium | 5000 |  | 2016-09-20 |  | Double-Walled Fiberglass | Pressurized
Q LUBE INC #1154 | 2249 SOUTH COBB DR | SMYRNA | Cobb | 330145 | 3 | [5 empty] | Removed from Ground | Other | 1000 | Cathodically Protected Steel | 1983-05-06 | 1996-03-01 | Galvanized Steel | Suction (American)
PLANT MCDONOUGH-ATKINSON | 5551 SOUTH COBB DR | SMYRNA | Cobb | 330176 | 110 | [5 empty] | Removed from Ground | Gas (Historical Use) | 1500 | Bare Steel | 1976-05-09 | 1990-06-01 | Unknown
TRI BENTLEY CONSTRUCTORS INC | 1698 SANDS PLACE | MARIETTA | Cobb | 9033488 | 1 | [5 empty] | Removed from Ground | Empty | 10000 | Not Marked/Unknown | 1996-06-01 | 1996-06-01 | Not Marked
MAYFIELD DAIRY FARMS LLC | 1971 DELK IND DR | MARIETTA | Cobb | 330248 | 3 |  | 1901-01-01 | FALSE | 1901-01-01 | FALSE | Removed from Ground | Diesel | 9816 | Fiberglass | 1992-04-15 | 2017-04-12 | Fiberglass Reinforced Plastic | Pressurized
BP/AMOCO #6121 | 2791 WINDY HILL RD @ I-75 | MARIETTA | Cobb | 330343 | 3 | [5 empty] | Removed from Ground | Gas (Historical Use) | 6000 | Bare Steel | 1967-04-28 | 1988-07-15 | Galvanized Steel
AMOCO STATION #4295 | 2245 ROSWELL RD | MARIETTA | Cobb | 330342 | 4 |  |  | TRUE |  | TRUE | Removed from Ground | Used Oil | 1000 | Bare Steel | 1972-04-26 | 1986-06-01 | Galvanized Steel
BP #29139 | 1183 FRANKLIN RD | MARIETTA | Cobb | 330351 | 3 |  | 1978-04-25 |  | 1978-04-25 |  | Removed from Ground | Gas (Historical Use) | 8000 | Steel-Impressed Current | 1978-04-25 | 2006-01-05 | Galvanized Steel | Pressurized
SAVE #9/STEVES FINA | 2170 ROSWELL RD | MARIETTA | Cobb | 330285 | 2 | [5 empty] | Removed from Ground | Gas (Historical Use) | 6000 | Cathodically Protected Steel | 1973-04-18 | 1994-04-20 | Galvanized Steel | Pressurized
SPEEDY SAVER FOOD MART | 677 FRANKLIN RD | MARIETTA | Cobb | 330303 | 1 |  | 1997-10-01 |  | 1997-10-01 |  | Removed from Ground | Gas (Historical Use) | 4000 | Steel-Impressed Current | 1980-04-16 | 2007-08-09 | Cathodically Protected | Suction (American)
QUIKTRIP #715 | 1265 POWDER SPRINGS RD | MARIETTA | Cobb | 9033046 | 1 | Ball Float | 1989-01-01 |  | 1989-01-01 |  | Removed from Ground | Gas (Historical Use) | 12000 | Fiberglass | 1988-09-01 | 2016-03-17 | Copper | Pressurized
COBB COUNTY FIRE STATION #4 | 4301 ATLANTA RD | SMYRNA | Cobb | 9033433 | 2 | [5 empty] | Removed from Ground | Diesel | 1000 | Marked Unknown | 1998-11-11 | 1998-11-11 | Unknown | Safe Suction (Euro)
TOM'S CITGO | 5285 S COBB DR | SMYRNA | Cobb | 9033435 | 2 |  | 1990-12-01 |  | 1990-12-01 |  | Removed from Ground | Gas (Historical Use) | 8086 | Bare Steel | 1977-02-01 | 1996-05-01 | Unknown | Suction (American)
CITY OF SMYRNA FIRE STATION #1 | 1290 WEST SPRING ST | SMYRNA | Cobb | 330293 | 2 | [5 empty] | Removed from Ground | Gas (Historical Use) | 3000 | Bare Steel | 1966-04-20 | 1988-09-04 | Galvanized Steel
BP AMPM | 3002 ATLANTA RD | SMYRNA | Cobb | 330347 | 3 |  | 1983-04-24 |  | 1983-04-24 |  | Removed from Ground | Gas (Historical Use) | 10000 | Galvanic (STIP-3) | 1983-04-24 | 2001-07-01 | Galvanized Steel | Pressurized
CIRCLE M FOOD SHOP #49 | 2535 COBB PKWY | SMYRNA | Cobb | 330345 | 3 |  | 1976-04-25 |  | 1976-04-25 |  | Removed from Ground | Gas (Historical Use) | 8000 | Steel-Impressed Current | 1976-04-25 | 2001-11-26 | Galvanized Steel | Pressurized
CASH'S SERVICE STATION | 4264 CAMP HIGHLAND RD | SMYRNA | Cobb | 9033522 | 2 | [5 empty] | Removed from Ground | Gas (Historical Use) | 4000 | Not Marked/Unknown | 1997-08-01 | 1997-08-01 | Not Marked
COBB COUNTY DEPARTMENT OF TRANSP | 2096 ATLANTA RD SE | SMYRNA | Cobb | 330258 | 1 |  | 1988-02-01 |  | 1994-12-01 |  | Removed from Ground | Gas (Historical Use) | 10000 | Composite | 1988-02-01 | 1999-04-08 | Fiberglass Reinforced Plastic | Pressurized
GIBBS LANDSCAPE CO | 4055 ATLANTA RD | SMYRNA | Cobb | 330229 | 3A | Flapper Valve | 2011-03-01 | FALSE | 2011-03-01 | FALSE | Currently in Use | Regular | 3000 | Composite Double Walled | 2011-03-01 |  | Fiberglass Reinforced Plastic | Safe Suction (Euro)
HIGHWAY OIL CO | 1756 SPRING ST SE | SMYRNA | Cobb | 330240 | 2 | [5 empty] | Removed from Ground | Gas (Historical Use) | 12000 | Cathodically Protected Steel | 1975-03-10 | 1997-07-31 | Galvanized Steel | Pressurized
GOLDEN GALLON #46 | 2254 ATLANTA RD | SMYRNA | Cobb | 330206 | 2 | [5 empty] | Removed from Ground | Gas (Historical Use) | 8000 | Bare Steel | 1979-03-26 | 1990-08-01 | Galvanized Steel
BP #24087 | 2050 COBB PKWY SE | SMYRNA | Cobb | 330175 | 5 | [5 empty] | Removed from Ground | Gas (Historical Use) | 10000 | Bare Steel | 1974-05-05 | 1899-12-31 | Galvanized Steel
ROLLINS LEASING CORP BR #317-A | 4520 PINE ST SE | SMYRNA | Cobb | 330103 | 4 | [5 empty] | Removed from Ground | Other | 6000 | Bare Steel | 1971-01-01 | 1996-11-20 | Bare Steel
ROLLINS LEASING CORP BR #317-A | 4520 PINE ST SE | SMYRNA | Cobb | 330103 | 5 | [5 empty] | Removed from Ground | Other | 6000 | Bare Steel | 1971-01-01 | 1996-11-20 | Bare Steel | Safe Suction (Euro)
HESS #10208 | 4411 SOUTH ATLANTA RD | SMYRNA | Cobb | 330083 | 3 | [5 empty] | Removed from Ground | Empty | 10000 | Fiberglass | 1984-05-05 | 1991-01-01 | Galvanized Steel
Q LUBE INC #1154 | 2249 SOUTH COBB DR | SMYRNA | Cobb | 330145 | 4 | [5 empty] | Removed from Ground | Gas (Historical Use) | 1000 | Cathodically Protected Steel | 1983-05-06 | 1996-03-01 | Galvanized Steel | Suction (American)
BOOMERSHINE PONTIAC-GMC-SUBARU | 2150 COBB PARKWAY | SMYRNA | Cobb | 330121 | 9 | [5 empty] | Removed from Ground | Gas (Historical Use) | 2000 | Bare Steel | 1958-04-15 | 1993-12-01 | Galvanized Steel
Clipper B.P. | 5220 S COBB DR | SMYRNA | Cobb | 330163 | 1 |  |  | TRUE |  | TRUE | Removed from Ground | Used Oil | 550 | Bare Steel | 1967-05-07 | 1899-12-31 | Galvanized Steel
Clipper B.P. | 5220 S COBB DR | SMYRNA | Cobb | 330163 | 14A | Flapper Valve | 2019-05-01 | FALSE | 2018-10-01 | FALSE | Currently in Use | Diesel | 8000 | Fiberglass Double Walled | 2018-10-01 |  | Double-Walled Flex
Clipper B.P. | 5220 S COBB DR | SMYRNA | Cobb | 330163 | 7 |  | 1989-01-01 |  | 1989-01-01 |  | Removed from Ground | Gas (Historical Use) | 10000 | Fiberglass | 1989-01-01 | 2002-05-23 | Fiberglass Reinforced Plastic | Pressurized
Clipper B.P. | 5220 S COBB DR | SMYRNA | Cobb | 330163 | 11 | Flapper Valve | 2019-05-01 | FALSE | 2018-10-01 | FALSE | Currently in Use | Regular | 15000 | Fiberglass Double Walled | 2018-10-01 |  | Double-Walled Flex
CHEVRON FOOD MART | 3453 BAKER RD | ACWORTH | Cobb | 9033614 | 3 | Flapper Valve | 2000-10-05 | FALSE | 2000-10-18 | FALSE | Currently in Use | Diesel | 8000 | Epoxy | 2000-10-02 |  | Double-Walled Flex | Pressurized
SHELL MART CONVENIENCE STORE | 5160 COWAN RD | ACWORTH | Cobb | 330412 | 6 | [5 empty] | Removed from Ground | Gas (Historical Use) | 4000 | Bare Steel | 1999-07-31 | 1999-07-31 | Unknown
KENNESTONE HOSPITAL | 677 CHURCH ST | MARIETTA | Cobb | 330015 | 5 |  | 1996-11-15 |  | 1996-11-15 |  | Closed in Ground | Diesel | 1500 | Composite | 1987-01-01 | 2003-03-10 | Cathodically Protected
KENNESTONE HOSPITAL | 677 CHURCH ST | MARIETTA | Cobb | 330015 | 4 | [5 empty] | Removed from Ground | Diesel | 8000 | Bare Steel | 1950-04-18 | 1992-03-01 | Copper
TEXACO SERVICE STATION 21-480-38 | 3324 CANTON HWY | MARIETTA | Cobb | 330057 | 1 |  | 1996-02-01 |  | 1995-11-01 |  | Removed from Ground | Gas (Historical Use) | 10000 | Fiberglass | 1983-04-30 | 2001-06-13 | Fiberglass Reinforced Plastic | Pressurized
SHELL FOODMART | 4641 ATLANTA RD | SMYRNA | Cobb | 330088 | 7 |  | 1998-04-01 | FALSE | 1998-04-01 | TRUE | Removed from Ground | Gas (Historical Use) | 12000 |  | 1998-04-01 | 2016-07-01 | Fiberglass Reinforced Plastic | Pressurized
DANIELL MIDDLE SCHOOL | 2900 SCOTT RD | MARIETTA | Cobb | 330565 | 2 |  |  |  | 1991-02-17 |  | Removed from Ground | Diesel | 4000 | Bare Steel | 1972-05-11 | 1998-11-01 | Galvanized Steel | Safe Suction (Euro)
CHEVRON STATION #43028 | 3206 CANTON RD | MARIETTA | Cobb | 9000619 | 1 | [5 empty] | Removed from Ground | Gas (Historical Use) | 10000 | Bare Steel | 1970-04-27 | 1988-05-01 | Galvanized Steel
LANCE OIL CO | 3475 -A LAKE DR | SMYRNA | Cobb | 330627 | 1 | [5 empty] | Removed from Ground | Empty | 1 | Not Marked/Unknown |  | 1899-12-31 | Unknown
MAYO CHEMICAL CO | 5544 OAKDALE RD | SMYRNA | Cobb | 330333 | 1 | [5 empty] | Removed from Ground | Gas (Historical Use) | 1224 | Bare Steel | 1966-04-22 | 1993-08-25 | Galvanized Steel | Suction (American)
BP/GULF #01283 | 4485 SOUTH ATLANTA RD | SMYRNA | Cobb | 9000547 | 4 |  |  | TRUE |  | TRUE | Removed from Ground | Used Oil | 550 | Fiberglass | 1990-02-15 | 1993-09-21 | Fiberglass Reinforced Plastic
ROLLINS LEASING CORP BR #317-A | 4520 PINE ST SE | SMYRNA | Cobb | 330103 | 3 | [5 empty] | Removed from Ground | Other | 6000 | Bare Steel | 1971-01-01 | 1996-11-20 | Bare Steel
EAST COBB MIDDLE SCHOOL | 380 HOLT RD | MARIETTA | Cobb | 330564 | 3 | [5 empty] | Removed from Ground | Gas (Historical Use) | 4000 | Bare Steel | 1972-05-11 | 1992-08-12 | Galvanized Steel
CROWN OIL INC | 2697 WINDY HILL RD | MARIETTA | Cobb | 330381 | 5 |  |  | TRUE |  | TRUE | Closed in Ground | Used Oil | 1000 | Fiberglass | 1982-01-01 | 2012-04-05 | Not Marked | Gravity Fed
A&S CITGO LLC | 2020 LOWER ROSWELL RD | MARIETTA | Cobb | 330398 | 2 | Ball Float | 1994-09-30 | FALSE | 1994-09-30 | FALSE | Currently in Use | Premium | 10000 | Fiberglass Double Walled | 1986-10-01 |  | Fiberglass Reinforced Plastic | Pressurized
UNOCAL STATION #57-9023-103 | 2681 WINDY HILL RD | MARIETTA | Cobb | 330484 | 3 | [5 empty] | Permanently Out of Use - historical purposes | Gas (Historical Use) | 10000 | Marked Unknown | 1967-05-12 | 1899-12-31 | Unknown
RYDER TRUCK RENTAL INC #0829 | 542 WYLIE RD | MARIETTA | Cobb | 330235 | 1 | [5 empty] | Removed from Ground | Diesel | 10000 | Bare Steel | 1970-03-20 | 1997-04-08 | Bare Steel | Pressurized
ED VOYLES HONDA | 2103 COBB PKWY SE | MARIETTA | Cobb | 330250 | 2 | [5 empty] | Removed from Ground | Other | 500 | Bare Steel | 1982-03-21 | 1993-02-10 | Galvanized Steel | Gravity Fed
CIRCLE K #8425 | 1828 SPRING RD | SMYRNA | Cobb | 330183 | 1 |  | 1977-02-02 |  |  |  | Removed from Ground | Gas (Historical Use) | 10000 | Bare Steel | 1977-02-02 | 1994-12-20 | Bare Steel | Suction (American)
TOM'S CITGO | 5285 S COBB DR | SMYRNA | Cobb | 9033435 | 3 |  | 1990-12-01 |  | 1990-12-01 |  | Removed from Ground | Gas (Historical Use) | 6110 | Bare Steel | 1977-02-01 | 1996-05-01 | Unknown | Suction (American)
CITY OF SMYRNA FIRE STATION #1 | 1290 WEST SPRING ST | SMYRNA | Cobb | 330293 | 1 | [5 empty] | Removed from Ground | Gas (Historical Use) | 3000 | Bare Steel | 1966-04-20 | 1988-09-04 | Galvanized Steel
ATLANTA AIR ROUTE SURVEILLANCE R | 1890 ROSWELL STREET | SMYRNA | Cobb | 9033542 | 1 | [5 empty] | Removed from Ground | Diesel | 2000 | Not Marked/Unknown | 1998-07-07 | 1998-07-07 | Not Marked
TRIPLE E EQUIPMENT | 4589 LOG CABIN ROAD | SMYRNA | Cobb | 9033546 | 2 | [5 empty] | Removed from Ground | Kerosene | 500 | Not Marked/Unknown | 1998-06-09 | 1998-06-09 | Not Marked
BP AMPM | 3002 ATLANTA RD | SMYRNA | Cobb | 330347 | 5 | Ball Float | 2001-10-15 | FALSE | 2001-09-11 | FALSE | Currently in Use | Regular | 10000 | Fiberglass Double Walled | 2001-08-15 |  | Double-Walled Flex | Pressurized
CIRCLE M FOOD SHOP #49 | 2535 COBB PKWY | SMYRNA | Cobb | 330345 | 6 | Ball Float | 2002-01-22 | FALSE | 2002-01-04 | FALSE | Currently in Use | Premium | 10000 | Fiberglass Double Walled | 2002-01-04 |  | Double-Walled Flex | Pressurized
CIRCLE M FOOD SHOP #49 | 2535 COBB PKWY | SMYRNA | Cobb | 330345 | 8 | Ball Float | 2002-01-22 | FALSE | 2002-01-04 | FALSE | Currently in Use | Diesel | 10000 | Fiberglass Double Walled | 2002-01-04 |  | Double-Walled Flex | Pressurized
BP #24087 | 2050 COBB PKWY SE | SMYRNA | Cobb | 330175 | 4 | [5 empty] | Removed from Ground | Gas (Historical Use) | 10000 | Bare Steel | 1977-05-04 | 1899-12-31 | Galvanized Steel
CIRCLE K #8425 | 1828 SPRING RD | SMYRNA | Cobb | 330183 | 3 |  | 1977-02-02 |  |  |  | Removed from Ground | Gas (Historical Use) | 6000 | Bare Steel | 1977-02-02 | 1994-12-20 | Bare Steel | Suction (American)
CHEVRON 201840 | 2875 SOUTH COBB DR | SMYRNA | Cobb | 330041 | 2 | Ball Float | 1994-08-05 | FALSE | 1994-08-05 | FALSE | Currently in Use | Gas (Historical Use) | 10000 | Fiberglass | 1985-04-30 |  | Fiberglass Reinforced Plastic | Pressurized
QUAKER STATE CORP/CORN BROS INC | 5500 SOUTH COBB DR | SMYRNA | Cobb | 330050 | E |  |  | TRUE |  | TRUE | Removed from Ground | Used Oil | 4000 | Bare Steel | 1975-05-04 | 1988-09-01 | Galvanized Steel
QUIKTRIP #732 | 2671 SPRING RD | SMYRNA | Cobb | 9033035 | 2 | Ball Float | 1990-09-01 | FALSE | 1990-09-01 | FALSE | Currently in Use | Regular | 12000 | Fiberglass Double Walled | 1990-09-28 |  | Double-Walled Fiberglass | Pressurized
TEXACO | 2691 S COBB DR | SMYRNA | Cobb | 330319 | 3 | Flapper Valve | 2023-01-27 | FALSE | 1993-08-01 | FALSE | Currently in Use | Diesel | 12000 | Fiberglass | 1985-04-17 |  | Double-Walled Fiberglass | Pressurized
EMPTY LOT | 4585 S COBB DRIVE | SMYRNA | Cobb | 9033530 | 3 | [5 empty] | Removed from Ground | Diesel | 3000 | Not Marked/Unknown | 1998-02-01 | 1998-02-01 | Not Marked
CITY OF SMYRNA FIRE STATION #1 | 1290 WEST SPRING ST | SMYRNA | Cobb | 330293 | 3 | [5 empty] | Removed from Ground | Diesel | 1060 | Bare Steel | 1971-04-19 | 1988-09-04 | Galvanized Steel
SHELL FOOD MART | 3402 S COBB DR | SMYRNA | Cobb | 330339 | 13A | Flapper Valve | 2019-05-18 | FALSE | 2019-05-18 | FALSE | Currently in Use | Premium | 5000 | Composite Double Walled | 2019-05-01 |  | Double-Walled Fiberglass | Pressurized
BP AMPM | 3002 ATLANTA RD | SMYRNA | Cobb | 330347 | 8 | Ball Float | 2001-10-15 | FALSE | 2001-09-11 | FALSE | Currently in Use | Diesel | 10000 | Fiberglass Double Walled | 2001-08-15 |  | Double-Walled Flex | Pressurized
BP AMPM | 3002 ATLANTA RD | SMYRNA | Cobb | 330347 | 2 |  | 1983-04-24 |  | 1983-04-24 |  | Removed from Ground | Gas (Historical Use) | 10000 | Galvanic (STIP-3) | 1983-04-24 | 2001-07-01 | Galvanized Steel | Pressurized
SMYRNA FOOD MART | 2711 S COBB DR | SMYRNA | Cobb | 330344 | 2 | Ball Float | 1984-04-23 | FALSE | 1984-04-23 | FALSE | Currently in Use | Premium | 10000 | Galvanic (STIP-3) | 1984-04-23 |  | Fiberglass Reinforced Plastic | Pressurized
SOUTHERN COLLEGE OF TECHNOLOGY | 1100 S MARIETTA PKWY | MARIETTA | Cobb | 9033314 | UNK1 |  |  | FALSE |  | FALSE | Removed from Ground | Gas (Historical Use) | 1000 | Unknown | 2010-02-08 | 2010-02-08 | Unknown
COBB COUNTY FIRE STATION #3 | 580 TERRELL MILL ROAD | MARIETTA | Cobb | 9033389 | 1 | [5 empty] | Removed from Ground | Gas (Historical Use) | 1000 | Marked Unknown | 1987-01-01 | 1998-11-11 | Unknown | Safe Suction (Euro)
COBB ELECTRIC MEMBERSHIP CORP | 1000 EMC PKWY | MARIETTA | Cobb | 330122 | 11 | [5 empty] | Removed from Ground | Other | 550 | Bare Steel | 1979-05-01 | 1988-06-01 | Galvanized Steel
COBB ELECTRIC MEMBERSHIP CORP | 1000 EMC PKWY | MARIETTA | Cobb | 330122 | 11 | [5 empty] | Removed from Ground | Other | 550 | Bare Steel | 1979-05-01 | 1988-06-01 | Galvanized Steel
SOUTH COBB BUS SHOP | 620 SOUTH COBB DR | MARIETTA | Cobb | 330554 | 1A | Flapper Valve | 1999-01-01 | FALSE | 1999-01-01 | FALSE | Currently in Use | Diesel | 12000 | Fiberglass Double Walled | 1999-01-01 |  | Double-Walled Fiberglass | Pressurized
C W MATTHEWS CONTRACTING INC | 1600 KENVIEW DR | MARIETTA | Cobb | 330602 | 7 | Ball Float | 1990-10-30 | FALSE | 1990-10-30 | FALSE | Currently in Use | Diesel | 20000 | Composite Double Walled | 1990-10-30 |  | Fiberglass Reinforced Plastic | Pressurized
Citgo Food Mart | 780 FRANKLIN GATEWAY | MARIETTA | Cobb | 330444 | 3 | [5 empty] | Removed from Ground | Gas (Historical Use) | 8000 | Bare Steel | 1972-05-16 | 1988-01-01 | Galvanized Steel
MASSEY ENTERPRISES INC | 271 POWERS FERRY RD | MARIETTA | Cobb | 330510 | 2 | [5 empty] | Closed in Ground | Gas (Historical Use) | 10000 | Marked Unknown | 1972-01-01 | 1972-01-01 | Unknown
Citgo Food Mart | 780 FRANKLIN GATEWAY | MARIETTA | Cobb | 330444 | 1 | [5 empty] | Removed from Ground | Gas (Historical Use) | 8000 | Bare Steel | 1972-05-16 | 1988-01-01 | Galvanized Steel
Citgo Food Mart | 780 FRANKLIN GATEWAY | MARIETTA | Cobb | 330444 | 4 | Ball Float |  | FALSE |  | FALSE | Currently in Use | Regular | 10000 | Fiberglass | 1988-01-01 |  | Fiberglass Reinforced Plastic | Pressurized
MASSEY ENTERPRISES INC | 271 POWERS FERRY RD | MARIETTA | Cobb | 330510 | 4 |  |  | TRUE |  | TRUE | Removed from Ground | Used Oil | 500 | Marked Unknown | 1974-05-10 | 1998-12-01 | Unknown
MASSEY ENTERPRISES INC | 271 POWERS FERRY RD | MARIETTA | Cobb | 330510 | 1 | [5 empty] | Closed in Ground | Gas (Historical Use) | 10000 | Marked Unknown | 1972-01-01 | 1972-01-01 | Unknown
BUTLER TIRE CENTER | 106 POWERS FERRY RD | MARIETTA | Cobb | 9033248 | 1 | [5 empty] | Removed from Ground | Gas (Historical Use) | 4000 | Bare Steel | 1993-07-17 | 1993-07-17 | Bare Steel
FRANKLIN BP | 1194 FRANKLIN GTWY SE | MARIETTA | Cobb | 330172 | 6 | Flapper Valve | 1989-01-01 | FALSE | 1989-01-01 | FALSE | Currently in Use | Regular | 10000 | Fiberglass | 1989-01-01 |  | Fiberglass Reinforced Plastic | Pressurized
FRANKLIN BP | 1194 FRANKLIN GTWY SE | MARIETTA | Cobb | 330172 | 8 | Flapper Valve | 1989-01-01 | FALSE | 1989-01-01 | FALSE | Currently in Use | Premium | 10000 | Fiberglass | 1989-01-01 |  | Fiberglass Reinforced Plastic | Pressurized
FRANKLIN BP | 1194 FRANKLIN GTWY SE | MARIETTA | Cobb | 330172 | 9 | Flapper Valve | 1989-01-01 | FALSE | 1989-01-01 | FALSE | Currently in Use | Diesel | 10000 | Fiberglass | 1989-01-01 |  | Fiberglass Reinforced Plastic | Pressurized
SHAPLA SERVICES CORP | 2610 DELK RD | MARIETTA | Cobb | 9000224 | R1 | [5 empty] | Removed from Ground | Gas (Historical Use) | 10000 | Bare Steel | 1971-02-07 | 1988-06-01 | Bare Steel
D W CAMPBELL INC | 1291 POWERS FERRY RD | MARIETTA | Cobb | 7000065 | 1 | [5 empty] | Removed from Ground | Empty | 550 | Bare Steel | 1985-11-01 | 1995-10-07 | Bare Steel | Gravity Fed
CHUCK CLANCY FORD OF MARIETTA IN | 810 SOUTH COBB PKWY | MARIETTA | Cobb | 330416 | 2 |  |  | TRUE |  | TRUE | Closed in Ground | Used Oil | 550 | Not Marked/Unknown | 1991-02-21 | 1991-02-21 | Not Marked
ROLLINS LEASING CORP BR #317-A | 4520 PINE ST SE | SMYRNA | Cobb | 330103 | 2 | [5 empty] | Removed from Ground | Other | 6000 | Bare Steel | 1971-01-01 | 1996-11-20 | Bare Steel
MOTORCARS INTERNATIONAL INC | 1701 SPRING RD | SMYRNA | Cobb | 9033391 | 1 |  |  | TRUE |  | TRUE | Removed from Ground | Used Oil | 550 | Marked Unknown | 1995-08-14 | 1995-08-14 | Unknown | Gravity Fed
MOM & POPS FOOD STORE #484 | 1687 ROSWELL ST | SMYRNA | Cobb | 9033407 | SU | Flapper Valve | 1998-12-09 | FALSE | 1998-12-09 | FALSE | Closed in Ground | Gas (Historical Use) | 5000 | Steel-Impressed Current | 1998-12-09 |  | Steel (Impressed Current) | Suction (American)
CROWN STATION GA-002 | 3246 SOUTH ATLANTA RD | SMYRNA | Cobb | 330019 | REG | [5 empty] | Removed from Ground | Gas (Historical Use) | 15060 | Bare Steel | 1972-04-07 | 1991-11-07 | Galvanized Steel
SHELL FOOD MART | 3402 S COBB DR | SMYRNA | Cobb | 330339 | 3 | [5 empty] | Removed from Ground | Gas (Historical Use) | 3000 | Bare Steel | 1970-04-27 | 1988-01-01 | Galvanized Steel
SHELL FOOD MART | 3402 S COBB DR | SMYRNA | Cobb | 330339 | 13B | Flapper Valve | 2019-05-18 | FALSE | 2019-05-18 | FALSE | Currently in Use | Diesel | 5000 | Composite Double Walled | 2019-05-01 |  | Double-Walled Fiberglass | Pressurized
COBB PORT A JOHN | 1630 ATLANTA HIGHWAY | SMYRNA | Cobb | 9033588 | 1 | [5 empty] | Removed from Ground | Gas (Historical Use) | 6000 | Bare Steel | 1964-01-01 | 2000-02-01 | Galvanized Steel | Suction (American)
DUBOSE PACES FERRY LTD | 2000 PACES FERRY RD | SMYRNA | Cobb | 9033491 | 2 | [5 empty] | Removed from Ground | Gas (Historical Use) | 550 | Not Marked/Unknown | 1996-03-11 | 1996-03-11 | Not Marked
HIGHWAY OIL CO | 1756 SPRING ST SE | SMYRNA | Cobb | 330240 | 3 | [5 empty] | Removed from Ground | Diesel | 12000 | Cathodically Protected Steel | 1975-03-10 | 1997-07-31 | Galvanized Steel | Pressurized
PACES SHOPPE | 2110 PACES FERRY RD | SMYRNA | Cobb | 330481 | 2 | [5 empty] | Closed in Ground | Gas (Historical Use) | 8000 | Cathodically Protected Steel | 1985-05-06 | 1899-12-31 | Galvanized Steel
BILL SEIDLE'S MITSUBISHI/MARK SI | 1850 COBB PKWY SOUTH | MARIETTA | Cobb | 330480 | 4 | [5 empty] | Removed from Ground | Other | 1011 | Bare Steel | 1983-05-07 | 1997-01-01 | Galvanized Steel
BILL SEIDLE'S MITSUBISHI/MARK SI | 1850 COBB PKWY SOUTH | MARIETTA | Cobb | 330480 | 5 | [5 empty] | Removed from Ground | Other | 532 | Bare Steel | 1983-05-07 | 1997-01-01 | Galvanized Steel
SPEEDY SAVER FOOD MART | 677 FRANKLIN RD | MARIETTA | Cobb | 330303 | 2 |  | 1997-10-01 |  | 1997-10-01 |  | Removed from Ground | Gas (Historical Use) | 4000 | Steel-Impressed Current | 1980-04-16 | 2007-08-09 | Cathodically Protected | Suction (American)
SN Express FoodMart | 2365 DELK RD | MARIETTA | Cobb | 330064 | 1 | Flapper Valve | 1994-01-01 | FALSE | 1991-01-01 | FALSE | Currently in Use | Regular | 10000 | Fiberglass | 1981-04-30 |  | Double-Walled Fiberglass | Pressurized
SHELL FOOD MART | 264 POWERS FERRY RD | MARIETTA | Cobb | 330072 | 2 | Flapper Valve | 1994-07-01 | FALSE | 1994-07-01 | FALSE | Currently in Use | Premium | 10000 | Fiberglass | 1994-07-01 |  | Fiberglass Reinforced Plastic | Pressurized
SHAPLA SERVICES CORP | 2610 DELK RD | MARIETTA | Cobb | 9000224 | U2 | [5 empty] | Removed from Ground | Gas (Historical Use) | 10000 | Bare Steel | 1971-02-07 | 1988-06-01 | Bare Steel
RaceTrac #579 - East West Connector | 4290 EAST WEST CONNECTOR | SMYRNA | Cobb | 10002036 | 3 | Overfill Alarm | 2011-10-11 | FALSE | 2011-10-11 | FALSE | Currently in Use | Diesel | 12000 | Composite Double Walled | 2011-10-11 |  | Double-Walled Fiberglass | Pressurized
MARIETTA PLAZA SHOPPING CENTER | 1901 TERRELL MILL ROAD | MARIETTA | Cobb | 9033523 | 4 |  |  | TRUE |  | TRUE | Removed from Ground | Used Oil | 550 | Bare Steel | 1997-12-08 | 1997-12-08 | Bare Steel
PRECISION TUNE | 1775 COBB PARKWAY | MARIETTA | Cobb | 9033533 | 1 |  |  | TRUE |  | TRUE | Removed from Ground | Used Oil | 1000 | Bare Steel | 1998-04-15 | 1998-04-15 | Bare Steel
TEXACO FOOD MART | 1120 POWERS FERRY RD | MARIETTA | Cobb | 9033039 | 2 | Ball Float | 1989-10-05 |  | 1989-10-05 |  | Removed from Ground | Gas (Historical Use) | 10000 | Fiberglass | 1989-10-05 | 2011-08-01 | Double-Walled Fiberglass | Pressurized
SHELL | 1889 COBB PKWY | MARIETTA | Cobb | 330065 | 2 | Ball Float | 1994-01-01 | FALSE | 1991-01-01 | FALSE | Currently in Use | Plus | 10000 | Fiberglass | 1981-04-30 |  | Double-Walled Fiberglass | Pressurized
SHELL FOOD MART | 1445 POWERS FERRY RD | MARIETTA | Cobb | 330068 | 3 |  | 1991-01-01 | FALSE | 1991-01-01 | FALSE | Removed from Ground | Gas (Historical Use) | 10000 | Fiberglass | 1983-04-30 | 2003-04-30 | Fiberglass Reinforced Plastic | Pressurized
FOOD MART | 4360 ROSWELL RD | MARIETTA | Cobb | 330017 | 2 | Ball Float | 1997-08-02 | FALSE | 1997-08-02 | FALSE | Currently in Use | Plus | 10000 | Steel-Impressed Current | 1980-04-05 |  | Double-Walled Fiberglass | Pressurized
MCGILL SPECIALIZED CARRIERS INC | 1425 FRANKLIN RD SE | MARIETTA | Cobb | 330132 | 3 | [5 empty] | Removed from Ground | Gas (Historical Use) | 10000 | Bare Steel | 1964-05-05 | 1988-12-15 | Unknown
SHAPLA SERVICES CORP | 2610 DELK RD | MARIETTA | Cobb | 9000224 | 156-3 | Ball Float | 1998-05-20 | FALSE | 1998-05-20 | FALSE | Currently in Use | Diesel | 10000 | Fiberglass | 1988-06-28 |  | Fiberglass Reinforced Plastic | Pressurized
SHELL | 875 WINDY HILL RD | SMYRNA | Cobb | 9033335 | 1 | Flapper Valve | 1995-03-13 | FALSE | 1995-03-13 | FALSE | Removed from Ground | Regular | 10000 | Fiberglass | 1966-08-01 |  | Double-Walled Fiberglass | Pressurized
MILLER GARRETT (FORMER HOME OWNE | 3602 ATLANTA RD | SMYRNA | Cobb | 9033340 | 1 | [5 empty] | Removed from Ground | Gas (Historical Use) | 1000 | Marked Unknown | 1995-01-18 | 1995-01-18 | Unknown
HESS #10208 | 4411 SOUTH ATLANTA RD | SMYRNA | Cobb | 330083 | 4 | [5 empty] | Removed from Ground | Diesel | 550 | Bare Steel | 1964-05-10 | 1991-01-01 | Bare Steel
E Z TRIP CHEVRON | 3601 ATLANTA RD | SMYRNA | Cobb | 330136 | E | Flapper Valve | 1993-09-01 | FALSE | 1993-09-01 | FALSE | Currently in Use | E-85 | 4000 | Composite | 1984-01-01 |  | Fiberglass Reinforced Plastic | Pressurized
ROGER TRUCKING | 4830 MARTIN CT | SMYRNA | Cobb | 9033495 | 1 | [5 empty] | Removed from Ground | Diesel | 10000 | Bare Steel | 1987-01-01 | 1998-07-01 | Galvanized Steel | Suction (American)
SHELL FOODMART | 4641 ATLANTA RD | SMYRNA | Cobb | 330088 | 4 |  | 1993-12-14 | FALSE | 1993-12-14 | FALSE | Removed from Ground | Diesel | 10000 | Composite | 1985-04-29 | 1998-03-31 | Galvanized Steel
SHELL FOODMART | 4641 ATLANTA RD | SMYRNA | Cobb | 330088 | 1 |  | 1993-12-14 | FALSE | 1993-12-14 | FALSE | Removed from Ground | Gas (Historical Use) | 10000 | Composite | 1985-04-29 | 1998-03-31 | Galvanized Steel
SHELL | 875 WINDY HILL RD | SMYRNA | Cobb | 9033335 | 2 | Flapper Valve | 1995-03-13 | FALSE | 1995-03-13 | FALSE | Removed from Ground | Premium | 10000 | Fiberglass | 1966-08-01 |  | Double-Walled Fiberglass | Pressurized
UNITED DISTRIBUTORS INC | 2627 COLLINS SPRINGS DR | SMYRNA | Cobb | 330153 | 2 | [5 empty] | Removed from Ground | Diesel | 0 | Fiberglass | 1986-05-02 | 1999-07-23 | Galvanized Steel
CROWN/FAST FARE GA-11 | 1685 SPRING RD | SMYRNA | Cobb | 330024 | NO-LEAD | [5 empty] | Removed from Ground | Gas (Historical Use) | 10270 | Bare Steel | 1978-04-06 | 1991-10-01 | Galvanized Steel
ASPEN HILLS LLC C/O BRANCH PROPERTIES | 5181 S COBB DR | SMYRNA | Cobb | 9033142 | 3 | Ball Float | 1990-07-19 | FALSE | 1990-07-19 | FALSE | Currently in Use | Premium | 10000 | Fiberglass | 1990-07-01 |  | Fiberglass Reinforced Plastic | Pressurized
EMPTY LOT | 4585 S COBB DRIVE | SMYRNA | Cobb | 9033530 | 4 | [5 empty] | Removed from Ground | Kerosene | 3000 | Not Marked/Unknown | 1998-02-01 | 1998-02-01 | Not Marked
SHELL FOOD MART | 3402 S COBB DR | SMYRNA | Cobb | 330339 | 10 |  | 1988-12-19 | FALSE | 1988-12-19 | FALSE | Removed from Ground | Gas (Historical Use) | 10000 | Fiberglass Double Walled | 1988-12-19 | 2019-05-01 | Fiberglass Reinforced Plastic | Pressurized
FORMER FUEL STATION/TIRE REPAIR | 2750 SOUTH ATLANTA ROAD | SMYRNA | Cobb | 9033520 | 2 | [5 empty] | Removed from Ground | Other | 3000 | Not Marked/Unknown | 1997-08-01 | 1997-08-01 | Not Marked
COBB COUNTY DEPARTMENT OF TRANSP | 2096 ATLANTA RD SE | SMYRNA | Cobb | 330258 | 4 | [5 empty] | Removed from Ground | Diesel | 10000 | Composite | 1988-02-01 | 1999-04-08 | Fiberglass Reinforced Plastic | Pressurized
PRECISION TUNE | 1775 COBB PARKWAY | MARIETTA | Cobb | 9033533 | 2 |  |  | TRUE |  | TRUE | Removed from Ground | Used Oil | 500 | Bare Steel | 1998-04-15 | 1998-04-15 | Bare Steel
TEXACO FOOD MART | 1120 POWERS FERRY RD | MARIETTA | Cobb | 9033039 | 3 | Ball Float | 1989-10-05 |  | 1989-10-05 |  | Removed from Ground | Gas (Historical Use) | 10000 | Fiberglass | 1989-10-05 | 2011-08-11 | Double-Walled Fiberglass | Pressurized
ED VOYLES HONDA | 2103 COBB PKWY SE | MARIETTA | Cobb | 330250 | 4 | [5 empty] | Removed from Ground | Other | 550 | Bare Steel | 1982-03-21 | 1993-02-10 | Galvanized Steel | Gravity Fed
SHELL FOOD MART | 1445 POWERS FERRY RD | MARIETTA | Cobb | 330068 | 1 |  | 1991-01-01 | FALSE | 1991-01-01 | FALSE | Removed from Ground | Gas (Historical Use) | 10000 | Fiberglass | 1983-04-30 | 2003-04-30 | Fiberglass Reinforced Plastic | Pressurized
SHELL FOOD MART | 1445 POWERS FERRY RD | MARIETTA | Cobb | 330068 | 7A | Flapper Valve | 2020-07-14 | FALSE | 2020-06-12 | FALSE | Currently in Use | Premium | 8000 | Epoxy | 2003-12-23 |  | Double-Walled Fiberglass | Pressurized
SHELL FOOD MART | 264 POWERS FERRY RD | MARIETTA | Cobb | 330072 | 1 | Flapper Valve | 1994-07-01 | FALSE | 1994-07-01 | FALSE | Currently in Use | Regular | 10000 | Fiberglass | 1994-07-01 |  | Fiberglass Reinforced Plastic | Pressurized
SHELL FOOD MART | 264 POWERS FERRY RD | MARIETTA | Cobb | 330072 | 4 |  |  | TRUE |  | TRUE | Removed from Ground | Used Oil | 500 | Bare Steel | 1973-04-25 | 1994-03-19 | Galvanized Steel
7-ELEVEN STORE 1554 #30063 | 4800 LOWER ROSWELL RD | MARIETTA | Cobb | 9000249 | 1 | [5 empty] | Removed from Ground | Gas (Historical Use) | 12000 | Fiberglass | 1979-02-02 | 2012-02-09 | Fiberglass Reinforced Plastic
RaceTrac #579 - East West Connector | 4290 EAST WEST CONNECTOR | SMYRNA | Cobb | 10002036 | 1 | Overfill Alarm | 2011-10-11 | FALSE | 2011-10-11 | FALSE | Currently in Use | Regular | 20000 | Composite Double Walled | 2011-10-11 |  | Double-Walled Fiberglass | Pressurized
QUIKTRIP #1702 | 4495 S COBB DR | SMYRNA | Cobb | 9000460 | 3 | Flapper Valve | 2014-10-01 | FALSE | 2014-11-01 | FALSE | Currently in Use | Regular | 20000 | Fiberglass Double Walled | 2014-08-01 |  | Double-Walled Fiberglass | Pressurized
CAPITAL AUTOMOBILE CO | 2210 COBB PKWY SE | SMYRNA | Cobb | 330604 | 6 | [5 empty] | Removed from Ground | Other | 2000 | Bare Steel | 1981-03-07 | 1991-02-01 | Galvanized Steel
BARROW ENTERPRISES INC | 2113 SOUTH COBB DR | SMYRNA | Cobb | 330597 | 1 | [5 empty] | Removed from Ground | Empty | 3000 | Bare Steel | 1960-03-09 | 1991-04-03 | Galvanized Steel
DUBOSE PACES FERRY LTD | 2000 PACES FERRY RD | SMYRNA | Cobb | 9033491 | 3 | [5 empty] | Removed from Ground | Diesel | 550 | Not Marked/Unknown | 1996-05-11 | 1996-05-11 | Not Marked
76 Gas Station | 677 CONCORD RD | SMYRNA | Cobb | 330456 | 1 | Ball Float | 1994-07-14 | FALSE | 1997-07-14 | FALSE | Currently in Use | Regular | 10000 | Fiberglass | 1987-01-01 |  | Fiberglass Reinforced Plastic | Pressurized
CROWN STATION GA-002 | 3246 SOUTH ATLANTA RD | SMYRNA | Cobb | 330019 | NO-LEAD | [5 empty] | Removed from Ground | Gas (Historical Use) | 10270 | Bare Steel | 1978-04-06 | 1991-11-07 | Galvanized Steel
VACANT LOT NEXT TO TACO BELL SIT | ADJACENT TO 5161 SOUTH COBB DR | SMYRNA | Cobb | 9033056 | 1 | [5 empty] | Removed from Ground | Other | 0 | Marked Unknown | 1991-12-01 | 1991-12-01 | Unknown
TRIPLE E EQUIPMENT | 4589 LOG CABIN ROAD | SMYRNA | Cobb | 9033546 | 1 | [5 empty] | Removed from Ground | Kerosene | 500 | Not Marked/Unknown | 1998-06-09 | 1998-06-09 | Not Marked
SHELL FOOD MART | 3402 S COBB DR | SMYRNA | Cobb | 330339 | 2 | [5 empty] | Removed from Ground | Gas (Historical Use) | 3000 | Bare Steel | 1970-04-27 | 1988-01-01 | Galvanized Steel
SHELL FOOD MART | 3402 S COBB DR | SMYRNA | Cobb | 330339 | 8 |  | 1988-12-19 | FALSE | 1988-12-19 | FALSE | Removed from Ground | Gas (Historical Use) | 10000 | Fiberglass Double Walled | 1988-12-19 | 2019-05-01 | Fiberglass Reinforced Plastic | Pressurized
SMYRNA FOOD MART | 2711 S COBB DR | SMYRNA | Cobb | 330344 | 1 | Ball Float | 1984-04-23 | FALSE | 1984-04-23 | FALSE | Currently in Use | Regular | 10000 | Galvanic (STIP-3) | 1984-04-23 |  | Fiberglass Reinforced Plastic | Pressurized
CAPITAL CONSTRUCTION CO | 1225 WINCHESTER PKWY | SMYRNA | Cobb | 330263 | 1 | [5 empty] | Removed from Ground | Gas (Historical Use) | 2000 | Bare Steel | 1982-01-02 | 1997-06-01 | Galvanized Steel
QUIKTRIP #768 | 2180 WINDY HILL RD | SMYRNA | Cobb | 9033518 | 1 | Flapper Valve | 1996-11-15 | FALSE | 1996-11-15 | FALSE | Currently in Use | Regular | 12000 | Fiberglass | 1996-11-13 |  | Double-Walled Flex | Pressurized
BST/SMYRNA/F5307 | 1369 SPRING ST | SMYRNA | Cobb | 330461 | 1 | [5 empty] | Removed from Ground | Diesel | 10000 | Bare Steel | 1970-01-05 | 1989-01-01
VALUE MART | 3280 SOUTH COBB DR | SMYRNA | Cobb | 330396 | 3 | Ball Float | 1991-10-01 | FALSE | 1991-10-01 | FALSE | Currently in Use | Diesel | 10000 | Fiberglass | 1979-04-25 |  | Fiberglass Reinforced Plastic | Pressurized
CHEVRON STATION #40019 | 2517 SPRING RD | SMYRNA | Cobb | 330378 | 3 | [5 empty] | Removed from Ground | Gas (Historical Use) | 5000 | Cathodically Protected Steel | 1969-04-27 | 1991-09-05 | Galvanized Steel
SN Express FoodMart | 2365 DELK RD | MARIETTA | Cobb | 330064 | 4 | Flapper Valve | 1994-01-01 | FALSE | 1991-01-01 | FALSE | Currently in Use | Diesel | 10000 | Fiberglass | 1981-04-30 |  | Double-Walled Fiberglass | Pressurized
SHELL FOOD MART | 264 POWERS FERRY RD | MARIETTA | Cobb | 330072 | 6 | [5 empty] | Removed from Ground | Gas (Historical Use) | 10000 | Fiberglass | 1994-03-19 | 1994-03-19 | Fiberglass Reinforced Plastic | Pressurized
VOYLES IMPORTS INC MARK A SINGLE | 1830 COBB PKWY SOUTH | MARIETTA | Cobb | 9033232 | 1 | [5 empty] | Removed from Ground | Gas (Historical Use) | 0 | Marked Unknown | 1992-12-01 | 1992-12-01 | Unknown
Saneey's BP, Inc. | 1365 Powers Ferry Rd | Marietta | Cobb | 330170 | 4 | Ball Float | 1980-05-01 | FALSE | 1980-05-01 | FALSE | Removed from Ground | Diesel | 10000 | Fiberglass | 1980-05-03 | 2019-02-26 | Fiberglass Reinforced Plastic | Pressurized
Saneey's BP, Inc. | 1365 Powers Ferry Rd | Marietta | Cobb | 330170 | 5 | Flapper Valve | 2019-03-10 | FALSE | 2019-03-10 | FALSE | Currently in Use | Regular | 15000 | Fiberglass Double Walled | 2019-03-07 |  | Double-Walled Fiberglass | Pressurized
JOHNS CAR WASH | 3307 SOUTH COBB DR | SMYRNA | Cobb | 330623 | 3 | [5 empty] | Currently in Use | Gas (Historical Use) | 10000 | Bare Steel | 1975-03-06 |  | Galvanized Steel
JOHNS CONVENIENCE MARKET INC | 902 WINDY HILL RD SE | SMYRNA | Cobb | 9000174 | 1 | Ball Float | 1998-05-22 | FALSE | 1998-05-22 | FALSE | Currently in Use | Regular | 5000 | Steel-Impressed Current | 2003-05-05 |  | Double-Walled Fiberglass | Pressurized
QUIKTRIP #1702 | 4495 S COBB DR | SMYRNA | Cobb | 9000460 | B |  | 1994-11-01 |  | 1994-11-01 |  | Permanently Out Of Use | Gas (Historical Use) | 10000 | Fiberglass | 1987-03-16 | 1994-10-12 | Fiberglass Reinforced Plastic | Pressurized
U HAUL #77664 | 2416 S COBB DR | SMYRNA | Cobb | 330572 | 1 | [5 empty] | Removed from Ground | Gas (Historical Use) | 10000 | Bare Steel | 1980-05-09 | 1998-07-23 | Bare Steel
VI-MAC INC | 374 GLOVER ST | MARIETTA | Cobb | 330033 | 2 | [5 empty] | Closed in Ground | Gas (Historical Use) | 560 | Bare Steel | 1979-01-01 | 1979-01-01 | Galvanized Steel
MR PRIDE CARWASH | 2235 COBB PKWY SE | SMYRNA | Cobb | 330099 | 1 | [5 empty] | Removed from Ground | Diesel | 5000 | Bare Steel | 1980-05-02 | 1992-05-04 | Galvanized Steel | Pressurized
SHELL | 875 WINDY HILL RD | SMYRNA | Cobb | 9033335 | 4 |  |  | TRUE |  | TRUE | Removed from Ground | Used Oil | 500 | Fiberglass | 1966-08-01 | 2001-09-17 | Double Walled | Gravity Fed
CROWN STATION GA-002 | 3246 SOUTH ATLANTA RD | SMYRNA | Cobb | 330019 | 4 | [5 empty] | Removed from Ground | Gas (Historical Use) | 6047 | Bare Steel | 1966-01-01 | 1991-11-07 | Galvanized Steel
WILLIAMS ENTERPRISES | 1285 HAWTHORNE AVE SE | SMYRNA | Cobb | 9033307 | 1 | [5 empty] | Removed from Ground | Gas (Historical Use) | 10000 | Not Marked/Unknown | 1991-06-13 | 1991-06-13 | Not Marked
VACANT FACILITY | 2135 SOUTH US HWY 41-COBB PKWY S | SMYRNA | Cobb | 330304 | 2 |  |  | TRUE |  | TRUE | Permanently Out of Use - historical purposes | Used Oil | 1000 | Bare Steel | 1971-05-12 | 1899-12-31 | Unknown
SHELL FOOD MART | 3402 S COBB DR | SMYRNA | Cobb | 330339 | 11 |  | 1988-12-19 | FALSE | 1988-12-19 | FALSE | Removed from Ground | Gas (Historical Use) | 10000 | Fiberglass Double Walled | 1988-12-19 | 2019-05-01 | Double-Walled Fiberglass | Pressurized
CIRCLE M FOOD SHOP #49 | 2535 COBB PKWY | SMYRNA | Cobb | 330345 | 1 |  | 1976-04-25 |  | 1976-04-25 |  | Removed from Ground | Gas (Historical Use) | 6000 | Steel-Impressed Current | 1976-04-25 | 2001-11-26 | Galvanized Steel | Pressurized
QUIKTRIP #768 | 2180 WINDY HILL RD | SMYRNA | Cobb | 9033518 | 3 | Flapper Valve | 1996-11-15 | FALSE | 1996-11-15 | FALSE | Currently in Use | Premium | 12000 | Fiberglass | 1996-11-13 |  | Double-Walled Flex | Pressurized
BOOMERSHINE PONTIAC-GMC-SUBARU | 2150 COBB PARKWAY | SMYRNA | Cobb | 330121 | 1 | [5 empty] | Removed from Ground | Other | 2000 | Bare Steel | 1993-12-16 | 1993-12-16 | Galvanized Steel | Gravity Fed
PLANT MCDONOUGH-ATKINSON | 5551 SOUTH COBB DR | SMYRNA | Cobb | 330176 | 112 | [5 empty] | Removed from Ground | Other | 1000 | Bare Steel | 1976-05-09 | 1990-06-01 | Unknown
QUAKER STATE CORP/CORN BROS INC | 5500 SOUTH COBB DR | SMYRNA | Cobb | 330050 | A | [5 empty] | Removed from Ground | Gas (Historical Use) | 4000 | Bare Steel | 1975-05-04 | 1988-09-01 | Galvanized Steel
SHELL | 2370 SPRING RD | SMYRNA | Cobb | 9033036 | 4 | Ball Float | 1993-12-16 | FALSE | 1993-12-16 | FALSE | Currently in Use | Diesel | 10000 | Fiberglass | 1988-12-27 |  | Double-Walled Fiberglass | Pressurized
CIRCLE M FOOD SHOP #49 | 2535 COBB PKWY | SMYRNA | Cobb | 330345 | 4 |  | 1976-04-25 |  | 1976-04-25 |  | Removed from Ground | Gas (Historical Use) | 8000 | Steel-Impressed Current | 1976-04-25 | 2001-11-26 | Galvanized Steel | Pressurized
CIRCLE M FOOD SHOP #49 | 2535 COBB PKWY | SMYRNA | Cobb | 330345 | 5 | Ball Float | 2002-01-22 | FALSE | 2002-01-04 | FALSE | Currently in Use | Regular | 10000 | Fiberglass Double Walled | 2002-01-04 |  | Double-Walled Flex | Pressurized
CIRCLE M FOOD SHOP #49 | 2535 COBB PKWY | SMYRNA | Cobb | 330345 | 7 | Ball Float | 2002-01-22 | FALSE | 2002-01-04 | FALSE | Currently in Use | Plus | 10000 | Fiberglass Double Walled | 2002-01-04 |  | Double-Walled Flex | Pressurized
DIAMOND DRILL & PIN CO | 4717 SOUTH COBB DR | SMYRNA | Cobb | 330255 | 1 | [5 empty] | Permanently Out of Use - historical purposes | Gas (Historical Use) | 1000 | Bare Steel | 1985-01-01 | 1899-12-31 | Galvanized Steel
COBB COUNTY RL SUTTON WRF | 5175 SOUTH ATLANTA RD | SMYRNA | Cobb | 330492 | 4 | Ball Float | 2005-07-05 | FALSE | 2005-07-05 | FALSE | Currently in Use | Diesel | 2500 | Fiberglass Double Walled | 2005-06-22 |  | Double-Walled Fiberglass | Pressurized
COBB COUNTY RL SUTTON WRF | 5175 SOUTH ATLANTA RD | SMYRNA | Cobb | 330492 | 1 | [5 empty] | Removed from Ground | Gas (Historical Use) | 1020 | Bare Steel | 1985-05-07 | 1998-08-01 | Bare Steel
FOUTS BROS UD-ISUZU-GMC TRUCK IN | 2158 ATLANTA ST | SMYRNA | Cobb | 330251 | 1 |  |  | TRUE |  | TRUE | Removed from Ground | Used Oil | 550 | Bare Steel | 1986-03-20 | 1997-05-09 | Bare Steel | Gravity Fed
DUBOSE PACES FERRY LTD | 2000 PACES FERRY RD | SMYRNA | Cobb | 9033491 | 1 | [5 empty] | Removed from Ground | Gas (Historical Use) | 550 | Not Marked/Unknown | 1996-03-11 | 1996-03-11 | Not Marked
COBB COUNTY RL SUTTON WRF | 5175 SOUTH ATLANTA RD | SMYRNA | Cobb | 330492 | 5 | Ball Float | 2005-07-05 | FALSE | 2005-07-05 | FALSE | Currently in Use | Regular | 2500 | Fiberglass Double Walled | 2005-06-22 |  | Double-Walled Fiberglass | Pressurized
APAC-SOUTHEAST INC | 3130 PORT COBB DR | SMYRNA | Cobb | 330500 | 61-U-G | Overfill Alarm | 1989-11-01 |  | 1989-11-01 |  | Removed from Ground | Gas (Historical Use) | 8000 | Fiberglass | 1990-01-01 | 2006-10-11 | Fiberglass Reinforced Plastic
TEXACO FOOD MART | 4725 S ATLANTA RD | SMYRNA | Cobb | 9033625 | 3 | Ball Float | 2000-11-20 | FALSE | 2000-11-20 | FALSE | Currently in Use | Diesel | 8000 | Fiberglass | 2000-11-16 |  | Fiberglass Reinforced Plastic | Pressurized
QUIKTRIP #702 | 3875 S COBB DR | SMYRNA | Cobb | 330661 | 1 |  | 1993-04-01 |  | 1993-04-01 |  | Removed from Ground | Gas (Historical Use) | 12000 | Fiberglass | 1987-01-01 | 2015-04-01 | Steel (Impressed Current) | Pressurized
TOWN PARK COMPREHENSIVE MEDICAL CENTER | 750 TOWN PARK LN | KENNESAW | Cobb | 10002080 | 1 |  | 2011-11-01 | FALSE | 2011-09-01 | FALSE | Currently in Use | Diesel | 6000 | Fiberglass Double Walled | 2011-09-01 |  | Double-Walled Flex | Suction (American)
TOWN PARK COMPREHENSIVE MEDICAL CENTER | 750 TOWN PARK LN | KENNESAW | Cobb | 10002080 | 1 |  | 2011-11-01 | FALSE | 2011-09-01 | FALSE | Currently in Use | Diesel | 6000 | Fiberglass Double Walled | 2011-09-01 |  | Double-Walled Flex | Suction (American)
TEXACO FOOD MART | 1120 POWERS FERRY RD | MARIETTA | Cobb | 9033039 | A |  |  | FALSE |  | FALSE | Removed from Ground | Gas (Historical Use) | 10000 | Bare Steel | 1976-04-25 | 1989-04-06 | Galvanized Steel
SHELL WINDY HILL | 2678 WINDY HILL RD | MARIETTA | Cobb | 330055 | 1 | Flapper Valve | 1996-05-20 | FALSE | 1996-05-20 | FALSE | Currently in Use | Regular | 10000 | Fiberglass | 1982-04-30 |  | Double-Walled Fiberglass | Pressurized
SHELL | 1889 COBB PKWY | MARIETTA | Cobb | 330065 | 3 | Ball Float | 1994-01-01 | FALSE | 1991-01-01 | FALSE | Currently in Use | Premium | 10000 | Fiberglass | 1981-04-30 |  | Double-Walled Fiberglass | Pressurized
FOOD MART | 4360 ROSWELL RD | MARIETTA | Cobb | 330017 | 3 | Ball Float | 1997-08-02 | FALSE | 1997-08-02 | FALSE | Currently in Use | Premium | 10000 | Steel-Impressed Current | 1980-04-05 |  | Double-Walled Fiberglass | Pressurized
CROWN STATION GA 63 | 1305 POWERS FERRY RD | MARIETTA | Cobb | 330018 | NO-LEAD2 | [5 empty] | Removed from Ground | Gas (Historical Use) | 10000 | Bare Steel | 1982-04-05 | 1991-08-13 | Galvanized Steel
FRANKLIN BP | 1194 FRANKLIN GTWY SE | MARIETTA | Cobb | 330172 | 1 |  |  | TRUE |  | TRUE | Removed from Ground | Used Oil | 550 | Bare Steel | 1970-05-06 | 1987-01-01 | Galvanized Steel
FRANKLIN BP | 1194 FRANKLIN GTWY SE | MARIETTA | Cobb | 330172 | 7 | Flapper Valve | 1989-01-01 | FALSE | 1989-01-01 | FALSE | Currently in Use | Regular | 10000 | Fiberglass | 1989-01-01 |  | Fiberglass Reinforced Plastic | Pressurized
CIRCLE M FOOD SHOP #61 | 2779 WINDY HILL RD @ I-75 | MARIETTA | Cobb | 330174 | 1 |  |  | TRUE |  | TRUE | Removed from Ground | Used Oil | 550 | Bare Steel | 1973-05-05 | 1899-12-31 | Galvanized Steel
COBB COUNTY FIRE STATION #19 | 1828 POWERS FERRY RD | MARIETTA | Cobb | 9033385 | 1 | [5 empty] | Removed from Ground | Gas (Historical Use) | 1000 | Bare Steel | 1998-08-26 | 1998-08-26 | Bare Steel | Suction (American)
MCGILL SPECIALIZED CARRIERS INC | 1425 FRANKLIN RD SE | MARIETTA | Cobb | 330132 | 4 |  |  | TRUE |  | TRUE | Removed from Ground | Used Oil | 2000 | Bare Steel | 1971-01-01 | 1988-12-15 | Bare Steel
MCGILL SPECIALIZED CARRIERS INC | 1425 FRANKLIN RD SE | MARIETTA | Cobb | 330132 | 5 | [5 empty] | Removed from Ground | Empty | 10000 | Bare Steel | 1971-01-01 | 1988-12-15 | Bare Steel
RaceTrac #633 - Spring Road | 2550 SPRING RD | SMYRNA | Cobb | 10002114 | 1 | Overfill Alarm | 2012-06-04 | FALSE | 2012-06-04 | FALSE | Currently in Use | Regular | 20000 | Composite Double Walled | 2012-06-04 |  | Double-Walled Fiberglass | Pressurized
APAC-SOUTHEAST INC | 3111 PORT COBB DR | SMYRNA | Cobb | 9033502 | 1 | [5 empty] | Removed from Ground | Gas (Historical Use) | 8000 | Bare Steel | 1989-12-01 | 1989-12-01 | Not Marked
PILOT TRAVEL CENTER #344 | 4600 S ATLANTA RD | SMYRNA | Cobb | 9033469 | 1 | Ball Float | 1995-08-01 |  | 1995-08-01 |  | Removed from Ground | Diesel | 20000 | Fiberglass | 1995-08-01 | 2014-12-18 | Double-Walled Fiberglass | Pressurized
76 Gas Station | 677 CONCORD RD | SMYRNA | Cobb | 330456 | 2 | Ball Float | 1994-07-14 | FALSE | 1994-07-14 | FALSE | Currently in Use | Plus | 10000 | Fiberglass | 1987-01-01 |  | Fiberglass Reinforced Plastic | Pressurized
CHEVRON STATION #0040014 | 2925 ATLANTA ST | SMYRNA | Cobb | 330380 | 3 | [5 empty] | Removed from Ground | Gas (Historical Use) | 3000 | Bare Steel | 1957-04-30 | 1987-12-01 | Galvanized Steel
FINA #131-6688-709 (FORMER) | 2545 SPRING RD | SMYRNA | Cobb | 330370 | 4 | [5 empty] | Removed from Ground | Gas (Historical Use) | 5000 | Cathodically Protected Steel | 1968-04-27 | 1991-04-01 | Galvanized Steel
FINA #131-6688-709 (FORMER) | 2545 SPRING RD | SMYRNA | Cobb | 330370 | 1 | [5 empty] | Removed from Ground | Gas (Historical Use) | 5000 | Cathodically Protected Steel | 1968-04-27 | 1991-04-01 | Galvanized Steel
QUIKTRIP #702 | 3875 S COBB DR | SMYRNA | Cobb | 330661 | 2 |  | 1993-04-01 |  | 1993-04-01 |  | Removed from Ground | Gas (Historical Use) | 12000 | Fiberglass | 1987-01-01 | 2015-04-01 | Steel (Impressed Current) | Pressurized
GOLD CIRCLE STORE/GASLO | 2201 COBB PKWY SE | SMYRNA | Cobb | 330613 | 1 | [5 empty] | Removed from Ground | Gas (Historical Use) | 10000 | Bare Steel | 1976-03-08 | 1988-09-01 | Galvanized Steel
KROGER GA-446 | 3895 CHEROKEE ST | KENNESAW | Cobb | 10000236 | 1B | Ball Float | 2002-09-26 | FALSE | 2002-09-26 | FALSE | Currently in Use | Premium | 8000 | Fiberglass Double Walled | 2002-09-26 |  | Double-Walled Fiberglass | Pressurized
RaceTrac #2359 - Bells Ferry | 4331 BELLS FERRY RD | KENNESAW | Cobb | 10002346 | 2B | Overfill Alarm | 2014-04-10 | FALSE | 2014-04-10 | FALSE | Currently in Use | Diesel | 10000 | Composite Double Walled | 2014-04-10 |  | Double-Walled Fiberglass | Pressurized
USA FOOD STORE | 2991 POWDER SPRINGS RD | POWDER SPRINGS | Cobb | 332003 | 1 |  | 1996-05-01 | FALSE | 1996-05-01 | FALSE | Currently in Use | Kerosene | 1000 | Fiberglass | 1987-11-04 |  | Double-Walled Fiberglass | Suction (American)
KROGER FUEL CENTER GA #699 | 3240 SOUTH COBB DR | SMYRNA | Cobb | 10002046 | 2B | Overfill Alarm | 2011-10-27 | FALSE | 2011-10-27 | FALSE | Currently in Use | Diesel | 10000 | Fiberglass Double Walled | 2011-09-23 |  | Double-Walled Flex | Pressurized
CIRCLE M FOOD SHOP #61 | 2779 WINDY HILL RD @ I-75 | MARIETTA | Cobb | 330174 | 5 | [5 empty] | Removed from Ground | Gas (Historical Use) | 10000 | Bare Steel | 1973-05-05 | 1899-12-31 | Galvanized Steel
CIRCLE M FOOD SHOP #61 | 2779 WINDY HILL RD @ I-75 | MARIETTA | Cobb | 330174 | 7 | Ball Float | 1988-04-01 | FALSE | 1988-04-01 | FALSE | Removed from Ground | Gas (Historical Use) | 10000 | Fiberglass | 1988-04-12 |  | Fiberglass Reinforced Plastic | Pressurized
MCGILL SPECIALIZED CARRIERS INC | 1425 FRANKLIN RD SE | MARIETTA | Cobb | 330132 | 1 | [5 empty] | Removed from Ground | Empty | 10000 | Bare Steel | 1976-05-02 | 1985-06-15 | Unknown
MCGILL SPECIALIZED CARRIERS INC | 1425 FRANKLIN RD SE | MARIETTA | Cobb | 330132 | 7 | [5 empty] | Removed from Ground | Other | 2000 | Bare Steel | 1971-01-01 | 1988-12-15 | Bare Steel
CHEVRON FOOD MART | 2145 POWERS FERRY RD | MARIETTA | Cobb | 9000223 | 3 | Ball Float | 1998-05-20 | FALSE | 1998-05-20 | FALSE | Currently in Use | Diesel | 10000 | Fiberglass | 1988-06-28 |  | Double-Walled Fiberglass | Pressurized
EXXON FOOD STORE | 2370 DELK RD | MARIETTA | Cobb | 9000302 | 8 | [5 empty] | Removed from Ground | Gas (Historical Use) | 8000 | Fiberglass | 1981-05-07 | 1986-11-01 | Galvanized Steel
EXXON FOOD STORE | 2370 DELK RD | MARIETTA | Cobb | 9000302 | 6 | [5 empty] | Removed from Ground | Gas (Historical Use) | 6000 | Bare Steel | 1968-05-10 | 1986-11-01 | Galvanized Steel
EXXON FOOD STORE | 2370 DELK RD | MARIETTA | Cobb | 9000302 | 9 |  |  | TRUE |  | TRUE | Removed from Ground | Used Oil | 500 | Bare Steel | 1968-05-10 | 1986-11-01 | Galvanized Steel
4388 WEST ATLANTA ROAD | 4388 WEST ATLANTA ROAD | SMYRNA | Cobb | 10001199 | 2 |  |  | FALSE |  | FALSE | Removed from Ground | Used Oil | 550 | Unknown | 2006-09-14 | 2006-09-14 | Unknown
FORMER ARTS PLUMBING SUPPLY | 4448 SOUTH ATLANTA ROAD | SMYRNA | Cobb | 10001143 | 1 |  |  | FALSE |  | FALSE | Removed from Ground | Gas (Historical Use) | 10000 | Unknown | 2005-02-26 | 2005-02-26 | Unknown
QUIKTRIP #1702 | 4495 S COBB DR | SMYRNA | Cobb | 9000460 | A |  | 1994-11-01 |  | 1994-11-01 |  | Permanently Out Of Use | Gas (Historical Use) | 10000 | Fiberglass | 1987-03-16 | 1994-10-12 | Fiberglass Reinforced Plastic | Pressurized
QUIKTRIP #1702 | 4495 S COBB DR | SMYRNA | Cobb | 9000460 | 317716 | Ball Float | 1994-11-01 |  | 1994-11-01 |  | Removed from Ground | Gas (Historical Use) | 10000 | Composite | 1987-03-16 | 2014-04-17 | Fiberglass Reinforced Plastic | Pressurized
CHEVRON FOOD MART | 1166 CONCORD RD | SMYRNA | Cobb | 330199 | 3 | Flapper Valve | 1991-01-01 | FALSE | 1991-01-01 | FALSE | Currently in Use | Diesel | 10000 | Steel-Impressed Current | 1971-02-07 |  |  | Pressurized
CROWN/FAST FARE GA-11 | 1685 SPRING RD | SMYRNA | Cobb | 330024 | REG | [5 empty] | Removed from Ground | Gas (Historical Use) | 15060 | Bare Steel | 1974-04-07 | 1991-10-01 | Galvanized Steel
TEXACO | 2691 S COBB DR | SMYRNA | Cobb | 330319 | 1 | Flapper Valve | 2023-01-27 | FALSE | 1993-08-01 | FALSE | Currently in Use | Regular | 12000 | Fiberglass | 1984-04-17 |  | Double-Walled Fiberglass | Pressurized
EMPTY LOT | 4585 S COBB DRIVE | SMYRNA | Cobb | 9033530 | 1 | [5 empty] | Removed from Ground | Gas (Historical Use) | 3000 | Not Marked/Unknown | 1998-02-01 | 1998-02-01 | Not Marked
SHELL FOOD MART | 3402 S COBB DR | SMYRNA | Cobb | 330339 | 1 | [5 empty] | Removed from Ground | Gas (Historical Use) | 3000 | Bare Steel | 1970-04-27 | 1988-01-01 | Galvanized Steel
SHELL FOOD MART | 3402 S COBB DR | SMYRNA | Cobb | 330339 | 7 |  |  | TRUE |  | TRUE | Removed from Ground | Used Oil | 500 | Bare Steel | 1970-04-27 | 1988-01-01 | Galvanized Steel
SHELL FOOD MART | 3402 S COBB DR | SMYRNA | Cobb | 330339 | 4 | [5 empty] | Removed from Ground | Gas (Historical Use) | 3000 | Bare Steel | 1970-04-27 | 1988-01-01 | Galvanized Steel
COBB PORT A JOHN | 1630 ATLANTA HIGHWAY | SMYRNA | Cobb | 9033588 | 2 | [5 empty] | Removed from Ground | Gas (Historical Use) | 6000 | Bare Steel | 1964-01-01 | 2000-02-01 | Galvanized Steel | Suction (American)
PILOT TRAVEL CENTER #344 | 4600 S ATLANTA RD | SMYRNA | Cobb | 9033469 | 2 | Ball Float | 1995-08-01 |  | 1995-08-01 |  | Removed from Ground | Diesel | 20000 | Fiberglass | 1995-08-01 | 2014-12-18 | Double-Walled Fiberglass | Pressurized
CASH'S SERVICE STATION | 4264 CAMP HIGHLAND RD | SMYRNA | Cobb | 9033522 | 4 | [5 empty] | Removed from Ground | Diesel | 4000 | Not Marked/Unknown | 1997-08-01 | 1997-08-01 | Not Marked
CASH'S SERVICE STATION | 4264 CAMP HIGHLAND RD | SMYRNA | Cobb | 9033522 | 5 |  |  | TRUE |  | TRUE | Removed from Ground | Used Oil | 4000 | Not Marked/Unknown | 1997-08-01 | 1997-08-01 | Not Marked
SMYRNA CONCRETE PLANT | 293 PLANT ATKINSON RD | SMYRNA | Cobb | 330224 | 2AST | [5 empty] | Permanently Out of Use - historical purposes | Other | 10000 | Bare Steel | 1966-03-12 | 1899-12-31 | Unknown
PILOT TRAVEL CENTER #344 | 4600 S ATLANTA RD | SMYRNA | Cobb | 9033469 | 3 | Ball Float | 1995-08-01 |  | 1995-08-01 |  | Removed from Ground | Diesel | 20000 | Fiberglass | 1995-08-01 | 2014-12-18 | Double-Walled Fiberglass | Pressurized
BST/SMYRNA/F5307 | 1369 SPRING ST | SMYRNA | Cobb | 330461 | 2 | Flapper Valve | 1995-08-02 | FALSE | 1995-08-02 | FALSE | Currently in Use | Diesel | 6000 |  | 1989-05-20 |  | Fiberglass Reinforced Plastic | Suction (American)
CHEVRON FOOD MART | 2145 POWERS FERRY RD | MARIETTA | Cobb | 9000223 | 1 | Ball Float | 1998-05-20 | FALSE | 1998-05-20 | FALSE | Currently in Use | Regular | 10000 | Fiberglass | 1988-06-28 |  | Double-Walled Fiberglass | Pressurized
7-ELEVEN STORE 1554 #30063 | 4800 LOWER ROSWELL RD | MARIETTA | Cobb | 9000249 | 3 | [5 empty] | Removed from Ground | Gas (Historical Use) | 12000 | Fiberglass | 1979-02-02 | 2012-02-09 | Fiberglass Reinforced Plastic
BP #24089 | 3481 CUMBERLAND PKWY | SMYRNA | Cobb | 9000193 | 2 | [5 empty] | Removed from Ground | Gas (Historical Use) | 10000 | Bare Steel | 1980-05-03 | 1989-01-01 | Galvanized Steel
POLK PROPERTY/FINA #6692 | WINDY HILL RD/WARD ST | SMYRNA | Cobb | 9000144 | 1 | [5 empty] | Permanently Out of Use - historical purposes | Other | 0 | Marked Unknown |  | 1899-12-31 | Unknown
U HAUL #77664 | 2416 S COBB DR | SMYRNA | Cobb | 330572 | 3 |  |  | TRUE |  | TRUE | Removed from Ground | Used Oil | 500 | Bare Steel | 1998-07-28 | 1998-07-28 | Bare Steel
CAPITAL AUTOMOBILE CO | 2210 COBB PKWY SE | SMYRNA | Cobb | 330604 | MILLO51 |  | 1997-11-20 | FALSE | 1997-11-20 | FALSE | Currently in Use | Regular | 10000 | Fiberglass Double Walled | 1997-11-20 |  | Double-Walled Fiberglass | Pressurized
CAPITAL AUTOMOBILE CO | 2210 COBB PKWY SE | SMYRNA | Cobb | 330604 | 3 | [5 empty] | Removed from Ground | Gas (Historical Use) | 1000 | Cathodically Protected Steel | 1981-03-07 | 1899-12-31 | Galvanized Steel
Tanz Food Mart | 4150 MARIETTA ST | POWDER SPRINGS | Cobb | 330322 | 4 | Ball Float | 2003-04-01 | FALSE | 2003-04-01 | FALSE | Currently in Use | Regular | 6000 | Fiberglass | 1989-02-23 |  | Fiberglass Reinforced Plastic
WARD WELL DRILLING | 1245 LOST MOUNTAIN RD | POWDER SPRINGS | Cobb | 9033573 | 2 | [5 empty] | Removed from Ground | Gas (Historical Use) | 1000 | Bare Steel | 1999-04-01 | 1999-04-01 | Bare Steel
POWDER SPRINGS FOOD MART | 3930 AUSTELL-POWDER SPRINGS RD | POWDER SPRINGS | Cobb | 330362 | 2 |  | 1970-04-27 |  | 1970-04-27 |  | Removed from Ground | Gas (Historical Use) | 4000 | Cathodically Protected Steel | 1970-04-27 | 1996-05-22 | Galvanized Steel | Pressurized
POWDER SPRINGS FOOD MART | 3930 AUSTELL-POWDER SPRINGS RD | POWDER SPRINGS | Cobb | 330362 | 12 |  | 1996-03-01 | TRUE | 1996-03-01 | TRUE | Currently in Use | Used Oil | 550 | Fiberglass Double Walled | 1996-03-01 |  | Double-Walled Fiberglass | Gravity Fed
POWDER SPRINGS FOOD MART | 3930 AUSTELL-POWDER SPRINGS RD | POWDER SPRINGS | Cobb | 330362 | 9 | Flapper Valve | 1996-03-01 | FALSE | 1996-03-01 | FALSE | Currently in Use | Diesel | 10000 | Fiberglass Double Walled | 1996-03-01 |  | Double-Walled Fiberglass | Pressurized
POWDER SPRINGS FOOD MART | 3930 AUSTELL-POWDER SPRINGS RD | POWDER SPRINGS | Cobb | 330362 | 8 | Flapper Valve | 1996-03-01 | FALSE | 1996-03-01 | FALSE | Currently in Use | Regular | 10000 | Fiberglass Double Walled | 1996-03-01 |  | Double-Walled Fiberglass | Pressurized
Saneey's BP, Inc. | 1365 Powers Ferry Rd | Marietta | Cobb | 330170 | 6C | Flapper Valve | 2019-03-10 | FALSE | 2019-03-10 | FALSE | Currently in Use | E-0 | 5000 | Fiberglass Double Walled | 2019-03-07 |  | Double-Walled Fiberglass | Pressurized
CHEVRON #43031 | 4811 LOWER ROSWELL RD | MARIETTA | Cobb | 9000365 | 4 |  |  | TRUE |  | TRUE | Removed from Ground | Used Oil | 550 | Bare Steel | 1972-04-26 | 1989-06-16 | Galvanized Steel
KROGER FUEL CENTER GA #699 | 3240 SOUTH COBB DR | SMYRNA | Cobb | 10002046 | 2A |  | 2011-10-27 | FALSE | 2011-10-27 | FALSE | Currently in Use | Premium | 8000 | Fiberglass Double Walled | 2011-09-23 |  | Double-Walled Flex | Pressurized
TEXACO STATION (FORMER) | 2410 SOUTH COBB DR | SMYRNA | Cobb | 9033241 | 4 | [5 empty] | Currently in Use | Diesel | 8000 | Marked Unknown |  |  | Unknown
THERREL-KIZER ROOFING CO INC | 4990 NORTH CHURCH LN SE | SMYRNA | Cobb | 9000675 | 1 | [5 empty] | Removed from Ground | Gas (Historical Use) | 2000 | Bare Steel | 1976-03-12 | 1990-08-15 | Galvanized Steel
CIRCLE M FOOD SHOP #61 | 2779 WINDY HILL RD @ I-75 | MARIETTA | Cobb | 330174 | 6 | [5 empty] | Removed from Ground | Diesel | 10000 | Bare Steel | 1973-05-05 | 1899-12-31 | Galvanized Steel
Saneey's BP, Inc. | 1365 Powers Ferry Rd | Marietta | Cobb | 330170 | 1 | Ball Float | 1980-05-01 | FALSE | 1980-05-01 | FALSE | Removed from Ground | Gas (Historical Use) | 10000 | Fiberglass | 1980-05-03 | 2019-02-26 | Fiberglass Reinforced Plastic | Pressurized
MCGILL SPECIALIZED CARRIERS INC | 1425 FRANKLIN RD SE | MARIETTA | Cobb | 330132 | 6 |  |  | TRUE |  | TRUE | Removed from Ground | Used Oil | 2000 | Bare Steel | 1971-01-01 | 1988-12-15 | Bare Steel
EXXON FOOD STORE | 2370 DELK RD | MARIETTA | Cobb | 9000302 | 1 |  | 1997-10-01 | FALSE | 1997-10-01 | FALSE | Currently in Use | Gas (Historical Use) | 12000 | Fiberglass | 1986-11-04 |  | Double-Walled Fiberglass | Pressurized
EXXON FOOD STORE | 2370 DELK RD | MARIETTA | Cobb | 9000302 | 7 | [5 empty] | Removed from Ground | Gas (Historical Use) | 6000 | Bare Steel | 1968-05-10 | 1986-11-01 | Galvanized Steel
UNKNOWN | 5221 SOUTH COBB DRIVE | SMYRNA | Cobb | 10002646 | 1 |  |  | FALSE |  | FALSE | Removed from Ground | Not Marked/Tank Removed | 0 | Unknown |  | 1899-12-31
4388 WEST ATLANTA ROAD | 4388 WEST ATLANTA ROAD | SMYRNA | Cobb | 10001199 | 1 |  |  | FALSE |  | FALSE | Removed from Ground | Other | 550 | Unknown | 2006-09-14 | 2006-09-14 | Unknown
QUIKTRIP #1702 | 4495 S COBB DR | SMYRNA | Cobb | 9000460 | 2 |  | 1994-11-01 |  | 1994-11-01 |  | Removed from Ground | Gas (Historical Use) | 10000 | Composite | 1987-03-16 | 1899-12-31 | Fiberglass Reinforced Plastic | Pressurized
QUIKTRIP #1702 | 4495 S COBB DR | SMYRNA | Cobb | 9000460 | 317717 | Ball Float | 1994-11-01 |  | 1994-11-01 |  | Removed from Ground | Gas (Historical Use) | 10000 | Composite | 1987-03-16 | 2014-04-17 | Fiberglass Reinforced Plastic | Pressurized
QUIKTRIP #1702 | 4495 S COBB DR | SMYRNA | Cobb | 9000460 | 317711 | Flapper Valve | 1994-11-01 |  | 1994-11-01 |  | Removed from Ground | E-85 | 4000 | Composite | 1987-03-16 | 2014-04-17 | Fiberglass Reinforced Plastic | Pressurized
BIG SHANTY AVIATION INC | 1723 MCCOLLUM PKWY | KENNESAW | Cobb | 330598 | 2 | [5 empty] | Closed in Ground | Empty | 4000 | Bare Steel | 1969-02-23 | 1980-01-01 | Galvanized Steel
KENNESAW STATE UNIVERSITY/PLANT | 3455 FREY LAKE RD | KENNESAW | Cobb | 330626 | 4 | [5 empty] | Closed in Ground | Diesel | 550 | Not Marked/Unknown | 1999-07-19 | 1999-07-19 | Not Marked
CAPITAL AUTOMOBILE CO | 2210 COBB PKWY SE | SMYRNA | Cobb | 330604 | 5 | [5 empty] | Removed from Ground | Other | 2000 | Bare Steel | 1981-03-07 | 1991-02-01 | Galvanized Steel
CAPITAL AUTOMOBILE CO | 2210 COBB PKWY SE | SMYRNA | Cobb | 330604 | 4 | [5 empty] | Removed from Ground | Other | 1000 | Bare Steel | 1981-03-07 | 1991-02-01 | Galvanized Steel
CAPITAL AUTOMOBILE CO | 2210 COBB PKWY SE | SMYRNA | Cobb | 330604 | 7 |  |  | TRUE |  | TRUE | Removed from Ground | Used Oil | 2000 | Bare Steel | 1983-01-01 | 1991-02-01 | Galvanized Steel
AWTREY MIDDLE SCHOOL | 3601 NOWLIN RD | KENNESAW | Cobb | 330561 | 3 | [5 empty] | Removed from Ground | Gas (Historical Use) | 4000 | Bare Steel | 1972-05-11 | 1992-08-17 | Galvanized Steel | Safe Suction (Euro)
JIM TIDWELL FORD INC | 2390 COBB PKWY | KENNESAW | Cobb | 330659 | 2 | [5 empty] | Removed from Ground | Other | 500 | Bare Steel | 1973-01-04 | 1993-11-17 | Galvanized Steel
ATLANTA ROAD BODY SHOP | 2310 ATLANTA ST | SMYRNA | Cobb | 330418 | 1 |  |  | TRUE |  | TRUE | Removed from Ground | Used Oil | 275 | Bare Steel | 1983-05-14 | 2001-01-01 | Bare Steel | Gravity Fed
ENTERPRISE LEASING CO | 2780 HARGROVE RD | SMYRNA | Cobb | 330612 | 1 | [5 empty] | Removed from Ground | Gas (Historical Use) | 4000 | Bare Steel | 1985-02-10 | 1990-08-01 | Unknown
NEW STORAGE HANGAR 2002 SITE | MCCOLLUM PARKWAY (GATE C) | KENNESAW | Cobb | 10000178 | 4 |  |  | FALSE |  | FALSE | Removed from Ground | Gas (Historical Use) | 4000 | Bare Steel | 2002-10-07 | 2002-10-07 | Bare Steel
KROGER GA-453 | 4150 MACLAND RD | POWDER SPRINGS | Cobb | 10001729 | 2A |  | 2009-05-15 | FALSE | 2009-06-15 | FALSE | Currently in Use | Diesel | 10000 | Fiberglass Double Walled | 2009-04-08 |  | Double-Walled Flex | Pressurized
COBB CO FIRE DEPT #23 | 3470 NEW MACLAND RD | POWDER SPRINGS | Cobb | 9033363 | 2 | Overfill Alarm | 2008-10-01 | FALSE | 1993-10-01 | FALSE | Currently in Use | Diesel | 1000 | Fiberglass | 1992-01-01 |  | Fiberglass Reinforced Plastic | Safe Suction (Euro)
LOST MOUNTAIN CHEVRON | 5115 DALLAS HWY | POWDER SPRINGS | Cobb | 9033509 | 3 | Ball Float | 1996-10-01 | FALSE | 1996-10-01 | FALSE | Currently in Use | Diesel | 12000 | Fiberglass Double Walled | 1996-10-01 |  | Double-Walled Fiberglass | Pressurized
POWDER SPRINGS FOOD MART | 3930 AUSTELL-POWDER SPRINGS RD | POWDER SPRINGS | Cobb | 330362 | 4 |  | 1970-04-27 |  | 1970-04-27 |  | Removed from Ground | Gas (Historical Use) | 4000 | Cathodically Protected Steel | 1970-04-27 | 1996-05-22 | Galvanized Steel | Pressurized
POWDER SPRINGS FOOD MART | 3930 AUSTELL-POWDER SPRINGS RD | POWDER SPRINGS | Cobb | 330362 | 7 | [5 empty] | Removed from Ground | Other | 550 | Not Marked/Unknown | 1996-05-22 | 1996-05-22 | Not Marked
POWDER SPRINGS FOOD MART | 3930 AUSTELL-POWDER SPRINGS RD | POWDER SPRINGS | Cobb | 330362 | 5 |  | 1970-04-27 |  | 1970-04-27 |  | Removed from Ground | Gas (Historical Use) | 8000 | Cathodically Protected Steel | 1986-09-01 | 1996-05-22 | Galvanized Steel | Pressurized
POWDER SPRINGS FOOD MART | 3930 AUSTELL-POWDER SPRINGS RD | POWDER SPRINGS | Cobb | 330362 | 13 |  | 1996-03-01 | TRUE | 1996-03-01 | TRUE | Currently in Use | Used Oil | 550 | Fiberglass Double Walled | 1996-03-01 |  | Double-Walled Fiberglass | Gravity Fed
CONCRETE CUTTERS | 5401 -A OLD FLOYD ROAD | MABLETON | Cobb | 9033613 | 1 | [5 empty] | Removed from Ground | Gas (Historical Use) | 5000 | Cathodically Protected Steel | 2001-10-04 | 1899-12-31 | Cathodically Protected | Pressurized
QUIKTRIP #768 | 2180 WINDY HILL RD | SMYRNA | Cobb | 9033518 | 2 | Flapper Valve | 1996-11-15 | FALSE | 1996-11-15 | FALSE | Currently in Use | Regular | 12000 | Fiberglass | 1996-11-13 |  | Double-Walled Flex | Pressurized
FORMER FUEL STATION/TIRE REPAIR | 2750 SOUTH ATLANTA ROAD | SMYRNA | Cobb | 9033520 | 1 | [5 empty] | Removed from Ground | Other | 3000 | Not Marked/Unknown | 1997-08-01 | 1997-08-01 | Not Marked
CASH'S SERVICE STATION | 4264 CAMP HIGHLAND RD | SMYRNA | Cobb | 9033522 | 3 | [5 empty] | Removed from Ground | Gas (Historical Use) | 4000 | Not Marked/Unknown | 1997-08-01 | 1997-08-01 | Not Marked
PILOT TRAVEL CENTER #344 | 4600 S ATLANTA RD | SMYRNA | Cobb | 9033469 | 4 | Ball Float | 1995-08-01 |  | 1995-08-01 |  | Removed from Ground | Gas (Historical Use) | 10000 | Fiberglass | 1995-08-01 | 2014-12-18 | Double-Walled Fiberglass | Pressurized
APAC-SOUTHEAST INC | 3130 PORT COBB DR | SMYRNA | Cobb | 330500 | 1 | [5 empty] | Removed from Ground | Gas (Historical Use) | 8000 | Bare Steel | 1971-02-09 | 1899-12-31 | Bare Steel
RaceTrac #256 - South Cobb | 5191 SOUTH COBB DR | SMYRNA | Cobb | 330519 | 5B | Overfill Alarm | 2016-06-28 | FALSE | 2016-06-28 | FALSE | Currently in Use | Premium | 10000 | Fiberglass Double Walled | 2016-06-28 |  | Double-Walled Fiberglass | Pressurized
SOUTHERN BELL/SMYRGACI | 1865 SOUTH COBB IND BLVD | SMYRNA | Cobb | 330462 | 1 | [5 empty] | Removed from Ground | Gas (Historical Use) | 3000 | Bare Steel | 1974-01-04 | 1989-10-01 | Copper
CHEVRON STATION #0040014 | 2925 ATLANTA ST | SMYRNA | Cobb | 330380 | 1 | [5 empty] | Removed from Ground | Gas (Historical Use) | 8000 | Bare Steel | 1957-04-30 | 1987-12-01 | Galvanized Steel
TRACKSIDE GIRLL | 2840 SOUTH MAINT STREET | KENNESAW | Cobb | 10001949 | 3 |  |  | FALSE |  | FALSE | Removed from Ground | Gas (Historical Use) | 3000 | Bare Steel | 2011-01-18 | 2011-01-18 | Bare Steel
JOHNS CAR WASH | 3307 SOUTH COBB DR | SMYRNA | Cobb | 330623 | 2 | [5 empty] | Currently in Use | Gas (Historical Use) | 10000 | Bare Steel | 1975-03-06 |  | Galvanized Steel
BP #24089 | 3481 CUMBERLAND PKWY | SMYRNA | Cobb | 9000193 | 4 |  | 1989-01-01 |  | 1989-01-01 |  | Removed from Ground | Gas (Historical Use) | 10000 | Fiberglass | 1989-01-01 | 2000-06-01 | Fiberglass Reinforced Plastic
BP #24089 | 3481 CUMBERLAND PKWY | SMYRNA | Cobb | 9000193 | 1 | [5 empty] | Removed from Ground | Gas (Historical Use) | 10000 | Bare Steel | 1980-05-03 | 1989-01-01 | Galvanized Steel
Clipper B.P. | 5220 S COBB DR | SMYRNA | Cobb | 330163 | 4 | [5 empty] | Removed from Ground | Gas (Historical Use) | 10000 | Bare Steel | 1969-05-06 | 1899-12-31 | Galvanized Steel
EZ SERVE #8140 | 2610 COBB PKWY | SMYRNA | Cobb | 330196 | U2 | [5 empty] | Removed from Ground | Gas (Historical Use) | 8000 | Bare Steel | 1971-02-07 | 1988-11-01 | Bare Steel
CIRCLE K #8425 | 1828 SPRING RD | SMYRNA | Cobb | 330183 | 2 |  | 1977-02-02 |  |  |  | Removed from Ground | Gas (Historical Use) | 10000 | Bare Steel | 1977-02-02 | 1994-12-20 | Bare Steel | Suction (American)
TOM'S CITGO | 5285 S COBB DR | SMYRNA | Cobb | 9033435 | 1 |  | 1990-12-01 |  | 1990-12-01 |  | Removed from Ground | Gas (Historical Use) | 10000 | Bare Steel | 1977-02-01 | 1996-05-01 | Unknown | Suction (American)
ASPEN HILLS LLC C/O BRANCH PROPERTIES | 5181 S COBB DR | SMYRNA | Cobb | 9033142 | 1 | Ball Float | 1990-07-19 | FALSE | 1990-07-19 | FALSE | Currently in Use | Regular | 10000 | Fiberglass | 1990-07-01 |  | Fiberglass Reinforced Plastic | Pressurized
SEALY WAREHOUSE (FORMER) | 2791 OLYMPIC IND DR | SMYRNA | Cobb | 9033016 | 1 | [5 empty] | Removed from Ground | Diesel | 2000 | Bare Steel | 1991-06-28 | 1991-06-28 | Galvanized Steel
TEXACO | 2691 S COBB DR | SMYRNA | Cobb | 330319 | 4 | Ball Float | 1993-08-01 | FALSE | 1993-08-01 | FALSE | Temporarily out of use | Diesel | 6000 | Fiberglass | 1988-01-01 |  | Double-Walled Fiberglass | Pressurized
EMPTY LOT | 4585 S COBB DRIVE | SMYRNA | Cobb | 9033530 | 2 | [5 empty] | Removed from Ground | Gas (Historical Use) | 3000 | Not Marked/Unknown | 1998-02-01 | 1998-02-01 | Not Marked
SHELL FOOD MART | 3402 S COBB DR | SMYRNA | Cobb | 330339 | 12 | Flapper Valve | 2019-05-18 | FALSE | 2019-05-18 | FALSE | Currently in Use | Regular | 10000 | Composite Double Walled | 2019-05-01 |  | Double-Walled Fiberglass | Pressurized
0.184 ACRE PARKING LOT | NW CORNER OF ATLANTA RD & CHURCH | SMYRNA | Cobb | 9033596 | 1 | [5 empty] | Removed from Ground | Diesel | 300 | Bare Steel | 2000-05-12 | 2000-05-12 | Not Marked
FORMER FUEL STATION/TIRE REPAIR | 2750 SOUTH ATLANTA ROAD | SMYRNA | Cobb | 9033520 | 5 |  |  | TRUE |  | TRUE | Removed from Ground | Used Oil | 3000 | Not Marked/Unknown | 1997-08-01 | 1997-08-01 | Not Marked
MARIETTA PLAZA SHOPPING CENTER | 1901 TERRELL MILL ROAD | MARIETTA | Cobb | 9033523 | 3 | [5 empty] | Removed from Ground | Gas (Historical Use) | 8000 | Bare Steel | 1997-12-08 | 1997-12-08 | Bare Steel
INDUSTRIAL AIR CONDITIONING INC | 56 SCOTT DR | MARIETTA | Cobb | 9033576 | 1 | Flapper Valve | 1999-07-21 | FALSE | 1999-07-21 | FALSE | Temporarily out of use | Regular | 4000 | Fiberglass | 1986-10-09 |  |  | Safe Suction (Euro)
SPEEDY SAVER FOOD MART | 677 FRANKLIN RD | MARIETTA | Cobb | 330303 | 4 |  | 1997-10-01 |  | 1997-10-01 |  | Removed from Ground | Gas (Historical Use) | 4000 | Steel-Impressed Current | 1980-04-16 | 2007-08-09 | Cathodically Protected | Suction (American)
SHELL | 1889 COBB PKWY | MARIETTA | Cobb | 330065 | 1 | Ball Float | 1994-01-01 | FALSE | 1991-01-01 | FALSE | Currently in Use | Regular | 10000 | Fiberglass | 1981-04-30 |  | Double-Walled Fiberglass | Pressurized
SHELL FOOD MART | 1445 POWERS FERRY RD | MARIETTA | Cobb | 330068 | 2 |  | 1991-01-01 | FALSE | 1991-01-01 | FALSE | Removed from Ground | Gas (Historical Use) | 10000 | Fiberglass | 1983-04-30 | 2003-04-30 | Fiberglass Reinforced Plastic | Pressurized
FOOD MART | 4360 ROSWELL RD | MARIETTA | Cobb | 330017 | 1 | Ball Float | 1997-08-02 | FALSE | 1997-08-02 | FALSE | Currently in Use | Regular | 10000 | Steel-Impressed Current | 1980-04-05 |  | Double-Walled Fiberglass | Pressurized
CROWN STATION GA 63 | 1305 POWERS FERRY RD | MARIETTA | Cobb | 330018 | NO-LEAD1 | [5 empty] | Removed from Ground | Gas (Historical Use) | 10000 | Bare Steel | 1982-04-05 | 1991-08-13 | Galvanized Steel
FRANKLIN BP | 1194 FRANKLIN GTWY SE | MARIETTA | Cobb | 330172 | 2 | [5 empty] | Removed from Ground | Gas (Historical Use) | 10000 | Bare Steel | 1968-05-06 | 1987-01-01 | Galvanized Steel
COBB COUNTY FIRE STATION #19 | 1828 POWERS FERRY RD | MARIETTA | Cobb | 9033385 | 2 | [5 empty] | Removed from Ground | Diesel | 1000 | Bare Steel | 1998-08-26 | 1998-08-26 | Bare Steel | Safe Suction (Euro)
SHAPLA SERVICES CORP | 2610 DELK RD | MARIETTA | Cobb | 9000224 | 156-2 | Ball Float | 1998-05-20 | FALSE | 1998-05-20 | FALSE | Currently in Use | Premium | 10000 | Fiberglass | 1988-06-28 |  | Fiberglass Reinforced Plastic | Pressurized
SHAPLA SERVICES CORP | 2610 DELK RD | MARIETTA | Cobb | 9000224 | 156-1 | Ball Float | 1998-05-20 | FALSE | 1998-05-20 | FALSE | Currently in Use | Regular | 10000 | Fiberglass | 1988-06-28 |  | Fiberglass Reinforced Plastic | Pressurized
SHAPLA SERVICES CORP | 2610 DELK RD | MARIETTA | Cobb | 9000224 | P3 | [5 empty] | Removed from Ground | Gas (Historical Use) | 10000 | Bare Steel | 1971-02-07 | 1988-06-01 | Bare Steel
BP #24089 | 3481 CUMBERLAND PKWY | SMYRNA | Cobb | 9000193 | 5 |  | 1989-01-01 |  | 1989-01-01 |  | Removed from Ground | Gas (Historical Use) | 10000 | Fiberglass | 1989-01-01 | 2000-06-01 | Fiberglass Reinforced Plastic
JOHNS CONVENIENCE MARKET INC | 902 WINDY HILL RD SE | SMYRNA | Cobb | 9000174 | 4 | Ball Float | 1998-05-22 | FALSE | 1998-05-22 | FALSE | Currently in Use | Premium | 5000 | Steel-Impressed Current | 2003-05-05 |  | Double-Walled Fiberglass | Pressurized
QUIKTRIP #1702 | 4495 S COBB DR | SMYRNA | Cobb | 9000460 | 5A | Flapper Valve | 2014-10-01 | FALSE | 2014-11-01 | FALSE | Currently in Use | Premium | 9500 | Fiberglass Double Walled | 2014-08-01 |  | Double-Walled Fiberglass | Pressurized
GRICE & ASSOC ELEC CONTR INC | 2620 MATHEWS ST | SMYRNA | Cobb | 330615 | 1 | [5 empty] | Removed from Ground | Gas (Historical Use) | 990 | Cathodically Protected Steel | 1976-03-07 | 1998-12-01 | Galvanized Steel | Suction (American)
EXPRESS OIL CHANGE/TUNE-UP CLINI | 3426 SOUTH COBB DR | SMYRNA | Cobb | 330542 | 3 |  |  |  | 1993-09-08 |  | Closed in Ground | Other | 550 | Bare Steel | 1985-05-08 | 1999-08-01 | Galvanized Steel | Suction (American)
CAPITAL AUTOMOBILE CO | 2210 COBB PKWY SE | SMYRNA | Cobb | 330604 | 1 | [5 empty] | Removed from Ground | Gas (Historical Use) | 12000 | Cathodically Protected Steel | 1981-03-07 | 1997-10-01 | Galvanized Steel
BARROW ENTERPRISES INC | 2113 SOUTH COBB DR | SMYRNA | Cobb | 330597 | 3 | [5 empty] | Removed from Ground | Gas (Historical Use) | 5000 | Bare Steel | 1960-03-09 | 1991-04-03 | Galvanized Steel
DAMANIS FOOD & FUEL INC | 2515 N COBB PKWY | KENNESAW | Cobb | 330446 | 3 | Flapper Valve | 1986-07-14 | FALSE | 1986-07-14 | FALSE | Currently in Use | Premium | 10000 | Composite | 1986-07-14 |  | Double-Walled Fiberglass | Pressurized
THOMAS M ANDERSON TRUCKING CO IN | 1539 MCCOLLUM PKWY | KENNESAW | Cobb | 330210 | 1 | [5 empty] | Removed from Ground | Diesel | 8000 | Bare Steel | 1986-03-13 | 1996-08-02 | Galvanized Steel | Suction (American)
COBB PKWY FOOD MART | 3129 COBB PKWY | KENNESAW | Cobb | 9033478 | 1 | Flapper Valve | 1995-12-20 | FALSE | 1995-12-20 | FALSE | Currently in Use | Regular | 10000 | Fiberglass | 1995-12-01 |  | Fiberglass Reinforced Plastic | Pressurized
SHELL | 4261 BELLS FERRY ROAD NW | KENNESAW | Cobb | 9033514 | 2 | Overfill Alarm | 1997-03-01 | FALSE | 1997-03-01 | FALSE | Currently in Use | Premium | 15000 | Fiberglass | 1997-03-01 |  | Double-Walled Fiberglass | Pressurized
COSTCO FUEL FACILITY (LOC. 189) | 645 EARNEST BARRETT PKWY NW | KENNESAW | Cobb | 9033593 | 4 | Flapper Valve | 2011-11-18 | FALSE | 2011-11-18 | FALSE | Currently in Use | Ultrazol(Fuel Additive) | 1500 | Fiberglass Double Walled | 2011-11-18 |  | Double-Walled Fiberglass | Pressurized
ARTISTIC SIGN CO INC | 1899 DIXIE AVE | SMYRNA | Cobb | 9033305 | 1 | [5 empty] | Removed from Ground | Other | 550 | Not Marked/Unknown | 1991-07-31 | 1991-07-31 | Not Marked
SMYRNA PUBLIC WORKS | 2190 ATLANTA RD | SMYRNA | Cobb | 9033463 | 2 | Ball Float | 1988-09-15 | FALSE | 1988-09-15 | FALSE | Currently in Use | Diesel | 15000 | Fiberglass | 1988-06-01 |  | Double-Walled Fiberglass | Pressurized
PACES SHOPPE | 2110 PACES FERRY RD | SMYRNA | Cobb | 330481 | 1 | [5 empty] | Closed in Ground | Gas (Historical Use) | 8000 | Cathodically Protected Steel | 1985-05-06 | 1899-12-31 | Galvanized Steel
APAC-SOUTHEAST INC | 3130 PORT COBB DR | SMYRNA | Cobb | 330500 | 2 | [5 empty] | Removed from Ground | Diesel | 12000 | Bare Steel | 1971-02-09 | 1989-12-01 | Bare Steel
WADE FORD INC | 3860 SOUTH COBB DR | SMYRNA | Cobb | 330504 | 3 |  |  | TRUE |  | TRUE | Removed from Ground | Used Oil | 2000 | Bare Steel | 1980-05-08 | 1996-10-29 | Galvanized Steel
RaceTrac #256 - South Cobb | 5191 SOUTH COBB DR | SMYRNA | Cobb | 330519 | 5A | Overfill Alarm | 2016-06-28 | FALSE | 2016-06-28 | FALSE | Currently in Use | Regular | 10000 | Fiberglass Double Walled | 2016-06-28 |  | Double-Walled Fiberglass | Pressurized
RYDER TRUCK RENTAL INC #0829 | 542 WYLIE RD | MARIETTA | Cobb | 330235 | 2 | [5 empty] | Removed from Ground | Diesel | 10000 | Bare Steel | 1970-03-20 | 1994-10-07 | Bare Steel | Gravity Fed
ED VOYLES HONDA | 2103 COBB PKWY SE | MARIETTA | Cobb | 330250 | 1 | Flapper Valve | 1997-10-01 | FALSE | 1993-02-11 | FALSE | Currently in Use | Regular | 8000 | Steel-Impressed Current | 1982-03-21 |  |  | Safe Suction (Euro)
TRI BENTLEY CONSTRUCTORS INC | 1698 SANDS PLACE | MARIETTA | Cobb | 9033488 | 2 | [5 empty] | Removed from Ground | Empty | 3000 | Not Marked/Unknown | 1996-06-01 | 1996-06-01 | Not Marked
BP/AMOCO #6121 | 2791 WINDY HILL RD @ I-75 | MARIETTA | Cobb | 330343 | 7 |  | 1988-07-15 |  | 1988-07-15 |  | Removed from Ground | Gas (Historical Use) | 10000 | Galvanic (STIP-3) | 1988-07-15 | 2003-02-05 | Bare Steel | Pressurized
BP/AMOCO #6121 | 2791 WINDY HILL RD @ I-75 | MARIETTA | Cobb | 330343 | 10 |  | 1988-07-15 |  | 1988-07-15 |  | Removed from Ground | Gas (Historical Use) | 10000 | Galvanic (STIP-3) | 1988-07-15 | 2003-02-05 | Galvanized Steel | Pressurized
BP/AMOCO #6121 | 2791 WINDY HILL RD @ I-75 | MARIETTA | Cobb | 330343 | 4 | [5 empty] | Removed from Ground | Gas (Historical Use) | 6000 | Bare Steel | 1967-04-28 | 1988-07-15 | Galvanized Steel
BP/AMOCO #6121 | 2791 WINDY HILL RD @ I-75 | MARIETTA | Cobb | 330343 | 1 | [5 empty] | Removed from Ground | Gas (Historical Use) | 6000 | Bare Steel | 1971-04-27 | 1988-07-15 | Galvanized Steel
APAC-SOUTHEAST INC | 3111 PORT COBB DR | SMYRNA | Cobb | 9033502 | 2 |  | 1989-12-01 |  | 1989-12-01 |  | Removed from Ground | Gas (Historical Use) | 8000 | Double Walled | 1989-12-01 | 2006-10-11 | Galvanized Steel | Safe Suction (Euro)
RaceTrac #256 - South Cobb | 5191 SOUTH COBB DR | SMYRNA | Cobb | 330519 | 4 | Overfill Alarm | 2016-06-28 | FALSE | 2016-06-28 | FALSE | Currently in Use | E-15 | 20000 | Fiberglass Double Walled | 2016-06-28 |  | Double-Walled Fiberglass | Pressurized
CHEVRON STATION #40019 | 2517 SPRING RD | SMYRNA | Cobb | 330378 | 1 | [5 empty] | Removed from Ground | Gas (Historical Use) | 10000 | Cathodically Protected Steel | 1969-04-27 | 1991-09-05 | Galvanized Steel
CHEVRON #43031 | 4811 LOWER ROSWELL RD | MARIETTA | Cobb | 9000365 | 1 | [5 empty] | Removed from Ground | Gas (Historical Use) | 10000 | Bare Steel | 1972-04-26 | 1989-06-16 | Galvanized Steel
EXXON FOOD STORE | 2370 DELK RD | MARIETTA | Cobb | 9000302 | 2 |  | 1997-10-01 | FALSE | 1997-10-01 | FALSE | Currently in Use | Plus | 10000 | Fiberglass | 1986-11-04 |  | Fiberglass Reinforced Plastic | Pressurized
Car Spa | 2330 Windy Hill Road | MARIETTA | Cobb | 10000309 | 1 | Flapper Valve | 1999-12-01 | FALSE | 1999-12-01 | FALSE | Currently in Use | Regular | 15000 | Fiberglass Double Walled | 1999-12-01 |  | Double-Walled Fiberglass | Pressurized
NORTH CHURCH LANE UST | NORTH CHURCH LANE | SMYRNA | Cobb | 10000927 | 1 |  |  | FALSE |  | FALSE | Removed from Ground | Gas (Historical Use) | 300 | Unknown | 2005-03-11 | 2005-03-11
TEXACO STATION (FORMER) | 2410 SOUTH COBB DR | SMYRNA | Cobb | 9033241 | 1 | [5 empty] | Currently in Use | Gas (Historical Use) | 10000 | Marked Unknown |  |  | Unknown
QUIKTRIP #1702 | 4495 S COBB DR | SMYRNA | Cobb | 9000460 | 1 |  | 1994-11-01 |  | 1994-11-01 |  | Removed from Ground | Kerosene | 4000 | Composite | 1987-03-16 | 1899-12-31 | Fiberglass Reinforced Plastic | Pressurized
BP/GULF #01283 | 4485 SOUTH ATLANTA RD | SMYRNA | Cobb | 9000547 | 1 | [5 empty] | Removed from Ground | Gas (Historical Use) | 10000 | Fiberglass | 1990-02-15 | 1993-09-21 | Fiberglass Reinforced Plastic
NEWTON INC #267 | OAKDALE RD | SMYRNA | Cobb | 330578 | 1 |  | 1988-01-01 |  | 1988-01-01 |  | Removed from Ground | Gas (Historical Use) | 2000 | Bare Steel | 1973-05-08 | 1899-12-31 | Unknown | Pressurized
PINE MOUNTAIN MIDDLE SCHOOL | 2720 PINE MOUNTAIN CIR | KENNESAW | Cobb | 330562 | 1 |  |  | FALSE | 1991-12-17 | FALSE | Removed from Ground | Diesel | 12000 | Bare Steel | 1982-05-09 | 1998-10-01 | Galvanized Steel | Safe Suction (Euro)
COBB COUNTY NOONDAY CREEK WRF | 415 SHALLOWFORD RD | KENNESAW | Cobb | 330495 | 2 |  | 1990-10-25 |  | 1990-10-25 |  | Removed from Ground | Diesel | 1000 | Tank Jacket | 1990-10-24 | 1998-08-01 | Fiberglass Reinforced Plastic | Safe Suction (Euro)
SPEEDY SAVER FOOD MART | 677 FRANKLIN RD | MARIETTA | Cobb | 330303 | 3 |  | 1997-10-01 |  | 1997-10-01 |  | Removed from Ground | Gas (Historical Use) | 4000 | Steel-Impressed Current | 1980-04-16 | 2007-08-09 | Cathodically Protected | Suction (American)
CROWN STATION GA 63 | 1305 POWERS FERRY RD | MARIETTA | Cobb | 330018 | XTRA | [5 empty] | Removed from Ground | Gas (Historical Use) | 10000 | Bare Steel | 1982-04-05 | 1991-08-13 | Galvanized Steel
CHEVRON #43031 | 4811 LOWER ROSWELL RD | MARIETTA | Cobb | 9000365 | 2 | [5 empty] | Removed from Ground | Gas (Historical Use) | 10000 | Bare Steel | 1972-04-26 | 1989-06-16 | Galvanized Steel
KROGER FUEL CENTER GA #699 | 3240 SOUTH COBB DR | SMYRNA | Cobb | 10002046 | 1 |  | 2011-10-27 | FALSE | 2011-10-27 | FALSE | Currently in Use | Regular | 20000 | Fiberglass Double Walled | 2011-09-23 |  | Double-Walled Flex | Pressurized
JOHNS CAR WASH | 3307 SOUTH COBB DR | SMYRNA | Cobb | 330623 | 1 | [5 empty] | Currently in Use | Gas (Historical Use) | 10000 | Bare Steel | 1975-03-06 |  | Galvanized Steel
TEXACO STATION (FORMER) | 2410 SOUTH COBB DR | SMYRNA | Cobb | 9033241 | 2 | [5 empty] | Currently in Use | Gas (Historical Use) | 10000 | Marked Unknown |  |  | Unknown
BP #24089 | 3481 CUMBERLAND PKWY | SMYRNA | Cobb | 9000193 | 3 | [5 empty] | Removed from Ground | Gas (Historical Use) | 10000 | Bare Steel | 1980-05-03 | 1989-01-01 | Galvanized Steel
MONITOR MFG CO | 1820 SOUTH COBB IND BLVD | SMYRNA | Cobb | 330587 | 1 | [5 empty] | Removed from Ground | Diesel | 2000 | Bare Steel | 1985-02-28 | 1999-02-04 | Galvanized Steel
JIM TIDWELL FORD INC | 2390 COBB PKWY | KENNESAW | Cobb | 330659 | 3 |  |  | TRUE |  | TRUE | Removed from Ground | Used Oil | 500 | Bare Steel | 1973-01-04 | 1993-11-17 | Galvanized Steel
A SHELL CONVENIENCE CENTER | 4240 JILES RD | KENNESAW | Cobb | 9033604 | 2 |  | 2000-12-20 | FALSE | 2000-01-22 | FALSE | Currently in Use | Premium | 10000 | Composite | 2000-12-20 |  | Double-Walled Flex | Pressurized
AMOCO #4272 | DOBBS RD & US HWY 41 | KENNESAW | Cobb | 330358 | 3 | [5 empty] | Removed from Ground | Gas (Historical Use) | 6000 | Bare Steel | 1970-04-27 | 1978-01-15 | Galvanized Steel
DAMANIS FOOD & FUEL INC | 2515 N COBB PKWY | KENNESAW | Cobb | 330446 | 2 | Flapper Valve | 1986-07-14 | FALSE | 1986-07-14 | FALSE | Currently in Use | Regular | 10000 | Composite | 1986-07-14 |  | Double-Walled Fiberglass | Pressurized
UNIVERSITY FOOD & BEVERAGE | 3631 CHEROKEE ST | KENNESAW | Cobb | 330442 | 3 | Ball Float | 1998-04-01 |  | 1998-04-01 |  | Removed from Ground | Diesel | 8000 | Steel-Impressed Current | 1983-05-14 | 2012-09-08 | Steel (Impressed Current) | Pressurized
COBB COUNTY NOONDAY CREEK WRF | 415 SHALLOWFORD RD | KENNESAW | Cobb | 330495 | 5 | [5 empty] | Removed from Ground | Used Oil | 250 | Bare Steel | 1985-01-01 | 2000-04-01 | Bare Steel | Suction (American)
COBB COUNTY NOONDAY CREEK WRF | 415 SHALLOWFORD RD | KENNESAW | Cobb | 330495 | 4 | Flapper Valve | 1998-09-01 | FALSE | 1998-09-01 | FALSE | Currently in Use | Diesel | 1000 | Fiberglass Double Walled | 1998-09-01 |  | Fiberglass Reinforced Plastic | Suction (American)
MARATHON FOOD STORE | 3326 CHEROKEE ST | KENNESAW | Cobb | 330209 | 4 |  |  | FALSE |  | FALSE | Removed from Ground |  | 2000 |  | 1993-12-29 | 1993-12-29 | Galvanized Steel
THOMAS M ANDERSON TRUCKING CO IN | 1539 MCCOLLUM PKWY | KENNESAW | Cobb | 330210 | 2 | [5 empty] | Removed from Ground | Diesel | 4000 | Bare Steel | 1986-03-13 | 1996-08-02 | Galvanized Steel
COBB PKWY FOOD MART | 3129 COBB PKWY | KENNESAW | Cobb | 9033478 | 2 | Flapper Valve | 1995-12-20 | FALSE | 1995-12-20 | FALSE | Currently in Use | Premium | 10000 | Fiberglass | 1995-12-01 |  | Fiberglass Reinforced Plastic | Pressurized
SANEEYS N & S LLC | 2780 N COBB PKWY | KENNESAW | Cobb | 9033519 | 718240 | Ball Float | 1997-05-23 |  | 1997-05-23 |  | Removed from Ground | Gas (Historical Use) | 10000 | Double Walled | 1997-04-23 | 2012-07-18 | Double Walled | Pressurized
TEXACO FOOD MART | 1120 POWERS FERRY RD | MARIETTA | Cobb | 9033039 | 1 | Ball Float | 1989-10-05 |  | 1989-10-05 |  | Removed from Ground | Gas (Historical Use) | 10000 | Fiberglass | 1989-10-05 | 2011-08-01 | Double-Walled Fiberglass | Pressurized
QUIKTRIP #719 | 640 FRANKLIN RD | MARIETTA | Cobb | 9033099 | 2 | Overfill Alarm | 1994-03-01 | FALSE | 1994-03-01 | FALSE | Currently in Use | Regular | 12000 | Fiberglass | 1989-05-26 |  | Copper | Pressurized
SHELL WINDY HILL | 2678 WINDY HILL RD | MARIETTA | Cobb | 330055 | 3 | Flapper Valve | 1996-05-20 | FALSE | 1996-05-20 | FALSE | Currently in Use | Plus | 10000 | Fiberglass | 1982-04-30 |  | Double-Walled Fiberglass | Pressurized
SN Express FoodMart | 2365 DELK RD | MARIETTA | Cobb | 330064 | 2 | Flapper Valve | 1994-01-01 | FALSE | 1991-01-01 | FALSE | Currently in Use | Regular | 10000 | Fiberglass | 1981-04-30 |  | Fiberglass Reinforced Plastic | Pressurized
VOYLES IMPORTS INC MARK A SINGLE | 1830 COBB PKWY SOUTH | MARIETTA | Cobb | 9033232 | 3 | [5 empty] | Removed from Ground | Gas (Historical Use) | 0 | Marked Unknown | 1992-12-01 | 1992-12-01 | Unknown
CIRCLE M FOOD SHOP #61 | 2779 WINDY HILL RD @ I-75 | MARIETTA | Cobb | 330174 | 3 | [5 empty] | Removed from Ground | Gas (Historical Use) | 6000 | Bare Steel | 1973-05-05 | 1899-12-31 | Galvanized Steel
MCGILL SPECIALIZED CARRIERS INC | 1425 FRANKLIN RD SE | MARIETTA | Cobb | 330132 | 2 | [5 empty] | Removed from Ground | Empty | 10000 | Bare Steel | 1964-05-05 | 1985-06-15 | Unknown
CHEVRON #43031 | 4811 LOWER ROSWELL RD | MARIETTA | Cobb | 9000365 | 3 | [5 empty] | Removed from Ground | Gas (Historical Use) | 5000 | Bare Steel | 1972-04-26 | 1989-06-16 | Galvanized Steel
Car Spa | 2330 Windy Hill Road | MARIETTA | Cobb | 10000309 | 2 | Flapper Valve | 1999-12-01 | FALSE | 1999-12-01 | FALSE | Currently in Use | Premium | 10000 | Fiberglass Double Walled | 1999-12-01 |  | Double-Walled Fiberglass | Pressurized
DATASITE-ATLANTA | 1130 POWERS FERRY PL | MARIETTA | Cobb | 10001363 | 1 | Flapper Valve | 2004-01-01 | FALSE | 2004-01-01 | FALSE | Currently in Use | Diesel | 2500 | Fiberglass Double Walled | 2004-01-01 |  | Aboveground | Safe Suction (Euro)
SOUTHERN INDUSTRIAL STEEL CO | 1741 DIXIE AVE | SMYRNA | Cobb | 10000286 | 1 |  |  | FALSE |  | FALSE | Removed from Ground | Not Marked/Tank Removed | 1500 | Unknown | 2003-01-24 | 2003-01-24
QUIKTRIP #1702 | 4495 S COBB DR | SMYRNA | Cobb | 9000460 | C |  | 1994-11-01 |  | 1994-11-01 |  | Permanently Out Of Use | Gas (Historical Use) | 10000 | Fiberglass | 1987-03-16 | 1994-10-12 | Fiberglass Reinforced Plastic | Pressurized
QUIKTRIP #1702 | 4495 S COBB DR | SMYRNA | Cobb | 9000460 | D |  | 1994-11-01 |  | 1994-11-01 |  | Removed from Ground | Kerosene | 4000 | Fiberglass | 1987-03-16 | 1899-12-31 | Fiberglass Reinforced Plastic | Pressurized
EXPRESS OIL CHANGE/TUNE-UP CLINI | 3426 SOUTH COBB DR | SMYRNA | Cobb | 330542 | 1 |  |  |  | 1993-09-08 |  | Closed in Ground | Other | 550 | Bare Steel | 1985-05-08 | 1999-08-01 | Galvanized Steel | Suction (American)
COBB HEATING & A/C CO INC | 1125 CONCORD RD | SMYRNA | Cobb | 330605 | 1 | [5 empty] | Removed from Ground | Gas (Historical Use) | 2000 | Bare Steel | 1986-02-28 | 1999-11-22 | Galvanized Steel | Suction (American)
DEVEREUX FOUNDATION | 1980 STANLEY RD | KENNESAW | Cobb | 330452 | 1 | [5 empty] | Removed from Ground | Gas (Historical Use) | 564 | Bare Steel | 1972-07-28 | 2002-06-20 | Galvanized Steel | Suction (American)
DAMANIS FOOD & FUEL INC | 2515 N COBB PKWY | KENNESAW | Cobb | 330446 | 1 | Flapper Valve | 1986-07-14 | FALSE | 1986-07-14 | FALSE | Currently in Use | Regular | 10000 | Composite | 1986-07-14 |  | Double-Walled Fiberglass | Pressurized
THOMAS M ANDERSON TRUCKING CO IN | 1539 MCCOLLUM PKWY | KENNESAW | Cobb | 330210 | 3 | [5 empty] | Removed from Ground | Diesel | 4000 | Bare Steel | 1986-03-13 | 1996-08-02 | Galvanized Steel
CHEVRON CONVENIENCE CENTER | 2091 BAKER RD | KENNESAW | Cobb | 9033473 | 2 | Ball Float | 1996-01-01 | FALSE | 1996-01-01 | FALSE | Currently in Use | Premium | 12000 | Epoxy | 1995-12-08 |  | Double-Walled Fiberglass | Pressurized
VACANT FACILITY | 2135 SOUTH US HWY 41-COBB PKWY S | SMYRNA | Cobb | 330304 | 3 |  |  | TRUE |  | TRUE | Permanently Out of Use - historical purposes | Used Oil | 1000 | Bare Steel | 1974-04-18 | 1899-12-31 | Unknown
SMYRNA TOWERS | 4000 S COBB DR | SMYRNA | Cobb | 9033564 | 1 | [5 empty] | Removed from Ground | Diesel | 550 | Bare Steel | 1979-12-03 | 1998-10-01 | Copper | Safe Suction (Euro)
GIBBS LANDSCAPE CO | 4055 ATLANTA RD | SMYRNA | Cobb | 330229 | 1 | Flapper Valve | 1998-06-01 |  | 1998-06-01 |  | Removed from Ground | Gas (Historical Use) | 2000 | Steel-Impressed Current | 1976-03-09 | 2011-03-09 | Fiberglass Reinforced Plastic | Suction (American)
PILOT TRAVEL CENTER #344 | 4600 S ATLANTA RD | SMYRNA | Cobb | 9033469 | 5 | Ball Float | 1995-08-01 |  | 1995-08-01 |  | Removed from Ground | Gas (Historical Use) | 10000 | Fiberglass | 1995-08-01 | 2014-12-18 | Double-Walled Fiberglass | Pressurized
PACES SHOPPE | 2110 PACES FERRY RD | SMYRNA | Cobb | 330481 | 3 | [5 empty] | Closed in Ground | Gas (Historical Use) | 8000 | Cathodically Protected Steel | 1985-05-06 | 1899-12-31 | Galvanized Steel
WADE FORD INC | 3860 SOUTH COBB DR | SMYRNA | Cobb | 330504 | 1 | [5 empty] | Removed from Ground | Other | 1000 | Bare Steel | 1980-05-08 | 1996-10-29 | Galvanized Steel
RaceTrac #256 - South Cobb | 5191 SOUTH COBB DR | SMYRNA | Cobb | 330519 | 1 | Overfill Alarm | 1990-01-01 |  | 1990-01-01 |  | Removed from Ground | Gas (Historical Use) | 12000 | Composite Double Walled | 1978-05-10 | 2016-06-15 | Flex | Pressurized
VALUE MART | 3280 SOUTH COBB DR | SMYRNA | Cobb | 330396 | 2 | Ball Float | 1991-10-01 | FALSE | 1991-10-01 | FALSE | Currently in Use | Plus | 10000 | Fiberglass | 1979-04-25 |  | Fiberglass Reinforced Plastic | Pressurized
CHEVRON #40030 | 4360 S COBB DR SE | SMYRNA | Cobb | 330374 | 5 | Ball Float | 1993-11-03 | FALSE | 1993-11-03 | FALSE | Removed from Ground | Gas (Historical Use) | 10000 | Fiberglass | 1986-09-06 | 2019-06-20 | Fiberglass Reinforced Plastic | Pressurized
WALGREENS | 2390 S COBB DRIVE | SMYRNA | Cobb | 9033626 | 1 | [5 empty] | Removed from Ground | Other | 500 | Marked Unknown | 2002-01-30 | 2002-01-30 | Unknown
CHEVRON STATION #0040014 | 2925 ATLANTA ST | SMYRNA | Cobb | 330380 | 4 |  |  | TRUE |  | TRUE | Removed from Ground | Used Oil | 550 | Bare Steel | 1957-04-30 | 1987-12-01 | Galvanized Steel
NEW STORAGE HANGAR 2002 SITE | MCCOLLUM PARKWAY (GATE C) | KENNESAW | Cobb | 10000178 | 3 |  |  | FALSE |  | FALSE | Removed from Ground | Gas (Historical Use) | 4000 | Not Marked/Unknown | 2002-10-07 | 2002-10-07 | Bare Steel
EXXON FOOD STORE | 2370 DELK RD | MARIETTA | Cobb | 9000302 | 3 |  | 1997-10-01 | FALSE | 1997-10-01 | FALSE | Currently in Use | Gas (Historical Use) | 10000 | Fiberglass | 1986-11-04 |  | Fiberglass Reinforced Plastic | Pressurized
RaceTrac #633 - Spring Road | 2550 SPRING RD | SMYRNA | Cobb | 10002114 | 3 | Overfill Alarm | 2012-06-04 | FALSE | 2012-06-04 | FALSE | Currently in Use | Diesel | 12000 | Composite Double Walled | 2012-06-04 |  | Double-Walled Fiberglass | Pressurized
TEXACO PROPERTY | 2852 COBB PKWY | SMYRNA | Cobb | 9000194 | 1 | [5 empty] | Removed from Ground | Other | 0 | Not Marked/Unknown | 1983-01-01 | 1983-01-01 | Not Marked
NALLEY LEXUS | 2750 COBB PKWY | SMYRNA | Cobb | 10000623 | 1 | Ball Float | 2004-04-01 | FALSE | 2004-04-01 | FALSE | Currently in Use | Regular | 10000 | Epoxy | 2004-04-01 |  | Fiberglass Reinforced Plastic | Safe Suction (Euro)
QUIKTRIP #1702 | 4495 S COBB DR | SMYRNA | Cobb | 9000460 | 6 | Flapper Valve | 2014-10-01 | FALSE | 2014-11-01 | FALSE | Currently in Use | Diesel | 12000 | Fiberglass Double Walled | 2014-08-01 |  | Double-Walled Fiberglass | Pressurized
JOHN SMITH CO CHEVROLET | 2155 COBB PKWY | SMYRNA | Cobb | 330624 | 5 |  | 1989-07-01 |  | 1989-07-01 |  | Removed from Ground | Gas (Historical Use) | 8000 | Composite | 1989-07-01 | 2002-04-25 | Fiberglass Reinforced Plastic | Suction (American)
EXPRESS OIL CHANGE/TUNE-UP CLINI | 3426 SOUTH COBB DR | SMYRNA | Cobb | 330542 | 4 |  |  | TRUE | 1993-09-08 | TRUE | Closed in Ground | Empty | 550 | Bare Steel | 1985-05-08 | 1999-08-01 | Galvanized Steel | Gravity Fed
BARROW ENTERPRISES INC | 2113 SOUTH COBB DR | SMYRNA | Cobb | 330597 | 6 |  |  | TRUE |  | TRUE | Removed from Ground | Used Oil | 500 | Bare Steel | 1960-03-09 | 1991-04-03 | Galvanized Steel
BIG SHANTY AVIATION INC | 1723 MCCOLLUM PKWY | KENNESAW | Cobb | 330598 | 3 | [5 empty] | Removed from Ground | Gas (Historical Use) | 10000 | Bare Steel | 1969-02-23 | 1995-10-18 | Galvanized Steel
AWTREY MIDDLE SCHOOL | 3601 NOWLIN RD | KENNESAW | Cobb | 330561 | 1 | [5 empty] | Permanently Out of Use - historical purposes | Gas (Historical Use) | 11000 | Bare Steel | 1972-05-11 | 1899-12-31 | Galvanized Steel
CITGO QUIK MART | 2764 NORTH COBB PARKWAY | KENNESAW | Cobb | 9033609 | 1 |  | 1995-07-01 |  | 1995-07-01 |  | Removed from Ground | Gas (Historical Use) | 12000 | Epoxy | 1995-07-01 | 2008-06-04 | Fiberglass Reinforced Plastic | Pressurized
PENSKE TRUCK LEASING | 3011 BARRETT LAKES BLVD | KENNESAW | Cobb | 9033612 | 1 | Flapper Valve | 2000-01-27 | FALSE | 2000-01-27 | FALSE | Currently in Use | Diesel | 20000 |  | 2000-01-27 |  | Fiberglass Reinforced Plastic | Pressurized
COSTCO FUEL FACILITY (LOC. 189) | 645 EARNEST BARRETT PKWY NW | KENNESAW | Cobb | 9033593 | 5 | Ball Float | 2015-04-01 | FALSE | 2015-04-01 | FALSE | Currently in Use | Premium | 20000 | Fiberglass Double Walled | 2015-03-01 |  | Double-Walled Flex | Pressurized
HEUER INTERNATIONAL TRUCKS INC | 2395 COBB PKWY N | KENNESAW | Cobb | 330421 | 1 | [5 empty] | Removed from Ground | Diesel | 10000 | Cathodically Protected Steel | 1986-06-13 | 1899-12-31 | Cathodically Protected
COBB COUNTY NOONDAY CREEK WRF | 415 SHALLOWFORD RD | KENNESAW | Cobb | 330495 | 3 | Flapper Valve | 1998-09-01 | FALSE | 1998-09-01 | FALSE | Currently in Use | Regular | 2500 | Fiberglass Double Walled | 1998-09-01 |  | Fiberglass Reinforced Plastic | Suction (American)
WBI-KENNESAW #13 CONCRETE PLANT | MCCOLLUM PKWY NW/RT 8 | KENNESAW | Cobb | 330226 | 2 | [5 empty] | Permanently Out of Use - historical purposes | Diesel | 3000 | Bare Steel | 1968-03-11 | 1899-12-31 | Galvanized Steel
SHELL | 4261 BELLS FERRY ROAD NW | KENNESAW | Cobb | 9033514 | 1 | Overfill Alarm | 1997-03-01 | FALSE | 1997-03-01 | FALSE | Currently in Use | Regular | 15000 | Fiberglass | 1997-03-01 |  | Double-Walled Fiberglass | Pressurized
BAY COUNTY ENTERPRISES LLC | 3280 BARRETT LAKES PKWY | KENNESAW | Cobb | 330349 | 1 | Flapper Valve | 1984-04-23 |  | 1984-04-23 |  | Removed from Ground | Gas (Historical Use) | 10000 | Galvanic (STIP-3) | 1984-04-23 | 2014-07-10 | Fiberglass Reinforced Plastic | Pressurized
CITY OF KENNESAW | MAIN ST | KENNESAW | Cobb | 330297 | 2 | [5 empty] | Removed from Ground | Gas (Historical Use) | 2000 | Cathodically Protected Steel | 1978-04-17 | 1988-09-01 | Galvanized Steel
HUGH L SMITH | 2495 SOUTH MAIN ST | KENNESAW | Cobb | 330298 | 1 | [5 empty] | Removed from Ground | Empty | 2000 | Bare Steel | 1966-04-20 | 1899-12-31 | Galvanized Steel
PETROMAX LLC DBA BP FOOD MART | 575 ERNEST BARRETT PKWY | KENNESAW | Cobb | 9033108 | 9 | Flapper Valve | 2003-12-29 | FALSE | 2003-12-29 | FALSE | Currently in Use | Diesel | 8000 | Fiberglass Double Walled | 2003-12-22 |  | Double-Walled Flex | Pressurized
PETROMAX LLC DBA BP FOOD MART | 575 ERNEST BARRETT PKWY | KENNESAW | Cobb | 9033108 | 8 | Flapper Valve | 2002-02-02 | FALSE | 2002-02-02 | FALSE | Currently in Use | Premium | 10000 | Fiberglass Double Walled | 2002-02-02 |  | Double-Walled Flex | Pressurized
BGA SERVICE CENTER | 2245 SEWELL MILL RD | MARIETTA | Cobb | 330429 | 1 | [5 empty] | Removed from Ground | Gas (Historical Use) | 8000 | Cathodically Protected Steel | 1985-06-18 | 1996-07-12 | Galvanized Steel | Pressurized
460 Glover Street | 460 Glover street | Marietta | Cobb | 330490 | 1 | [5 empty] | Removed from Ground | Gas (Historical Use) | 10000 | Bare Steel | 1966-05-12 | 1994-09-08 | Galvanized Steel
JENNY'S MARKET | 1503 CHURCH ST EXT | MARIETTA | Cobb | 330520 | 3 | [5 empty] | Removed from Ground | Gas (Historical Use) | 10000 | Bare Steel | 1966-05-13 | 2005-03-08 | Galvanized Steel | Pressurized
WOOD & FULERTON INC | 665 WHITLOCK AVE | MARIETTA | Cobb | 330526 | 1 |  |  | TRUE |  | TRUE | Removed from Ground | Used Oil | 500 | Fiberglass | 1985-05-05 | 1995-07-19 | Bare Steel | Gravity Fed
SHIRLEY A SMITH | 855 CHURCH ST NE | MARIETTA | Cobb | 330503 | 4 | [5 empty] | Removed from Ground | Gas (Historical Use) | 0 | Bare Steel | 1986-05-07 | 1998-06-01 | Unknown
COBB AUTO REPAIR | 2011 LOWER ROSWELL RD @ SEWELL | MARIETTA | Cobb | 330369 | 604758 | Ball Float | 1991-10-24 | FALSE | 1991-10-24 | FALSE | Currently in Use | Premium | 8000 | Fiberglass | 1991-10-24 |  | Fiberglass Reinforced Plastic | Pressurized
COBB AUTO REPAIR | 2011 LOWER ROSWELL RD @ SEWELL | MARIETTA | Cobb | 330369 | 5 |  |  | TRUE |  | TRUE | Removed from Ground | Used Oil | 550 | Bare Steel | 1969-01-01 | 1991-05-02 | Not Marked
COBB AUTO REPAIR | 2011 LOWER ROSWELL RD @ SEWELL | MARIETTA | Cobb | 330369 | 4 | [5 empty] | Removed from Ground | Gas (Historical Use) | 5000 | Cathodically Protected Steel | 1968-01-01 | 1991-05-02 | Galvanized Steel
CORNERMART | 461 WINDY HILL RD | MARIETTA | Cobb | 9033091 | 1 | Ball Float | 1996-12-01 | FALSE | 1996-12-01 | FALSE | Currently in Use | Regular | 10000 | Galvanic (STIP-3) | 1988-08-01 |  | Fiberglass Reinforced Plastic | Pressurized
NU-WAY RENTAL SERVICE | 331 N MARIETTA PKWY | MARIETTA | Cobb | 9033049 | 2 | [5 empty] | Removed from Ground | Diesel | 560 | Bare Steel | 1968-01-01 | 1989-10-01 | Bare Steel
MONITOR MFG CO | 1820 SOUTH COBB IND BLVD | SMYRNA | Cobb | 330587 | 2 | [5 empty] | Removed from Ground | Gas (Historical Use) | 2000 | Bare Steel | 1985-02-28 | 1999-02-04 | Galvanized Steel
MARATHON FOOD STORE | 3326 CHEROKEE ST | KENNESAW | Cobb | 330209 | 3 | Ball Float | 1993-02-01 | FALSE | 1993-02-01 | FALSE | Currently in Use | Diesel | 8000 | Steel-Impressed Current | 1985-01-01 |  | Double-Walled Flex | Pressurized
LANCE OIL COMPANY | 4160 WADE GREEN RD | KENNESAW | Cobb | 9033470 | 1 | Ball Float | 1995-11-01 | FALSE | 1995-11-01 | FALSE | Currently in Use | Regular | 12000 | Fiberglass | 1995-11-01 |  | Double-Walled Flex | Pressurized
COBB PKWY FOOD MART | 3129 COBB PKWY | KENNESAW | Cobb | 9033478 | 3 | Flapper Valve | 1995-12-20 | FALSE | 1995-12-20 | FALSE | Currently in Use | Diesel | 10000 | Fiberglass | 1995-12-01 |  | Fiberglass Reinforced Plastic | Pressurized
FULTON CONCRETE KENNESAW PLANT | 1223 DUNCAN RD | KENNESAW | Cobb | 330236 | 1 |  | 1996-05-01 |  | 1996-05-01 |  | Removed from Ground | Diesel | 8000 | Bare Steel | 1983-03-15 | 2006-05-31 | Fiberglass Reinforced Plastic | Safe Suction (Euro)
SWIFTY SAVE | 1025 CHASTAIN RD NW | KENNESAW | Cobb | 9033510 | N900924 | Ball Float | 2004-07-01 | FALSE | 2004-07-01 | FALSE | Currently in Use | Diesel | 4000 | Composite | 2004-07-01 |  | Flex | Pressurized
COSTCO FUEL FACILITY (LOC. 189) | 645 EARNEST BARRETT PKWY NW | KENNESAW | Cobb | 9033593 | 2 | Flapper Valve | 2000-05-01 | FALSE | 2000-05-01 | FALSE | Currently in Use | Regular | 20000 | Fiberglass | 2000-04-01 |  | Fiberglass Reinforced Plastic | Pressurized
BAY COUNTY ENTERPRISES LLC | 3280 BARRETT LAKES PKWY | KENNESAW | Cobb | 330349 | 4 | Flapper Valve | 1984-04-23 |  | 1984-04-23 |  | Removed from Ground | Gas (Historical Use) | 10000 | Galvanic (STIP-3) | 1984-04-23 | 2014-07-10 | Fiberglass Reinforced Plastic | Pressurized
KENNESAW AUTO TECH | 3875 CHEROKEE ST NW | KENNESAW | Cobb | 9033568 | 3 |  | 1997-02-07 |  | 1999-02-07 |  | Temporarily out of use | Gas (Historical Use) | 10000 | Composite | 1997-01-01 |  | Fiberglass Reinforced Plastic | Pressurized
PINE MOUNTAIN SITE #17 | 1486 BEAUMONT DR | KENNESAW | Cobb | 9033105 | 1 |  | 1997-12-30 |  | 1997-12-30 |  | Removed from Ground | Diesel | 275 | Cathodically Protected Steel | 1986-01-01 | 2001-10-19 | Double Walled
BP #24043 | 325 CHASTAIN RD NW | KENNESAW | Cobb | 9033106 | 3 | Overfill Alarm | 1988-01-01 |  | 1988-01-01 |  | Removed from Ground | Gas (Historical Use) | 10000 | Fiberglass | 1988-01-01 | 2012-02-01 | Double-Walled Fiberglass | Pressurized
MINDIS METAL INC/CLOSED TEXACO | 1905 LOWER ROSWELL RD | MARIETTA | Cobb | 330053 | 4 |  |  | TRUE |  | TRUE | Removed from Ground | Used Oil | 550 | Marked Unknown | 1986-04-29 | 1899-12-31 | Unknown
MINDIS METAL INC/CLOSED TEXACO | 1905 LOWER ROSWELL RD | MARIETTA | Cobb | 330053 | 5 | [5 empty] | Removed from Ground | Diesel | 0 | Not Marked/Unknown | 1991-02-01 | 1991-02-01 | Not Marked
SAM'S MART# 542 | 680 JOHNSON FERRY RD | MARIETTA | Cobb | 330060 | 6 | Ball Float | 1996-02-01 |  | 1989-01-01 |  | Removed from Ground | Gas (Historical Use) | 10000 | Fiberglass | 1990-02-01 | 2013-03-27 | Double-Walled Fiberglass | Pressurized
SAM'S MART# 542 | 680 JOHNSON FERRY RD | MARIETTA | Cobb | 330060 | 8 | Ball Float | 1996-02-01 |  | 1989-01-01 |  | Removed from Ground | Diesel | 10000 | Fiberglass | 1990-02-01 | 2013-03-28 | Double-Walled Fiberglass | Pressurized
DEPARTMENT OF PUBLIC WORKS | 3080 MOONSTATION RD | KENNESAW | Cobb | 330335 | 1 | Flapper Valve | 1993-06-01 | FALSE | 1993-06-01 | FALSE | Currently in Use | Regular | 3000 | Galvanic (STIP-3) | 1993-06-01 |  | Fiberglass Reinforced Plastic | Suction (American)
HUGH L SMITH | 2495 SOUTH MAIN ST | KENNESAW | Cobb | 330298 | 2 | [5 empty] | Removed from Ground | Empty | 2000 | Bare Steel | 1966-04-20 | 1899-12-31 | Galvanized Steel
THOMAS M ANDERSON TRUCKING CO IN | 1539 MCCOLLUM PKWY | KENNESAW | Cobb | 330210 | 4 | [5 empty] | Removed from Ground | Gas (Historical Use) | 2000 | Not Marked/Unknown | 1996-08-02 | 1996-08-02 | Not Marked
CHEVRON CONVENIENCE CENTER | 2091 BAKER RD | KENNESAW | Cobb | 9033473 | 1 | Ball Float | 1996-01-01 | FALSE | 1996-01-01 | FALSE | Currently in Use | Regular | 12000 | Epoxy | 1995-12-08 |  | Double-Walled Fiberglass | Pressurized
PUBLIC SAFETY SUPER STATION | 2380 N COBB PKWY | KENNESAW | Cobb | 9033492 | 2 | Ball Float | 1995-12-01 | FALSE | 1995-12-01 | FALSE | Currently in Use | Diesel | 15000 |  | 1995-12-01 |  | Fiberglass Reinforced Plastic | Pressurized
ARHA CORPORATION | 3338 CHEROKEE ST | KENNESAW | Cobb | 9033490 | 1-UNL | Ball Float | 1995-08-01 | FALSE | 1995-08-01 | FALSE | Currently in Use | Regular | 12000 | Composite | 1995-08-01 |  | Double-Walled Fiberglass | Pressurized
UNIVERSITY FOOD & BEVERAGE | 3631 CHEROKEE ST | KENNESAW | Cobb | 330442 | 2 | Ball Float | 1998-04-01 |  | 1998-04-01 |  | Removed from Ground | Gas (Historical Use) | 8000 | Steel-Impressed Current | 1976-05-15 | 2012-09-08 | Steel (Impressed Current) | Pressurized
CHEVRON CONVENIENCE CENTER | 2091 BAKER RD | KENNESAW | Cobb | 9033473 | 3 | Ball Float | 1996-01-01 | FALSE | 1996-01-01 | FALSE | Currently in Use | Diesel | 8000 | Epoxy | 2003-11-01 |  | Double-Walled Fiberglass | Pressurized
BP/GULF #01283 | 4485 SOUTH ATLANTA RD | SMYRNA | Cobb | 9000547 | 2 | [5 empty] | Removed from Ground | Gas (Historical Use) | 10000 | Fiberglass | 1990-02-15 | 1993-09-21 | Fiberglass Reinforced Plastic
PINE MOUNTAIN MIDDLE SCHOOL | 2720 PINE MOUNTAIN CIR | KENNESAW | Cobb | 330562 | 1A |  | 1998-10-15 | FALSE | 1998-10-15 | FALSE | Currently in Use | Diesel | 12000 | Fiberglass Double Walled | 1998-10-15 |  | Double-Walled Fiberglass | Suction (American)
RaceTrac #2359 - Bells Ferry | 4331 BELLS FERRY RD | KENNESAW | Cobb | 10002346 | 3 | Overfill Alarm | 2014-04-10 | FALSE | 2014-04-10 | FALSE | Currently in Use | Premium | 15000 | Composite Double Walled | 2014-04-10 |  | Double-Walled Fiberglass | Pressurized
AMOCO OIL CO #60090 | 5000 COWAN RD NW | ACWORTH | Cobb | 9033065 | 4 |  | 1989-01-24 |  | 1989-01-24 |  | Removed from Ground | Gas (Historical Use) | 10000 | Galvanic (STIP-3) | 1989-01-24 | 2000-12-06 | Galvanized Steel | Pressurized
RED ARROW CAR WASH | 4647 S MAIN ST | ACWORTH | Cobb | 330242 | 1 | [5 empty] | Removed from Ground | Gas (Historical Use) | 3000 | Bare Steel | 1968-03-21 | 1993-03-01 | Galvanized Steel | Suction (American)
BP ACWORTH | 3459 N COBB PKWY | ACWORTH | Cobb | 9033559 | 1 | Ball Float | 1998-06-01 | FALSE | 1998-06-01 | FALSE | Currently in Use | Regular | 10000 | Fiberglass Double Walled | 1998-06-01 |  | Double-Walled Flex | Pressurized
MARS HILL RD TRANSPORTAION | 2865 MARS HILL RD | ACWORTH | Cobb | 9033553 | 3 | Flapper Valve | 2004-06-23 | TRUE | 1998-09-10 | TRUE | Currently in Use | Used Oil | 1000 | Fiberglass | 1997-09-12 |  | Fiberglass Reinforced Plastic | Suction (American)
MARMAC FACILITY (CLOSED) | 3770 SOUTHSIDE DR. | ACWORTH | Cobb | 330570 | 3 | [5 empty] | Removed from Ground | Empty | 1000 | Bare Steel | 1976-05-10 | 1996-01-01 | Galvanized Steel
BST/ACWORTH CO/F5341 | 4745 LOGAN RD | ACWORTH | Cobb | 9033222 | 2 |  | 1996-02-22 |  | 1996-02-22 |  | Removed from Ground | Diesel | 2500 | Double Walled | 1996-02-22 | 2003-04-16 | Copper | Suction (American)
C W ALLEN INC | 5055 COWAN RD @ I-75 SWQ | ACWORTH | Cobb | 9033066 | 2 |  | 1990-01-01 |  | 1990-01-01 |  | Removed from Ground | Gas (Historical Use) | 10000 | Fiberglass | 1990-02-28 | 2002-09-18 | Fiberglass Reinforced Plastic | Pressurized
AMOCO OIL CO #60090 | 5000 COWAN RD NW | ACWORTH | Cobb | 9033065 | 1 |  | 1989-01-24 |  | 1989-01-24 |  | Removed from Ground | Gas (Historical Use) | 10000 | Galvanic (STIP-3) | 1989-01-24 | 2000-12-06 | Galvanized Steel | Pressurized
SHELL MART CONVENIENCE STORE | 5160 COWAN RD | ACWORTH | Cobb | 330412 | 9275A | Ball Float | 1995-11-02 | FALSE | 1995-11-02 | FALSE | Currently in Use | Regular | 10000 | Composite | 1995-10-30 |  | Double-Walled Flex | Pressurized
SHELL MART CONVENIENCE STORE | 5160 COWAN RD | ACWORTH | Cobb | 330412 | 9275B | Ball Float | 1995-11-02 | FALSE | 1995-11-02 | FALSE | Currently in Use | Diesel | 10000 | Composite | 1995-10-30 |  | Double-Walled Flex | Pressurized
RICKMAN BROS LUMBER & SUPPLY CO | 5392 NORTH MAIN ST | ACWORTH | Cobb | 330249 | 1 | [5 empty] | Removed from Ground | Empty | 1600 | Bare Steel | 1976-03-21 | 1899-12-31 | Galvanized Steel
COBB CORNER | 3540 COBB PKWY | ACWORTH | Cobb | 9033539 | 2 |  | 1998-01-01 |  | 1998-01-01 |  | Removed from Ground | Gas (Historical Use) | 12000 | Composite | 1998-01-01 | 2007-02-28 | Fiberglass Reinforced Plastic | Pressurized
NORTH COBB PACKAGE SHOP | 4356 NORTH COBB PKWY | ACWORTH | Cobb | 330569 | 1 | [5 empty] | Removed from Ground | Gas (Historical Use) | 4000 | Bare Steel | 1973-05-11 | 1991-05-01 | Galvanized Steel
INTERSTATE ACWORTH | US HWY 41 S/GA HWY 92 | ACWORTH | Cobb | 330575 | R1 | [5 empty] | Removed from Ground | Gas (Historical Use) | 10000 | Bare Steel | 1971-05-11 | 1990-09-01 | Galvanized Steel
875 ACWORTH | 3928 COBB PKWY | ACWORTH | Cobb | 330668 | 1 | Ball Float | 1987-01-01 |  | 1987-01-01 |  | Removed from Ground | Gas (Historical Use) | 8000 | Galvanic (STIP-3) | 1987-01-01 | 2015-05-05 | Fiberglass Reinforced Plastic | Pressurized
QUIKTRIP #1702 | 4495 S COBB DR | SMYRNA | Cobb | 9000460 | 5B |  | 2014-10-01 | FALSE | 2014-11-01 | FALSE | Temporarily out of use |  | 10000 | Fiberglass Double Walled | 2014-08-01 |  | Double-Walled Fiberglass | Pressurized
QUIKTRIP #1702 | 4495 S COBB DR | SMYRNA | Cobb | 9000460 | 4 | Flapper Valve | 2014-10-01 | FALSE | 2014-11-01 | FALSE | Currently in Use | Regular | 20000 | Fiberglass Double Walled | 2014-08-01 |  | Double-Walled Fiberglass | Pressurized
ASHLAND PETROLEUM CO/ASHLAND OIL | 2540 NORTH ATLANTA ST | SMYRNA | Cobb | 330586 | 1 | [5 empty] | Removed from Ground | Gas (Historical Use) | 0 | Marked Unknown | 1986-05-05 | 1899-12-31 | Unknown
BIG SHANTY AVIATION INC | 1723 MCCOLLUM PKWY | KENNESAW | Cobb | 330598 | 4 | [5 empty] | Removed from Ground | Gas (Historical Use) | 10000 | Bare Steel | 1969-02-23 | 1995-10-18 | Galvanized Steel
AWTREY MIDDLE SCHOOL | 3601 NOWLIN RD | KENNESAW | Cobb | 330561 | 2 | [5 empty] | Removed from Ground | Gas (Historical Use) | 7000 | Bare Steel | 1972-05-11 | 1992-08-17 | Galvanized Steel | Safe Suction (Euro)
KENNESAW STATE UNIVERSITY/PLANT | 3455 FREY LAKE RD | KENNESAW | Cobb | 330626 | 2 | [5 empty] | Removed from Ground | Gas (Historical Use) | 1000 | Bare Steel | 1979-07-01 | 1995-09-19 | Bare Steel | Suction (American)
CITGO QUIK MART | 2764 NORTH COBB PARKWAY | KENNESAW | Cobb | 9033609 | 2 |  | 1995-07-01 |  | 1995-07-01 |  | Removed from Ground | Gas (Historical Use) | 10000 | Epoxy | 1995-07-01 | 2008-06-04 | Fiberglass Reinforced Plastic | Pressurized
WBI-KENNESAW #13 CONCRETE PLANT | MCCOLLUM PKWY NW/RT 8 | KENNESAW | Cobb | 330226 | 1 | [5 empty] | Permanently Out of Use - historical purposes | Diesel | 3000 | Bare Steel | 1968-03-11 | 1899-12-31 | Galvanized Steel
WEST COBB BLDG SUPPLY | 2330 BURNT WOOD DR | KENNESAW | Cobb | 9033489 | 1 |  | 1996-05-01 |  | 1996-05-01 |  | Removed from Ground | Diesel | 12000 | Composite | 1996-05-01 | 2008-07-01 | Fiberglass Reinforced Plastic | Pressurized
STOP N SHOP | 4739 S MAIN ST | ACWORTH | Cobb | 330499 | UL-1 | Ball Float | 1989-11-01 | FALSE | 1989-11-01 | FALSE | Currently in Use | Premium | 10000 | Steel-Impressed Current | 1966-05-12 |  | Fiberglass Reinforced Plastic | Pressurized
JOHNS CONVENIENCE MARKET INC | 902 WINDY HILL RD SE | SMYRNA | Cobb | 9000174 | 2 | Ball Float | 1998-05-22 | FALSE | 1998-05-22 | FALSE | Currently in Use | Regular | 5000 | Steel-Impressed Current | 2003-05-05 |  | Double-Walled Fiberglass | Pressurized
HAPPY STORE #367 | 4710 SOUTH ATLANTA RD | SMYRNA | Cobb | 330576 | 5 | [5 empty] | Removed from Ground | Kerosene | 4000 | Cathodically Protected Steel | 1986-05-05 | 1988-08-06 | Galvanized Steel
HAPPY STORE #367 | 4710 SOUTH ATLANTA RD | SMYRNA | Cobb | 330576 | 4 | [5 empty] | Removed from Ground | Diesel | 10000 | Cathodically Protected Steel | 1980-05-06 | 1988-08-06 | Galvanized Steel
KENNESAW STATE UNIVERSITY/PLANT | 3455 FREY LAKE RD | KENNESAW | Cobb | 330626 | 3 |  | 1995-11-27 |  | 1995-11-27 |  | Removed from Ground | Gas (Historical Use) | 4000 | Double Walled | 1995-11-27 | 2004-01-13 | Fiberglass Reinforced Plastic | Suction (American)
JIM TIDWELL FORD INC | 2390 COBB PKWY | KENNESAW | Cobb | 330659 | 1 | [5 empty] | Removed from Ground | Other | 500 | Bare Steel | 1973-01-04 | 1993-11-17 | Galvanized Steel
AMOCO #4272 | DOBBS RD & US HWY 41 | KENNESAW | Cobb | 330358 | 1 |  |  | TRUE |  | TRUE | Removed from Ground | Used Oil | 550 | Bare Steel | 1970-04-27 | 1986-07-01 | Galvanized Steel
DAMANIS FOOD & FUEL INC | 2515 N COBB PKWY | KENNESAW | Cobb | 330446 | 5 | [5 empty] | Removed from Ground | Gas (Historical Use) | 8000 | Bare Steel | 1961-05-19 | 1986-07-12 | Galvanized Steel
DAMANIS FOOD & FUEL INC | 2515 N COBB PKWY | KENNESAW | Cobb | 330446 | 7 | Flapper Valve | 1986-07-14 | FALSE | 1986-07-14 | FALSE | Currently in Use | Diesel | 10000 | Composite | 1986-07-14 |  | Double-Walled Fiberglass | Pressurized
DAMANIS FOOD & FUEL INC | 2515 N COBB PKWY | KENNESAW | Cobb | 330446 | 4 | [5 empty] | Removed from Ground | Gas (Historical Use) | 8000 | Bare Steel | 1961-05-19 | 1986-07-12 | Galvanized Steel
UNIVERSITY FOOD & BEVERAGE | 3631 CHEROKEE ST | KENNESAW | Cobb | 330442 | 1 | Ball Float | 1998-04-01 |  | 1998-04-01 |  | Removed from Ground | Gas (Historical Use) | 8000 | Steel-Impressed Current | 1976-05-15 | 2012-09-08 | Steel (Impressed Current) | Pressurized
MARATHON FOOD STORE | 3326 CHEROKEE ST | KENNESAW | Cobb | 330209 | 2 | Ball Float | 1993-02-01 | FALSE | 1993-02-01 | FALSE | Currently in Use | Premium | 10000 | Steel-Impressed Current | 1976-01-01 |  | Double-Walled Flex | Pressurized
BAKER RD BUS SHOP | 2351 BAKER ROAD | ACWORTH | Cobb | 9033430 | 6 | Flapper Valve | 1999-12-03 | FALSE | 1999-12-03 | FALSE | Currently in Use |  | 1000 | Fiberglass Double Walled | 1991-12-03 |  | Double-Walled Fiberglass | Suction (American)
RELIANCE GROUP INC | 1727 MARS HILL RD | ACWORTH | Cobb | 9033067 | 1 | Flapper Valve | 1990-06-01 | FALSE | 1990-06-01 | FALSE | Currently in Use | Diesel | 10000 | Composite | 1990-06-14 |  | Fiberglass Reinforced Plastic | Pressurized
SHELL MART CONVENIENCE STORE | 5160 COWAN RD | ACWORTH | Cobb | 330412 | 3 |  |  | FALSE |  | FALSE | Closed in Ground | Gas (Historical Use) | 10000 |  | 1985-05-08 | 1995-11-15 | Galvanized Steel | Pressurized
KAYO STATION | 3671 US HWY 41 NW | ACWORTH | Cobb | 330524 | 2 | [5 empty] | Removed from Ground | Empty | 4000 | Bare Steel | 1961-05-13 | 1989-07-29 | Galvanized Steel
STOP N SHOP | 4739 S MAIN ST | ACWORTH | Cobb | 330499 | D-2 | Ball Float | 1989-11-01 | FALSE | 1989-11-01 | FALSE | Currently in Use | Diesel | 10000 | Steel-Impressed Current | 1966-05-12 |  | Fiberglass Reinforced Plastic | Pressurized
STOP N SHOP | 4739 S MAIN ST | ACWORTH | Cobb | 330499 | S-3 | Ball Float | 1989-11-01 | FALSE | 1989-11-01 | FALSE | Currently in Use | Plus | 4000 | Steel-Impressed Current | 1966-05-12 |  | Fiberglass Reinforced Plastic | Pressurized
ACWORTH AUTOMOTIVE | 4731 SOUTH MAIN ST | ACWORTH | Cobb | 330245 | 2 | [5 empty] | Removed from Ground | Gas (Historical Use) | 6000 | Bare Steel | 1986-03-17 | 1996-09-19 | Galvanized Steel
RELIANCE GROUP INC | 1727 MARS HILL RD | ACWORTH | Cobb | 9033067 | 3 | Flapper Valve | 1990-06-01 | FALSE | 1990-06-01 | FALSE | Currently in Use | Regular | 10000 | Composite | 1990-06-14 |  | Fiberglass Reinforced Plastic | Pressurized
AMOCO OIL CO #60090 | 5000 COWAN RD NW | ACWORTH | Cobb | 9033065 | 3 |  | 1989-01-24 |  | 1989-01-24 |  | Removed from Ground | Gas (Historical Use) | 10000 | Galvanic (STIP-3) | 1989-01-24 | 2000-12-06 | Galvanized Steel | Pressurized
AMOCO STATION #4294 | US HWY 41 & GA HWY 92 | ACWORTH | Cobb | 330476 | 2 | [5 empty] | Removed from Ground | Empty | 1000 | Bare Steel | 1970-05-12 | 1986-05-07 | Galvanized Steel
TERRYS VALUE MARKET | 4514 COBB PKWY | ACWORTH | Cobb | 9033441 | 3 | Ball Float | 1998-12-01 | FALSE | 1998-12-01 | FALSE | Currently in Use | Regular | 10000 | Galvanic (STIP-3) | 1998-12-01 |  | Fiberglass Reinforced Plastic | Pressurized
ACWORTH AUTOMOTIVE | 4731 SOUTH MAIN ST | ACWORTH | Cobb | 330245 | 6 | [5 empty] | Removed from Ground | Gas (Historical Use) | 550 | Bare Steel | 1996-09-19 | 1996-09-19 | Not Marked
ALLATOONA SWIFF MART | 3888 N COBB PKWY | ACWORTH | Cobb | 330282 | 2 |  | 1996-06-01 |  | 1996-06-01 |  | Removed from Ground | Gas (Historical Use) | 6000 | Galvanic (STIP-3) | 1985-04-15 | 2002-09-30 | Cathodically Protected | Pressurized
COWAN ROAD EXTENSION | 4472 SOUTH MAIN ST | ACWORTH | Cobb | 330114 | SUL#3 | [5 empty] | Removed from Ground | Gas (Historical Use) | 8000 | Bare Steel | 1981-05-02 | 2000-10-01 | Galvanized Steel
T&L KWIK SHOP #81 | 5100 LAKE ACWORTH DR | ACWORTH | Cobb | 330118 | 1-REG | Ball Float | 1996-06-01 | FALSE | 1996-06-01 | FALSE | Removed from Ground | Gas (Historical Use) | 10000 | Steel-Impressed Current | 1981-05-02 | 2019-08-08 | Double-Walled Flex | Pressurized
SSAS Georgia Inc | 4357 N COBB PKWY | ACWORTH | Cobb | 9033258 | 1 | Ball Float | 1987-09-01 | FALSE | 1987-09-01 | FALSE | Currently in Use | Regular | 8000 | Fiberglass | 1987-09-15 |  | Fiberglass Reinforced Plastic | Pressurized
BST/ACWORTH CO/F5341 | 4745 LOGAN RD | ACWORTH | Cobb | 9033222 | 1 |  |  | FALSE |  | FALSE | Removed from Ground |  | 3000 | Bare Steel | 1973-01-01 | 1995-04-18 | Copper | Suction (American)
ACWORTH FOOD MART | 4403 SOUTH MAIN ST | ACWORTH | Cobb | 9033098 | 1 | [5 empty] | Removed from Ground | Gas (Historical Use) | 8000 | Cathodically Protected Steel | 1975-01-01 | 1999-08-27 | Galvanized Steel
AMOCO STATION #4294 | US HWY 41 & GA HWY 92 | ACWORTH | Cobb | 330476 | 1 | [5 empty] | Removed from Ground | Empty | 500 | Bare Steel | 1970-05-12 | 1986-05-07 | Galvanized Steel
MARS HILL RD TRANSPORTAION | 2865 MARS HILL RD | ACWORTH | Cobb | 9033553 | 2 | Flapper Valve | 1997-09-12 | FALSE | 1998-09-12 | FALSE | Currently in Use | Diesel | 12000 | Fiberglass | 1997-09-12 |  | Fiberglass Reinforced Plastic | Pressurized
MARMAC FACILITY (CLOSED) | 3770 SOUTHSIDE DR. | ACWORTH | Cobb | 330570 | 2 | [5 empty] | Removed from Ground | Empty | 1000 | Bare Steel | 1976-05-10 | 1996-01-01 | Galvanized Steel
NORTH COBB PACKAGE SHOP | 4356 NORTH COBB PKWY | ACWORTH | Cobb | 330569 | 2 | [5 empty] | Removed from Ground | Gas (Historical Use) | 2000 | Bare Steel | 1961-05-14 | 1991-05-01 | Galvanized Steel
875 ACWORTH | 3928 COBB PKWY | ACWORTH | Cobb | 330668 | 2 |  | 1987-01-01 |  | 1987-01-01 |  | Removed from Ground | Gas (Historical Use) | 8000 | Galvanic (STIP-3) | 1987-01-01 | 2015-05-05 | Fiberglass Reinforced Plastic | Pressurized
COWAN ROAD EXTENSION | 4472 SOUTH MAIN ST | ACWORTH | Cobb | 330114 | UNL#2 | [5 empty] | Removed from Ground | Gas (Historical Use) | 8000 | Bare Steel | 1981-05-02 | 2000-10-01 | Galvanized Steel
AMOCO OIL CO #60090 | 5000 COWAN RD NW | ACWORTH | Cobb | 9033065 | 2 |  | 1989-01-24 |  | 1989-01-24 |  | Removed from Ground | Gas (Historical Use) | 10000 | Galvanic (STIP-3) | 1989-01-24 | 2000-12-06 | Galvanized Steel | Pressurized
RICKMAN BROS LUMBER & SUPPLY CO | 5392 NORTH MAIN ST | ACWORTH | Cobb | 330249 | 2 | [5 empty] | Removed from Ground | Empty | 0 | Bare Steel | 1971-03-23 | 1899-12-31 | Unknown
TERRYS VALUE MARKET | 4514 COBB PKWY | ACWORTH | Cobb | 9033441 | 2 | Ball Float | 1998-12-01 | FALSE | 1998-12-01 | FALSE | Currently in Use | Diesel | 10000 | Galvanic (STIP-3) | 1998-12-01 |  | Double-Walled Fiberglass | Pressurized
MARS HILL RD TRANSPORTAION | 2865 MARS HILL RD | ACWORTH | Cobb | 9033553 | 1 | Ball Float | 1997-09-12 | FALSE | 1998-09-12 | FALSE | Currently in Use | Regular | 12000 | Fiberglass | 1997-09-12 |  | Fiberglass Reinforced Plastic | Pressurized
ALLATOONA SWIFF MART | 3888 N COBB PKWY | ACWORTH | Cobb | 330282 | 1 |  | 1996-06-01 |  | 1996-06-01 |  | Removed from Ground | Gas (Historical Use) | 6000 | Galvanic (STIP-3) | 1985-04-15 | 2002-09-30 | Cathodically Protected | Pressurized
MARS HILL RD TRANSPORTAION | 2865 MARS HILL RD | ACWORTH | Cobb | 9033553 | 6 | Flapper Valve | 1997-09-10 | FALSE | 1998-09-10 | FALSE | Currently in Use | New Anti -freeze | 1000 | Tank Jacket | 1997-09-10 |  | Fiberglass Reinforced Plastic | Suction (American)
INTERSTATE ACWORTH | US HWY 41 S/GA HWY 92 | ACWORTH | Cobb | 330575 | P1 | [5 empty] | Removed from Ground | Gas (Historical Use) | 8000 | Bare Steel | 1971-05-11 | 1990-09-01 | Galvanized Steel
TERRYS VALUE MARKET | 4514 COBB PKWY | ACWORTH | Cobb | 9033441 | 1 | Ball Float | 1998-12-01 | FALSE | 1998-12-01 | FALSE | Currently in Use | Premium | 10000 | Galvanic (STIP-3) | 1998-12-01 |  | Double-Walled Fiberglass | Pressurized
SHELL FOOD MART #935 | 2557 BAKER RD | ACWORTH | Cobb | 9033560 | 2 | Ball Float | 2010-09-06 | FALSE | 2010-09-06 | FALSE | Currently in Use | Premium | 12000 | Epoxy | 1998-06-01 |  | Fiberglass Reinforced Plastic | Pressurized
ACWORTH AUTOMOTIVE | 4731 SOUTH MAIN ST | ACWORTH | Cobb | 330245 | 7 | [5 empty] | Removed from Ground | Gas (Historical Use) | 550 | Bare Steel | 1996-09-19 | 1996-09-19 | Not Marked
ALLATOONA SWIFF MART | 3888 N COBB PKWY | ACWORTH | Cobb | 330282 | 3 |  | 1996-06-01 |  | 1996-06-01 |  | Removed from Ground | Gas (Historical Use) | 6000 | Galvanic (STIP-3) | 1985-04-15 | 2002-09-30 | Cathodically Protected | Pressurized
RED ARROW CAR WASH | 4647 S MAIN ST | ACWORTH | Cobb | 330242 | 2 | [5 empty] | Removed from Ground | Gas (Historical Use) | 3000 | Bare Steel | 1968-03-21 | 1993-03-01 | Galvanized Steel | Suction (American)
BP ACWORTH | 3459 N COBB PKWY | ACWORTH | Cobb | 9033559 | 2 | Ball Float | 1998-06-01 | FALSE | 1998-06-01 | FALSE | Currently in Use | Premium | 10000 | Fiberglass Double Walled | 1998-06-01 |  | Double-Walled Flex | Pressurized
COBB ELECTRIC MEMBERSHIP CORP WO | 3450 REASON RD | ACWORTH | Cobb | 9033577 | 1 | Flapper Valve | 1999-05-27 |  | 1999-05-27 |  | Removed from Ground | Diesel | 20000 | Fiberglass Double Walled | 1999-06-01 | 2014-05-21 | Double-Walled Fiberglass | Pressurized
875 ACWORTH | 3928 COBB PKWY | ACWORTH | Cobb | 330668 | 3 |  | 1987-01-01 |  | 1987-01-01 |  | Removed from Ground | Gas (Historical Use) | 8000 | Galvanic (STIP-3) | 1987-01-01 | 2015-05-05 | Fiberglass Reinforced Plastic | Pressurized
T&L KWIK SHOP #81 | 5100 LAKE ACWORTH DR | ACWORTH | Cobb | 330118 | 3-SUL | Ball Float | 1996-06-01 | FALSE | 1996-06-01 | FALSE | Removed from Ground | Diesel | 8000 | Steel-Impressed Current | 1981-05-02 | 2019-08-08 | Double-Walled Flex | Pressurized
SSAS Georgia Inc | 4357 N COBB PKWY | ACWORTH | Cobb | 9033258 | 3 | Ball Float | 1987-09-01 | FALSE | 1987-09-01 | FALSE | Currently in Use | Premium | 8000 | Fiberglass | 1987-09-15 |  | Fiberglass Reinforced Plastic | Pressurized
TEXACO #100444 | 1098 HWY 92 | ACWORTH | Cobb | 330056 | 2 | [5 empty] | Removed from Ground | Gas (Historical Use) | 10000 | Bare Steel | 1973-05-02 | 1989-12-01 | Galvanized Steel
TEXACO #100444 | 1098 HWY 92 | ACWORTH | Cobb | 330056 | 8 |  | 1995-11-01 |  | 1990-01-01 |  | Removed from Ground | Diesel | 10000 | Fiberglass | 1990-01-04 | 2005-04-21 | Fiberglass Reinforced Plastic | Pressurized
SHELL MART CONVENIENCE STORE | 5160 COWAN RD | ACWORTH | Cobb | 330412 | 2 |  |  | FALSE |  | FALSE | Closed in Ground | Gas (Historical Use) | 10000 |  | 1985-05-08 | 1995-11-15 | Galvanized Steel | Pressurized
KAYO STATION | 3671 US HWY 41 NW | ACWORTH | Cobb | 330524 | 3 | [5 empty] | Removed from Ground | Empty | 4000 | Bare Steel | 1961-05-13 | 1989-07-29 | Galvanized Steel
STOP N SHOP | 4739 S MAIN ST | ACWORTH | Cobb | 330499 | MG-4 | Flapper Valve | 1989-11-01 | FALSE | 1989-11-01 | FALSE | Currently in Use | Regular | 4000 | Steel-Impressed Current | 1966-05-12 |  | Fiberglass Reinforced Plastic | Pressurized
ACWORTH AUTOMOTIVE | 4731 SOUTH MAIN ST | ACWORTH | Cobb | 330245 | 3 | [5 empty] | Removed from Ground | Gas (Historical Use) | 2000 | Bare Steel | 1986-03-17 | 1996-09-19 | Galvanized Steel
SHELL FOOD MART #935 | 2557 BAKER RD | ACWORTH | Cobb | 9033560 | 3 | Ball Float | 2005-12-01 | FALSE | 2005-12-01 | FALSE | Currently in Use | Diesel | 5000 | Epoxy | 2005-12-01 |  | Fiberglass Reinforced Plastic | Pressurized
MARS HILL RD TRANSPORTAION | 2865 MARS HILL RD | ACWORTH | Cobb | 9033553 | 5 | Flapper Valve | 1997-09-10 | FALSE | 1998-09-10 | FALSE | Currently in Use |  | 1000 | Fiberglass | 1997-09-10 |  | Fiberglass Reinforced Plastic | Suction (American)
MARS HILL RD TRANSPORTAION | 2865 MARS HILL RD | ACWORTH | Cobb | 9033553 | 4 | Flapper Valve | 1997-09-10 | FALSE | 1998-09-10 | FALSE | Currently in Use | New Oil | 1000 | Fiberglass | 1997-09-10 |  |  | Suction (American)
NORTH COBB PACKAGE SHOP | 4356 NORTH COBB PKWY | ACWORTH | Cobb | 330569 | 4 | [5 empty] | Removed from Ground | Gas (Historical Use) | 500 | Bare Steel | 1977-01-01 | 1991-05-01 | Unknown
MURPHY USA #6762 | 3111 COBB PKWY NW | ACWORTH | Cobb | 9033620 | 1B | Flapper Valve | 2001-10-30 | FALSE | 2001-10-30 | FALSE | Currently in Use | Premium | 7000 | Fiberglass Double Walled | 2001-10-24 |  | Double-Walled Flex | Pressurized
SHELL MART CONVENIENCE STORE | 5160 COWAN RD | ACWORTH | Cobb | 330412 | 5 |  |  | FALSE |  | FALSE | Closed in Ground | Diesel | 20000 |  | 1985-05-08 | 1998-12-01 | Galvanized Steel | Pressurized
ACWORTH AUTOMOTIVE | 4731 SOUTH MAIN ST | ACWORTH | Cobb | 330245 | 1 | [5 empty] | Removed from Ground | Gas (Historical Use) | 8000 | Bare Steel | 1986-03-17 | 1996-09-19 | Galvanized Steel
SHELL FOOD MART #935 | 2557 BAKER RD | ACWORTH | Cobb | 9033560 | 1 | Ball Float | 2010-09-06 | FALSE | 2010-09-06 | FALSE | Currently in Use | Regular | 10000 | Epoxy | 1998-06-01 |  | Fiberglass Reinforced Plastic | Pressurized
AMOCO STATION #4273 | SOUTH MAIN ST | ACWORTH | Cobb | 330359 | 4 | [5 empty] | Removed from Ground | Gas (Historical Use) | 10000 | Bare Steel | 1970-04-27 | 1986-07-01 | Galvanized Steel
AMOCO STATION #4273 | SOUTH MAIN ST | ACWORTH | Cobb | 330359 | 1 |  |  | TRUE |  | TRUE | Removed from Ground | Used Oil | 500 | Bare Steel | 1970-04-27 | 1986-07-01 | Galvanized Steel
CHEVRON FOOD MART | 3453 BAKER RD | ACWORTH | Cobb | 9033614 | 2 | Flapper Valve | 2000-10-05 | FALSE | 2000-10-18 | FALSE | Currently in Use | Premium | 10000 | Epoxy | 2000-10-02 |  | Double-Walled Flex | Pressurized
INTERSTATE ACWORTH | US HWY 41 S/GA HWY 92 | ACWORTH | Cobb | 330575 | D1 | [5 empty] | Removed from Ground | Diesel | 8000 | Bare Steel | 1976-05-09 | 1990-09-01 | Galvanized Steel
EXPRESS OIL CHANGE / TUNE-UP CLI | 390 COBB PKWY | MARIETTA | Cobb | 330543 | 4 |  |  | TRUE | 1993-09-21 | TRUE | Removed from Ground | Used Oil | 560 | Cathodically Protected Steel | 1961-01-01 | 1999-11-19 | Galvanized Steel | Gravity Fed
DUNKIN DONUTS | 701 SANDTOWN RD | MARIETTA | Cobb | 330287 | 1 | [5 empty] | Removed from Ground | Gas (Historical Use) | 6000 | Cathodically Protected Steel | 1980-04-16 | 1899-12-31 | Galvanized Steel
LOUISES RESTAURANT | 972 KENNESAW AVE | MARIETTA | Cobb | 9033580 | 1 | [5 empty] | Removed from Ground | Gas (Historical Use) | 1000 | Bare Steel | 1963-01-01 | 1999-07-13 | Bare Steel
QUIKTRIP #845 | 600 S MARIETTA PKWY | MARIETTA | Cobb | 330327 | 5 | Flapper Valve | 2010-09-01 | FALSE | 2010-09-01 | FALSE | Currently in Use | Plus | 20000 | Fiberglass Double Walled | 2010-06-01 |  | Double-Walled Fiberglass | Pressurized
QUIKTRIP #845 | 600 S MARIETTA PKWY | MARIETTA | Cobb | 330327 | 4 | Flapper Valve | 2010-09-01 | FALSE | 2010-09-01 | FALSE | Currently in Use | Regular | 20000 | Fiberglass Double Walled | 2010-06-01 |  | Double-Walled Fiberglass | Pressurized
AMOCO STATION #4269 | 1494 ROSWELL RD @ LOWER ROSWELL | MARIETTA | Cobb | 330355 | 1 | [5 empty] | Removed from Ground | Gas (Historical Use) | 8000 | Bare Steel | 1970-04-27 | 1986-09-01 | Galvanized Steel
BOWLES OIL CO | 31 ROCK ST | MARIETTA | Cobb | 9033601 | 1 | [5 empty] | Removed from Ground | Gas (Historical Use) | 0 | Marked Unknown | 1985-01-01 | 1985-01-01 | Unknown | Safe Suction (Euro)
AMOCO STATION #4271 | SOUTH COBB DR & APPLETON RD | MARIETTA | Cobb | 330357 | 3 | [5 empty] | Removed from Ground | Gas (Historical Use) | 4000 | Bare Steel | 1970-04-27 | 1986-09-01 | Galvanized Steel
SAMS CLUB #8203 | 150 S COBB PKWY | MARIETTA | Cobb | 9033590 | 2B | Flapper Valve | 2000-02-01 | FALSE | 2000-02-01 | FALSE | Currently in Use | Premium | 8000 | Tank Jacket | 2000-02-22 |  | Double-Walled Flex | Pressurized
S A WHITE OIL CO INC | 590 ATLANTA ST, SE | MARIETTA | Cobb | 330280 | 3 | [5 empty] | Removed from Ground | Gas (Historical Use) | 2000 | Bare Steel | 1977-04-17 | 1991-11-01 | Galvanized Steel
ATLANTA COCA-COLA BTLG CO | 1091 IND PARK DR NE | MARIETTA | Cobb | 330278 | 2 | [5 empty] | Removed from Ground | Diesel | 10000 | Bare Steel | 1976-04-23 | 1989-07-06 | Galvanized Steel
ATLANTA COCA-COLA BTLG CO | 1091 IND PARK DR NE | MARIETTA | Cobb | 330278 | 8 | [5 empty] | Removed from Ground | Diesel | 8000 | Marked Unknown | 1976-04-23 | 1989-07-06 | Bare Steel
FLOWERS THRIFT STORE & WHSE | 146 POWERS FERRY RD | MARIETTA | Cobb | 330247 | 1 | [5 empty] | Permanently Out of Use - historical purposes | Gas (Historical Use) | 8000 | Bare Steel | 1971-03-21 | 1899-12-31 | Galvanized Steel
ALLIED READY MIX INC PLANT #74 | 1398 OWENBY RD | MARIETTA | Cobb | 9033361 | 1 | [5 empty] | Closed in Ground | Diesel | 8000 | Not Marked/Unknown |  | 1899-12-31 | Unknown
KAYO STATION | 3671 US HWY 41 NW | ACWORTH | Cobb | 330524 | 5 | [5 empty] | Removed from Ground | Empty | 4000 | Bare Steel | 1961-05-13 | 1989-07-29 | Galvanized Steel
KAYO STATION | 3671 US HWY 41 NW | ACWORTH | Cobb | 330524 | 4 | [5 empty] | Removed from Ground | Empty | 4000 | Bare Steel | 1961-05-13 | 1989-07-29 | Galvanized Steel
BP ACWORTH | 3459 N COBB PKWY | ACWORTH | Cobb | 9033559 | 3 | Ball Float | 1998-06-01 | FALSE | 1998-06-01 | FALSE | Currently in Use | Diesel | 10000 | Fiberglass Double Walled | 1998-06-01 |  | Double-Walled Flex | Pressurized
MARMAC FACILITY (CLOSED) | 3770 SOUTHSIDE DR. | ACWORTH | Cobb | 330570 | 1 | [5 empty] | Removed from Ground | Empty | 2000 | Bare Steel | 1976-05-10 | 1996-01-01 | Galvanized Steel
NORTH COBB PACKAGE SHOP | 4356 NORTH COBB PKWY | ACWORTH | Cobb | 330569 | 3 | [5 empty] | Removed from Ground | Gas (Historical Use) | 2000 | Bare Steel | 1961-05-14 | 1991-05-01 | Galvanized Steel
CITY OF MARIETTA PUBLIC SAFETY S | 112 HAYNES ST | MARIETTA | Cobb | 330216 | 6 | [5 empty] | Permanently Out of Use - historical purposes | Diesel | 500 | Cathodically Protected Steel | 1979-05-16 | 1899-12-31 | Bare Steel
CITY OF MARIETTA PUBLIC SAFETY S | 112 HAYNES ST | MARIETTA | Cobb | 330216 | 6 | [5 empty] | Permanently Out of Use - historical purposes | Diesel | 500 | Cathodically Protected Steel | 1979-05-16 | 1899-12-31 | Bare Steel
CITY OF MARIETTA PUBLIC SAFETY S | 112 HAYNES ST | MARIETTA | Cobb | 330216 | 6 | [5 empty] | Permanently Out of Use - historical purposes | Diesel | 500 | Cathodically Protected Steel | 1979-05-16 | 1899-12-31 | Bare Steel
CITY OF MARIETTA PUBLIC SAFETY S | 112 HAYNES ST | MARIETTA | Cobb | 330216 | 6 | [5 empty] | Permanently Out of Use - historical purposes | Diesel | 500 | Cathodically Protected Steel | 1979-05-16 | 1899-12-31 | Bare Steel
ETNA CO | 1115 ATLANTA RD | MARIETTA | Cobb | 330243 | 1 | [5 empty] | Removed from Ground | Gas (Historical Use) | 4000 | Bare Steel | 1966-03-22 | 1998-01-01 | Galvanized Steel | Suction (American)
ED VOYLES CHRYSLER JEEP INC | 789 COBB PKWY SOUTH | MARIETTA | Cobb | 330458 | 2 |  |  | TRUE |  | TRUE | Removed from Ground | Used Oil | 550 | Bare Steel | 1987-01-01 | 1993-03-05 | Galvanized Steel | Gravity Fed
BGA SERVICE CENTER | 2245 SEWELL MILL RD | MARIETTA | Cobb | 330429 | 2 | [5 empty] | Removed from Ground | Gas (Historical Use) | 8000 | Cathodically Protected Steel | 1985-06-18 | 1996-07-12 | Galvanized Steel | Pressurized
TORCO INC | 1330 COBB PKWY N | MARIETTA | Cobb | 330489 | 1 | [5 empty] | Removed from Ground | Other | 4000 | Cathodically Protected Steel | 1986-05-06 | 1998-07-01 | Galvanized Steel
JENNY'S MARKET | 1503 CHURCH ST EXT | MARIETTA | Cobb | 330520 | 7 | [5 empty] | Removed from Ground | Gas (Historical Use) | 6000 | Bare Steel | 2005-03-09 | 2005-03-09 | Galvanized Steel | Pressurized
LUBIN A TRIVINO TRANSMISSION SPE | 379 PAT MELL RD | MARIETTA | Cobb | 330252 | 2 | [5 empty] | Removed from Ground | Gas (Historical Use) | 5000 | Bare Steel | 1966-03-26 | 1994-06-06 | Bare Steel
GENE & GARY'S TEXACO | 529 ATLANTA STREET | MARIETTA | Cobb | 9033448 | 2 |  |  | FALSE |  | FALSE | Permanently Out of Use - historical purposes | Gas (Historical Use) | 8000 | Bare Steel | 1963-06-13 |  | Galvanized Steel | Pressurized
CURTIUS TRADING INC | 486 MANGET ST SE | MARIETTA | Cobb | 330223 | 2 |  | 1989-01-11 |  | 1989-01-11 |  | Removed from Ground | Gas (Historical Use) | 1000 | Fiberglass | 1989-01-11 | 2007-12-12 | Fiberglass Reinforced Plastic | Suction (American)
ANDERSON CHEVROLET CO | 900 ROSWELL ST SE | MARIETTA | Cobb | 330237 | 1 | [5 empty] | Removed from Ground | Other | 1000 | Not Marked/Unknown | 1992-06-23 | 1992-06-23 | Not Marked
GATE STATION #211 | 3200 AUSTELL RD | MARIETTA | Cobb | 330498 | 2 | [5 empty] | Removed from Ground | Gas (Historical Use) | 10000 | Bare Steel | 1966-05-12 | 1993-07-01 | Galvanized Steel | Pressurized
COASTAL MART #807/JOY #9515 | 2246 AUSTELL RD SW | MARIETTA | Cobb | 330525 | 2 | [5 empty] | Removed from Ground | Gas (Historical Use) | 6000 | Bare Steel | 1970-05-11 | 1990-08-22 | Galvanized Steel
JENNY'S MARKET | 1503 CHURCH ST EXT | MARIETTA | Cobb | 330520 | 1 | [5 empty] | Removed from Ground | Gas (Historical Use) | 2000 | Bare Steel | 1966-05-13 | 1899-12-31 | Galvanized Steel
SHIRLEY A SMITH | 855 CHURCH ST NE | MARIETTA | Cobb | 330503 | 2 | [5 empty] | Removed from Ground | Gas (Historical Use) | 0 | Bare Steel | 1976-07-01 | 1976-07-01 | Unknown
COBB AUTO REPAIR | 2011 LOWER ROSWELL RD @ SEWELL | MARIETTA | Cobb | 330369 | 2 | [5 empty] | Removed from Ground | Gas (Historical Use) | 5000 | Cathodically Protected Steel | 1968-01-01 | 1991-05-01 | Galvanized Steel
CORNERMART | 461 WINDY HILL RD | MARIETTA | Cobb | 9033091 | 3 | Ball Float | 1996-12-01 | FALSE | 1996-12-01 | FALSE | Currently in Use | Premium | 8000 | Galvanic (STIP-3) | 1988-08-01 |  | Fiberglass Reinforced Plastic | Pressurized
CHEVRON FOOD MART | 811 S MARIETTA PKWY | MARIETTA | Cobb | 9033101 | 3 |  | 1989-05-01 |  | 1992-01-01 |  | Removed from Ground | Gas (Historical Use) | 10000 | Galvanic (STIP-3) | 1989-05-01 | 2014-06-05 | Fiberglass Reinforced Plastic | Pressurized
BATES AUTO SERVICE/FORMER GAS ST | 4853 CANTON RD | MARIETTA | Cobb | 9033076 | 4 | [5 empty] | Removed from Ground | Diesel | 4000 | Bare Steel | 1966-01-01 | 1992-12-10 | Galvanized Steel | Pressurized
BATES AUTO SERVICE/FORMER GAS ST | 4853 CANTON RD | MARIETTA | Cobb | 9033076 | 5 |  |  | TRUE |  | TRUE | Removed from Ground | Used Oil | 550 | Bare Steel | 1966-01-01 | 1992-12-10 | Galvanized Steel | Pressurized
FAIRGROUND BP | 86 N FAIRGROUNDS ST | MARIETTA | Cobb | 330394 | 3 | Ball Float | 1993-07-01 | FALSE | 1993-07-01 | FALSE | Currently in Use | Premium | 10000 | Fiberglass | 1972-04-26 |  | Fiberglass Reinforced Plastic | Pressurized
CHEVRON STATION # 43034 | 20 JONES SHAW RD SE | MARIETTA | Cobb | 330387 | 4 |  |  | TRUE |  | TRUE | Removed from Ground | Used Oil | 550 | Bare Steel | 1970-04-27 | 1990-09-28 | Galvanized Steel
COBB COUNTY COMMUNITY TRANSIT CC | 800 SOUTH MARIETTA PARKWAY | MARIETTA | Cobb | 9033608 | 1 |  | 2001-03-01 | FALSE | 2001-03-01 | FALSE | Removed from Ground | Diesel | 15000 |  | 2001-03-01 | 2019-08-06 |  | Pressurized
FINA STATION #131-6690-709 | 1364 POWERS FERRY RD | MARIETTA | Cobb | 330371 | 2 | [5 empty] | Removed from Ground | Gas (Historical Use) | 4000 | Bare Steel | 1969-04-27 | 1992-02-04 | Galvanized Steel
LANCE OIL | 749 CLAY ST | MARIETTA | Cobb | 9033121 | 4 | [5 empty] | Removed from Ground | Gas (Historical Use) | 12000 | Bare Steel | 1978-04-01 | 1998-05-01 | Galvanized Steel | Pressurized
LANCE OIL | 749 CLAY ST | MARIETTA | Cobb | 9033121 | 1 | [5 empty] | Removed from Ground | Gas (Historical Use) | 12000 | Bare Steel | 1978-04-01 | 1998-05-01 | Galvanized Steel | Pressurized
GEORGIA DEPARTMENT OF TRANSPORTA | 862 BARNES MILL RD | MARIETTA | Cobb | 9033103 | 723G1 | [5 empty] | Removed from Ground | Gas (Historical Use) | 4000 | Bare Steel | 1993-03-10 | 1993-03-10 | Unknown | Pressurized
WILLS SIGN SHOP (FORMER) | 380 NORTH COBB PKWY | MARIETTA | Cobb | 9033023 | 2 | [5 empty] | Removed from Ground | Other | 5000 | Marked Unknown | 1992-02-25 | 1992-02-25 | Unknown
CORONA PROPERTIES | 72 ATLANTA STREET | MARIETTA | Cobb | 9033497 | 1 | [5 empty] | Removed from Ground | Gas (Historical Use) | 4000 | Not Marked/Unknown | 1996-08-27 | 1996-08-27 | Not Marked
CITY OF MARIETTA BLW ELECTRICAL | 627 PAGE ST | MARIETTA | Cobb | 330214 | 2 | [5 empty] | Removed from Ground | Gas (Historical Use) | 5000 | Bare Steel | 1968-01-01 | 1999-08-03 | Galvanized Steel
CITY OF MARIETTA PUBLIC SAFETY S | 112 HAYNES ST | MARIETTA | Cobb | 330216 | 1 | [5 empty] | Removed from Ground | Gas (Historical Use) | 1000 | Cathodically Protected Steel | 1966-03-16 | 1995-06-06 | Galvanized Steel
CITY OF MARIETTA PUBLIC SAFETY S | 112 HAYNES ST | MARIETTA | Cobb | 330216 | 1 | [5 empty] | Removed from Ground | Gas (Historical Use) | 1000 | Cathodically Protected Steel | 1966-03-16 | 1995-06-06 | Galvanized Steel
CITY OF MARIETTA PUBLIC SAFETY S | 112 HAYNES ST | MARIETTA | Cobb | 330216 | 7 |  | 1998-01-01 | FALSE | 1998-01-01 | FALSE | Currently in Use | Regular | 15000 | Fiberglass Double Walled | 1998-01-14 |  | Fiberglass Reinforced Plastic | Pressurized
CITY OF MARIETTA PUBLIC SAFETY S | 112 HAYNES ST | MARIETTA | Cobb | 330216 | 7 |  | 1998-01-01 | FALSE | 1998-01-01 | FALSE | Currently in Use | Regular | 15000 | Fiberglass Double Walled | 1998-01-14 |  | Fiberglass Reinforced Plastic | Pressurized
CITY OF MARIETTA PUBLIC SAFETY S | 112 HAYNES ST | MARIETTA | Cobb | 330216 | 7 |  | 1998-01-01 | FALSE | 1998-01-01 | FALSE | Currently in Use | Regular | 15000 | Fiberglass Double Walled | 1998-01-14 |  | Fiberglass Reinforced Plastic | Pressurized
CITY OF MARIETTA PUBLIC SAFETY S | 112 HAYNES ST | MARIETTA | Cobb | 330216 | 7 |  | 1998-01-01 | FALSE | 1998-01-01 | FALSE | Currently in Use | Regular | 15000 | Fiberglass Double Walled | 1998-01-14 |  | Fiberglass Reinforced Plastic | Pressurized
CITY OF MARIETTA PUBLIC SAFETY S | 112 HAYNES ST | MARIETTA | Cobb | 330216 | 4 | [5 empty] | Permanently Out of Use - historical purposes | Gas (Historical Use) | 1000 | Cathodically Protected Steel | 1966-05-19 | 1899-12-31 | Galvanized Steel
CITY OF MARIETTA PUBLIC SAFETY S | 112 HAYNES ST | MARIETTA | Cobb | 330216 | 4 | [5 empty] | Permanently Out of Use - historical purposes | Gas (Historical Use) | 1000 | Cathodically Protected Steel | 1966-05-19 | 1899-12-31 | Galvanized Steel
CITY OF MARIETTA PUBLIC SAFETY S | 112 HAYNES ST | MARIETTA | Cobb | 330216 | 1 | [5 empty] | Removed from Ground | Gas (Historical Use) | 1000 | Cathodically Protected Steel | 1966-03-16 | 1995-06-06 | Galvanized Steel
QUIKTRIP #1702 | 4495 S COBB DR | SMYRNA | Cobb | 9000460 | E |  | 1994-11-01 |  | 1994-11-01 |  | Removed from Ground | Diesel | 8000 | Fiberglass | 1987-03-16 | 1899-12-31 | Fiberglass Reinforced Plastic | Pressurized
U HAUL #77664 | 2416 S COBB DR | SMYRNA | Cobb | 330572 | 2 | [5 empty] | Removed from Ground | Diesel | 10000 | Bare Steel | 1980-05-09 | 1998-07-23 | Bare Steel
CAPITAL AUTOMOBILE CO | 2210 COBB PKWY SE | SMYRNA | Cobb | 330604 | 9 | [5 empty] | Removed from Ground | Other | 2000 | Bare Steel | 1981-03-07 | 1899-12-31 | Galvanized Steel
CAPITAL AUTOMOBILE CO | 2210 COBB PKWY SE | SMYRNA | Cobb | 330604 | 8 | [5 empty] | Removed from Ground | Other | 2000 | Bare Steel | 1981-03-07 | 1899-12-31 | Galvanized Steel
CAPITAL AUTOMOBILE CO | 2210 COBB PKWY SE | SMYRNA | Cobb | 330604 | 2 | [5 empty] | Removed from Ground | Gas (Historical Use) | 4000 | Cathodically Protected Steel | 1981-03-07 | 1997-10-01 | Galvanized Steel
BP #24089 | 3481 CUMBERLAND PKWY | SMYRNA | Cobb | 9000193 | 6 |  | 1989-01-01 |  | 1989-01-01 |  | Removed from Ground | Gas (Historical Use) | 10000 | Fiberglass | 1989-01-01 | 2000-06-01 | Fiberglass Reinforced Plastic | Pressurized
JOHNS CONVENIENCE MARKET INC | 902 WINDY HILL RD SE | SMYRNA | Cobb | 9000174 | 3 | Ball Float | 1998-05-22 | FALSE | 1998-05-22 | FALSE | Currently in Use | Plus | 5000 | Steel-Impressed Current | 2003-05-05 |  | Double-Walled Fiberglass | Pressurized
QUIKTRIP #1702 | 4495 S COBB DR | SMYRNA | Cobb | 9000460 | 317878 | Ball Float | 1994-11-01 |  | 1994-11-01 |  | Removed from Ground | Diesel | 8000 | Composite | 1987-03-16 | 2014-04-17 | Fiberglass Reinforced Plastic | Pressurized
AT&T COMMUNICATIONS | 2730 HARGROVE RD | SMYRNA | Cobb | 330540 | 1 | [5 empty] | Removed from Ground | Diesel | 5000 | Cathodically Protected Steel | 1971-01-01 | 1992-02-10 | Copper | Suction (American)
HAPPY STORE #367 | 4710 SOUTH ATLANTA RD | SMYRNA | Cobb | 330576 | 3 | [5 empty] | Removed from Ground | Gas (Historical Use) | 8000 | Cathodically Protected Steel | 1980-05-06 | 1988-08-06 | Galvanized Steel
A SHELL CONVENIENCE CENTER | 4240 JILES RD | KENNESAW | Cobb | 9033604 | 1 |  | 2000-12-20 | FALSE | 2000-01-22 | FALSE | Currently in Use | Regular | 15000 | Composite | 2000-12-20 |  | Double-Walled Flex | Pressurized
AMOCO #4272 | DOBBS RD & US HWY 41 | KENNESAW | Cobb | 330358 | 2 | [5 empty] | Removed from Ground | Gas (Historical Use) | 8000 | Bare Steel | 1970-04-27 | 1978-01-15 | Galvanized Steel
DAMANIS FOOD & FUEL INC | 2515 N COBB PKWY | KENNESAW | Cobb | 330446 | 6 | [5 empty] | Removed from Ground | Gas (Historical Use) | 8000 | Bare Steel | 1961-05-19 | 1986-07-12 | Galvanized Steel
COSTCO FUEL FACILITY (LOC. 189) | 645 EARNEST BARRETT PKWY NW | KENNESAW | Cobb | 9033593 | 6 | Flapper Valve | 2015-04-01 | FALSE | 2015-04-01 | FALSE | Currently in Use | Ultrazol(Fuel Additive) | 1500 | Fiberglass Double Walled | 2015-03-01 |  | Double-Walled Flex | Pressurized
QUIK STOP | 3655 CHEROKEE ST | KENNESAW | Cobb | 330300 | 2 | Flapper Valve | 1998-05-01 | FALSE | 1998-05-01 | FALSE | Currently in Use | Plus | 6000 | Galvanic (STIP-3) | 1986-01-01 |  |  | Pressurized
Gas Express #150 | 3400 BUSBEE DR | KENNESAW | Cobb | 9033541 | 2 | Flapper Valve | 1998-05-01 | FALSE | 1998-05-01 | FALSE | Currently in Use | Premium | 12000 | Epoxy | 1998-05-01 |  | Double-Walled Flex | Pressurized
Kennesaw Food Mart | 3300 FREY RD | KENNESAW | Cobb | 330061 | 6 | Flapper Valve | 1995-11-01 | FALSE | 1989-01-01 | FALSE | Currently in Use | Plus | 10000 | Fiberglass | 1990-01-04 |  | Double-Walled Fiberglass | Pressurized
Kennesaw Food Mart | 3300 FREY RD | KENNESAW | Cobb | 330061 | 8 | Flapper Valve | 1995-11-01 | FALSE | 1989-01-01 | FALSE | Currently in Use | Diesel | 10000 | Fiberglass | 1990-01-04 |  | Double-Walled Fiberglass | Pressurized
SAM'S MART# 548 | 2145 COBB PKWY NORTH | KENNESAW | Cobb | 330066 | 2 | Flapper Valve | 1995-11-01 | FALSE | 1991-01-01 | FALSE | Temporarily out of use | Plus | 10000 | Fiberglass | 1983-04-30 |  | Fiberglass Reinforced Plastic | Pressurized
BARROW ENTERPRISES INC | 2113 SOUTH COBB DR | SMYRNA | Cobb | 330597 | 4 | [5 empty] | Removed from Ground | Gas (Historical Use) | 4000 | Bare Steel | 1972-03-06 | 1991-04-03 | Galvanized Steel
BARROW ENTERPRISES INC | 2113 SOUTH COBB DR | SMYRNA | Cobb | 330597 | 5 | [5 empty] | Removed from Ground | Gas (Historical Use) | 10000 | Bare Steel | 1972-03-06 | 1991-04-03 | Galvanized Steel
COBB COUNTY NOONDAY CREEK WRF | 415 SHALLOWFORD RD | KENNESAW | Cobb | 330495 | 1 | [5 empty] | Removed from Ground | Gas (Historical Use) | 1020 | Bare Steel | 1985-05-07 | 1998-08-01 | Bare Steel
ARHA CORPORATION | 3338 CHEROKEE ST | KENNESAW | Cobb | 9033490 | 2-SUP | Ball Float | 1995-08-01 | FALSE | 1995-08-01 | FALSE | Currently in Use | Premium | 8000 | Composite | 1995-08-01 |  | Double-Walled Fiberglass | Pressurized
FULTON CONCRETE KENNESAW PLANT | 1223 DUNCAN RD | KENNESAW | Cobb | 330236 | 2 |  | 1996-05-01 |  | 1996-05-01 |  | Removed from Ground | Diesel | 8000 | Bare Steel | 1983-03-15 | 2006-05-31 | Fiberglass Reinforced Plastic | Safe Suction (Euro)
KENNESAW TEXACO | 2820 SOUTH MAIN ST | KENNESAW | Cobb | 330030 | 1 | [5 empty] | Removed from Ground | Gas (Historical Use) | 1000 | Bare Steel | 1986-03-31 | 1997-08-14 | Galvanized Steel | Suction (American)
K-M AUTO CENTER | 2481 CHEROKEE ST NW | KENNESAW | Cobb | 9033287 | 2 | [5 empty] | Removed from Ground | Gas (Historical Use) | 2000 | Not Marked/Unknown | 1992-10-14 | 1992-10-14 | Not Marked
SAM'S MART# 526 | 465 BARRETT PKWY | KENNESAW | Cobb | 330062 | 5 | Flapper Valve | 1994-01-01 | FALSE | 1989-01-01 | FALSE | Currently in Use | Regular | 12000 | Tank Jacket | 1990-01-01 |  | Double-Walled Fiberglass | Pressurized
Kennesaw Food Mart | 3300 FREY RD | KENNESAW | Cobb | 330061 | 5 | Flapper Valve | 1995-11-01 | FALSE | 1989-01-01 | FALSE | Currently in Use | Regular | 12000 | Fiberglass | 1990-01-04 |  | Double-Walled Fiberglass | Pressurized
JOHN SMITH CO CHEVROLET | 2155 COBB PKWY | SMYRNA | Cobb | 330624 | 2 |  |  | TRUE |  | TRUE | Removed from Ground | Used Oil | 1011 | Bare Steel | 1977-12-21 | 1997-12-17 | Bare Steel | Gravity Fed
EXPRESS OIL CHANGE/TUNE-UP CLINI | 3426 SOUTH COBB DR | SMYRNA | Cobb | 330542 | 2 |  |  |  | 1993-09-08 |  | Closed in Ground | Other | 550 | Bare Steel | 1985-05-08 | 1999-08-01 | Galvanized Steel | Suction (American)
BICKERSTAFF CLAY PRODUCTS CO | 5472 OAKDALE RD | SMYRNA | Cobb | 330545 | 1 | [5 empty] | Removed from Ground | Gas (Historical Use) | 1000 | Bare Steel | 1971-05-12 | 1990-12-01 | Galvanized Steel
BIG SHANTY AVIATION INC | 1723 MCCOLLUM PKWY | KENNESAW | Cobb | 330598 | 1 | [5 empty] | Closed in Ground | Empty | 4000 | Bare Steel | 1969-02-23 | 1980-01-01 | Galvanized Steel
ESTES EXPRESS LINES | 3001 RUTLEDGE RD | KENNESAW | Cobb | 332010 | 1 |  | 1994-09-01 |  | 1994-09-01 |  | Removed from Ground | Diesel | 10000 | Fiberglass | 1986-11-04 | 1998-08-04 | Fiberglass Reinforced Plastic | Pressurized
BP #24043 | 325 CHASTAIN RD NW | KENNESAW | Cobb | 9033106 | 1 | Overfill Alarm | 1988-01-01 |  | 1988-01-01 |  | Removed from Ground | Gas (Historical Use) | 10000 | Fiberglass | 1988-01-01 | 2012-02-01 | Double-Walled Fiberglass | Pressurized
CHEVRON STATION #200435 | 4420 WADE GREEN RD | KENNESAW | Cobb | 9033112 | 2 |  | 1993-12-01 |  | 1993-12-01 |  | Removed from Ground | Gas (Historical Use) | 10374 | Double Walled | 1990-03-20 | 1999-04-22 | Fiberglass Reinforced Plastic | Pressurized
SAM'S MART# 526 | 465 BARRETT PKWY | KENNESAW | Cobb | 330062 | 1 | [5 empty] | Removed from Ground | Empty | 10000 | Bare Steel | 1976-05-01 | 1989-12-01 | Galvanized Steel
SAM'S MART# 526 | 465 BARRETT PKWY | KENNESAW | Cobb | 330062 | 4 | [5 empty] | Removed from Ground | Empty | 10000 | Bare Steel | 1976-05-01 | 1989-12-01 | Galvanized Steel
SAM'S MART# 526 | 465 BARRETT PKWY | KENNESAW | Cobb | 330062 | 7 | Flapper Valve | 1994-01-01 | FALSE | 1989-01-01 | FALSE | Currently in Use | Premium | 10000 | Tank Jacket | 1990-01-01 |  | Fiberglass Reinforced Plastic | Pressurized
GEM CITY AVIATION INC | 1723 MCCOLLUM PKWY | KENNESAW | Cobb | 330073 | 1 | [5 empty] | Removed from Ground | Gas (Historical Use) | 10000 | Bare Steel | 1977-04-25 | 1995-12-01 | Galvanized Steel
RaceTrac #434 - Wade Green | 4350 WADE GREEN RD | KENNESAW | Cobb | 9033231 | 2 | Ball Float | 1993-01-01 |  | 1993-01-01 |  | Removed from Ground | Diesel | 12000 | Composite Double Walled | 1993-02-09 | 2017-03-01 | Double-Walled Fiberglass | Pressurized
QUIKTRIP #752 | 4340 BELLS FERRY RD | KENNESAW | Cobb | 9033413 | 1 | Overfill Alarm | 1994-09-16 | FALSE | 1994-09-16 | FALSE | Removed from Ground | Regular | 12000 | Fiberglass | 1994-09-16 | 2020-08-04 | Double-Walled Fiberglass | Pressurized
QUIKTRIP #752 | 4340 BELLS FERRY RD | KENNESAW | Cobb | 9033413 | 4 | Flapper Valve | 2020-11-01 | FALSE | 2020-10-01 | FALSE | Currently in Use | Regular | 15000 | Fiberglass Double Walled | 2020-08-20 |  | Double-Walled Fiberglass | Pressurized
SANEEYS N & S LLC | 2780 N COBB PKWY | KENNESAW | Cobb | 9033519 | 718234 | Ball Float | 1997-05-23 |  | 1997-05-23 |  | Removed from Ground | Gas (Historical Use) | 10000 | Double Walled | 1997-04-23 | 2012-07-17 | Double Walled | Pressurized
SHELL | 4261 BELLS FERRY ROAD NW | KENNESAW | Cobb | 9033514 | 3 | Overfill Alarm | 1997-03-01 | FALSE | 1997-03-01 | FALSE | Currently in Use | Diesel | 10000 | Fiberglass | 1997-03-01 |  | Double-Walled Fiberglass | Pressurized
BAY COUNTY ENTERPRISES LLC | 3280 BARRETT LAKES PKWY | KENNESAW | Cobb | 330349 | 3 | Flapper Valve | 1984-04-23 |  | 1984-04-23 |  | Removed from Ground | Gas (Historical Use) | 10000 | Galvanic (STIP-3) | 1984-04-23 | 2014-07-10 | Fiberglass Reinforced Plastic | Pressurized
MOON STATION TEXACO | 3870 MOON STATION RD | KENNESAW | Cobb | 9033561 | 3 | Flapper Valve | 2003-05-05 | FALSE | 2003-05-05 | FALSE | Currently in Use | Diesel | 6000 | Fiberglass | 2003-05-05 |  | Fiberglass Reinforced Plastic | Pressurized
KENNESAW AUTO TECH | 3875 CHEROKEE ST NW | KENNESAW | Cobb | 9033568 | 2 |  | 1997-02-07 |  | 1999-02-07 |  | Temporarily out of use | Gas (Historical Use) | 10000 | Composite | 1997-01-01 |  | Fiberglass Reinforced Plastic | Pressurized
WOODS-N-WATER OUTFITTERS | 2784 NORTH COBB PKWY | KENNESAW | Cobb | 9033013 | 1 | [5 empty] | Removed from Ground | Diesel | 0 | Not Marked/Unknown | 1988-08-21 | 1988-08-21 | Not Marked
QUIKTRIP #835 | 4433 WADE GREEN RD | KENNESAW | Cobb | 9033109 | 3 |  | 1991-01-01 |  | 1991-01-01 |  | Removed from Ground | Gas (Historical Use) | 10000 | Fiberglass Double Walled | 1991-01-01 | 2015-04-02 | Double-Walled Fiberglass | Pressurized
SAM'S MART# 526 | 465 BARRETT PKWY | KENNESAW | Cobb | 330062 | 8 | Flapper Valve | 1994-01-01 | FALSE | 1994-01-01 | FALSE | Currently in Use | Diesel | 10000 | Tank Jacket | 1990-01-01 |  | Fiberglass Reinforced Plastic | Pressurized
SAM'S MART# 526 | 465 BARRETT PKWY | KENNESAW | Cobb | 330062 | 2 | [5 empty] | Removed from Ground | Empty | 10000 | Bare Steel | 1976-05-01 | 1989-12-01 | Galvanized Steel
Kennesaw Food Mart | 3300 FREY RD | KENNESAW | Cobb | 330061 | 2 | [5 empty] | Removed from Ground | Gas (Historical Use) | 10000 | Bare Steel | 1976-05-01 | 1989-12-01 | Galvanized Steel
THOMAS MOTE TRUCKING | 1322 DUNCAN RD | KENNESAW | Cobb | 9033423 | 2 | [5 empty] | Currently in Use | Diesel | 5000 | Bare Steel | 1980-01-01 |  | Galvanized Steel | Suction (American)
LANCE OIL COMPANY | 3090 MOON STATION RD | KENNESAW | Cobb | 9033427 | 1 | Ball Float | 2008-01-01 | FALSE | 2008-01-01 | FALSE | Currently in Use | Regular | 2000 | Galvanic (STIP-3) | 1989-01-01 |  | Double-Walled Fiberglass | Pressurized
COBB COUNTY FIRE STATION #8 | 2934 CHEROKEE ST | KENNESAW | Cobb | 9033375 | 2 | [5 empty] | Removed from Ground | Diesel | 1000 | Marked Unknown | 1999-01-20 | 1999-01-20 | Unknown | Safe Suction (Euro)
VULCAN/KENNESAW QUARRY | 1272 DUNCAN RD | KENNESAW | Cobb | 330084 | 023-05 | [5 empty] | Removed from Ground | Other | 1000 | Bare Steel | 1983-05-02 | 1992-11-01 | Galvanized Steel
CHEVRON #201820 | 4280 BELLS FERRY RD @ I-575 | KENNESAW | Cobb | 9033024 | 3 |  | 1993-07-26 |  | 1993-07-26 |  | Removed from Ground | Gas (Historical Use) | 12000 | Fiberglass | 1988-01-01 | 2002-12-11 | Fiberglass Reinforced Plastic | Pressurized
PETROMAX LLC DBA BP FOOD MART | 575 ERNEST BARRETT PKWY | KENNESAW | Cobb | 9033108 | 3 |  | 1988-01-01 |  | 1988-01-01 |  | Removed from Ground | Gas (Historical Use) | 10000 | Fiberglass | 1988-01-01 | 2002-02-20 | Fiberglass Reinforced Plastic | Pressurized
R+L CARRIERS- KES | 2400 BARRETT LAKES BLVD NW | KENNESAW | Cobb | 9033134 | 3A | Flapper Valve |  | FALSE |  | FALSE | Temporarily out of use | Diesel Off Road | 3000 | Fiberglass Double Walled | 2020-07-20 |  | Double-Walled Fiberglass | Suction (American)
NO FACILITY NAME/CLOSED | 3052 NORTH COBB PKWY | KENNESAW | Cobb | 9033137 | 2 | [5 empty] | Removed from Ground | Other | 3000 | Marked Unknown | 1988-07-01 | 1988-07-01 | Unknown
Kennesaw Food Mart | 3300 FREY RD | KENNESAW | Cobb | 330061 | 1 | [5 empty] | Removed from Ground | Kerosene | 10000 | Bare Steel | 1976-05-01 | 1989-12-01 | Galvanized Steel
Kennesaw Food Mart | 3300 FREY RD | KENNESAW | Cobb | 330061 | 7 | Flapper Valve | 1995-11-01 | FALSE | 1989-01-01 | FALSE | Currently in Use | Premium | 10000 | Fiberglass | 1990-01-04 |  | Double-Walled Fiberglass | Pressurized
SAM'S MART# 548 | 2145 COBB PKWY NORTH | KENNESAW | Cobb | 330066 | 3 | Flapper Valve | 1995-11-01 | FALSE | 1991-01-01 | FALSE | Currently in Use | Diesel | 10000 | Fiberglass | 1983-04-30 |  | Fiberglass Reinforced Plastic | Pressurized
CITGO OF ACWORTH | 3801 OLD HWY 41 | KENNESAW | Cobb | 9033444 | 3 | Ball Float | 1988-01-01 | FALSE | 1988-01-01 | FALSE | Currently in Use | Diesel | 8000 | Steel-Impressed Current | 1988-08-24 |  | Fiberglass Reinforced Plastic | Pressurized
A SHELL CONVENIENCE CENTER | 4240 JILES RD | KENNESAW | Cobb | 9033604 | 3 | Ball Float | 2000-12-20 | FALSE | 2000-01-22 | FALSE | Currently in Use | Diesel | 10000 | Composite | 2000-12-20 |  | Double-Walled Flex | Pressurized
RICHS TOWN CENTER | 400 ERNEST G BARRETT PKWY | KENNESAW | Cobb | 330513 | 1 | [5 empty] | Closed in Ground | Diesel | 150 | Bare Steel | 1985-05-07 | 1998-12-01 | Bare Steel
ARHA CORPORATION | 3338 CHEROKEE ST | KENNESAW | Cobb | 9033490 | 3-DSL | Ball Float | 1995-08-01 | FALSE | 1995-08-01 | FALSE | Currently in Use | Diesel | 6000 | Composite | 1995-08-01 |  | Double-Walled Fiberglass | Pressurized
COBB COUNTY COLLISION CENTER | 1240 AUTO PARK DR | KENNESAW | Cobb | 9033584 | 1A | Flapper Valve | 1999-12-03 | FALSE | 1999-12-03 | FALSE | Currently in Use | Regular | 10000 | Composite | 1999-12-03 |  | Flex | Safe Suction (Euro)
BARRETT PKWY CIRCLE-K | 550 ERNEST BARRETT PKWY | KENNESAW | Cobb | 9033123 | 1 | Flapper Valve | 1998-02-01 | FALSE | 1998-02-01 | FALSE | Currently in Use | Regular | 12000 | Fiberglass | 1989-07-01 |  | Double-Walled Fiberglass | Pressurized
KENNESAW TEXACO | 2820 SOUTH MAIN ST | KENNESAW | Cobb | 330030 | 2 | [5 empty] | Removed from Ground | Diesel | 2000 | Bare Steel | 1980-04-01 | 1997-08-14 | Galvanized Steel | Suction (American)
MOUNTASIA MALIBU KENNESAW #92 | 3005 GEORGE BUSBEE PKWY | KENNESAW | Cobb | 9033424 | 2 | [5 empty] | Removed from Ground | Gas (Historical Use) | 1000 | Cathodically Protected Steel | 1993-01-01 | 1997-04-01 | Bare Steel | Suction (American)
LANCE OIL COMPANY | 3090 MOON STATION RD | KENNESAW | Cobb | 9033427 | 2 | Ball Float | 2008-01-01 | FALSE | 2008-01-01 | FALSE | Currently in Use | Diesel | 10000 | Fiberglass | 1989-01-01 |  | Double-Walled Fiberglass | Pressurized
LANCE OIL CO | 3298 N COBB PKWY | KENNESAW | Cobb | 9033400 | 2 | Ball Float | 1990-01-01 | FALSE | 1990-01-01 | FALSE | Removed from Ground | Premium | 10000 | Galvanic (STIP-3) | 1990-01-01 |  | Fiberglass Reinforced Plastic | Pressurized
LEWIS CHEVRON #43306 | 3053 N COBB PKWY | KENNESAW | Cobb | 330077 | 2 | [5 empty] | Removed from Ground | Gas (Historical Use) | 10000 | Cathodically Protected Steel | 1971-01-01 | 1990-01-13 | Galvanized Steel
VULCAN/KENNESAW QUARRY | 1272 DUNCAN RD | KENNESAW | Cobb | 330084 | 023-04 | [5 empty] | Removed from Ground | Other | 1000 | Bare Steel | 1983-05-02 | 1992-11-01 | Galvanized Steel
VULCAN/KENNESAW QUARRY | 1272 DUNCAN RD | KENNESAW | Cobb | 330084 | 023-09 | [5 empty] | Removed from Ground | Diesel | 10000 | Bare Steel | 1983-05-02 | 1989-11-15 | Galvanized Steel
DEPARTMENT OF PUBLIC WORKS | 3080 MOONSTATION RD | KENNESAW | Cobb | 330335 | 2 | Flapper Valve | 1993-06-01 | FALSE | 1993-06-01 | FALSE | Currently in Use | Diesel | 3000 | Galvanic (STIP-3) | 1993-06-01 |  | Fiberglass Reinforced Plastic | Suction (American)
TOWN CENTER AT COBB MALL | 400 ERNEST BARRETT PKWY | KENNESAW | Cobb | 9033107 | 1 | [5 empty] | Removed from Ground | Diesel | 100 | Bare Steel | 1985-01-01 | 1993-09-27 | Galvanized Steel
BARRETT PKWY CIRCLE-K | 550 ERNEST BARRETT PKWY | KENNESAW | Cobb | 9033123 | 2 | Flapper Valve | 1998-02-01 | FALSE | 1998-02-01 | FALSE | Currently in Use | Diesel | 10000 | Fiberglass | 1989-07-01 |  | Double-Walled Fiberglass | Pressurized
GEM CITY AVIATION INC | 1723 MCCOLLUM PKWY | KENNESAW | Cobb | 330073 | 2 | [5 empty] | Removed from Ground | Gas (Historical Use) | 10000 | Bare Steel | 1977-04-25 | 1995-12-01 | Galvanized Steel
RaceTrac #434 - Wade Green | 4350 WADE GREEN RD | KENNESAW | Cobb | 9033231 | 6A | Overfill Alarm |  | FALSE |  | FALSE | Currently in Use | Premium | 10000 | Fiberglass Double Walled | 2017-03-23 |  | Double-Walled Fiberglass | Pressurized
RaceTrac #434 - Wade Green | 4350 WADE GREEN RD | KENNESAW | Cobb | 9033231 | 6B | Overfill Alarm |  | FALSE |  | FALSE | Currently in Use | E-85 | 10000 | Fiberglass Double Walled | 2017-03-23 |  | Double-Walled Fiberglass | Pressurized
QUICK SHOP INC | 4000 FREY RD | KENNESAW | Cobb | 9033434 | 2 | Ball Float | 1995-08-02 | FALSE | 1995-08-02 | FALSE | Currently in Use | Premium | 8000 | Composite | 1994-11-27 |  | Double-Walled Flex | Pressurized
CITGO OF ACWORTH | 3801 OLD HWY 41 | KENNESAW | Cobb | 9033444 | 2 | Ball Float | 1988-01-01 | FALSE | 1988-01-01 | FALSE | Currently in Use | Premium | 8000 | Steel-Impressed Current | 1998-08-24 |  | Fiberglass Reinforced Plastic | Pressurized
MOUNTASIA MALIBU KENNESAW #92 | 3005 GEORGE BUSBEE PKWY | KENNESAW | Cobb | 9033424 | 1 | [5 empty] | Removed from Ground | Gas (Historical Use) | 1000 | Cathodically Protected Steel | 1993-01-01 | 1997-04-01 | Bare Steel | Suction (American)
RaceTrac #434 - Wade Green | 4350 WADE GREEN RD | KENNESAW | Cobb | 9033231 | 5A | Overfill Alarm |  | FALSE |  | FALSE | Currently in Use | Diesel | 10000 | Fiberglass Double Walled | 2017-03-23
LANCE OIL COMPANY | 3090 MOON STATION RD | KENNESAW | Cobb | 9033427 | 3 | Flapper Valve | 2008-01-01 | FALSE | 2008-01-01 | FALSE | Currently in Use | Diesel | 30000 | Tank Jacket | 2007-12-01 |  | Double-Walled Fiberglass | Pressurized
COBB COUNTY NORTHWEST WRF | 3740 HWY 293 | KENNESAW | Cobb | 9033405 | 2 |  | 1990-10-18 |  | 1990-10-18 |  | Removed from Ground | Diesel | 1000 | Double Walled | 1990-10-17 | 2005-05-31 | Fiberglass Reinforced Plastic | Safe Suction (Euro)
LANCE OIL CO | 3298 N COBB PKWY | KENNESAW | Cobb | 9033400 | 1 | Ball Float | 1990-01-01 | FALSE | 1990-01-01 | FALSE | Removed from Ground | Regular | 10000 | Galvanic (STIP-3) | 1990-01-01 |  | Fiberglass Reinforced Plastic | Pressurized
VULCAN/KENNESAW QUARRY | 1272 DUNCAN RD | KENNESAW | Cobb | 330084 | 023-01 | [5 empty] | Removed from Ground | Gas (Historical Use) | 2000 | Bare Steel | 1961-05-07 | 1989-11-15 | Galvanized Steel
GA ARNG/129TH/118TH TAC | 1901 MCCOLLUM PKWY | KENNESAW | Cobb | 9033338 | 3 | [5 empty] | Removed from Ground | Gas (Historical Use) | 3000 | Bare Steel | 1984-02-01 | 2004-05-26 | Bare Steel | Safe Suction (Euro)
C W TIRE INC | 2907 /2911 N MAIN ST | KENNESAW | Cobb | 9033365 | 3 | [5 empty] | Removed from Ground | Gas (Historical Use) | 3000 | Bare Steel | 2000-08-01 | 2000-08-01 | Bare Steel | Gravity Fed
Federal Express - ZMAR 305 | 1675 AIRPORT RD NW | KENNESAW | Cobb | 10001140 | 3 | Ball Float | 2015-09-16 | FALSE | 2015-08-13 | FALSE | Currently in Use | Biodiesel | 12000 | Fiberglass Double Walled | 2015-08-13 |  | Double-Walled Flex | Safe Suction (Euro)
FINA #131-6688-709 (FORMER) | 2545 SPRING RD | SMYRNA | Cobb | 330370 | 5 |  |  | TRUE |  | TRUE | Removed from Ground | Used Oil | 600 | Bare Steel | 1968-04-27 | 1991-04-01 | Galvanized Steel
CARL BLACK | 1110 ROBERTS BLVD | KENNESAW | Cobb | 10002093 | 2 | Flapper Valve | 2007-01-25 | FALSE | 2007-01-25 | FALSE | Currently in Use | Regular | 3333 | Composite Double Walled | 2007-01-25 |  | Double-Walled Fiberglass | Safe Suction (Euro)
TRACKSIDE GIRLL | 2840 SOUTH MAINT STREET | KENNESAW | Cobb | 10001949 | 4 |  |  | FALSE |  | FALSE | Removed from Ground | Gas (Historical Use) | 2000 | Bare Steel | 2011-01-18 | 2011-01-18 | Bare Steel
TRACKSIDE GIRLL | 2840 SOUTH MAINT STREET | KENNESAW | Cobb | 10001949 | 5 |  |  | FALSE |  | FALSE | Removed from Ground | Used Oil | 500 | Bare Steel | 2011-01-18 | 2011-01-18 | Bare Steel
QUIKTRIP #752 | 4340 BELLS FERRY RD | KENNESAW | Cobb | 9033413 | 2 | Overfill Alarm | 1998-09-16 | FALSE | 1994-09-16 | FALSE | Removed from Ground | Plus | 12000 | Fiberglass | 1994-09-16 | 2020-08-04 | Double-Walled Fiberglass | Pressurized
COBB COUNTY NORTHWEST WRF | 3740 HWY 293 | KENNESAW | Cobb | 9033405 | 1 |  | 1990-10-18 |  | 1990-10-18 |  | Removed from Ground | Gas (Historical Use) | 2000 | Double Walled | 1990-10-17 | 2005-05-31 | Fiberglass Reinforced Plastic | Safe Suction (Euro)
BP #24073 | 704 WHITLOCK AVE | MARIETTA | Cobb | 9000415 | 7 | Flapper Valve | 1993-03-01 | FALSE | 1993-03-01 | FALSE | Temporarily out of use | Regular | 10000 | Fiberglass | 1989-12-04 |  | Double-Walled Fiberglass | Pressurized
BP #24073 | 704 WHITLOCK AVE | MARIETTA | Cobb | 9000415 | 1 | [5 empty] | Removed from Ground | Gas (Historical Use) | 10000 | Bare Steel | 1982-05-03 | 1989-12-04 | Galvanized Steel
MAACO PAINT & BODY SHOP | 1350 SOUTH MARIETTA PKWY | MARIETTA | Cobb | 9033050 | 1 | [5 empty] | Removed from Ground | Diesel | 8000 | Bare Steel | 1975-01-01 | 1990-05-31 | Galvanized Steel
SHELL FOOD MART | 264 POWERS FERRY RD | MARIETTA | Cobb | 330072 | 3 | [5 empty] | Removed from Ground | Gas (Historical Use) | 8000 | Bare Steel | 1973-04-25 | 1994-03-19 | Galvanized Steel
Saneey's BP, Inc. | 1365 Powers Ferry Rd | Marietta | Cobb | 330170 | 3 | Ball Float | 1980-05-01 | FALSE | 1980-05-01 | FALSE | Removed from Ground | Gas (Historical Use) | 10000 | Fiberglass | 1980-05-03 | 2019-02-26 | Fiberglass Reinforced Plastic | Pressurized
7-ELEVEN STORE 1554 #30063 | 4800 LOWER ROSWELL RD | MARIETTA | Cobb | 9000249 | 2 | [5 empty] | Removed from Ground | Gas (Historical Use) | 12000 | Fiberglass | 1979-02-02 | 2012-02-09 | Fiberglass Reinforced Plastic
RaceTrac #579 - East West Connector | 4290 EAST WEST CONNECTOR | SMYRNA | Cobb | 10002036 | 2 | Overfill Alarm | 2011-10-11 | FALSE | 2011-10-11 | FALSE | Currently in Use | Premium | 12000 | Composite Double Walled | 2011-10-11 |  | Double-Walled Fiberglass | Pressurized
JOHN SMITH CO CHEVROLET | 2155 COBB PKWY | SMYRNA | Cobb | 330624 | 1 | [5 empty] | Removed from Ground | Gas (Historical Use) | 10000 | Bare Steel | 1977-12-21 | 1989-07-01 | Galvanized Steel | Suction (American)
JOHN SMITH CO CHEVROLET | 2155 COBB PKWY | SMYRNA | Cobb | 330624 | 4 | [5 empty] | Removed from Ground | Other | 1011 | Bare Steel | 1977-12-21 | 1997-12-17 | Galvanized Steel | Suction (American)
AT&T COMMUNICATIONS | 2730 HARGROVE RD | SMYRNA | Cobb | 330540 | 2 |  | 1992-04-07 |  | 1992-04-07 |  | Removed from Ground | Diesel | 2500 | Fiberglass | 1992-04-07 | 2003-06-26 | Double Walled | Suction (American)
BARROW ENTERPRISES INC | 2113 SOUTH COBB DR | SMYRNA | Cobb | 330597 | 2 | [5 empty] | Removed from Ground | Gas (Historical Use) | 4000 | Bare Steel | 1960-03-09 | 1991-04-03 | Galvanized Steel
MONITOR MFG CO | 1820 SOUTH COBB IND BLVD | SMYRNA | Cobb | 330587 | 3 | [5 empty] | Removed from Ground | Other | 2000 | Bare Steel | 1985-02-28 | 1999-02-04 | Fiberglass Reinforced Plastic
BAY COUNTY ENTERPRISES LLC | 3280 BARRETT LAKES PKWY | KENNESAW | Cobb | 330349 | 2 | Flapper Valve | 1984-04-23 |  | 1984-04-23 |  | Removed from Ground | Gas (Historical Use) | 10000 | Galvanic (STIP-3) | 1984-04-23 | 2014-07-10 | Fiberglass Reinforced Plastic | Pressurized
Gas Express #150 | 3400 BUSBEE DR | KENNESAW | Cobb | 9033541 | 1 | Flapper Valve | 1998-05-01 | FALSE | 1998-05-01 | FALSE | Currently in Use | Regular | 15000 | Epoxy | 1998-05-01 |  | Double-Walled Flex | Pressurized
KENNESAW AUTO TECH | 3875 CHEROKEE ST NW | KENNESAW | Cobb | 9033568 | 1 |  | 1997-02-07 |  | 1999-02-07 |  | Temporarily out of use | Gas (Historical Use) | 10000 | Composite | 1997-01-01 |  | Fiberglass Reinforced Plastic | Pressurized
PETROMAX LLC DBA BP FOOD MART | 575 ERNEST BARRETT PKWY | KENNESAW | Cobb | 9033108 | 4 |  | 1998-01-01 |  | 1998-01-01 |  | Removed from Ground | Diesel | 10000 | Fiberglass | 1998-01-01 | 2002-02-20 | Fiberglass Reinforced Plastic | Pressurized
PETROMAX LLC DBA BP FOOD MART | 575 ERNEST BARRETT PKWY | KENNESAW | Cobb | 9033108 | 5 | Flapper Valve | 2002-02-02 | FALSE | 2002-02-02 | FALSE | Currently in Use | Regular | 10000 | Fiberglass Double Walled | 2002-02-02 |  | Double-Walled Flex | Pressurized
PETROMAX LLC DBA BP FOOD MART | 575 ERNEST BARRETT PKWY | KENNESAW | Cobb | 9033108 | 7 | Flapper Valve | 2002-02-02 | FALSE | 2002-02-02 | FALSE | Currently in Use | Regular | 10000 | Fiberglass Double Walled | 2002-02-02 |  | Double-Walled Flex | Pressurized
QUIKTRIP #835 | 4433 WADE GREEN RD | KENNESAW | Cobb | 9033109 | 2 |  | 1991-01-01 |  | 1991-01-01 |  | Removed from Ground | Gas (Historical Use) | 10000 | Fiberglass Double Walled | 1991-01-01 | 2015-04-02 | Double-Walled Fiberglass | Pressurized
R+L CARRIERS- KES | 2400 BARRETT LAKES BLVD NW | KENNESAW | Cobb | 9033134 | 2 | Flapper Valve |  | FALSE |  | FALSE | Temporarily out of use | Diesel On Road | 20000 | Fiberglass Double Walled | 2020-07-20 |  | Double-Walled Fiberglass | Pressurized
NO FACILITY NAME/CLOSED | 3052 NORTH COBB PKWY | KENNESAW | Cobb | 9033137 | 1 | [5 empty] | Removed from Ground | Other | 3000 | Marked Unknown | 1988-07-01 | 1988-07-01 | Unknown
K-M AUTO CENTER | 2481 CHEROKEE ST NW | KENNESAW | Cobb | 9033287 | 3 | [5 empty] | Removed from Ground | Gas (Historical Use) | 1000 | Not Marked/Unknown | 1992-10-14 | 1992-10-14 | Not Marked
Kennesaw Food Mart | 3300 FREY RD | KENNESAW | Cobb | 330061 | 3 | [5 empty] | Removed from Ground | Gas (Historical Use) | 10000 | Bare Steel | 1976-05-01 | 1989-12-01 | Galvanized Steel
MARATHON FOOD STORE | 3326 CHEROKEE ST | KENNESAW | Cobb | 330209 | 1 | Ball Float | 1993-02-01 | FALSE | 1993-02-01 | FALSE | Currently in Use | Regular | 10000 | Steel-Impressed Current | 1976-01-01 |  | Double-Walled Flex | Pressurized
LANCE OIL COMPANY | 4160 WADE GREEN RD | KENNESAW | Cobb | 9033470 | 3 | Ball Float | 1995-11-01 | FALSE | 1995-11-01 | FALSE | Currently in Use | Diesel | 8000 | Fiberglass | 1995-11-01 |  | Double-Walled Flex | Pressurized
SANEEYS N & S LLC | 2780 N COBB PKWY | KENNESAW | Cobb | 9033519 | 718226 | Ball Float | 1997-05-23 |  | 1997-05-23 |  | Removed from Ground | Gas (Historical Use) | 10000 | Double Walled | 1997-04-23 | 2012-07-17 | Double Walled | Pressurized
KENNESAW POLICE DEPT | 2539 J O STEPHENSON AVE | KENNESAW | Cobb | 330336 | 2 |  | 1997-06-26 |  | 1997-06-26 |  | Closed in Ground | Gas (Historical Use) | 4000 | Fiberglass | 1988-01-01 | 2014-09-17 | Galvanized Steel | Pressurized
DEPARTMENT OF PUBLIC WORKS | 3080 MOONSTATION RD | KENNESAW | Cobb | 330335 | 4 |  |  | FALSE |  | FALSE | Removed from Ground | Gas (Historical Use) | 500 |  | 2001-04-12 | 2001-04-12
CITY OF KENNESAW | MAIN ST | KENNESAW | Cobb | 330297 | 1 | [5 empty] | Removed from Ground | Gas (Historical Use) | 4000 | Cathodically Protected Steel | 1971-04-19 | 1988-09-01 | Galvanized Steel
MOON STATION TEXACO | 3870 MOON STATION RD | KENNESAW | Cobb | 9033561 | 2 | Flapper Valve | 1998-06-01 | FALSE | 1998-06-01 | FALSE | Currently in Use | Premium | 10000 | Composite | 1998-06-01 |  | Fiberglass Reinforced Plastic | Pressurized
BP #24040 | 1480 GEORGE BUSBEE PKWY NW | KENNESAW | Cobb | 9033110 | 2 |  | 1987-01-01 |  | 1987-01-01 |  | Removed from Ground | Gas (Historical Use) | 10000 | Fiberglass | 1987-01-01 | 2006-01-05 | Fiberglass Reinforced Plastic | Pressurized
BP AMPM | 3002 ATLANTA RD | SMYRNA | Cobb | 330347 | 6 | Ball Float | 2001-10-15 | FALSE | 2001-09-11 | FALSE | Currently in Use | Regular | 10000 | Fiberglass Double Walled | 2001-08-15 |  | Double-Walled Flex | Pressurized
COBB PORT A JOHN | 1630 ATLANTA HIGHWAY | SMYRNA | Cobb | 9033588 | 3 | [5 empty] | Removed from Ground | Gas (Historical Use) | 6000 | Bare Steel | 1964-01-01 | 2000-02-01 | Galvanized Steel | Suction (American)
COBB COUNTY DEPARTMENT OF TRANSP | 2096 ATLANTA RD SE | SMYRNA | Cobb | 330258 | 2 |  | 1988-02-01 |  | 1994-12-01 |  | Removed from Ground | Gas (Historical Use) | 10000 | Composite | 1988-02-01 | 1999-04-08 | Fiberglass Reinforced Plastic | Pressurized
HIGHWAY OIL CO | 1756 SPRING ST SE | SMYRNA | Cobb | 330240 | 1 | [5 empty] | Removed from Ground | Gas (Historical Use) | 12000 | Cathodically Protected Steel | 1975-03-10 | 1997-07-31 | Galvanized Steel | Pressurized
WADE FORD INC | 3860 SOUTH COBB DR | SMYRNA | Cobb | 330504 | 2 | [5 empty] | Removed from Ground | Other | 1000 | Bare Steel | 1980-05-08 | 1996-10-29 | Galvanized Steel
BUCKHEAD TIRE CENTER INC | 2271 BENSON POOL RD | SMYRNA | Cobb | 330528 | 1 |  |  | TRUE |  | TRUE | Removed from Ground | Used Oil | 1000 | Bare Steel | 1965-10-01 | 1994-11-10 | Bare Steel
PRECISION TUNE 107-5 | 3218 SOUTH COBB DR | SMYRNA | Cobb | 330427 | 1 |  |  | TRUE |  | TRUE | Removed from Ground | Used Oil | 550 | Bare Steel | 1985-05-23 | 1899-12-31 | Galvanized Steel
VALUE MART | 3280 SOUTH COBB DR | SMYRNA | Cobb | 330396 | 1 | Ball Float | 1991-10-01 | FALSE | 1991-10-01 | FALSE | Currently in Use | Regular | 10000 | Fiberglass | 1979-04-25 |  | Fiberglass Reinforced Plastic | Pressurized
TRACKSIDE GIRLL | 2840 SOUTH MAINT STREET | KENNESAW | Cobb | 10001949 | 2 |  |  | FALSE |  | FALSE | Removed from Ground | Gas (Historical Use) | 3000 | Bare Steel | 2011-01-18 | 2011-01-18 | Bare Steel
KROGER GA-453 | 4150 MACLAND RD | POWDER SPRINGS | Cobb | 10001729 | 2B |  | 2009-05-15 | FALSE | 2009-06-15 | FALSE | Currently in Use | Premium | 8000 | Fiberglass Double Walled | 2009-04-08 |  | Double-Walled Flex | Pressurized
COBB CO FIRE DEPT #23 | 3470 NEW MACLAND RD | POWDER SPRINGS | Cobb | 9033363 | 1 | Overfill Alarm | 2008-10-01 | FALSE | 1993-10-01 | FALSE | Closed in Ground | Gas (Historical Use) | 1000 | Fiberglass | 1992-01-01 |  | Fiberglass Reinforced Plastic | Safe Suction (Euro)
Tanz Food Mart | 4150 MARIETTA ST | POWDER SPRINGS | Cobb | 330322 | 1 | [5 empty] | Removed from Ground | Gas (Historical Use) | 12000 | Fiberglass | 1985-04-17 | 2000-01-20 | Fiberglass Reinforced Plastic
COBB COUNTY FIRE STATION # 6 | 5075 HIRAM LITHA SPRINGS RD | POWDER SPRINGS | Cobb | 9033386 | 2 | Overfill Alarm | 1992-01-01 | FALSE | 1992-01-01 | TRUE | Currently in Use | Diesel | 1000 | Fiberglass | 1992-01-01 |  | Fiberglass Reinforced Plastic | Safe Suction (Euro)
LOST MOUNTAIN CHEVRON | 5115 DALLAS HWY | POWDER SPRINGS | Cobb | 9033509 | 2 | Ball Float | 1996-10-01 | FALSE | 1996-10-01 | FALSE | Currently in Use | Premium | 12000 | Fiberglass Double Walled | 1996-10-01 |  | Double-Walled Fiberglass | Pressurized
POWDER SPRINGS FOOD MART | 3930 AUSTELL-POWDER SPRINGS RD | POWDER SPRINGS | Cobb | 330362 | 6 | [5 empty] | Removed from Ground | Other | 550 | Not Marked/Unknown | 1996-05-22 | 1996-05-22 | Not Marked
USA FOOD STORE | 2991 POWDER SPRINGS RD | POWDER SPRINGS | Cobb | 332003 | 4 | Ball Float | 1996-05-01 | FALSE | 1996-05-01 | FALSE | Currently in Use | Premium | 10000 | Fiberglass | 1987-11-04 |  | Double-Walled Flex | Pressurized
N & L Investment Partners LLC DBA Mabelton food Mart | 6211 MABLETON PKWY | MABLETON | Cobb | 330438 | 3 |  | 1998-10-10 | FALSE | 1998-10-10 | FALSE | Temporarily out of use | Empty | 4000 | Steel-Impressed Current | 1998-10-10 |  | Fiberglass Reinforced Plastic | Pressurized
BURCH-LOWE INC | 5710 RIVERVIEW RD | MABLETON | Cobb | 330425 | 2 |  |  | TRUE |  | TRUE | Removed from Ground | Used Oil | 250 | Bare Steel | 1974-05-30 | 1993-12-01 | Galvanized Steel | Gravity Fed
SHELL FOOD MART | 4360 FLOYD RD | MABLETON | Cobb | 9033526 | 2 | Ball Float | 1998-02-01 | FALSE | 1998-02-01 | FALSE | Currently in Use | Regular | 10000 | Fiberglass | 1998-02-01 |  | Double-Walled Fiberglass | Pressurized
BARBER OIL CO INC | 930 FRONT ST | MABLETON | Cobb | 9033598 | 3 |  | 1999-01-01 |  | 1999-01-01 |  | Removed from Ground | Diesel | 10000 | Fiberglass | 1981-01-01 | 2005-05-24 | Cathodically Protected | Suction (American)
QUICK SHOP EXPRESS INC | 6960 MABLETON PKWY | MABLETON | Cobb | 9033410 | 1UL | Ball Float | 1990-05-01 | FALSE | 1990-05-01 | FALSE | Currently in Use | Regular | 8000 | Galvanic (STIP-3) | 1990-05-01 |  | Double-Walled Fiberglass | Pressurized
DANNYS FOOD MART #3 | 6161 MABLETON PKWY | MABLETON | Cobb | 330087 | 6 | Overfill Alarm | 1989-01-01 | FALSE | 1989-01-01 | FALSE | Currently in Use | Premium | 10000 | Galvanic (STIP-3) | 1989-10-01 |  | Fiberglass Reinforced Plastic | Pressurized
KENNETH WESTMORELAND | 4131 JILES ROAD | KENNESAW | Cobb | 9033299 | 1 | [5 empty] | Removed from Ground | Diesel | 4000 | Bare Steel | 1980-10-01 | 1995-08-26 | Bare Steel | Suction (American)
SAM'S MART# 548 | 2145 COBB PKWY NORTH | KENNESAW | Cobb | 330066 | 1 | Flapper Valve | 1995-01-01 | FALSE | 1991-01-01 | FALSE | Currently in Use | Regular | 10000 | Fiberglass | 1983-04-30 |  | Fiberglass Reinforced Plastic | Pressurized
SAM'S MART# 548 | 2145 COBB PKWY NORTH | KENNESAW | Cobb | 330066 | 4 | Flapper Valve | 1995-11-01 | FALSE | 1991-01-01 | FALSE | Currently in Use | Regular | 10000 | Fiberglass | 1983-04-30 |  | Fiberglass Reinforced Plastic | Pressurized
RaceTrac #256 - South Cobb | 5191 SOUTH COBB DR | SMYRNA | Cobb | 330519 | 6A | Overfill Alarm | 2016-06-28 | FALSE | 2016-06-28 | FALSE | Currently in Use | Diesel | 10000 | Fiberglass Double Walled | 2016-06-28 |  | Double-Walled Fiberglass | Pressurized
RaceTrac #256 - South Cobb | 5191 SOUTH COBB DR | SMYRNA | Cobb | 330519 | 6B | Overfill Alarm | 2016-06-28 | FALSE | 2016-06-28 | FALSE | Currently in Use | Diesel | 10000 | Fiberglass Double Walled | 2016-06-28 |  | Double-Walled Fiberglass | Pressurized
76 Gas Station | 677 CONCORD RD | SMYRNA | Cobb | 330456 | 3 | Ball Float | 1994-07-14 | FALSE | 1994-07-14 | FALSE | Currently in Use | Premium | 10000 | Fiberglass | 1987-01-01 |  | Fiberglass Reinforced Plastic | Pressurized
CHEVRON STATION #40019 | 2517 SPRING RD | SMYRNA | Cobb | 330378 | 2 | [5 empty] | Removed from Ground | Gas (Historical Use) | 10000 | Cathodically Protected Steel | 1969-04-27 | 1991-09-05 | Galvanized Steel
PETROMAX LLC DBA BP FOOD MART | 575 ERNEST BARRETT PKWY | KENNESAW | Cobb | 9033108 | 6 | Flapper Valve | 2002-02-02 | FALSE | 2002-02-02 | FALSE | Currently in Use | Premium | 10000 | Fiberglass Double Walled | 2002-02-02 |  | Double-Walled Flex | Pressurized
QUIKTRIP #835 | 4433 WADE GREEN RD | KENNESAW | Cobb | 9033109 | 7B | Flapper Valve |  | FALSE |  | FALSE | Currently in Use | Premium | 9500 | Fiberglass Double Walled | 2015-08-01 |  | Double-Walled Fiberglass | Pressurized
QUIKTRIP #835 | 4433 WADE GREEN RD | KENNESAW | Cobb | 9033109 | 1 |  | 1991-01-01 |  | 1991-01-01 |  | Removed from Ground | Gas (Historical Use) | 10000 | Fiberglass Double Walled | 1991-01-01 | 2015-04-02 | Double-Walled Fiberglass | Pressurized
BP #24040 | 1480 GEORGE BUSBEE PKWY NW | KENNESAW | Cobb | 9033110 | 1 |  | 1987-01-01 |  | 1987-01-01 |  | Removed from Ground | Gas (Historical Use) | 10000 | Fiberglass | 1987-01-01 | 2006-01-05 | Fiberglass Reinforced Plastic | Pressurized
BARRETT PKWY CIRCLE-K | 550 ERNEST BARRETT PKWY | KENNESAW | Cobb | 9033123 | 3 | Flapper Valve | 1998-02-01 | FALSE | 1998-02-01 | FALSE | Currently in Use | Premium | 10000 | Fiberglass | 1989-07-01 |  | Double-Walled Fiberglass | Pressurized
KENNESAW TEXACO | 2820 SOUTH MAIN ST | KENNESAW | Cobb | 330030 | 5 | [5 empty] | Removed from Ground | Kerosene | 1000 | Bare Steel | 1986-03-31 | 1997-08-14 | Galvanized Steel | Suction (American)
KENNESAW TEXACO | 2820 SOUTH MAIN ST | KENNESAW | Cobb | 330030 | 4 | [5 empty] | Removed from Ground | Gas (Historical Use) | 560 | Bare Steel | 1986-03-31 | 1997-08-14 | Galvanized Steel | Suction (American)
HAPPY STORE #367 | 4710 SOUTH ATLANTA RD | SMYRNA | Cobb | 330576 | 1 | [5 empty] | Removed from Ground | Gas (Historical Use) | 8000 | Cathodically Protected Steel | 1980-05-06 | 1988-08-06 | Galvanized Steel
CAR MAX #7103 | 1215 BARRETT PKWY | KENNESAW | Cobb | 9033452 | 1 | Flapper Valve | 1994-11-27 | FALSE | 1994-11-27 | FALSE | Currently in Use | Regular | 10000 | Fiberglass | 1994-11-27 |  | Double-Walled Fiberglass | Pressurized
ESTES EXPRESS LINES | 3009 RUTLEDGE RD | KENNESAW | Cobb | 9033532 | 1 | Flapper Valve | 1991-05-01 | FALSE | 1991-05-01 | FALSE | Currently in Use | Diesel | 15000 | Composite | 1991-05-06 |  | Double-Walled Fiberglass | Pressurized
CHEVRON STATION #200435 | 4420 WADE GREEN RD | KENNESAW | Cobb | 9033112 | 3 |  | 1993-12-01 |  | 1993-12-01 |  | Removed from Ground | Gas (Historical Use) | 10374 | Double Walled | 1990-03-20 | 1999-04-22 | Fiberglass Reinforced Plastic | Pressurized
RaceTrac #53 - Floyd Rd | 5350 FLOYD RD | MABLETON | Cobb | 9033622 | 2 | Overfill Alarm | 2001-09-01 | TRUE | 2001-09-01 | FALSE | Currently in Use | Diesel | 12000 | Composite Double Walled | 2001-09-11 |  | Double-Walled Fiberglass | Pressurized
MITCHELL GROCERY | 800 OLD ALABAMA RD | MABLETON | Cobb | 330431 | 1 | Ball Float | 1996-08-30 | FALSE | 1996-08-30 | FALSE | Currently in Use | Regular | 6000 | Steel-Impressed Current | 1983-05-20 |  | Fiberglass Reinforced Plastic | Pressurized
CHEVRON #40030 | 4360 S COBB DR SE | SMYRNA | Cobb | 330374 | 3 | [5 empty] | Removed from Ground | Gas (Historical Use) | 5000 | Bare Steel | 1971-04-27 | 1986-09-05 | Galvanized Steel
GOLD CIRCLE STORE/GASLO | 2201 COBB PKWY SE | SMYRNA | Cobb | 330613 | 3 | [5 empty] | Removed from Ground | Gas (Historical Use) | 10000 | Bare Steel | 1976-03-08 | 1899-12-31 | Galvanized Steel
KROGER GA-456 | 4400 BROWNSVILLE RD | POWDER SPRINGS | Cobb | 10000418 | 1B | Ball Float | 2003-06-25 | FALSE | 2010-09-07 | FALSE | Currently in Use | Premium | 8000 | Fiberglass Double Walled | 2003-06-20 |  | Double-Walled Fiberglass | Pressurized
PUBLIC SAFETY SUPER STATION | 2380 N COBB PKWY | KENNESAW | Cobb | 9033492 | 1 | Ball Float | 1995-12-01 | FALSE | 1995-12-01 | FALSE | Currently in Use | Regular | 15000 |  | 1995-12-01 |  | Fiberglass Reinforced Plastic | Pressurized
SWIFTY SAVE | 1025 CHASTAIN RD NW | KENNESAW | Cobb | 9033510 | 6001 | Ball Float | 1996-10-01 | FALSE | 1996-10-01 | FALSE | Currently in Use | Regular | 15000 | Composite | 1996-10-01 |  | Double-Walled Flex | Pressurized
FINA #131-6688-709 (FORMER) | 2545 SPRING RD | SMYRNA | Cobb | 330370 | 3 | [5 empty] | Removed from Ground | Gas (Historical Use) | 5000 | Cathodically Protected Steel | 1968-04-27 | 1991-04-01 | Galvanized Steel
NEW STORAGE HANGAR 2002 SITE | MCCOLLUM PARKWAY (GATE C) | KENNESAW | Cobb | 10000178 | 2 |  |  | FALSE |  | FALSE | Removed from Ground | Gas (Historical Use) | 2500 | Bare Steel | 2002-08-23 | 2002-08-23 | Bare Steel
CARL BLACK | 1110 ROBERTS BLVD | KENNESAW | Cobb | 10002093 | 3 | Flapper Valve | 2007-01-25 | FALSE | 2007-01-25 | FALSE | Currently in Use | E-10 | 3333 | Composite Double Walled | 2007-01-25 |  | Double-Walled Fiberglass | Safe Suction (Euro)
RaceTrac #2359 - Bells Ferry | 4331 BELLS FERRY RD | KENNESAW | Cobb | 10002346 | 2A | Overfill Alarm | 2014-04-10 | FALSE | 2014-04-10 | FALSE | Currently in Use | E-0 | 10000 | Composite Double Walled | 2014-04-10 |  | Double-Walled Fiberglass | Pressurized
BFS OPERATIONS LLC | 2600 SUMMERS ST. NW | KENNESAW | Cobb | 10001232 | 1 | Ball Float | 2006-11-01 | FALSE | 2006-11-01 | FALSE | Currently in Use | Diesel | 12000 | Fiberglass Double Walled | 2006-11-01 |  | Fiberglass Reinforced Plastic | Pressurized
UNKNOWN | 4456 MARIETTA ST | POWDER SPRINGS | Cobb | 10000447 | 3 |  |  | FALSE |  | FALSE | Removed from Ground | Not Marked/Tank Removed | 600 | Unknown | 2004-04-15 | 2004-04-15
COBB COUNTY FIRE STATION # 6 | 5075 HIRAM LITHA SPRINGS RD | POWDER SPRINGS | Cobb | 9033386 | 1 | Overfill Alarm | 1992-01-01 | FALSE | 1992-01-01 | TRUE | Closed in Ground | Gas (Historical Use) | 1000 | Fiberglass | 1992-01-01 |  | Fiberglass Reinforced Plastic | Safe Suction (Euro)
TEAM TEXACO II | 3265 FLORENCE ROAD | POWDER SPRINGS | Cobb | 9033591 | 1 | Ball Float | 2000-03-31 | FALSE | 2000-03-31 | FALSE | Currently in Use | Regular | 15000 | Epoxy | 2000-03-31 |  | Double-Walled Flex | Pressurized
HUSSAIN USA LLC DBA DENNYS FOOD MART | 5401 FLOYD RD | MABLETON | Cobb | 330341 | 1 | Overfill Alarm | 1973-04-26 | TRUE | 1973-04-26 |  | Temporarily out of use | Gas (Historical Use) | 5000 | Steel-Impressed Current | 1973-04-26 |  | Steel (Impressed Current) | Pressurized
CHEVRON #201820 | 4280 BELLS FERRY RD @ I-575 | KENNESAW | Cobb | 9033024 | 1 |  | 1993-07-26 |  | 1993-07-26 |  | Removed from Ground | Gas (Historical Use) | 12000 | Fiberglass | 1988-01-01 | 2002-12-11 | Fiberglass Reinforced Plastic | Pressurized
PETROMAX LLC DBA BP FOOD MART | 575 ERNEST BARRETT PKWY | KENNESAW | Cobb | 9033108 | 1 |  | 1988-01-01 |  | 1988-01-01 |  | Removed from Ground | Gas (Historical Use) | 10000 | Fiberglass | 1988-01-01 | 2002-02-20 | Fiberglass Reinforced Plastic | Pressurized
VALUE MART | 3280 SOUTH COBB DR | SMYRNA | Cobb | 330396 | 4 | Ball Float | 1991-10-01 | FALSE | 1991-10-01 | FALSE | Currently in Use | Premium | 10000 | Fiberglass | 1979-04-25 |  | Fiberglass Reinforced Plastic | Pressurized
CHEVRON STATION #0040014 | 2925 ATLANTA ST | SMYRNA | Cobb | 330380 | 2 | [5 empty] | Removed from Ground | Gas (Historical Use) | 6000 | Bare Steel | 1957-04-30 | 1987-12-01 | Galvanized Steel
CHEVRON STATION #40019 | 2517 SPRING RD | SMYRNA | Cobb | 330378 | 4 |  |  | TRUE |  | TRUE | Removed from Ground | Used Oil | 550 | Cathodically Protected Steel | 1969-04-27 | 1991-09-05 | Galvanized Steel
QUIKTRIP #702 | 3875 S COBB DR | SMYRNA | Cobb | 330661 | 3 |  | 1993-04-01 |  | 1993-04-01 |  | Removed from Ground | Gas (Historical Use) | 12000 | Fiberglass | 1987-01-01 | 2015-04-01 | Steel (Impressed Current) | Pressurized
GOLD CIRCLE STORE/GASLO | 2201 COBB PKWY SE | SMYRNA | Cobb | 330613 | 2 | [5 empty] | Removed from Ground | Gas (Historical Use) | 10000 | Bare Steel | 1976-03-08 | 1988-09-01 | Galvanized Steel
NEW STORAGE HANGAR 2002 SITE | MCCOLLUM PARKWAY (GATE C) | KENNESAW | Cobb | 10000178 | 1 |  |  | FALSE |  | FALSE | Removed from Ground | Gas (Historical Use) | 2500 | Bare Steel | 2002-08-23 | 2002-08-23 | Bare Steel
CARL BLACK | 1110 ROBERTS BLVD | KENNESAW | Cobb | 10002093 | 1 | Flapper Valve | 2007-01-25 | FALSE | 2007-01-25 | FALSE | Currently in Use | Diesel | 3333 | Composite Double Walled | 2007-01-25 |  | Double-Walled Fiberglass | Safe Suction (Euro)
RaceTrac #2359 - Bells Ferry | 4331 BELLS FERRY RD | KENNESAW | Cobb | 10002346 | 1 | Overfill Alarm | 2014-04-10 | FALSE | 2014-07-10 | FALSE | Currently in Use | Regular | 20000 | Composite Double Walled | 2014-04-10 |  | Double-Walled Fiberglass | Pressurized
MARIETTA AMOCO | 4148 MARIETTA ST | POWDER SPRINGS | Cobb | 330043 | 2 | Ball Float | 1993-07-22 | FALSE | 1993-07-22 | FALSE | Temporarily out of use | Plus | 10000 | Fiberglass | 1985-01-03 |  | Double-Walled Flex | Pressurized
TEAM TEXACO II | 3265 FLORENCE ROAD | POWDER SPRINGS | Cobb | 9033591 | 3 | Ball Float | 2013-09-01 | FALSE | 2013-09-01 | FALSE | Currently in Use | Diesel | 4000 | Tank Jacket | 2013-09-01 |  | Double-Walled Fiberglass | Pressurized
USA FOOD STORE | 2991 POWDER SPRINGS RD | POWDER SPRINGS | Cobb | 332003 | 2 | Flapper Valve | 1996-05-01 | FALSE | 1996-05-01 | FALSE | Currently in Use | Regular | 10000 | Fiberglass | 1987-11-04 |  | Double-Walled Flex | Pressurized
PETROMAX LLC DBA BP FOOD MART | 575 ERNEST BARRETT PKWY | KENNESAW | Cobb | 9033108 | 2 |  | 1988-01-01 |  | 1988-01-01 |  | Removed from Ground | Gas (Historical Use) | 10000 | Fiberglass | 1988-01-01 | 2002-02-20 | Fiberglass Reinforced Plastic | Pressurized
QUIKTRIP #835 | 4433 WADE GREEN RD | KENNESAW | Cobb | 9033109 | 5 | Flapper Valve |  | FALSE |  | FALSE | Currently in Use | Regular | 20000 | Fiberglass Double Walled | 2015-08-01 |  | Double-Walled Fiberglass | Pressurized
QUIKTRIP #835 | 4433 WADE GREEN RD | KENNESAW | Cobb | 9033109 | 4 |  | 1991-01-01 |  | 1991-01-01 |  | Removed from Ground | Diesel | 10000 | Fiberglass Double Walled | 1991-01-01 | 2015-04-02 | Double-Walled Fiberglass | Pressurized
K-M AUTO CENTER | 2481 CHEROKEE ST NW | KENNESAW | Cobb | 9033287 | 1 | [5 empty] | Removed from Ground | Gas (Historical Use) | 2000 | Not Marked/Unknown | 1992-10-14 | 1992-10-14 | Not Marked
SAM'S MART# 526 | 465 BARRETT PKWY | KENNESAW | Cobb | 330062 | 3 | [5 empty] | Removed from Ground | Empty | 10000 | Bare Steel | 1976-05-01 | 1989-12-01 | Galvanized Steel
RaceTrac #434 - Wade Green | 4350 WADE GREEN RD | KENNESAW | Cobb | 9033231 | 5B | Overfill Alarm |  | FALSE |  | FALSE | Currently in Use | Diesel | 10000 | Fiberglass Double Walled | 2017-03-23
RaceTrac #434 - Wade Green | 4350 WADE GREEN RD | KENNESAW | Cobb | 9033231 | 4 | Overfill Alarm |  | FALSE |  | FALSE | Currently in Use | Regular | 20000 | Fiberglass Double Walled | 2017-03-23 |  | Double-Walled Fiberglass | Pressurized
THOMAS MOTE TRUCKING | 1322 DUNCAN RD | KENNESAW | Cobb | 9033423 | 1 | [5 empty] | Currently in Use | Diesel | 3000 | Bare Steel | 1980-01-01 |  | Galvanized Steel | Suction (American)
QUIKTRIP #752 | 4340 BELLS FERRY RD | KENNESAW | Cobb | 9033413 | 5 | Flapper Valve | 2020-11-01 | FALSE | 2020-10-01 | FALSE | Currently in Use | Regular | 15000 | Fiberglass Double Walled | 2020-08-20 |  | Double-Walled Fiberglass | Pressurized
COBB COUNTY NORTHWEST WRF | 3740 HWY 293 | KENNESAW | Cobb | 9033405 | 3 | Flapper Valve | 2005-05-20 | FALSE | 2005-05-20 | FALSE | Currently in Use | Regular | 2500 | Fiberglass Double Walled | 2005-05-20 |  | Double-Walled Flex | Safe Suction (Euro)
SCOGGINS LIMITED PARTNERSHIP | 4449 WADE GREEN RD | KENNESAW | Cobb | 330127 | 2 | Ball Float | 1997-09-01 |  | 1997-09-01 |  | Removed from Ground | Gas (Historical Use) | 10000 | Galvanic (STIP-3) | 1985-05-01 | 2015-03-05 | Galvanized Steel | Pressurized
BIG SHANTY SUPERETTE #8 | 2778 SOUTH MAIN ST | KENNESAW | Cobb | 330116 | SUL |  | 1997-12-01 | FALSE | 1997-12-01 | FALSE | Currently in Use | Premium | 8000 | Composite | 1985-10-03 |  | Double-Walled Flex | Pressurized
BILL HEARD CHEVROLET | 960 BARRETT PKWY | KENNESAW | Cobb | 10001041 | 1 |  | 2004-06-01 | FALSE | 2004-06-01 | FALSE | Removed from Ground | Gas (Historical Use) | 12000 | Composite | 2004-06-01 | 2011-07-27 | Fiberglass Reinforced Plastic | Pressurized
COBB COUNTY RL SUTTON WRF | 5175 SOUTH ATLANTA RD | SMYRNA | Cobb | 330492 | 3 |  | 1998-08-01 |  | 1998-08-01 |  | Removed from Ground | Gas (Historical Use) | 2500 | Double Walled | 1998-08-18 | 2005-03-30 | Fiberglass Reinforced Plastic | Suction (American)
RaceTrac #256 - South Cobb | 5191 SOUTH COBB DR | SMYRNA | Cobb | 330519 | 2 | Overfill Alarm | 1990-01-01 |  | 1990-01-01 |  | Removed from Ground | Diesel | 12000 | Composite Double Walled | 1978-05-10 | 2016-06-15 | Flex | Pressurized
SOUTHERN BELL/SMYRGAOO | 1795 CORN RD | SMYRNA | Cobb | 330460 | 2 | [5 empty] | Removed from Ground | Other | 12000 | Bare Steel | 1981-01-01 | 1990-12-01 | Copper
SOUTHERN BELL/SMYRGACI | 1865 SOUTH COBB IND BLVD | SMYRNA | Cobb | 330462 | 2 | [5 empty] | Removed from Ground | Gas (Historical Use) | 12000 | Bare Steel | 1982-01-02 | 1989-10-01 | Copper
TEXACO FOOD MART | 4725 S ATLANTA RD | SMYRNA | Cobb | 9033625 | 2 | Ball Float | 2000-11-20 | FALSE | 2000-11-20 | FALSE | Currently in Use | Premium | 10000 | Fiberglass | 2000-11-16 |  | Fiberglass Reinforced Plastic | Pressurized
EXXON #40371 | AUSTELL & JONES SHAW RD | SMYRNA | Cobb | 7033006 | 1 |  |  | TRUE |  | TRUE | Removed from Ground | Used Oil | 550 | Bare Steel | 1993-03-12 | 1993-03-12 | Not Marked
QUIKTRIP #835 | 4433 WADE GREEN RD | KENNESAW | Cobb | 9033109 | 7A | Flapper Valve |  | FALSE |  | FALSE | Currently in Use | E-0 | 10000 | Fiberglass Double Walled | 2015-08-01 |  | Double-Walled Fiberglass | Pressurized
KENNESAW TEXACO | 2820 SOUTH MAIN ST | KENNESAW | Cobb | 330030 | 3 | [5 empty] | Removed from Ground | Gas (Historical Use) | 1000 | Bare Steel | 1986-03-31 | 1997-08-14 | Galvanized Steel | Suction (American)
SAM'S MART# 526 | 465 BARRETT PKWY | KENNESAW | Cobb | 330062 | 6 | Flapper Valve | 1994-01-01 | FALSE | 1989-01-01 | FALSE | Currently in Use | E-0 | 10000 | Tank Jacket | 1990-01-01 |  | Fiberglass Reinforced Plastic | Pressurized
KENNETH WESTMORELAND | 4131 JILES ROAD | KENNESAW | Cobb | 9033299 | 2 | [5 empty] | Removed from Ground | Diesel | 4000 | Bare Steel | 1980-10-01 | 1995-08-26 | Bare Steel | Suction (American)
RaceTrac #434 - Wade Green | 4350 WADE GREEN RD | KENNESAW | Cobb | 9033231 | 3 | Ball Float | 1993-01-01 |  | 1993-01-01 |  | Removed from Ground | Gas (Historical Use) | 12000 | Composite Double Walled | 1993-02-09 | 2017-03-01 | Double-Walled Fiberglass | Pressurized
LEWIS CHEVRON #43306 | 3053 N COBB PKWY | KENNESAW | Cobb | 330077 | 5 |  | 2012-06-01 | FALSE | 2012-06-18 | FALSE | Currently in Use | Gas (Historical Use) | 10000 | Fiberglass | 1990-01-15 |  | Fiberglass Reinforced Plastic | Pressurized
LEWIS CHEVRON #43306 | 3053 N COBB PKWY | KENNESAW | Cobb | 330077 | 4 |  |  | FALSE |  | FALSE | Removed from Ground | Used Oil | 550 | Cathodically Protected Steel | 1971-01-01 | 1990-01-13 | Galvanized Steel
VULCAN/KENNESAW QUARRY | 1272 DUNCAN RD | KENNESAW | Cobb | 330084 | 023-12 |  |  | TRUE |  | TRUE | Closed in Ground | Used Oil | 1500 | Bare Steel | 1983-05-02 | 1993-02-01 | Galvanized Steel
WHITE OAK LANDSCAPE CO INC | 3220 MOON STATION RD | KENNESAW | Cobb | 9033359 | 1 | [5 empty] | Removed from Ground | Gas (Historical Use) | 1000 | Bare Steel | 1972-01-01 | 1995-04-20 | Galvanized Steel
C W TIRE INC | 2907 /2911 N MAIN ST | KENNESAW | Cobb | 9033365 | 2 | [5 empty] | Removed from Ground | Gas (Historical Use) | 3000 | Bare Steel | 2000-08-01 | 2000-08-01 | Bare Steel | Pressurized
K-M AUTO CENTER | 2481 CHEROKEE ST NW | KENNESAW | Cobb | 9033287 | 4 |  |  | TRUE |  | TRUE | Removed from Ground | Used Oil | 250 | Not Marked/Unknown | 1992-10-14 | 1992-10-14 | Not Marked
KENNETH WESTMORELAND | 4131 JILES ROAD | KENNESAW | Cobb | 9033299 | 3 |  | 1995-09-15 |  | 1995-09-15 |  | Removed from Ground | Diesel | 10000 | Fiberglass | 1995-09-15 | 2015-09-18 | Fiberglass Reinforced Plastic | Pressurized
LANCE OIL CO | 3298 N COBB PKWY | KENNESAW | Cobb | 9033400 | 3 | Ball Float | 1990-01-01 | FALSE | 1990-01-01 | FALSE | Removed from Ground | Diesel | 10000 | Galvanic (STIP-3) | 1990-01-01 |  | Fiberglass Reinforced Plastic | Pressurized
LEWIS CHEVRON #43306 | 3053 N COBB PKWY | KENNESAW | Cobb | 330077 | 3 | [5 empty] | Removed from Ground | Gas (Historical Use) | 5000 | Cathodically Protected Steel | 1971-01-01 | 1990-01-13 | Galvanized Steel
VULCAN/KENNESAW QUARRY | 1272 DUNCAN RD | KENNESAW | Cobb | 330084 | 023-10 | [5 empty] | Removed from Ground | Diesel | 10000 | Bare Steel | 1983-05-02 | 1992-11-01 | Galvanized Steel
BIG SHANTY SUPERETTE #8 | 2778 SOUTH MAIN ST | KENNESAW | Cobb | 330116 | REG |  | 1997-12-01 | FALSE | 1997-12-01 | FALSE | Currently in Use | Regular | 10000 | Composite | 1985-10-03 |  | Double-Walled Flex | Pressurized
BANK OF AMERICA, N.A | 210 TOWNPARK DR | KENNESAW | Cobb | 10000334 | 1 | Flapper Valve | 2001-11-01 | FALSE | 2001-11-01 | FALSE | Currently in Use | Diesel | 12000 | Fiberglass Double Walled | 2001-11-01 |  | Double-Walled Fiberglass | Safe Suction (Euro)
KENNESAW POLICE DEPT | 2539 J O STEPHENSON AVE | KENNESAW | Cobb | 330336 | 1 | [5 empty] | Removed from Ground | Gas (Historical Use) | 3000 | Bare Steel | 1980-04-18 | 1988-09-01 | Galvanized Steel
QUIK STOP | 3655 CHEROKEE ST | KENNESAW | Cobb | 330300 | 1 | Flapper Valve | 1998-05-01 | FALSE | 1998-05-01 | FALSE | Currently in Use | Regular | 8000 | Galvanic (STIP-3) | 1986-01-01 |  | Fiberglass Reinforced Plastic | Pressurized
QUIK STOP | 3655 CHEROKEE ST | KENNESAW | Cobb | 330300 | 4 | Ball Float | 1997-05-01 | FALSE | 1997-05-01 | FALSE | Currently in Use | Diesel | 10000 | Galvanic (STIP-3) | 1997-05-01 |  | Fiberglass Reinforced Plastic | Pressurized
CHEVRON #201820 | 4280 BELLS FERRY RD @ I-575 | KENNESAW | Cobb | 9033024 | 2 |  | 1993-07-26 |  | 1993-07-26 |  | Removed from Ground | Gas (Historical Use) | 12000 | Fiberglass | 1988-01-01 | 2002-12-11 | Fiberglass Reinforced Plastic | Pressurized
BP #24043 | 325 CHASTAIN RD NW | KENNESAW | Cobb | 9033106 | 2 | Overfill Alarm | 1988-01-01 |  | 1988-01-01 |  | Removed from Ground | Gas (Historical Use) | 10000 | Fiberglass | 1988-01-01 | 2012-02-01 | Double-Walled Fiberglass | Pressurized
BP #24040 | 1480 GEORGE BUSBEE PKWY NW | KENNESAW | Cobb | 9033110 | 3 |  | 1987-01-01 |  | 1987-01-01 |  | Removed from Ground | Gas (Historical Use) | 10000 | Fiberglass | 1987-01-01 | 2006-01-05 | Fiberglass Reinforced Plastic | Pressurized
CHEVRON STATION #200435 | 4420 WADE GREEN RD | KENNESAW | Cobb | 9033112 | 1 |  | 1993-12-01 |  | 1993-12-01 |  | Removed from Ground | Gas (Historical Use) | 10374 | Double Walled | 1990-03-20 | 1999-04-22 | Fiberglass Reinforced Plastic | Pressurized
SCOGGINS LIMITED PARTNERSHIP | 4449 WADE GREEN RD | KENNESAW | Cobb | 330127 | 3 | Ball Float | 1997-09-01 |  | 1997-09-01 |  | Removed from Ground | Gas (Historical Use) | 10000 | Galvanic (STIP-3) | 1985-05-01 | 2015-03-05 | Galvanized Steel | Pressurized
VULCAN/KENNESAW QUARRY | 1272 DUNCAN RD | KENNESAW | Cobb | 330084 | 023-11 | [5 empty] | Removed from Ground | Diesel | 8000 | Bare Steel | 1983-05-02 | 1992-11-01 | Galvanized Steel
CITGO OF ACWORTH | 3801 OLD HWY 41 | KENNESAW | Cobb | 9033444 | 4 | Ball Float | 1988-01-01 | FALSE | 1988-01-01 | FALSE | Temporarily out of use | Diesel | 1000 | Steel-Impressed Current | 1988-08-24 |  | Fiberglass Reinforced Plastic | Suction (American)
J J. COUNTRY STORE | 3001 COUNTRY WALK DR | POWDER SPRINGS | Cobb | 330655 | 2 | Flapper Valve | 1998-07-20 | FALSE | 1998-07-20 | FALSE | Currently in Use | E-0 | 8000 | Fiberglass | 1986-01-05 |  | Fiberglass Reinforced Plastic | Pressurized
COBB COUNTY FIRESTATION 13/POLICE PRECINCT 5 | 4640 MIDWAY RD | POWDER SPRINGS | Cobb | 9067412 | 2 | Overfill Alarm | 2000-05-08 | FALSE | 2000-05-08 | FALSE | Currently in Use | Regular | 15000 | Fiberglass Double Walled | 2000-02-04 |  | Double-Walled Fiberglass | Pressurized
HUSSAIN USA LLC DBA DENNYS FOOD MART | 5401 FLOYD RD | MABLETON | Cobb | 330341 | 4 | Overfill Alarm | 1973-04-26 | TRUE | 1973-04-26 |  | Temporarily out of use | Diesel | 8000 | Steel-Impressed Current | 1973-04-26 |  | Steel (Impressed Current) | Safe Suction (Euro)
HUSSAIN USA LLC DBA DENNYS FOOD MART | 5401 FLOYD RD | MABLETON | Cobb | 330341 | 5 | Overfill Alarm | 1973-04-26 | TRUE | 1973-04-26 | TRUE | Temporarily out of use | Used Oil | 1000 | Steel-Impressed Current | 1973-04-26 |  | Steel (Impressed Current) | Gravity Fed
CITGO FOODS | 745 VETRANS MEMORIAL HWY | MABLETON | Cobb | 330045 | 9 |  | 1999-05-01 |  | 1999-05-01 |  | Removed from Ground | Gas (Historical Use) | 12000 | Galvanic (STIP-3) | 1999-05-01 | 2015-03-11 | Double-Walled Fiberglass | Pressurized
CITGO FOODS | 745 VETRANS MEMORIAL HWY | MABLETON | Cobb | 330045 | 6 | Ball Float |  |  |  |  | Removed from Ground | Gas (Historical Use) | 10000 | Tank Jacket | 1992-04-23 | 1998-07-01 | Fiberglass Reinforced Plastic | Pressurized
LANCE OIL COMPANY | 4160 WADE GREEN RD | KENNESAW | Cobb | 9033470 | 2 | Ball Float | 1995-11-01 | FALSE | 1995-11-01 | FALSE | Currently in Use | Premium | 12000 | Fiberglass | 1995-11-01 |  | Double-Walled Flex | Pressurized
COSTCO FUEL FACILITY (LOC. 189) | 645 EARNEST BARRETT PKWY NW | KENNESAW | Cobb | 9033593 | 3 | Flapper Valve | 2000-05-01 | FALSE | 2000-05-01 | FALSE | Currently in Use | Premium | 20000 | Fiberglass Double Walled | 2000-04-01 |  | Fiberglass Reinforced Plastic | Pressurized
COBB COUNTY COLLISION CENTER | 1240 AUTO PARK DR | KENNESAW | Cobb | 9033584 | 1B | Flapper Valve | 1999-12-03 | FALSE | 1999-12-03 | FALSE | Temporarily out of use | Regular | 2000 | Composite | 1999-12-03 |  | Flex | Safe Suction (Euro)
DEPARTMENT OF PUBLIC WORKS | 3080 MOONSTATION RD | KENNESAW | Cobb | 330335 | 3 |  |  | FALSE |  | FALSE | Removed from Ground | Diesel | 500 |  | 2001-04-12 | 2001-04-12
QUIK STOP | 3655 CHEROKEE ST | KENNESAW | Cobb | 330300 | 3 | Flapper Valve | 1998-05-01 | FALSE | 1998-05-01 | FALSE | Currently in Use | Premium | 6000 | Galvanic (STIP-3) | 1986-01-01 |  |  | Pressurized
NORTH COBB HIGH SCHOOL | 3400 OLD HWY 41 | KENNESAW | Cobb | 9033566 | 1 |  |  | TRUE |  | TRUE | Removed from Ground | Used Oil | 550 | Fiberglass | 1991-01-01 | 1999-06-17 | Galvanized Steel | Gravity Fed
R+L CARRIERS- KES | 2400 BARRETT LAKES BLVD NW | KENNESAW | Cobb | 9033134 | 1 |  | 1998-08-30 |  | 1990-08-01 |  | Closed in Ground | Diesel | 15000 | Galvanic (STIP-3) | 1990-08-01 | 2016-12-07 | Fiberglass Reinforced Plastic | Pressurized
UPS MARIETTA FREIGHT (UST) | 8550 COBB INTERNATIONAL BLVD | KENNESAW | Cobb | 9033260 | 1 |  | 1992-07-23 | FALSE | 1992-07-23 | FALSE | Removed from Ground | Diesel | 10000 | Galvanic (STIP-3) | 1992-07-23 | 2022-02-23 | Double-Walled Fiberglass | Pressurized
UPS MARIETTA FREIGHT (UST) | 8550 COBB INTERNATIONAL BLVD | KENNESAW | Cobb | 9033260 | 1 |  | 1992-07-23 | FALSE | 1992-07-23 | FALSE | Removed from Ground | Diesel | 10000 | Galvanic (STIP-3) | 1992-07-23 | 2022-02-23 | Double-Walled Fiberglass | Pressurized
UPS MARIETTA FREIGHT (UST) | 8550 COBB INTERNATIONAL BLVD | KENNESAW | Cobb | 9033260 | 1 |  | 1992-07-23 | FALSE | 1992-07-23 | FALSE | Removed from Ground | Diesel | 10000 | Galvanic (STIP-3) | 1992-07-23 | 2022-02-23 | Double-Walled Fiberglass | Pressurized
UNKNOWN | 4456 MARIETTA ST | POWDER SPRINGS | Cobb | 10000447 | 2 |  |  | FALSE |  | FALSE | Closed in Ground | Gas (Historical Use) | 0 | Bare Steel | 2004-01-02 | 2004-01-02 | Bare Steel
WARD WELL DRILLING | 1245 LOST MOUNTAIN RD | POWDER SPRINGS | Cobb | 9033573 | 3 | [5 empty] | Removed from Ground | Diesel | 6000 | Bare Steel | 1999-04-01 | 1999-04-01 | Bare Steel
POWDER SPRINGS FOOD MART | 3930 AUSTELL-POWDER SPRINGS RD | POWDER SPRINGS | Cobb | 330362 | 1 |  | 1970-04-27 |  | 1970-04-27 |  | Removed from Ground | Gas (Historical Use) | 4000 | Cathodically Protected Steel | 1970-04-27 | 1996-05-22 | Galvanized Steel | Pressurized
COBB COUNTY FIRESTATION 13/POLICE PRECINCT 5 | 4640 MIDWAY RD | POWDER SPRINGS | Cobb | 9067412 | 1 | Overfill Alarm | 2000-05-08 | FALSE | 2000-05-08 | FALSE | Currently in Use | Diesel | 15000 | Fiberglass Double Walled | 2000-02-04 |  | Double-Walled Fiberglass | Pressurized
BURCH-LOWE INC | 5710 RIVERVIEW RD | MABLETON | Cobb | 330425 | 3 |  | 1994-03-03 |  | 1994-03-03 |  | Removed from Ground | Diesel | 2000 | Galvanic (STIP-3) | 1994-03-03 | 2004-06-10 | Fiberglass Reinforced Plastic | Safe Suction (Euro)
SHELL FOOD MART | 4360 FLOYD RD | MABLETON | Cobb | 9033526 | 3 | Ball Float | 1998-02-01 | FALSE | 1998-02-01 | FALSE | Currently in Use | Premium | 12000 | Fiberglass | 1998-02-01 |  | Double-Walled Fiberglass | Pressurized
HAROLD HYDE | 1497 VETRANS MEMORIAL | MABLETON | Cobb | 9033595 | 4 |  |  | TRUE |  | TRUE | Removed from Ground | Used Oil | 550 | Bare Steel | 2000-06-07 | 2000-06-07 | Galvanized Steel | Suction (American)
HAROLD HYDE | 1497 VETRANS MEMORIAL | MABLETON | Cobb | 9033595 | 1 | [5 empty] | Removed from Ground | Other | 550 | Bare Steel | 2000-06-07 | 2000-06-07 | Galvanized Steel | Suction (American)
LEWIS CHEVRON #43306 | 3053 N COBB PKWY | KENNESAW | Cobb | 330077 | 1 | [5 empty] | Removed from Ground | Gas (Historical Use) | 10000 | Cathodically Protected Steel | 1971-01-01 | 1990-01-13 | Galvanized Steel
LEWIS CHEVRON #43306 | 3053 N COBB PKWY | KENNESAW | Cobb | 330077 | 7 |  | 2012-06-01 | FALSE | 2012-06-18 | FALSE | Currently in Use | Premium | 10000 | Fiberglass | 1990-01-15 |  | Fiberglass Reinforced Plastic | Pressurized
VULCAN/KENNESAW QUARRY | 1272 DUNCAN RD | KENNESAW | Cobb | 330084 | 023-08 | [5 empty] | Removed from Ground | Other | 1500 | Bare Steel | 1983-05-02 | 1992-11-01 | Galvanized Steel
VULCAN/KENNESAW QUARRY | 1272 DUNCAN RD | KENNESAW | Cobb | 330084 | 023-07 | [5 empty] | Removed from Ground | Other | 1500 | Bare Steel | 1983-05-02 | 1992-11-01 | Galvanized Steel
VULCAN/KENNESAW QUARRY | 1272 DUNCAN RD | KENNESAW | Cobb | 330084 | 023-02 | [5 empty] | Removed from Ground | Gas (Historical Use) | 1000 | Bare Steel | 1974-05-04 | 1989-11-15 | Galvanized Steel
FINA/UNOCAL STATION | 1810 0LD US HWY 41 | KENNESAW | Cobb | 330325 | 1 | [5 empty] | Currently in Use | Gas (Historical Use) | 1000 | Bare Steel | 1971-04-21 |  | Galvanized Steel
GA ARNG/129TH/118TH TAC | 1901 MCCOLLUM PKWY | KENNESAW | Cobb | 9033338 | 1 | [5 empty] | Removed from Ground | Gas (Historical Use) | 3000 | Bare Steel | 1969-01-01 | 2004-05-26 | Bare Steel | Safe Suction (Euro)
FINA/UNOCAL STATION | 1810 0LD US HWY 41 | KENNESAW | Cobb | 330325 | 3 | [5 empty] | Removed from Ground | Empty | 550 | Bare Steel | 1971-04-21 | 2015-06-16 | Galvanized Steel
HELIOS PRIME INC | 4225 WADE GREEN RD | KENNESAW | Cobb | 10001092 | 1 | Ball Float | 2005-08-15 | FALSE | 2005-05-18 | FALSE | Currently in Use | Regular | 20000 | Fiberglass Double Walled | 2005-07-08 |  | Double-Walled Flex | Pressurized
PILOT TRAVEL CENTER #344 | 4600 S ATLANTA RD | SMYRNA | Cobb | 9033469 | 6 | Ball Float | 1995-08-01 |  | 1995-08-01 |  | Removed from Ground | Gas (Historical Use) | 10000 | Fiberglass | 1995-08-01 | 2014-12-18 | Double-Walled Fiberglass | Pressurized
CHEVRON #40030 | 4360 S COBB DR SE | SMYRNA | Cobb | 330374 | 7 | Ball Float | 1993-11-03 | FALSE | 1993-11-03 | FALSE | Removed from Ground | Gas (Historical Use) | 10000 | Fiberglass | 1986-09-06 | 2019-08-13 | Fiberglass Reinforced Plastic | Pressurized
CHEVRON #40030 | 4360 S COBB DR SE | SMYRNA | Cobb | 330374 | 1 | Ball Float |  |  |  |  | Removed from Ground | Gas (Historical Use) | 10000 | Bare Steel | 1971-04-27 | 1986-09-05 | Galvanized Steel
CHEVRON #40030 | 4360 S COBB DR SE | SMYRNA | Cobb | 330374 | 4 |  |  | TRUE |  | TRUE | Removed from Ground | Used Oil | 550 | Bare Steel | 1971-04-27 | 1986-09-05 | Galvanized Steel
KROGER GA-453 | 4150 MACLAND RD | POWDER SPRINGS | Cobb | 10001729 | 1 |  | 2009-05-15 | FALSE | 2009-06-15 | FALSE | Currently in Use | Regular | 20000 | Fiberglass Double Walled | 2009-05-15 |  | Double-Walled Flex | Pressurized
Tanz Food Mart | 4150 MARIETTA ST | POWDER SPRINGS | Cobb | 330322 | 3 |  | 2003-04-01 | FALSE | 2003-04-01 | FALSE | Currently in Use | Gas (Historical Use) | 12000 | Fiberglass | 1985-04-17 |  | Fiberglass Reinforced Plastic
POWDER SPRINGS FOOD MART | 3930 AUSTELL-POWDER SPRINGS RD | POWDER SPRINGS | Cobb | 330362 | 10 | Flapper Valve | 1996-03-01 | FALSE | 1996-03-01 | FALSE | Currently in Use | Premium | 10000 | Fiberglass Double Walled | 1996-03-01 |  | Double-Walled Fiberglass | Pressurized
MABLETON FOODMART | 1181 OLD POWDER SPRINGS RD | MABLETON | Cobb | 9033485 | 1 | Flapper Valve | 1999-01-01 | TRUE | 1999-01-01 | TRUE | Currently in Use | Regular | 6000 | Steel-Impressed Current | 1999-01-01 |  | Fiberglass Reinforced Plastic | Pressurized
HAROLD HYDE | 1497 VETRANS MEMORIAL | MABLETON | Cobb | 9033595 | 5 | [5 empty] | Removed from Ground | Gas (Historical Use) | 2000 | Bare Steel | 2000-06-07 | 2000-06-07 | Galvanized Steel | Suction (American)
SMCHANG LLC | 155 VETERANS MEMORIAL HWY | MABLETON | Cobb | 9033579 | 1 | [5 empty] | Removed from Ground | Gas (Historical Use) | 4000 | Not Marked/Unknown | 1988-01-01 | 1988-01-01 | Not Marked
CITGO FOODS | 745 VETRANS MEMORIAL HWY | MABLETON | Cobb | 330045 | 10 |  | 1999-05-01 |  | 1999-05-01 |  | Removed from Ground | Gas (Historical Use) | 10000 | Galvanic (STIP-3) | 1999-05-01 | 2015-03-11 | Double-Walled Fiberglass | Pressurized
Exxon Food Mart | 1290 VETERANS MEMORIAL HWY | MABLETON | Cobb | 330021 | 4 | Flapper Valve | 2018-04-16 | FALSE | 2018-02-27 | FALSE | Currently in Use | Regular | 12000 | Composite Double Walled | 2018-02-21 |  | Double-Walled Fiberglass | Pressurized
J J. COUNTRY STORE | 3001 COUNTRY WALK DR | POWDER SPRINGS | Cobb | 330655 | 3 | Flapper Valve | 1998-07-20 | FALSE | 1998-07-20 | FALSE | Currently in Use | Regular | 8000 | Fiberglass | 1986-01-05 |  | Fiberglass Reinforced Plastic | Pressurized
ROGERS CARTAGE CO | 6100 NICHOLS DRIVE | MABLETON | Cobb | 330450 | 3 | Flapper Valve | 1998-05-15 | FALSE | 1998-05-15 | FALSE | Currently in Use | Diesel | 10000 | Steel-Impressed Current | 1977-01-03 |  | Steel (Impressed Current) | Safe Suction (Euro)
MOONS SERVICE CENTER INC | 7005 MABLETON PKWY | MABLETON | Cobb | 9033471 | 1 | Flapper Valve | 1998-02-02 |  |  |  | Removed from Ground | Gas (Historical Use) | 3000 | Galvanic (STIP-3) | 1989-10-03 | 2009-12-21 | Galvanized Steel | Suction (American)
DANNYS FOOD MART #3 | 6161 MABLETON PKWY | MABLETON | Cobb | 330087 | 2 | [5 empty] | Permanently Out of Use - historical purposes | Gas (Historical Use) | 10000 | Bare Steel | 1972-05-02 | 1899-12-31 | Galvanized Steel
RaceTrac #78 - Macland | 2491 MACLAND RD | MARIETTA | Cobb | 10001713 | 2 | Overfill Alarm | 2009-05-01 | FALSE | 2009-04-30 | FALSE | Currently in Use | Premium | 12000 | Composite Double Walled | 2009-05-01 |  | Double-Walled Fiberglass | Pressurized
RaceTrac #122 - Powder Springs | 2732 POWER SPRINGS RD SW | MARIETTA | Cobb | 10000619 | 2 | Ball Float | 2004-03-18 | FALSE | 2004-03-18 | FALSE | Currently in Use | Diesel | 12000 | Composite Double Walled | 2004-03-18 |  | Double-Walled Fiberglass | Pressurized
SJB INC | 1175 POWDER SPRINGS STREET | MARIETTA | Cobb | 330348 | 4 | Flapper Valve | 1983-04-24 | FALSE | 1983-04-24 | FALSE | Currently in Use | Premium | 10000 | Galvanic (STIP-3) | 1983-04-24 |  | Galvanized Steel | Pressurized
QUIK FOOD STORE/QUIK THRIFT #754 | 2525 POWDER SPRINGS RD | MARIETTA | Cobb | 330301 | 2 | [5 empty] | Removed from Ground | Gas (Historical Use) | 1 | Bare Steel | 1974-04-18 | 1989-02-15 | Galvanized Steel
QUIK FOOD STORE/QUIK THRIFT #754 | 2525 POWDER SPRINGS RD | MARIETTA | Cobb | 330301 | 8 | Ball Float | 1989-02-24 | FALSE | 1989-02-24 | FALSE | Currently in Use | Plus | 8000 | Galvanic (STIP-3) | 1989-02-24 |  | Fiberglass Reinforced Plastic | Pressurized
QUIK FOOD STORE/QUIK THRIFT #754 | 2525 POWDER SPRINGS RD | MARIETTA | Cobb | 330301 | 9 |  | 1989-02-24 |  | 1989-02-24 |  | Closed in Ground | Kerosene | 1000 | Galvanic (STIP-3) | 1989-02-24 | 2007-09-24 | Fiberglass Reinforced Plastic | Pressurized
GIBBS LANDSCAPE CO | 4055 ATLANTA RD | SMYRNA | Cobb | 330229 | 3B | Flapper Valve | 2011-03-01 | FALSE | 2011-03-01 | FALSE | Currently in Use | Diesel | 3000 | Composite Double Walled | 2011-03-01 |  | Fiberglass Reinforced Plastic | Safe Suction (Euro)
SMYRNA CONCRETE PLANT | 293 PLANT ATKINSON RD | SMYRNA | Cobb | 330224 | 1 |  | 1997-02-01 | FALSE | 1997-02-01 | FALSE | Removed from Ground | Diesel | 12000 | Galvanic (STIP-3) | 1985-03-07 |  |  | Pressurized
COBB COUNTY RL SUTTON WRF | 5175 SOUTH ATLANTA RD | SMYRNA | Cobb | 330492 | 2 |  | 1990-10-25 |  | 1990-10-25 |  | Removed from Ground | Diesel | 1000 | Double Walled | 1990-10-24 | 2005-03-30 | Fiberglass Reinforced Plastic | Safe Suction (Euro)
RaceTrac #256 - South Cobb | 5191 SOUTH COBB DR | SMYRNA | Cobb | 330519 | 3 | Overfill Alarm | 1990-01-01 |  | 1990-01-01 |  | Removed from Ground | Gas (Historical Use) | 12000 | Composite Double Walled | 1978-05-10 | 2016-06-15 | Flex | Pressurized
SOUTHERN BELL/SMYRGAOO | 1795 CORN RD | SMYRNA | Cobb | 330460 | 1 | [5 empty] | Removed from Ground | Gas (Historical Use) | 3000 | Bare Steel | 1971-01-05 | 1990-12-01 | Copper
SOUTHERN BELL/SMYRGACI | 1865 SOUTH COBB IND BLVD | SMYRNA | Cobb | 330462 | 3 |  |  | TRUE |  | TRUE | Removed from Ground | Used Oil | 0 | Marked Unknown | 1989-10-01 | 1989-10-01 | Unknown
CHEVRON #40030 | 4360 S COBB DR SE | SMYRNA | Cobb | 330374 | 2 | [5 empty] | Removed from Ground | Gas (Historical Use) | 10000 | Bare Steel | 1971-04-27 | 1986-09-05 | Galvanized Steel
CHEVRON #40030 | 4360 S COBB DR SE | SMYRNA | Cobb | 330374 | 8 |  | 2007-07-03 | TRUE | 1993-11-03 | TRUE | Currently in Use | Used Oil | 1000 | Fiberglass Double Walled | 1986-09-06
TRACKSIDE GIRLL | 2840 SOUTH MAINT STREET | KENNESAW | Cobb | 10001949 | 1 |  |  | FALSE |  | FALSE | Removed from Ground | Gas (Historical Use) | 4000 | Bare Steel | 2011-01-17 | 2011-01-17 | Bare Steel
Tanz Food Mart | 4150 MARIETTA ST | POWDER SPRINGS | Cobb | 330322 | 2 | Ball Float | 2003-04-01 | FALSE | 2003-04-01 | FALSE | Currently in Use | Regular | 12000 | Fiberglass | 1985-04-17 |  | Fiberglass Reinforced Plastic
CITGO FOODS | 745 VETRANS MEMORIAL HWY | MABLETON | Cobb | 330045 | 2 | [5 empty] | Removed from Ground | Gas (Historical Use) | 8000 | Bare Steel | 1968-05-04 | 1992-04-21 | Galvanized Steel
Exxon Food Mart | 1290 VETERANS MEMORIAL HWY | MABLETON | Cobb | 330021 | 5A | Flapper Valve | 2018-04-16 | FALSE | 2018-02-27 | FALSE | Currently in Use | Premium | 4000 | Composite Double Walled | 2018-02-21 |  | Double-Walled Fiberglass | Pressurized
MABLETON ROAD LLC | 6430 MABLETON PKWY | MABLETON | Cobb | 330155 | 4(D-2) | Ball Float | 2005-01-01 | FALSE | 2005-01-01 | FALSE | Currently in Use | Premium | 8000 | Steel-Impressed Current | 1985-05-02 |  | Steel (Impressed Current) | Pressurized
DANNYS FOOD MART #3 | 6161 MABLETON PKWY | MABLETON | Cobb | 330087 | 7 | Overfill Alarm | 1989-01-01 | FALSE | 1989-01-01 | FALSE | Currently in Use | Diesel | 10000 | Galvanic (STIP-3) | 1989-10-01 |  | Fiberglass Reinforced Plastic | Pressurized
DANNYS FOOD MART #3 | 6161 MABLETON PKWY | MABLETON | Cobb | 330087 | 1 | [5 empty] | Permanently Out of Use - historical purposes | Gas (Historical Use) | 10000 | Bare Steel | 1972-05-02 | 1899-12-31 | Galvanized Steel
SHELL FOOD MART | 873 VETERANS MEMORIAL HWY | MABLETON | Cobb | 10001165 | P329143A | Ball Float | 2006-05-01 | FALSE | 2006-05-01 | FALSE | Currently in Use | Regular | 8000 | Fiberglass | 2006-04-11 |  | Double-Walled Fiberglass | Pressurized
FORMER NORTHWEST PLUMBING FACILITY | 6410 FACTORY SHOALS ROAD | MABLETON | Cobb | 10002391 | 1 |  |  | FALSE |  | FALSE | Removed from Ground | Gas (Historical Use) | 3000 | Bare Steel | 2014-10-24 | 2014-10-24 | Bare Steel
RaceTrac #122 - Powder Springs | 2732 POWER SPRINGS RD SW | MARIETTA | Cobb | 10000619 | 1 | Ball Float | 2004-03-18 | FALSE | 2004-03-18 | FALSE | Currently in Use | Regular | 20000 | Composite Double Walled | 2004-03-18 |  | Double-Walled Fiberglass | Pressurized
QUICK SHOP INC | 4000 FREY RD | KENNESAW | Cobb | 9033434 | 1 | Ball Float | 1995-08-02 | FALSE | 1995-08-02 | FALSE | Currently in Use | Regular | 12000 | Composite | 1995-08-02 |  | Double-Walled Flex | Pressurized
CITGO OF ACWORTH | 3801 OLD HWY 41 | KENNESAW | Cobb | 9033444 | 1 | Ball Float | 1988-01-01 | FALSE | 1988-01-01 | FALSE | Currently in Use | Regular | 10000 | Steel-Impressed Current | 1988-08-24 |  | Fiberglass Reinforced Plastic | Pressurized
COBB COUNTY FIRE STATION #16 | 3800 BELLS FERRY RD | KENNESAW | Cobb | 9033377 | 2 | Overfill Alarm | 1991-08-01 | FALSE | 1991-08-01 | FALSE | Currently in Use | Diesel | 1000 | Fiberglass Double Walled | 1992-01-01 |  | Fiberglass Reinforced Plastic | Safe Suction (Euro)
COBB COUNTY FIRE STATION #26 | 3862 CHEROKEE ST | KENNESAW | Cobb | 10000035 | 1 | Flapper Valve | 2000-05-03 | FALSE | 2000-05-03 | FALSE | Currently in Use | Diesel | 1000 | Tank Jacket | 2000-05-03 |  | Flex | Safe Suction (Euro)
WHITE COLUMNS CHAPEL INC | 1115 CLAY RD | MABLETON | Cobb | 9033597 | 1 | [5 empty] | Removed from Ground | Gas (Historical Use) | 1000 | Bare Steel | 1965-04-04 | 2000-09-09 | Bare Steel | Safe Suction (Euro)
SMCHANG LLC | 155 VETERANS MEMORIAL HWY | MABLETON | Cobb | 9033579 | 5 | Flapper Valve | 1999-12-15 | FALSE | 1999-12-15 | FALSE | Currently in Use | Regular | 10000 | Fiberglass | 1999-11-29 |  | Double-Walled Flex | Pressurized
FORMER FUEL STATION/TIRE REPAIR | 2750 SOUTH ATLANTA ROAD | SMYRNA | Cobb | 9033520 | 4 | [5 empty] | Removed from Ground | Other | 3000 | Not Marked/Unknown | 1997-08-01 | 1997-08-01 | Not Marked
SMYRNA PUBLIC WORKS | 2190 ATLANTA RD | SMYRNA | Cobb | 9033463 | 1 | Flapper Valve | 1988-09-15 | FALSE | 1988-09-15 | FALSE | Currently in Use | Regular | 15000 | Fiberglass | 1988-06-01 |  | Double-Walled Fiberglass | Pressurized
APAC-SOUTHEAST INC | 3130 PORT COBB DR | SMYRNA | Cobb | 330500 | 60-U-D | Overfill Alarm | 1989-11-01 |  | 1989-11-01 |  | Removed from Ground | Diesel | 8000 | Fiberglass | 1990-01-01 | 2006-10-11 | Fiberglass Reinforced Plastic | Pressurized
SHELL FOOD MART | 4360 FLOYD RD | MABLETON | Cobb | 9033526 | 4 | Ball Float | 1998-02-01 | FALSE | 1998-02-01 | FALSE | Currently in Use | Diesel | 6000 | Fiberglass | 1998-02-01 |  | Double-Walled Fiberglass | Pressurized
SMCHANG LLC | 155 VETERANS MEMORIAL HWY | MABLETON | Cobb | 9033579 | 3 |  |  | TRUE |  | TRUE | Removed from Ground | Used Oil | 550 | Not Marked/Unknown | 1988-01-01 | 1988-01-01 | Not Marked
FLOYD ROAD SHOPPETS | 5515 OLD FLOYD RD | MABLETON | Cobb | 10000567 | 2 | Ball Float | 2004-01-14 | FALSE | 2004-01-14 | FALSE | Currently in Use | Premium | 10000 | Composite | 2003-12-15 |  | Double-Walled Fiberglass | Pressurized
KROGER GA-464 | 4875 FLOYD RD | MABLETON | Cobb | 10000143 | 2A | Overfill Alarm | 2002-05-28 | FALSE | 2002-05-28 | FALSE | Currently in Use | Premium | 8000 | Fiberglass Double Walled | 2002-05-28 |  | Double-Walled Fiberglass | Pressurized
FORMER GAS STATION (ABANDONED TANKS) | 757 VETERANS MEMORIAL HWY | MABLETON | Cobb | 10001811 | 2 |  |  | TRUE |  | FALSE | Removed from Ground |  | 4000 | Bare Steel | 2010-01-12 | 2010-01-12
MABLETON CHEVRON | 1450 VETERANS MEMORIAL PKWY BLDG 200 | MABLETON | Cobb | 10001248 | 1 | Ball Float | 2006-07-01 | FALSE | 2006-07-01 | FALSE | Currently in Use | Regular | 10000 | Epoxy | 2006-07-01 |  | Fiberglass Reinforced Plastic | Pressurized
RaceTrac #78 - Macland | 2491 MACLAND RD | MARIETTA | Cobb | 10001713 | 1 |  | 2009-05-01 | FALSE | 2009-04-30 | FALSE | Currently in Use | Regular | 20000 | Composite Double Walled | 2009-05-01 |  | Double-Walled Fiberglass | Pressurized
KROGER GA-498 | 1690 POWDER SPRINGS RD | MARIETTA | Cobb | 10001661 | 2B | Overfill Alarm | 2008-11-14 | FALSE | 2008-11-14 | FALSE | Currently in Use | Premium | 8000 | Fiberglass Double Walled | 2008-10-09 |  | Double-Walled Fiberglass | Pressurized
MARIETTA MARKET #36 | 277 POWDER SPRINGS RD | MARIETTA | Cobb | 330115 | 1-REG | [5 empty] | Removed from Ground | Gas (Historical Use) | 10000 | Bare Steel | 1977-05-03 | 1997-05-01 | Galvanized Steel
ONE STOP GROCERY | 2140 DALLAS HWY SW | MARIETTA | Cobb | 9033440 | 2 | Flapper Valve | 1989-01-01 | FALSE | 1989-01-01 | FALSE | Currently in Use | Premium | 10000 | Galvanic (STIP-3) | 1989-01-01 |  | Fiberglass Reinforced Plastic | Pressurized
COBB FIRE DEPT #16 | 1481 BELLS FERRY RD | MARIETTA | Cobb | 9033499 | 1 | [5 empty] | Removed from Ground | Gas (Historical Use) | 1000 | Not Marked/Unknown | 1996-10-10 | 1996-10-10 | Not Marked
CHEVRON STATION #40027 | 2438 POWDER SPRINGS RD SW | MARIETTA | Cobb | 330376 | 2 | [5 empty] | Removed from Ground | Gas (Historical Use) | 10000 | Cathodically Protected Steel | 1969-04-27 | 1991-05-16 | Galvanized Steel
KROGER GA-456 | 4400 BROWNSVILLE RD | POWDER SPRINGS | Cobb | 10000418 | 1A | Ball Float | 2003-06-25 | FALSE | 2010-09-07 | FALSE | Currently in Use | Regular | 20000 | Fiberglass Double Walled | 2003-06-20 |  |  | Pressurized
N & L Investment Partners LLC DBA Mabelton food Mart | 6211 MABLETON PKWY | MABLETON | Cobb | 330438 | 2 | Flapper Valve | 1998-10-10 | FALSE | 1998-10-10 | FALSE | Currently in Use | Diesel | 4000 | Steel-Impressed Current | 1998-10-10 |  | Fiberglass Reinforced Plastic | Pressurized
MITCHELL GROCERY | 800 OLD ALABAMA RD | MABLETON | Cobb | 330431 | 2 | Ball Float | 1996-08-30 | FALSE | 1996-08-30 | FALSE | Currently in Use | Premium | 6000 | Steel-Impressed Current | 1986-05-19 |  | Fiberglass Reinforced Plastic | Pressurized
BARBER OIL CO INC | 930 FRONT ST | MABLETON | Cobb | 9033598 | 5 |  | 1999-01-01 |  | 1999-01-01 |  | Removed from Ground | Diesel | 10000 | Cathodically Protected Steel | 1981-01-01 | 2005-05-24 | Cathodically Protected | Suction (American)
BARBER OIL CO INC | 930 FRONT ST | MABLETON | Cobb | 9033598 | 4 |  | 1999-01-01 |  | 1999-01-01 |  | Removed from Ground | Gas (Historical Use) | 10000 | Fiberglass | 1981-01-01 | 2005-05-24 | Cathodically Protected | Suction (American)
CITGO FOODS | 745 VETRANS MEMORIAL HWY | MABLETON | Cobb | 330045 | 5 |  | 1992-04-23 |  | 1992-04-23 |  | Removed from Ground | Gas (Historical Use) | 10000 | Tank Jacket | 1992-04-23 | 1998-07-01 | Fiberglass Reinforced Plastic | Pressurized
CITGO FOODS | 745 VETRANS MEMORIAL HWY | MABLETON | Cobb | 330045 | 4 |  |  | TRUE |  | TRUE | Removed from Ground | Used Oil | 1000 | Bare Steel | 1968-05-04 | 1992-04-21 | Galvanized Steel
MABLETON ROAD LLC | 6430 MABLETON PKWY | MABLETON | Cobb | 330155 | 1(NL) | Ball Float | 2005-01-01 | FALSE | 2005-01-01 | FALSE | Currently in Use | Regular | 8000 | Steel-Impressed Current | 1985-05-02 |  | Steel (Impressed Current) | Pressurized
SIX FLAGS OVER GA/AUTO SHOP | 7561 SIX FLAGS PKWY | MABLETON | Cobb | 330191 | 10 | [5 empty] | Removed from Ground | Gas (Historical Use) | 6000 | Not Marked/Unknown | 1967-02-20 | 1899-12-31 | Not Marked
QUIKTRIP #727 | 692 POWDER SPRINGS RD | MARIETTA | Cobb | 9033047 | 3 | Ball Float | 1990-11-01 |  | 1990-11-01 |  | Removed from Ground | Gas (Historical Use) | 12000 | Fiberglass Double Walled | 1990-11-29 | 2015-05-07 | Double-Walled Flex | Pressurized
SJB INC | 1175 POWDER SPRINGS STREET | MARIETTA | Cobb | 330348 | 3 | Flapper Valve | 1983-04-24 | FALSE | 1983-04-24 | FALSE | Currently in Use | Plus | 10000 |  | 1983-04-24 |  | Galvanized Steel | Pressurized
KWIK SERVE | 1057 VETERANS MEMORIAL HWY | MABLETON | Cobb | 330156 | 3 | [5 empty] | Removed from Ground | Gas (Historical Use) | 8000 | Bare Steel | 1984-05-02 | 1899-12-31 | Galvanized Steel | Pressurized
QUIKTRIP #738 | 7130 MABLETON PKWY | MABLETON | Cobb | 9033144 | 3 | Flapper Valve | 1990-04-01 | FALSE | 1990-04-01 | FALSE | Currently in Use | Premium | 12000 | Tank Jacket | 1990-03-15 |  | Double-Walled Fiberglass | Pressurized
RICH'S COBB | 2144 SOUTH COBB DR | SMYRNA | Cobb | 330514 | 1 |  |  | TRUE |  | TRUE | Removed from Ground | Used Oil | 250 | Bare Steel | 1965-05-12 | 1899-12-31 | Bare Steel
76 Gas Station | 677 CONCORD RD | SMYRNA | Cobb | 330456 | 4 | Ball Float | 1994-07-14 | FALSE | 1994-07-14 | FALSE | Currently in Use | Diesel | 10000 | Fiberglass | 1987-01-01 |  | Fiberglass Reinforced Plastic | Pressurized
R F KNOX CO INC | 4865 MARTIN CT | SMYRNA | Cobb | 330672 | 1 | [5 empty] | Removed from Ground | Gas (Historical Use) | 2000 | Bare Steel | 1976-03-12 | 1987-12-01 | Galvanized Steel
TEAM TEXACO II | 3265 FLORENCE ROAD | POWDER SPRINGS | Cobb | 9033591 | 2 | Ball Float | 2000-03-31 | FALSE | 2000-03-31 | FALSE | Currently in Use | Premium | 12000 | Epoxy | 2000-03-31 |  | Double-Walled Flex | Pressurized
POWDER SPRINGS FOOD MART | 3930 AUSTELL-POWDER SPRINGS RD | POWDER SPRINGS | Cobb | 330362 | 3 |  | 1970-04-27 |  | 1970-04-27 |  | Removed from Ground | Gas (Historical Use) | 4000 | Cathodically Protected Steel | 1970-04-27 | 1996-05-22 | Galvanized Steel | Pressurized
J J. COUNTRY STORE | 3001 COUNTRY WALK DR | POWDER SPRINGS | Cobb | 330655 | 1 | Flapper Valve | 1998-07-20 | FALSE | 1998-07-20 | FALSE | Currently in Use | Regular | 8000 | Fiberglass | 1986-01-05 |  | Fiberglass Reinforced Plastic | Pressurized
BURCH-LOWE INC | 5710 RIVERVIEW RD | MABLETON | Cobb | 330425 | 1 | [5 empty] | Removed from Ground | Gas (Historical Use) | 2000 | Bare Steel | 1974-05-30 | 1993-12-01 | Galvanized Steel | Suction (American)
SMCHANG LLC | 155 VETERANS MEMORIAL HWY | MABLETON | Cobb | 9033579 | 2 | [5 empty] | Removed from Ground | Gas (Historical Use) | 4000 | Not Marked/Unknown | 1988-01-01 | 1988-01-01 | Not Marked
MABLETON ROAD LLC | 6430 MABLETON PKWY | MABLETON | Cobb | 330155 | 2(PLUS) | Ball Float | 2005-01-01 | FALSE | 2005-01-01 | FALSE | Currently in Use | Plus | 8000 | Steel-Impressed Current | 1985-05-02 |  | Steel (Impressed Current) | Pressurized
SHELL FOOD MART | 873 VETERANS MEMORIAL HWY | MABLETON | Cobb | 10001165 | P329158 | Ball Float | 2006-05-01 | FALSE | 2006-05-01 | FALSE | Currently in Use | Premium | 12000 | Fiberglass | 2006-04-11 |  | Double-Walled Fiberglass | Pressurized
SHELL FOOD MART | 873 VETERANS MEMORIAL HWY | MABLETON | Cobb | 10001165 | P329143B | Ball Float | 2006-05-01 | FALSE | 2006-05-01 | FALSE | Currently in Use | Diesel | 4000 | Fiberglass | 2006-04-11 |  | Double-Walled Fiberglass | Pressurized
RaceTrac #140 - Oakdale | 1461 VETERANS MEMORIAL HWY SE | MABLETON | Cobb | 10001919 | 3 | Overfill Alarm | 2010-08-22 | FALSE | 2010-08-22 | FALSE | Currently in Use | Diesel | 12000 | Composite Double Walled | 2010-08-22 |  | Double-Walled Fiberglass | Pressurized
MARIETTA AMOCO | 4148 MARIETTA ST | POWDER SPRINGS | Cobb | 330043 | 4 | Ball Float | 1993-07-22 | FALSE | 1993-07-22 | FALSE | Currently in Use | Diesel | 10000 | Fiberglass | 1985-01-03 |  | Double-Walled Fiberglass | Pressurized
LOST MOUNTAIN CHEVRON | 5115 DALLAS HWY | POWDER SPRINGS | Cobb | 9033509 | 1 | Ball Float | 1996-10-01 | FALSE | 1996-10-01 | FALSE | Currently in Use | Regular | 12000 | Fiberglass Double Walled | 1996-10-01 |  | Double-Walled Fiberglass | Pressurized
USA FOOD STORE | 2991 POWDER SPRINGS RD | POWDER SPRINGS | Cobb | 332003 | 5 | Flapper Valve | 1996-05-01 | FALSE | 1996-05-01 | FALSE | Currently in Use | Diesel | 6000 | Fiberglass | 1996-05-01 |  | Double-Walled Flex | Safe Suction (Euro)
CONCRETE CUTTERS | 5401 -A OLD FLOYD ROAD | MABLETON | Cobb | 9033613 | 2 | [5 empty] | Removed from Ground | Diesel | 5000 | Cathodically Protected Steel | 2001-10-04 | 1899-12-31 | Cathodically Protected | Pressurized
N & L Investment Partners LLC DBA Mabelton food Mart | 6211 MABLETON PKWY | MABLETON | Cobb | 330438 | 4 | Flapper Valve | 1998-10-10 | FALSE | 1998-10-10 | FALSE | Currently in Use | Premium | 4000 | Steel-Impressed Current | 1998-10-10 |  | Fiberglass Reinforced Plastic | Pressurized
N & L Investment Partners LLC DBA Mabelton food Mart | 6211 MABLETON PKWY | MABLETON | Cobb | 330438 | 1 | Flapper Valve | 1998-10-10 | FALSE | 1998-10-10 | FALSE | Currently in Use | Regular | 10000 | Steel-Impressed Current | 1998-10-10 |  | Fiberglass Reinforced Plastic | Pressurized
BARBER OIL CO INC | 930 FRONT ST | MABLETON | Cobb | 9033598 | 6 |  | 1999-01-01 |  | 1999-01-01 |  | Closed in Ground | Kerosene | 8000 | Cathodically Protected Steel | 1981-01-01 | 2001-08-14 | Cathodically Protected | Suction (American)
SMCHANG LLC | 155 VETERANS MEMORIAL HWY | MABLETON | Cobb | 9033579 | 6 | Flapper Valve | 1999-12-15 | FALSE | 1999-12-15 | FALSE | Currently in Use | Premium | 10000 | Fiberglass | 1999-11-29 |  | Double-Walled Flex | Pressurized
Exxon Food Mart | 1290 VETERANS MEMORIAL HWY | MABLETON | Cobb | 330021 | 2 | Ball Float | 1991-03-01 | FALSE | 1991-03-01 | FALSE | Removed from Ground | Gas (Historical Use) | 12046 | Composite | 1972-04-07 | 2018-01-29 | Double-Walled Fiberglass | Pressurized
KWIK SERVE | 1057 VETERANS MEMORIAL HWY | MABLETON | Cobb | 330156 | 4 | [5 empty] | Removed from Ground | Diesel | 4000 | Bare Steel | 1984-05-02 | 1899-12-31 | Galvanized Steel | Pressurized
ATLANTA HARDWOOD CORP | 5596 RIVERVIEW RD | MABLETON | Cobb | 9033117 | 1 | [5 empty] | Removed from Ground | Gas (Historical Use) | 1990 | Bare Steel | 1960-01-01 | 1995-03-03 | Bare Steel
MABLETON CHEVRON | 1450 VETERANS MEMORIAL PKWY BLDG 200 | MABLETON | Cobb | 10001248 | 3 |  | 2006-07-01 | FALSE | 2006-07-01 | FALSE | Currently in Use | Diesel | 4000 | Epoxy | 2006-07-01 |  | Fiberglass Reinforced Plastic | Pressurized
FORMER TEXACO STATION | 30 WHITLOCK AVENUE NW | MARIETTA | Cobb | 10002120 | 1 |  |  | FALSE |  | FALSE | Removed from Ground | Gas (Historical Use) | 0 | Unknown | 1976-01-01 | 1976-01-01 | Unknown
RaceTrac #247 - Bob Cox | 3350 DALLAS HWY | MARIETTA | Cobb | 10000041 | 1 | Overfill Alarm | 2002-05-01 | FALSE | 2002-05-01 | FALSE | Currently in Use | Regular | 20000 | Composite Double Walled | 2002-05-02 |  | Double-Walled Fiberglass | Pressurized
BOB COX CHEVRON | 3330 DALLAS HWY | MARIETTA | Cobb | 10000045 | 2 | Ball Float | 2002-04-01 |  | 2002-04-01 |  | Removed from Ground | Gas (Historical Use) | 10000 | Composite | 2002-04-01 | 2008-09-25 | Double Walled | Pressurized
MARATHON FOOD MART #159 | 2651 POWDER SPRINGS RD | MARIETTA | Cobb | 9033044 | 4 | Ball Float | 1989-11-01 | FALSE | 1989-11-01 | FALSE | Removed from Ground | Premium | 10000 | Fiberglass | 1989-11-10 | 2017-08-11 | Double-Walled Fiberglass | Pressurized
FINA #131-6688-709 (FORMER) | 2545 SPRING RD | SMYRNA | Cobb | 330370 | 2 | [5 empty] | Removed from Ground | Gas (Historical Use) | 5000 | Cathodically Protected Steel | 1968-04-27 | 1991-04-01 | Galvanized Steel
BURCH-LOWE INC | 5710 RIVERVIEW RD | MABLETON | Cobb | 330425 | 4 |  | 1994-03-03 |  | 1994-03-03 |  | Removed from Ground | Gas (Historical Use) | 1000 | Galvanic (STIP-3) | 1994-03-03 | 2004-06-10 | Fiberglass Reinforced Plastic | Safe Suction (Euro)
MABLETON FOODMART | 1181 OLD POWDER SPRINGS RD | MABLETON | Cobb | 9033485 | 3 | Flapper Valve | 1999-01-01 | TRUE | 1999-01-01 | TRUE | Currently in Use | Premium | 3000 | Steel-Impressed Current | 1999-01-01 |  | Fiberglass Reinforced Plastic | Pressurized
HUSSAIN USA LLC DBA DENNYS FOOD MART | 5401 FLOYD RD | MABLETON | Cobb | 330341 | 6 | Overfill Alarm | 1987-01-01 | TRUE | 1987-01-01 | FALSE | Currently in Use | Premium | 10000 | Steel-Impressed Current | 1987-01-01 |  | Steel (Impressed Current) | Pressurized
HAROLD HYDE | 1497 VETRANS MEMORIAL | MABLETON | Cobb | 9033595 | 2 | [5 empty] | Removed from Ground | Other | 550 | Bare Steel | 2000-06-07 | 2000-06-07 | Galvanized Steel | Suction (American)
CITGO FOODS | 745 VETRANS MEMORIAL HWY | MABLETON | Cobb | 330045 | 3 | [5 empty] | Removed from Ground | Gas (Historical Use) | 6000 | Bare Steel | 1970-05-04 | 1992-04-21 | Galvanized Steel
MABLETON ROAD LLC | 6430 MABLETON PKWY | MABLETON | Cobb | 330155 | 5 | Ball Float | 2005-01-01 |  | 2005-01-01 |  | Closed in Ground | Kerosene | 1000 | Steel-Impressed Current | 1985-05-02 | 2016-10-13 | Steel (Impressed Current)
KWIK SERVE | 1057 VETERANS MEMORIAL HWY | MABLETON | Cobb | 330156 | 1 | [5 empty] | Removed from Ground | Gas (Historical Use) | 8000 | Bare Steel | 1984-05-02 | 1899-12-31 | Galvanized Steel | Pressurized
DOT ROW/FORMER MACLAND CORNERS S | CORNER OF MACLAND & LOST MNT RDS | MARIETTA | Cobb | 9033270 | 2 | [5 empty] | Currently in Use | Other | 1000 | Not Marked/Unknown |  |  | Not Marked
QUIKTRIP #727 | 692 POWDER SPRINGS RD | MARIETTA | Cobb | 9033047 | 2 | Ball Float | 1990-11-01 |  | 1990-11-01 |  | Removed from Ground | Gas (Historical Use) | 12000 | Fiberglass Double Walled | 1990-11-29 | 2015-05-07 | Double-Walled Flex | Pressurized
Mobil | 2315 DALLAS HWY | MARIETTA | Cobb | 330120 | 2-UNL | Ball Float | 1996-05-01 | FALSE | 1996-05-01 | FALSE | Currently in Use | Plus | 8000 | Steel-Impressed Current | 1983-05-02 |  | Double-Walled Flex | Pressurized
BOB COX CHEVRON | 3330 DALLAS HWY | MARIETTA | Cobb | 10000045 | 1 | Ball Float | 2002-04-01 | FALSE | 2002-04-01 | FALSE | Removed from Ground | Gas (Historical Use) | 15000 | Composite | 2002-04-01 | 2008-09-25 | Double Walled | Pressurized
MARATHON FOOD MART #159 | 2651 POWDER SPRINGS RD | MARIETTA | Cobb | 9033044 | 3 | Ball Float | 1989-11-01 | FALSE | 1989-11-01 | FALSE | Removed from Ground | Plus | 10000 | Fiberglass | 1989-11-01 | 2017-08-11 | Double-Walled Fiberglass | Pressurized
MARIETTA MARKET #36 | 277 POWDER SPRINGS RD | MARIETTA | Cobb | 330115 | 2-UNL | [5 empty] | Removed from Ground | Gas (Historical Use) | 8000 | Bare Steel | 1977-05-03 | 1997-05-01 | Galvanized Steel
ONE STOP GROCERY | 2140 DALLAS HWY SW | MARIETTA | Cobb | 9033440 | 3 | Flapper Valve | 1989-01-01 | FALSE | 1989-01-01 | FALSE | Currently in Use | Diesel | 10000 | Galvanic (STIP-3) | 1989-01-01 |  | Fiberglass Reinforced Plastic | Pressurized
SJB INC | 1175 POWDER SPRINGS STREET | MARIETTA | Cobb | 330348 | 2 | Flapper Valve | 1983-04-24 | FALSE | 1983-04-24 | FALSE | Currently in Use | Diesel | 10000 |  | 1983-04-24 |  | Galvanized Steel | Pressurized
SAVE #6/MAJOR SVC CENTER | 2305 DALLAS HWY | MARIETTA | Cobb | 330286 | 3 | [5 empty] | Removed from Ground | Gas (Historical Use) | 2000 | Bare Steel | 1973-04-18 | 1994-11-16 | Galvanized Steel
MARIETTA CITY CLUB | 510 POWDER SPRINGS RD | MARIETTA | Cobb | 330296 | 2 | Flapper Valve | 1997-07-29 | FALSE | 2007-10-11 | FALSE | Closed in Ground | Diesel | 1000 | Composite | 1990-10-01 |  | Fiberglass Reinforced Plastic | Safe Suction (Euro)
BAGWELL & SPEARS INC #39 | 1732 POWDER SPRINGS RD | MARIETTA | Cobb | 9033513 | 2 | Ball Float | 1997-04-01 |  | 1997-04-01 |  | Removed from Ground | Gas (Historical Use) | 10000 | Fiberglass | 1987-04-01 | 2005-08-13 | Fiberglass Reinforced Plastic | Pressurized
CHEVRON STATION #40027 | 2438 POWDER SPRINGS RD SW | MARIETTA | Cobb | 330376 | 3 | [5 empty] | Removed from Ground | Gas (Historical Use) | 5000 | Cathodically Protected Steel | 1969-04-27 | 1991-05-16 | Galvanized Steel
SUNSHINE FOODMART #500 | 600 POWDER SPRINGS ST | MARIETTA | Cobb | 330654 | 3 | Flapper Valve | 1990-08-01 | FALSE | 1990-08-01 | FALSE | Currently in Use | Plus | 10000 | Galvanic (STIP-3) | 1987-01-01 |  | Fiberglass Reinforced Plastic | Pressurized
PEACHTREE SERVICE EXPERTS | 1691 POWDER SPRINGS RD | MARIETTA | Cobb | 330616 | 1 |  | 1998-02-01 |  | 1998-02-01 |  | Removed from Ground | Diesel | 1060 | Cathodically Protected Steel | 1977-03-07 | 2005-09-14 | Cathodically Protected | Safe Suction (Euro)
DOT ROW/MICHELS TRADING POST FOR | 2501 MACLAND RDND & LOST MNT RDS | MARIETTA | Cobb | 9033271 | 1 | [5 empty] | Removed from Ground | Other | 560 | Not Marked/Unknown | 1993-10-25 | 1993-10-25 | Not Marked
VACANT WAREHOUSE-OFFICE | 105 DENMEAD ST | MARIETTA | Cobb | 330292 | 2 | [5 empty] | Removed from Ground | Gas (Historical Use) | 2000 | Bare Steel | 1974-04-18 | 1987-07-01 | Galvanized Steel
MINIT SAVER GROCERY | 3807 DUE WEST RD | MARIETTA | Cobb | 7033004 | 2 | [5 empty] | Removed from Ground | Gas (Historical Use) | 6000 | Not Marked/Unknown | 1993-08-26 | 1993-08-26 | Not Marked
KROGER GA-456 | 4400 BROWNSVILLE RD | POWDER SPRINGS | Cobb | 10000418 | 2 | Ball Float | 2010-08-19 | FALSE | 2010-09-07 | FALSE | Currently in Use | Diesel | 10000 | Fiberglass Double Walled | 2010-08-05 |  | Double-Walled Flex | Pressurized
USA FOOD STORE | 2991 POWDER SPRINGS RD | POWDER SPRINGS | Cobb | 332003 | 3 | Ball Float | 1996-05-01 | FALSE | 1996-05-01 | FALSE | Currently in Use | E-0 | 10000 | Fiberglass | 1987-11-04 |  | Double-Walled Flex | Pressurized
ROGERS CARTAGE CO | 6100 NICHOLS DRIVE | MABLETON | Cobb | 330450 | 1 | [5 empty] | Removed from Ground | Diesel | 10000 | Bare Steel | 1983-01-03 | 1995-04-07 | Bare Steel | Safe Suction (Euro)
SHELL FOOD MART | 4360 FLOYD RD | MABLETON | Cobb | 9033526 | 1 | [5 empty] | Removed from Ground | Gas (Historical Use) | 0 | Not Marked/Unknown |  | 1899-12-31 | Not Marked
BARBER OIL CO INC | 930 FRONT ST | MABLETON | Cobb | 9033598 | 1 |  | 1999-01-01 |  | 1999-01-01 |  | Removed from Ground | Gas (Historical Use) | 10000 | Fiberglass | 1981-01-01 | 2005-05-24 | Cathodically Protected | Suction (American)
Exxon Food Mart | 1290 VETERANS MEMORIAL HWY | MABLETON | Cobb | 330021 | 3 | Ball Float | 1991-03-01 | FALSE | 1991-03-01 | FALSE | Removed from Ground | Gas (Historical Use) | 12046 | Composite | 1972-04-07 | 2018-01-29 | Double-Walled Fiberglass | Pressurized
KWIK SERVE | 1057 VETERANS MEMORIAL HWY | MABLETON | Cobb | 330156 | 897047 | Ball Float | 1995-11-25 | FALSE | 1995-11-25 | FALSE | Currently in Use | Diesel | 8000 | Steel-Impressed Current | 1995-11-25 |  | Fiberglass Reinforced Plastic | Pressurized
KWIK SERVE | 1057 VETERANS MEMORIAL HWY | MABLETON | Cobb | 330156 | 897044 | Ball Float | 1995-11-25 | FALSE | 1995-11-25 | FALSE | Currently in Use | Regular | 8000 | Steel-Impressed Current | 1995-11-25 |  | Fiberglass Reinforced Plastic | Pressurized
DANNYS FOOD MART #3 | 6161 MABLETON PKWY | MABLETON | Cobb | 330087 | 5 | Overfill Alarm | 1989-01-01 | FALSE | 1989-01-01 | FALSE | Currently in Use | Plus | 10000 | Galvanic (STIP-3) | 1989-10-01 |  | Fiberglass Reinforced Plastic | Pressurized
DANNYS FOOD MART #3 | 6161 MABLETON PKWY | MABLETON | Cobb | 330087 | 4 | Overfill Alarm | 1989-01-01 | FALSE | 1989-01-01 | FALSE | Currently in Use | Regular | 10000 | Galvanic (STIP-3) | 1989-10-01 |  | Fiberglass Reinforced Plastic | Pressurized
QUIKTRIP #738 | 7130 MABLETON PKWY | MABLETON | Cobb | 9033144 | 1 | Flapper Valve | 1990-04-01 | FALSE | 1990-04-01 | FALSE | Currently in Use | Regular | 12000 | Tank Jacket | 1990-03-15 |  | Double-Walled Fiberglass | Pressurized
SMCHANG LLC | 155 VETERANS MEMORIAL HWY | MABLETON | Cobb | 9033579 | 7 | Flapper Valve | 1999-12-15 | FALSE | 1999-12-15 | FALSE | Currently in Use | Diesel | 10000 | Fiberglass | 1999-11-29 |  | Double-Walled Flex | Pressurized
CITGO FOODS | 745 VETRANS MEMORIAL HWY | MABLETON | Cobb | 330045 | 7 | [5 empty] | Removed from Ground | Gas (Historical Use) | 10000 | Tank Jacket | 1992-04-23 | 1998-07-01 | Fiberglass Reinforced Plastic | Pressurized
CITGO FOODS | 745 VETRANS MEMORIAL HWY | MABLETON | Cobb | 330045 | 1 | [5 empty] | Removed from Ground | Gas (Historical Use) | 10000 | Bare Steel | 1968-05-04 | 1992-04-21 | Galvanized Steel
Exxon Food Mart | 1290 VETERANS MEMORIAL HWY | MABLETON | Cobb | 330021 | 1 | Ball Float | 1991-03-01 | FALSE | 1991-03-01 | FALSE | Removed from Ground | Gas (Historical Use) | 12046 | Composite | 1978-04-06 | 2018-01-29 | Double-Walled Fiberglass | Pressurized
JIMMY HARRISON | 5830 POWELL DR | MABLETON | Cobb | 9033116 | 168436 | Flapper Valve | 1998-10-01 | FALSE | 1990-04-01 | FALSE | Closed in Ground | Diesel | 10000 | Galvanic (STIP-3) | 1990-01-01 | 2019-08-06 | Galvanized Steel | Safe Suction (Euro)
KROGER GA-464 | 4875 FLOYD RD | MABLETON | Cobb | 10000143 | 2B | Overfill Alarm | 2002-05-28 | FALSE | 2002-05-28 | FALSE | Currently in Use | Diesel | 8000 | Fiberglass Double Walled | 2002-05-28 |  | Double-Walled Fiberglass | Pressurized
JOHN WIELAND HOMES-LEGACY AT THE RIVERLINE | VETERANS HIGHWAY & DISCOVERY BOULEVARD | MABLETON | Cobb | 10001203 | 2 |  |  | FALSE |  | FALSE | Removed from Ground | Not Marked/Tank Removed | 2000 | Unknown | 2006-02-07 | 2006-02-07 | Unknown
FORMER GAS STATION (ABANDONED TANKS) | 757 VETERANS MEMORIAL HWY | MABLETON | Cobb | 10001811 | 1 |  |  | TRUE |  | FALSE | Removed from Ground | Gas (Historical Use) | 4000 | Bare Steel | 2010-01-12 | 2010-01-12
RaceTrac #140 - Oakdale | 1461 VETERANS MEMORIAL HWY SE | MABLETON | Cobb | 10001919 | 1 | Overfill Alarm | 2010-08-22 | FALSE | 2010-08-22 | FALSE | Currently in Use | Regular | 20000 | Composite Double Walled | 2010-08-22 |  | Double-Walled Fiberglass | Pressurized
DOT ROW/FORMER MACLAND CORNERS S | CORNER OF MACLAND & LOST MNT RDS | MARIETTA | Cobb | 9033270 | 1 | [5 empty] | Currently in Use | Other | 1000 | Not Marked/Unknown |  |  | Not Marked
GEORGIA DEPARTMENT OF TRANSPORTA | 1960 COUNTY FARM RD | MARIETTA | Cobb | 9033087 | 708G1 | [5 empty] | Removed from Ground | Gas (Historical Use) | 1000 | Cathodically Protected Steel | 1984-01-01 | 2003-12-09 | Bare Steel
CHEVRON STATION #40027 | 2438 POWDER SPRINGS RD SW | MARIETTA | Cobb | 330376 | 4 |  |  | TRUE |  | TRUE | Removed from Ground | Used Oil | 550 | Cathodically Protected Steel | 1969-04-27 | 1991-05-16 | Galvanized Steel
PEACHTREE SERVICE EXPERTS | 1691 POWDER SPRINGS RD | MARIETTA | Cobb | 330616 | 2 |  | 1998-02-01 |  | 1998-02-01 |  | Removed from Ground | Gas (Historical Use) | 1060 | Steel-Impressed Current | 1977-03-07 | 2005-08-25 | Cathodically Protected | Safe Suction (Euro)
MINIT SAVER GROCERY | 3807 DUE WEST RD | MARIETTA | Cobb | 7033004 | 4 | [5 empty] | Removed from Ground | Gas (Historical Use) | 4000 | Not Marked/Unknown | 1993-08-26 | 1993-08-26 | Not Marked
MINIT SAVER GROCERY | 3807 DUE WEST RD | MARIETTA | Cobb | 7033004 | 5 | Ball Float | 1993-09-13 |  | 1993-09-13 |  | Currently in Use | Gas (Historical Use) | 10000 | Galvanic (STIP-3) | 1993-08-30 |  | Double-Walled Fiberglass | Pressurized
BP #24073 | 704 WHITLOCK AVE | MARIETTA | Cobb | 9000415 | 8 | Flapper Valve | 1993-03-01 | FALSE | 1993-03-01 | FALSE | Temporarily out of use | Premium | 10000 | Fiberglass | 1989-12-04 |  | Double-Walled Fiberglass | Pressurized
BP #24073 | 704 WHITLOCK AVE | MARIETTA | Cobb | 9000415 | 2 | [5 empty] | Removed from Ground | Gas (Historical Use) | 10000 | Bare Steel | 1982-05-03 | 1989-12-04 | Galvanized Steel
Chevron Food Mart | 800 S COBB DR | MARIETTA | Cobb | 9033356 | 2 | Ball Float | 1990-09-19 | FALSE | 1990-09-19 | FALSE | Currently in Use | Premium | 10000 | Galvanic (STIP-3) | 1990-09-19 |  | Fiberglass Reinforced Plastic | Pressurized
BETTER BRANDS OF ATLANTA INC | 1131 ATLANTA IND DR | MARIETTA | Cobb | 330089 | 1 |  | 1998-04-15 |  | 1998-04-15 |  | Removed from Ground | Gas (Historical Use) | 8000 | Steel-Impressed Current | 1978-04-04 | 2000-01-07 | Cathodically Protected | Suction (American)
COBB EMC | 1506 CHURCH ST EXT | MARIETTA | Cobb | 330036 | 3 | [5 empty] | Removed from Ground | Gas (Historical Use) | 4000 | Bare Steel | 1966-04-23 | 1992-03-10 | Galvanized Steel
US POSTAL SERVICE | 2886 SANDY PLAINS RD | MARIETTA | Cobb | 330034 | 1 | [5 empty] | Removed from Ground | Gas (Historical Use) | 12000 | Fiberglass | 1985-04-07 | 1993-02-01 | Unknown
PRIME EQUIPMENT #417 | 1950 GUFFIN LANE | MARIETTA | Cobb | 9033057 | 2 | [5 empty] | Removed from Ground | Diesel | 3000 | Cathodically Protected Steel | 1988-01-01 | 1999-01-28 | Fiberglass Reinforced Plastic | Suction (American)
GEORGIA WASTE SYSTEMS NW | 5025 DEEN RD | MARIETTA | Cobb | 9033086 | 3 |  | 1988-01-01 |  | 1988-01-01 |  | Removed from Ground | Gas (Historical Use) | 10000 | Bare Steel | 1988-01-01 | 1998-05-01 | Fiberglass Reinforced Plastic | Pressurized
CHEVRON STATION #0052994 | 155 ERNEST BARRETT PKWY | MARIETTA | Cobb | 9033084 | 3 |  | 1995-09-30 |  | 1995-09-30 |  | Removed from Ground | Gas (Historical Use) | 8775 | Fiberglass | 1988-03-01 | 2007-10-05 | Fiberglass Reinforced Plastic | Pressurized
THE RIGHT STUFF FOOD STORE | 4852 CANTON HWY | MARIETTA | Cobb | 330422 | 3 | Ball Float | 1986-05-30 | FALSE | 1986-05-30 | FALSE | Currently in Use | Premium | 8000 | Composite | 1986-05-30 |  | Double-Walled Fiberglass | Pressurized
RaceTrac #328 - Canton | 2337 CANTON RD | MARIETTA | Cobb | 9033603 | 3 | Ball Float | 2000-06-21 | FALSE | 2000-06-21 | FALSE | Currently in Use | Premium | 12000 | Composite Double Walled | 2000-06-21 |  | Double-Walled Fiberglass | Pressurized
GONDAL GAS AND FOOD LLC aka SPRAYBERRY EXXON | 2690 SANDY PLAINS RD | MARIETTA | Cobb | 330352 | 2 |  | 1981-04-24 | TRUE | 1981-04-24 | FALSE | Currently in Use | Plus | 10000 | Steel-Impressed Current | 1981-04-24 |  | Fiberglass Reinforced Plastic | Pressurized
MABLETON ROAD LLC | 6430 MABLETON PKWY | MABLETON | Cobb | 330155 | 3(SUPER) | Ball Float | 2005-01-01 | FALSE | 2005-01-01 | FALSE | Currently in Use | Diesel | 4000 | Steel-Impressed Current | 1985-05-02 |  | Steel (Impressed Current) | Pressurized
SIX FLAGS OVER GA/AUTO SHOP | 7561 SIX FLAGS PKWY | MABLETON | Cobb | 330191 | 9 | [5 empty] | Removed from Ground | Diesel | 3000 | Bare Steel | 1967-02-20 | 1997-02-01 | Galvanized Steel | Pressurized
SHELL FOODMART | 690 S GORDON RD | MABLETON | Cobb | 9033115 | 1 | Ball Float | 1990-01-01 | FALSE | 1990-01-01 | FALSE | Currently in Use | Regular | 10000 | Epoxy | 1990-01-01 |  | Fiberglass Reinforced Plastic | Pressurized
AMERICAN WHOLESALE | 389 VETERANS MEMORIAL HWY | MABLETON | Cobb | 10000900 | 1 |  |  | FALSE |  | FALSE | Removed from Ground | Gas (Historical Use) | 19604 | Unknown | 2005-05-20 | 2005-05-20 | Unknown
HUSSAIN USA LLC DBA DENNYS FOOD MART | 5401 FLOYD RD | MABLETON | Cobb | 330341 | 2 | Overfill Alarm | 1973-04-26 | TRUE | 1973-04-26 | FALSE | Currently in Use | Regular | 5000 | Steel-Impressed Current | 1973-04-26 |  | Steel (Impressed Current) | Pressurized
Exxon Food Mart | 1290 VETERANS MEMORIAL HWY | MABLETON | Cobb | 330021 | 5B | Flapper Valve | 2018-04-16 | FALSE | 2018-02-27 | FALSE | Currently in Use | Diesel | 4000 | Composite Double Walled | 2018-02-21 |  | Double-Walled Fiberglass | Pressurized
KWIK SERVE | 1057 VETERANS MEMORIAL HWY | MABLETON | Cobb | 330156 | 897078 | Ball Float | 1995-11-25 | FALSE | 1995-11-25 | FALSE | Currently in Use | Premium | 8000 | Steel-Impressed Current | 1995-11-25 |  | Fiberglass Reinforced Plastic | Pressurized
RYDER TRUCK RENTAL #829C | 1455 FIELD PARK CIR | MARIETTA | Cobb | 9033527 | 1 | Flapper Valve | 1997-01-01 | FALSE | 1997-01-01 | FALSE | Currently in Use | Diesel | 20000 | Fiberglass Double Walled | 1997-01-01 |  | Fiberglass Reinforced Plastic | Pressurized
TEXACO FOOD MART | 1760 BELLS FERRY RD | MARIETTA | Cobb | 330662 | 2 | Ball Float | 1994-06-11 | FALSE | 1994-06-11 | FALSE | Currently in Use | Diesel | 10000 | Fiberglass Double Walled | 1987-05-01 |  | Fiberglass Reinforced Plastic | Pressurized
NABAT INC | 3725 TRICKUM RD | MARIETTA | Cobb | 330633 | 2 | [5 empty] | Removed from Ground | Gas (Historical Use) | 10027 | Bare Steel | 1981-01-15 | 1994-05-19 | Galvanized Steel
CHEVRON STATION #43028 | 3206 CANTON RD | MARIETTA | Cobb | 9000619 | 3 | [5 empty] | Removed from Ground | Gas (Historical Use) | 5000 | Bare Steel | 1970-04-27 | 1988-05-01 | Galvanized Steel
SUNOCO | 1414 SOUTH COBB DR SE | MARIETTA | Cobb | 330031 | 2 | [5 empty] | Removed from Ground | Gas (Historical Use) | 8000 | Bare Steel | 1986-03-31 | 1987-01-12 | Galvanized Steel
QUIKTRIP #806 | 1900 LOWER ROSWELL RD | MARIETTA | Cobb | 330044 | 8A | Flapper Valve | 2017-02-13 | FALSE | 2017-02-13 | FALSE | Currently in Use | Premium | 10000 | Fiberglass Double Walled | 2017-01-18 |  | Double-Walled Flex | Pressurized
RENAISSANCE AUTO | 54 -56 ATLANTA ST | MARIETTA | Cobb | 9033254 | 3 | [5 empty] | Currently in Use | Gas (Historical Use) | 4000 | Not Marked/Unknown |  |  | Not Marked
Y-ONE GROCERY & GAS STATION/FORM | 326 ROSWELL ST | MARIETTA | Cobb | 330123 | 6 |  | 1995-02-10 |  | 1995-02-10 |  | Removed from Ground | Gas (Historical Use) | 10000 | Fiberglass | 1995-02-10 | 2005-11-20 | Fiberglass Reinforced Plastic | Pressurized
COBB ELECTRIC MEMBERSHIP CORP | 1000 EMC PKWY | MARIETTA | Cobb | 330122 | 5 |  | 1990-05-01 | FALSE | 1990-05-01 | FALSE | Removed from Ground | Diesel | 6000 | Steel-Impressed Current | 1979-05-01 | 2017-06-22 |  | Pressurized
COBB ELECTRIC MEMBERSHIP CORP | 1000 EMC PKWY | MARIETTA | Cobb | 330122 | 5 |  | 1990-05-01 | FALSE | 1990-05-01 | FALSE | Removed from Ground | Diesel | 6000 | Steel-Impressed Current | 1979-05-01 | 2017-06-22 |  | Pressurized
COBB ELECTRIC MEMBERSHIP CORP | 1000 EMC PKWY | MARIETTA | Cobb | 330122 | 21 |  | 1990-05-01 | FALSE | 1990-05-01 | FALSE | Removed from Ground | Gas (Historical Use) | 10000 | Steel-Impressed Current | 1979-05-01 | 2017-06-21 |  | Pressurized
COBB ELECTRIC MEMBERSHIP CORP | 1000 EMC PKWY | MARIETTA | Cobb | 330122 | 21 |  | 1990-05-01 | FALSE | 1990-05-01 | FALSE | Removed from Ground | Gas (Historical Use) | 10000 | Steel-Impressed Current | 1979-05-01 | 2017-06-21 |  | Pressurized
QUIK FOOD STORE/QUIK THRIFT #754 | 2525 POWDER SPRINGS RD | MARIETTA | Cobb | 330301 | 7 | Ball Float | 1989-02-24 | FALSE | 1989-02-24 | FALSE | Currently in Use | Premium | 8000 | Galvanic (STIP-3) | 1989-02-24 |  | Fiberglass Reinforced Plastic | Pressurized
QUIK FOOD STORE/QUIK THRIFT #754 | 2525 POWDER SPRINGS RD | MARIETTA | Cobb | 330301 | 5 | [5 empty] | Removed from Ground | Kerosene | 1 | Bare Steel | 1985-04-15 | 1989-02-15 | Galvanized Steel
QUIK FOOD STORE/QUIK THRIFT #754 | 2525 POWDER SPRINGS RD | MARIETTA | Cobb | 330301 | 4 | [5 empty] | Removed from Ground | Gas (Historical Use) | 1 | Bare Steel | 1974-04-18 | 1989-02-15 | Galvanized Steel
GAS PLUS INC | 2489 DALLAS HWY SW | MARIETTA | Cobb | 9033486 | 1 | Flapper Valve | 1996-04-09 | FALSE | 1996-04-09 | FALSE | Currently in Use | Regular | 12000 | Fiberglass | 1996-04-09 |  | Double-Walled Flex | Pressurized
JIFFY LUBE #300 | 686 1/2 POWDER SPRINGS RD | MARIETTA | Cobb | 330391 | 3 |  |  | TRUE |  | TRUE | Removed from Ground | Used Oil | 1000 | Cathodically Protected Steel | 1986-01-01 | 1999-11-13 | Galvanized Steel
SHELL | 855 WHITLOCK AVE | MARIETTA | Cobb | 330653 | 1 | Ball Float | 1994-04-01 | FALSE | 1994-04-01 | FALSE | Removed from Ground |  | 10000 | Galvanic (STIP-3) | 2015-12-18 | 2020-12-08 | Fiberglass Reinforced Plastic | Pressurized
SHELL | 855 WHITLOCK AVE | MARIETTA | Cobb | 330653 | 1 | Ball Float | 1994-04-01 | FALSE | 1994-04-01 | FALSE | Removed from Ground |  | 10000 | Galvanic (STIP-3) | 2015-12-18 | 2020-12-08 | Fiberglass Reinforced Plastic | Pressurized
SHELL | 855 WHITLOCK AVE | MARIETTA | Cobb | 330653 | 1 | Ball Float | 1994-04-01 | FALSE | 1994-04-01 | FALSE | Removed from Ground |  | 10000 | Galvanic (STIP-3) | 2015-12-18 | 2020-12-08 | Fiberglass Reinforced Plastic | Pressurized
MAINTENANCE DEPT | 538 GLOVER ST | MARIETTA | Cobb | 330552 | 1 | Flapper Valve | 1998-10-08 |  | 1991-12-17 |  | Removed from Ground | Gas (Historical Use) | 12000 | Steel-Impressed Current | 1984-05-08 | 2011-07-21 | Double Walled | Safe Suction (Euro)
ATLANTA COUNTRY CLUB | 500 ATLANTA COUNTRY CLUB DR | MARIETTA | Cobb | 330657 | 10 | [5 empty] | Removed from Ground | Empty | 2000 | Bare Steel | 1980-01-03 | 1991-05-16 | Not Marked
Q LUBE INC #1174 | 2550 DELK RD | MARIETTA | Cobb | 332007 | 2 | [5 empty] | Removed from Ground | Other | 2000 | Composite | 1987-11-04 | 1998-09-01 | Galvanized Steel | Suction (American)
RaceTrac #548 - Delk Road | 2466 DELK RD | MARIETTA | Cobb | 9033619 | 5B | Overfill Alarm | 2016-02-19 | FALSE | 2016-02-19 | FALSE | Currently in Use | Premium | 10000 | Fiberglass Double Walled | 2016-02-19 |  | Double-Walled Fiberglass | Pressurized
CROWN OIL INC | 2697 WINDY HILL RD | MARIETTA | Cobb | 330381 | 2 | Ball Float | 1993-10-14 | FALSE | 1993-10-14 | FALSE | Currently in Use | Diesel | 10000 | Fiberglass | 1982-01-01 |  | Fiberglass Reinforced Plastic | Pressurized
CLYDE DEWALD ESTATE/CIRCLE K #29 | 1800 TERRELL MILL RD | MARIETTA | Cobb | 330470 | 1 | [5 empty] | Removed from Ground | Gas (Historical Use) | 8000 | Bare Steel | 1972-05-10 | 1992-09-18 | Galvanized Steel
BILL SEIDLE'S MITSUBISHI/MARK SI | 1850 COBB PKWY SOUTH | MARIETTA | Cobb | 330480 | 1 | [5 empty] | Removed from Ground | Gas (Historical Use) | 3000 | Bare Steel | 1983-05-07 | 1997-01-01 | Galvanized Steel
MAYFIELD DAIRY FARMS LLC | 1971 DELK IND DR | MARIETTA | Cobb | 330248 | 1 | [5 empty] | Removed from Ground | Diesel | 10000 | Bare Steel | 1978-03-21 | 1992-04-02 | Galvanized Steel
KROGER GA-455 | 1000 WHITLOCK AVE | MARIETTA | Cobb | 10001009 | 2 |  | 2005-10-06 | FALSE | 2005-10-06 | FALSE | Removed from Ground | Premium | 8000 | Fiberglass Double Walled | 2005-09-29 |  |  | Pressurized
BOB COX CHEVRON | 3330 DALLAS HWY | MARIETTA | Cobb | 10000045 | 3 | Ball Float | 2002-04-01 |  | 2002-04-01 |  | Removed from Ground | Diesel | 10000 | Composite | 2002-04-01 | 2008-09-25 | Double Walled | Pressurized
GEORGIA DEPARTMENT OF TRANSPORTA | 1960 COUNTY FARM RD | MARIETTA | Cobb | 9033087 | 708D1 | [5 empty] | Removed from Ground | Diesel | 2000 | Cathodically Protected Steel | 1986-10-01 | 2003-12-09 | Galvanized Steel
DOT ROW/MICHELS TRADING POST FOR | 2501 MACLAND RDND & LOST MNT RDS | MARIETTA | Cobb | 9033271 | 2 | [5 empty] | Removed from Ground | Other | 560 | Not Marked/Unknown | 1993-10-25 | 1993-10-25 | Not Marked
SJB INC | 1175 POWDER SPRINGS STREET | MARIETTA | Cobb | 330348 | 1 | Flapper Valve | 1983-04-24 | FALSE | 1983-04-24 | FALSE | Currently in Use | Regular | 10000 |  | 1983-04-24 |  | Galvanized Steel | Pressurized
VACANT WAREHOUSE-OFFICE | 105 DENMEAD ST | MARIETTA | Cobb | 330292 | 3 | [5 empty] | Removed from Ground | Diesel | 5180 | Bare Steel | 1978-04-17 | 1987-07-01 | Galvanized Steel
BANKHEAD C&D TRANSFER STATION LLC | 1490 VETERANS MEMORIAL HWY SE | MABLETON | Cobb | 9033114 | 1 | Ball Float | 2012-08-31 | FALSE | 1984-01-01 | FALSE | Temporarily out of use | Diesel | 10000 | Steel-Impressed Current | 1984-01-01 |  | Steel (Impressed Current)
SAVE #6/MAJOR SVC CENTER | 2305 DALLAS HWY | MARIETTA | Cobb | 330286 | 1 | [5 empty] | Removed from Ground | Gas (Historical Use) | 4000 | Bare Steel | 1973-04-18 | 1994-11-16 | Galvanized Steel
SUNSHINE FOODMART #500 | 600 POWDER SPRINGS ST | MARIETTA | Cobb | 330654 | 1 | Flapper Valve | 1990-08-01 | FALSE | 1990-08-01 | FALSE | Currently in Use | Regular | 10000 | Galvanic (STIP-3) | 1987-01-01 |  | Fiberglass Reinforced Plastic | Pressurized
BP #24073 | 704 WHITLOCK AVE | MARIETTA | Cobb | 9000415 | 10 |  |  | TRUE |  | TRUE | Removed from Ground | Used Oil | 1000 | Not Marked/Unknown |  | 1899-12-31 | Not Marked
COBB COUNTY NORTHWEST WRF | 3740 HWY 293 | KENNESAW | Cobb | 9033405 | 4 | Flapper Valve | 2005-05-20 | FALSE | 2005-05-20 | FALSE | Currently in Use | Diesel | 1000 | Fiberglass Double Walled | 2005-05-20 |  | Double-Walled Flex | Safe Suction (Euro)
SCOGGINS LIMITED PARTNERSHIP | 4449 WADE GREEN RD | KENNESAW | Cobb | 330127 | 1 | Ball Float | 1997-09-01 |  | 1997-09-01 |  | Removed from Ground | Gas (Historical Use) | 10000 | Galvanic (STIP-3) | 1985-05-01 | 2015-03-05 | Galvanized Steel | Pressurized
VULCAN/KENNESAW QUARRY | 1272 DUNCAN RD | KENNESAW | Cobb | 330084 | 023-06 | [5 empty] | Removed from Ground | Other | 1500 | Bare Steel | 1983-05-02 | 1992-11-01 | Galvanized Steel
Federal Express - ZMAR 305 | 1675 AIRPORT RD NW | KENNESAW | Cobb | 10001140 | 1 | Ball Float | 2015-09-16 | FALSE | 2015-08-13 | FALSE | Currently in Use | Diesel | 20000 | Fiberglass Double Walled | 2006-05-31 |  | Double-Walled Fiberglass | Pressurized
CITGO FOODS | 745 VETRANS MEMORIAL HWY | MABLETON | Cobb | 330045 | 8 |  |  | TRUE |  | TRUE | Removed from Ground | Used Oil | 1000 | Tank Jacket | 1992-04-23 | 1998-07-01 | Fiberglass Reinforced Plastic | Gravity Fed
QUICK SHOP EXPRESS INC | 6960 MABLETON PKWY | MABLETON | Cobb | 9033410 | 2P | Ball Float | 1990-05-01 | FALSE | 1990-05-01 | FALSE | Currently in Use | Premium | 8000 | Galvanic (STIP-3) | 1990-05-01 |  | Double-Walled Fiberglass | Pressurized
SHELL FOODMART | 690 S GORDON RD | MABLETON | Cobb | 9033115 | 3 | Ball Float | 1990-01-01 | FALSE | 1990-01-01 | FALSE | Currently in Use | Premium | 10000 | Epoxy | 1990-01-01 |  | Fiberglass Reinforced Plastic | Pressurized
RaceTrac #140 - Oakdale | 1461 VETERANS MEMORIAL HWY SE | MABLETON | Cobb | 10001919 | 2 | Overfill Alarm | 2010-08-22 | FALSE | 2010-08-22 | FALSE | Currently in Use | Premium | 12000 | Composite Double Walled | 2010-08-22 |  | Double-Walled Fiberglass | Pressurized
QUIKTRIP #727 | 692 POWDER SPRINGS RD | MARIETTA | Cobb | 9033047 | 1 | Ball Float | 1990-11-01 |  | 1990-11-01 |  | Removed from Ground | Gas (Historical Use) | 12000 | Fiberglass Double Walled | 1990-11-29 | 2015-05-07 | Double-Walled Flex | Pressurized
QUIKTRIP #727 | 692 POWDER SPRINGS RD | MARIETTA | Cobb | 9033047 | 7 | Flapper Valve | 2015-09-20 | FALSE | 2015-10-28 | FALSE | Currently in Use | Diesel | 12000 | Fiberglass Double Walled | 2015-09-20 |  | Double-Walled Fiberglass | Pressurized
MARATHON FOOD MART #159 | 2651 POWDER SPRINGS RD | MARIETTA | Cobb | 9033044 | 2 | Ball Float | 1989-11-01 | FALSE | 1989-01-11 | FALSE | Removed from Ground | Regular | 10000 | Fiberglass | 1989-11-01 | 2017-08-11 | Double-Walled Fiberglass | Pressurized
Kennesaw Food Mart | 3300 FREY RD | KENNESAW | Cobb | 330061 | 4 | [5 empty] | Removed from Ground | Gas (Historical Use) | 10000 | Bare Steel | 1976-05-01 | 1989-12-01 | Galvanized Steel
LEWIS CHEVRON #43306 | 3053 N COBB PKWY | KENNESAW | Cobb | 330077 | 8 |  | 2012-06-01 | TRUE | 2012-06-18 | TRUE | Temporarily out of use | Used Oil | 1000 | Fiberglass | 1990-01-15 |  | Fiberglass Reinforced Plastic | Gravity Fed
LEWIS CHEVRON #43306 | 3053 N COBB PKWY | KENNESAW | Cobb | 330077 | 6 |  | 2012-06-01 | FALSE | 2012-06-18 | FALSE | Currently in Use | Plus | 10000 | Fiberglass | 1990-01-15 |  | Fiberglass Reinforced Plastic | Pressurized
COBB CO FIRE STATION #24 | 3540 PAUL SAMUEL RD | KENNESAW | Cobb | 9033336 | 619238 | Overfill Alarm | 1991-08-01 | TRUE | 1991-08-01 | FALSE | Closed in Ground | Diesel | 1000 | Fiberglass Double Walled | 1990-11-30 |  | Fiberglass Reinforced Plastic | Safe Suction (Euro)
GEM CITY AVIATION INC | 1723 MCCOLLUM PKWY | KENNESAW | Cobb | 330073 | 3 | [5 empty] | Removed from Ground | Kerosene | 10000 | Bare Steel | 1977-04-25 | 1995-12-01 | Galvanized Steel
QUIKTRIP #752 | 4340 BELLS FERRY RD | KENNESAW | Cobb | 9033413 | 3 | Overfill Alarm | 1994-09-16 | FALSE | 1994-09-16 | FALSE | Removed from Ground | Premium | 12000 | Fiberglass | 1994-09-16 | 2020-08-04 | Double-Walled Fiberglass | Pressurized
COBB CO FIRE STATION #24 | 3540 PAUL SAMUEL RD | KENNESAW | Cobb | 9033336 | 619223 | Overfill Alarm | 1991-08-01 | TRUE | 1991-08-01 | FALSE | Closed in Ground | Gas (Historical Use) | 1000 | Fiberglass Double Walled | 1992-11-20 |  | Fiberglass Reinforced Plastic | Safe Suction (Euro)
BP #24073 | 704 WHITLOCK AVE | MARIETTA | Cobb | 9000415 | 6 | [5 empty] | Removed from Ground | Gas (Historical Use) | 10000 | Bare Steel | 1982-05-03 | 1989-12-04 | Galvanized Steel
C W TIRE INC | 2907 /2911 N MAIN ST | KENNESAW | Cobb | 9033365 | 4 | [5 empty] | Removed from Ground | Used Oil | 550 | Bare Steel | 2000-08-01 | 2000-08-01 | Bare Steel | Gravity Fed
FINA/UNOCAL STATION | 1810 0LD US HWY 41 | KENNESAW | Cobb | 330325 | 2 | [5 empty] | Currently in Use | Gas (Historical Use) | 550 | Bare Steel | 1971-04-21 |  | Galvanized Steel
Federal Express - ZMAR 305 | 1675 AIRPORT RD NW | KENNESAW | Cobb | 10001140 | 2 | Ball Float | 2015-09-16 | FALSE | 2015-08-13 | FALSE | Currently in Use | Diesel | 30000 | Fiberglass Double Walled | 2015-08-13 |  | Double-Walled Fiberglass | Pressurized
COBB COUNTY FIRE STATION #16 | 3800 BELLS FERRY RD | KENNESAW | Cobb | 9033377 | 1 |  | 1991-08-01 | FALSE | 1991-08-01 | FALSE | Closed in Ground | Gas (Historical Use) | 1000 | Fiberglass Double Walled | 1992-01-01 |  | Fiberglass Reinforced Plastic | Safe Suction (Euro)
BIG SHANTY SUPERETTE #8 | 2778 SOUTH MAIN ST | KENNESAW | Cobb | 330116 | DIESEL |  | 1997-12-01 | FALSE | 1997-12-01 | FALSE | Currently in Use | Diesel | 8000 | Composite | 1985-10-03 |  | Double-Walled Flex | Pressurized
HELIOS PRIME INC | 4225 WADE GREEN RD | KENNESAW | Cobb | 10001092 | 3 | Ball Float | 2013-03-01 | FALSE | 2013-03-01 | FALSE | Currently in Use | Diesel | 8000 | Fiberglass Double Walled | 2013-03-01 |  | Double-Walled Fiberglass | Pressurized
KROGER GA-446 | 3895 CHEROKEE ST | KENNESAW | Cobb | 10000236 | 1A | Ball Float | 2002-09-26 | FALSE | 2002-09-26 | FALSE | Currently in Use | Regular | 20000 | Fiberglass Double Walled | 2002-09-26 |  | Fiberglass Reinforced Plastic | Pressurized
MARIETTA PLAZA SHOPPING CENTER | 1901 TERRELL MILL ROAD | MARIETTA | Cobb | 9033523 | 2 | [5 empty] | Removed from Ground | Gas (Historical Use) | 8000 | Bare Steel | 1997-12-08 | 1997-12-08 | Bare Steel
AMOCO STATION #4295 | 2245 ROSWELL RD | MARIETTA | Cobb | 330342 | 2 | [5 empty] | Removed from Ground | Gas (Historical Use) | 5000 | Bare Steel | 1972-04-26 | 1986-06-01 | Galvanized Steel
BUDGET RENT A CAR | 1092 ROSWELL RD | MARIETTA | Cobb | 9033582 | 3 |  |  | FALSE |  | FALSE | Removed from Ground | Gas (Historical Use) | 10000 |  | 1971-12-01
SAVE #9/STEVES FINA | 2170 ROSWELL RD | MARIETTA | Cobb | 330285 | 4 |  |  | TRUE |  | TRUE | Removed from Ground | Used Oil | 6000 | Bare Steel | 1975-01-01 | 1994-04-20 | Galvanized Steel
TEXACO FOOD MART | 1120 POWERS FERRY RD | MARIETTA | Cobb | 9033039 | B |  |  | FALSE |  | FALSE | Removed from Ground | Gas (Historical Use) | 10000 | Bare Steel | 1976-04-25 | 1989-04-06 | Galvanized Steel
SHELL WINDY HILL | 2678 WINDY HILL RD | MARIETTA | Cobb | 330055 | 2 | Flapper Valve | 1996-05-20 | FALSE | 1996-05-20 | FALSE | Temporarily out of use | E-85 | 10000 | Fiberglass | 1982-04-30 |  | Double-Walled Fiberglass | Pressurized
SHELL | 1889 COBB PKWY | MARIETTA | Cobb | 330065 | 4 | Ball Float | 1994-01-01 | FALSE | 1991-01-01 | FALSE | Currently in Use | Diesel | 10000 | Fiberglass | 1981-04-30 |  | Double-Walled Fiberglass | Pressurized
FOOD MART | 4360 ROSWELL RD | MARIETTA | Cobb | 330017 | 5 | Ball Float | 1997-08-02 | FALSE | 1997-08-02 | FALSE | Currently in Use | Diesel | 10000 | Steel-Impressed Current | 1980-04-05 |  | Double-Walled Fiberglass | Pressurized
CIRCLE M FOOD SHOP #61 | 2779 WINDY HILL RD @ I-75 | MARIETTA | Cobb | 330174 | 2 | [5 empty] | Removed from Ground | Gas (Historical Use) | 6000 | Bare Steel | 1973-05-05 | 1899-12-31 | Galvanized Steel
CIRCLE M FOOD SHOP #61 | 2779 WINDY HILL RD @ I-75 | MARIETTA | Cobb | 330174 | 9 | Ball Float | 1988-04-01 | FALSE | 1988-04-01 | FALSE | Removed from Ground | Gas (Historical Use) | 10000 | Fiberglass | 1988-04-12 |  | Fiberglass Reinforced Plastic | Pressurized
CIRCLE M FOOD SHOP #61 | 2779 WINDY HILL RD @ I-75 | MARIETTA | Cobb | 330174 | 8 | Ball Float | 1988-04-01 | FALSE | 1988-04-01 | FALSE | Removed from Ground | Gas (Historical Use) | 10000 | Fiberglass | 1988-04-12 |  | Fiberglass Reinforced Plastic | Pressurized
Saneey's BP, Inc. | 1365 Powers Ferry Rd | Marietta | Cobb | 330170 | 6A | Flapper Valve | 2019-03-10 | FALSE | 2019-03-10 | FALSE | Currently in Use | Diesel | 5000 | Fiberglass Double Walled | 2019-03-07 |  | Double-Walled Fiberglass | Pressurized
WHITE OAK LANDSCAPE CO INC | 3220 MOON STATION RD | KENNESAW | Cobb | 9033359 | 2 | [5 empty] | Removed from Ground | Diesel | 1000 | Bare Steel | 1972-01-01 | 1995-04-20 | Galvanized Steel
C W TIRE INC | 2907 /2911 N MAIN ST | KENNESAW | Cobb | 9033365 | 1 | [5 empty] | Removed from Ground | Gas (Historical Use) | 3000 | Bare Steel | 2000-08-01 | 2000-08-01 | Bare Steel | Pressurized
Saneey's BP, Inc. | 1365 Powers Ferry Rd | Marietta | Cobb | 330170 | 6B | Flapper Valve | 2019-03-10 | FALSE | 2019-03-10 | FALSE | Currently in Use | Premium | 5000 | Fiberglass Double Walled | 2019-03-07 |  | Double-Walled Fiberglass | Pressurized
COBB CO FIRE DEPT #20 | 1298 HILTON DR | MARIETTA | Cobb | 9033362 | 1 | [5 empty] | Removed from Ground | Diesel | 1000 | Bare Steel | 1984-01-01 | 1998-10-28 | Bare Steel | Suction (American)
BAKER RD BUS SHOP | 2351 BAKER ROAD | ACWORTH | Cobb | 9033430 | 2 | Flapper Valve | 1991-12-03 | FALSE | 1991-12-03 | FALSE | Currently in Use | Diesel | 12000 | Fiberglass Double Walled | 1991-12-03 |  | Double-Walled Fiberglass | Pressurized
BST/ACWORTH CO/F5341 | 4745 LOGAN RD | ACWORTH | Cobb | 9033222 | 3 | Flapper Valve | 2003-02-12 | FALSE | 2003-02-12 | FALSE | Currently in Use | Diesel | 10000 | Fiberglass Double Walled | 2003-02-12 |  | Copper/Secondry Containment | Suction (American)
BST/ACWORTH CO/F5341 | 4745 LOGAN RD | ACWORTH | Cobb | 9033222 | 3 | Flapper Valve | 2003-02-12 | FALSE | 2003-02-12 | FALSE | Currently in Use | Diesel | 10000 | Fiberglass Double Walled | 2003-02-12 |  | Copper/Secondry Containment | Suction (American)
C W ALLEN INC | 5055 COWAN RD @ I-75 SWQ | ACWORTH | Cobb | 9033066 | 3 |  | 1990-01-01 |  | 1990-01-01 |  | Removed from Ground | Gas (Historical Use) | 10000 | Fiberglass | 1990-02-28 | 2002-09-18 | Fiberglass Reinforced Plastic | Pressurized
SHELL MART CONVENIENCE STORE | 5160 COWAN RD | ACWORTH | Cobb | 330412 | 9275 | Ball Float | 1995-11-02 | FALSE | 1995-11-02 | FALSE | Currently in Use | Premium | 10000 | Composite | 1995-10-30 |  | Double-Walled Flex | Pressurized
GOODYEAR TIRE CENTER | 5625 BELLS FERRY RD | ACWORTH | Cobb | 330469 | 1 |  |  | TRUE |  | TRUE | Removed from Ground | Used Oil | 500 | Fiberglass | 1985-05-05 | 1899-12-31 | Bare Steel
COBB CORNER | 3540 COBB PKWY | ACWORTH | Cobb | 9033539 | 3 |  | 1998-01-01 |  | 1998-01-01 |  | Removed from Ground | Diesel | 8000 | Composite | 1998-01-01 | 2007-02-28 | Fiberglass Reinforced Plastic | Pressurized
QUICK FUEL FLEETSERVICES | 1325 FIELD PKWY | MARIETTA | Cobb | 10001559 | 1 | Ball Float | 2008-04-01 | FALSE | 2008-04-01 | FALSE | Currently in Use | Diesel | 20000 | Fiberglass Double Walled | 2008-02-01 |  | Double-Walled Fiberglass | Pressurized
VI-MAC INC | 374 GLOVER ST | MARIETTA | Cobb | 330033 | 1 | [5 empty] | Permanently Out of Use - historical purposes | Empty | 2000 | Bare Steel | 1986-03-31 | 1899-12-31 | Galvanized Steel
MR PRIDE CARWASH | 2235 COBB PKWY SE | SMYRNA | Cobb | 330099 | 4 | [5 empty] | Removed from Ground | Gas (Historical Use) | 10000 | Bare Steel | 1980-05-02 | 1992-05-04 | Galvanized Steel | Pressurized
SHELL FOODMART | 4641 ATLANTA RD | SMYRNA | Cobb | 330088 | 6 |  | 1998-04-01 | FALSE | 1998-04-01 | TRUE | Removed from Ground | Gas (Historical Use) | 12000 |  | 1998-04-01 | 2016-07-01 | Fiberglass Reinforced Plastic | Pressurized
SHELL FOODMART | 4641 ATLANTA RD | SMYRNA | Cobb | 330088 | 9 | Overfill Alarm | 2016-09-20 | FALSE | 2016-09-20 | FALSE | Currently in Use | Regular | 15000 | Composite Double Walled | 2016-09-20 |  | Double-Walled Fiberglass | Pressurized
SHELL | 875 WINDY HILL RD | SMYRNA | Cobb | 9033335 | 3 | Flapper Valve | 1995-03-13 | FALSE | 1995-03-13 | FALSE | Removed from Ground | Diesel | 10000 | Fiberglass | 1966-08-01 |  | Double-Walled Fiberglass | Pressurized
THACKER SUPPLY COMPANY | 4755 N CHURCH LANE SE | SMYRNA | Cobb | 9033446 | DT-1 |  | 1998-08-28 |  | 1998-08-28 |  | Removed from Ground | Diesel | 10000 | Steel-Impressed Current | 1986-01-01 | 1999-01-20 | Cathodically Protected | Safe Suction (Euro)
EZ SERVE #8140 | 2610 COBB PKWY | SMYRNA | Cobb | 330196 | 140-3 |  | 1998-05-22 |  | 1998-05-22 |  | Removed from Ground | Gas (Historical Use) | 10000 | Fiberglass | 1988-06-20 | 2003-04-29 | Fiberglass Reinforced Plastic | Pressurized
CHEVRON 201840 | 2875 SOUTH COBB DR | SMYRNA | Cobb | 330041 | 1 | Ball Float | 1994-08-05 | FALSE | 1994-08-05 | FALSE | Currently in Use | Gas (Historical Use) | 10000 | Fiberglass | 1985-04-30 |  | Fiberglass Reinforced Plastic | Pressurized
CITY OF SMYRNA FIRE STATION #1 | 1290 WEST SPRING ST | SMYRNA | Cobb | 330293 | 4 | [5 empty] | Removed from Ground | Gas (Historical Use) | 1000 | Bare Steel | 1995-02-07 | 1995-02-07 | Bare Steel
BP AMPM | 3002 ATLANTA RD | SMYRNA | Cobb | 330347 | 4 |  | 1983-04-24 |  | 1983-04-24 |  | Removed from Ground | Gas (Historical Use) | 10000 | Galvanic (STIP-3) | 1983-04-24 | 2001-07-01 | Galvanized Steel | Pressurized
BP AMPM | 3002 ATLANTA RD | SMYRNA | Cobb | 330347 | 1 |  | 1983-04-24 |  | 1983-04-24 |  | Removed from Ground | Gas (Historical Use) | 10000 | Galvanic (STIP-3) | 1983-04-24 | 2001-07-01 | Galvanized Steel | Pressurized
BP AMPM | 3002 ATLANTA RD | SMYRNA | Cobb | 330347 | 7 | Ball Float | 2001-10-15 | FALSE | 2001-09-11 | FALSE | Currently in Use | Premium | 10000 | Fiberglass Double Walled | 2001-08-15 |  | Double-Walled Flex | Pressurized
CIRCLE M FOOD SHOP #49 | 2535 COBB PKWY | SMYRNA | Cobb | 330345 | 2 |  | 1976-04-25 |  | 1976-04-25 |  | Removed from Ground | Gas (Historical Use) | 6000 | Steel-Impressed Current | 1976-04-25 | 2001-11-26 | Galvanized Steel | Pressurized
QUIKTRIP #768 | 2180 WINDY HILL RD | SMYRNA | Cobb | 9033518 | 4 | Flapper Valve | 2021-02-17 | FALSE | 2021-02-15 | FALSE | Currently in Use | E-0 | 13489 | Fiberglass Double Walled | 2021-02-05 |  | Double-Walled Flex | Pressurized
QUIKTRIP #768 | 2180 WINDY HILL RD | SMYRNA | Cobb | 9033518 | 5 | Flapper Valve | 2021-02-17 | FALSE | 2021-02-15 | FALSE | Currently in Use | Diesel | 13489 | Fiberglass Double Walled | 2021-02-05 |  | Double-Walled Flex | Pressurized
FORMER FUEL STATION/TIRE REPAIR | 2750 SOUTH ATLANTA ROAD | SMYRNA | Cobb | 9033520 | 3 | [5 empty] | Removed from Ground | Other | 3000 | Not Marked/Unknown | 1997-08-01 | 1997-08-01 | Not Marked
CASH'S SERVICE STATION | 4264 CAMP HIGHLAND RD | SMYRNA | Cobb | 9033522 | 1 | [5 empty] | Removed from Ground | Gas (Historical Use) | 1000 | Not Marked/Unknown | 1997-08-01 | 1997-08-01 | Not Marked
COBB COUNTY DEPARTMENT OF TRANSP | 2096 ATLANTA RD SE | SMYRNA | Cobb | 330258 | 3 |  | 1988-02-01 |  | 1994-12-01 |  | Removed from Ground | Gas (Historical Use) | 10000 | Composite | 1988-02-01 | 1999-04-08 | Fiberglass Reinforced Plastic | Pressurized
GIBBS LANDSCAPE CO | 4055 ATLANTA RD | SMYRNA | Cobb | 330229 | 2 | [5 empty] | Removed from Ground | Diesel | 500 | Bare Steel | 1980-03-08 | 1998-07-01 | Galvanized Steel
GOLDEN GALLON #46 | 2254 ATLANTA RD | SMYRNA | Cobb | 330206 | 1 | [5 empty] | Removed from Ground | Gas (Historical Use) | 8000 | Bare Steel | 1979-03-26 | 1990-08-01 | Galvanized Steel
ENTERPRISE LEASING CO | 2781 WOODLAND TERRACE | SMYRNA | Cobb | 330477 | 1 | [5 empty] | Removed from Ground | Gas (Historical Use) | 4000 | Bare Steel | 1985-05-08 | 1990-08-01 | Unknown
APAC-SOUTHEAST INC | 3130 PORT COBB DR | SMYRNA | Cobb | 330500 | 3 | [5 empty] | Removed from Ground | Gas (Historical Use) | 8000 | Bare Steel | 1966-05-11 | 1989-12-01 | Galvanized Steel
CHEVRON #40030 | 4360 S COBB DR SE | SMYRNA | Cobb | 330374 | 6 | Ball Float | 1993-11-03 | FALSE | 1993-11-03 | FALSE | Removed from Ground | Gas (Historical Use) | 10000 | Fiberglass | 1986-09-06 | 2019-08-13 | Fiberglass Reinforced Plastic | Pressurized
TEXACO FOOD MART | 4725 S ATLANTA RD | SMYRNA | Cobb | 9033625 | 1 | Ball Float | 2000-11-20 | FALSE | 2000-11-20 | FALSE | Currently in Use | Regular | 12000 | Fiberglass | 2000-11-16 |  | Fiberglass Reinforced Plastic | Pressurized
UNKNOWN | 4456 MARIETTA ST | POWDER SPRINGS | Cobb | 10000447 | 1 |  |  | FALSE |  | FALSE | Closed in Ground | Gas (Historical Use) | 0 | Bare Steel | 2003-09-18 | 2004-01-02 | Bare Steel
MARIETTA AMOCO | 4148 MARIETTA ST | POWDER SPRINGS | Cobb | 330043 | 3 | Ball Float | 1993-07-22 | FALSE | 1993-07-22 | FALSE | Currently in Use | Premium | 10000 | Fiberglass | 1985-01-03 |  | Double-Walled Flex | Pressurized
WARD WELL DRILLING | 1245 LOST MOUNTAIN RD | POWDER SPRINGS | Cobb | 9033573 | 1 | [5 empty] | Removed from Ground | Gas (Historical Use) | 1000 | Bare Steel | 1999-04-01 | 1999-04-01 | Bare Steel
KROGER GA-464 | 4875 FLOYD RD | MABLETON | Cobb | 10000143 | 1 | Overfill Alarm | 2002-05-28 | FALSE | 2002-05-28 | FALSE | Currently in Use | Regular | 20000 | Fiberglass Double Walled | 2002-05-28 |  | Double-Walled Fiberglass | Pressurized
RaceTrac #78 - Macland | 2491 MACLAND RD | MARIETTA | Cobb | 10001713 | 3 | Overfill Alarm | 2009-05-01 | FALSE | 2009-04-30 | FALSE | Currently in Use | Diesel | 12000 | Composite Double Walled | 2009-05-01 |  | Double-Walled Fiberglass | Pressurized
RaceTrac #247 - Bob Cox | 3350 DALLAS HWY | MARIETTA | Cobb | 10000041 | 2 | Overfill Alarm | 2002-05-01 | FALSE | 2002-05-01 | FALSE | Currently in Use | Premium | 12000 | Composite Double Walled | 2002-05-01 |  | Double-Walled Fiberglass | Pressurized
QUIKTRIP #727 | 692 POWDER SPRINGS RD | MARIETTA | Cobb | 9033047 | 6B |  | 2015-09-20 | FALSE | 2015-10-28 | FALSE | Temporarily out of use |  | 10000 | Fiberglass Double Walled | 2015-07-01 |  | Double-Walled Fiberglass | Pressurized
TEXACO FOOD MART | 1655 POWDER SPRINGS RD | MARIETTA | Cobb | 9033045 | 3 | Ball Float | 1990-05-01 | FALSE | 1990-05-01 | FALSE | Currently in Use | Premium | 10000 | Epoxy | 1990-05-24 |  | Fiberglass Reinforced Plastic | Pressurized
WEST COBB BUILDING SUPPLY | 2525 DALLAS HWY | MARIETTA | Cobb | 330112 | 1 | [5 empty] | Removed from Ground | Diesel | 10000 | Fiberglass | 1979-04-10 | 1996-07-01 | Galvanized Steel
QUIK FOOD STORE/QUIK THRIFT #754 | 2525 POWDER SPRINGS RD | MARIETTA | Cobb | 330301 | 3 | [5 empty] | Removed from Ground | Gas (Historical Use) | 1 | Bare Steel | 1974-04-18 | 1989-02-15 | Galvanized Steel
CHEVRON FOOD MART | 2145 POWERS FERRY RD | MARIETTA | Cobb | 9000223 | 2 | Ball Float | 1998-05-20 | FALSE | 1998-05-20 | FALSE | Currently in Use | Premium | 10000 | Fiberglass | 1988-06-28 |  | Double-Walled Fiberglass | Pressurized
EXXON FOOD STORE | 2370 DELK RD | MARIETTA | Cobb | 9000302 | 5 | [5 empty] | Removed from Ground | Gas (Historical Use) | 4000 | Bare Steel | 1968-05-10 | 1986-11-01 | Galvanized Steel
EXXON FOOD STORE | 2370 DELK RD | MARIETTA | Cobb | 9000302 | 4 |  | 1997-10-01 | FALSE | 1997-10-01 | FALSE | Currently in Use | Gas (Historical Use) | 8000 | Fiberglass | 1986-11-04 |  | Double-Walled Fiberglass | Pressurized
RaceTrac #633 - Spring Road | 2550 SPRING RD | SMYRNA | Cobb | 10002114 | 2 | Overfill Alarm | 2012-06-04 | FALSE | 2012-06-04 | FALSE | Currently in Use | Premium | 12000 | Composite Double Walled | 2012-06-04 |  | Double-Walled Fiberglass | Pressurized
TEXACO STATION (FORMER) | 2410 SOUTH COBB DR | SMYRNA | Cobb | 9033241 | 3 | [5 empty] | Currently in Use | Gas (Historical Use) | 10000 | Marked Unknown |  |  | Unknown
QUIKTRIP #1702 | 4495 S COBB DR | SMYRNA | Cobb | 9000460 | 317877 | Ball Float | 1994-11-01 |  | 1994-11-01 |  | Removed from Ground | Gas (Historical Use) | 10000 | Composite | 1987-03-16 | 2014-04-17 | Fiberglass Reinforced Plastic | Pressurized
JOHN SMITH CO CHEVROLET | 2155 COBB PKWY | SMYRNA | Cobb | 330624 | 3 | [5 empty] | Removed from Ground | Other | 1011 | Bare Steel | 1977-12-21 | 1997-12-17 | Bare Steel | Suction (American)
MARIETTA AMOCO | 4148 MARIETTA ST | POWDER SPRINGS | Cobb | 330043 | 1 | Ball Float | 1993-07-22 | FALSE | 1993-07-22 | FALSE | Currently in Use | Regular | 10000 | Fiberglass | 1985-01-03 |  | Double-Walled Flex | Pressurized
POWDER SPRINGS FOOD MART | 3930 AUSTELL-POWDER SPRINGS RD | POWDER SPRINGS | Cobb | 330362 | 11 |  | 1996-03-01 | FALSE | 1996-03-01 | FALSE | Temporarily out of use | E-0 | 8000 | Fiberglass Double Walled | 1996-03-01 |  | Double-Walled Fiberglass | Pressurized
RaceTrac #53 - Floyd Rd | 5350 FLOYD RD | MABLETON | Cobb | 9033622 | 1 | Overfill Alarm | 2001-09-01 | TRUE | 2001-09-01 | FALSE | Currently in Use | Regular | 20000 | Composite Double Walled | 2001-09-11 |  | Double-Walled Fiberglass | Pressurized
N & L Investment Partners LLC DBA Mabelton food Mart | 6211 MABLETON PKWY | MABLETON | Cobb | 330438 | 5 | Ball Float | 1998-10-10 | FALSE | 1998-10-10 | FALSE | Currently in Use | Plus | 4000 | Steel-Impressed Current | 1998-10-10 |  | Fiberglass Reinforced Plastic | Pressurized
BARBER OIL CO INC | 930 FRONT ST | MABLETON | Cobb | 9033598 | 2 |  | 1999-01-01 |  | 1999-01-01 |  | Removed from Ground | Gas (Historical Use) | 10000 | Fiberglass | 1981-01-01 | 2005-05-24 | Cathodically Protected | Suction (American)
SHELL FOODMART | 690 S GORDON RD | MABLETON | Cobb | 9033115 | 2 | Ball Float | 1990-01-01 | FALSE | 1990-01-01 | FALSE | Currently in Use | Plus | 10000 | Epoxy | 1990-01-01 |  | Fiberglass Reinforced Plastic | Pressurized
GEORGIA DEPARTMENT OF TRANSPORTA | 1960 COUNTY FARM RD | MARIETTA | Cobb | 9033087 | 10708-1 | [5 empty] | Removed from Ground | Diesel | 1000 | Bare Steel | 1987-01-01 | 1993-03-30 | Bare Steel
MARATHON FOOD MART #159 | 2651 POWDER SPRINGS RD | MARIETTA | Cobb | 9033044 | 1 | Ball Float | 1989-11-01 | FALSE | 1989-11-01 | FALSE | Removed from Ground | Regular | 10000 | Fiberglass | 1989-11-01 | 2017-08-11 | Double-Walled Fiberglass | Pressurized
MARIETTA MARKET #36 | 277 POWDER SPRINGS RD | MARIETTA | Cobb | 330115 | 3-SUL | [5 empty] | Removed from Ground | Gas (Historical Use) | 8000 | Bare Steel | 1977-05-03 | 1997-05-01 | Galvanized Steel
BICKERSTAFF CLAY PRODUCTS CO | 5472 OAKDALE RD | SMYRNA | Cobb | 330545 | 2 | [5 empty] | Removed from Ground | Diesel | 1000 | Bare Steel | 1971-05-12 | 1990-12-01 | Galvanized Steel
CAPITAL AUTOMOBILE CO | 2210 COBB PKWY SE | SMYRNA | Cobb | 330604 | 10 | [5 empty] | Removed from Ground | Other | 2000 | Bare Steel | 1981-03-07 | 1899-12-31 | Galvanized Steel
HAPPY STORE #367 | 4710 SOUTH ATLANTA RD | SMYRNA | Cobb | 330576 | 2 | [5 empty] | Removed from Ground | Gas (Historical Use) | 8000 | Cathodically Protected Steel | 1980-05-06 | 1988-08-06 | Galvanized Steel
KENNESAW STATE UNIVERSITY/PLANT | 3455 FREY LAKE RD | KENNESAW | Cobb | 330626 | 1 | [5 empty] | Removed from Ground | Gas (Historical Use) | 1000 | Bare Steel | 1979-07-01 | 1995-09-19 | Bare Steel | Suction (American)
SWIFTY SAVE | 1025 CHASTAIN RD NW | KENNESAW | Cobb | 9033510 | 6003 | Ball Float | 1996-10-01 | FALSE | 1996-10-01 | FALSE | Currently in Use | Premium | 12000 | Composite | 1996-10-01 |  | Double-Walled Flex | Pressurized
COSTCO FUEL FACILITY (LOC. 189) | 645 EARNEST BARRETT PKWY NW | KENNESAW | Cobb | 9033593 | 1 | Flapper Valve | 2000-05-01 | FALSE | 2000-05-01 | FALSE | Currently in Use | Regular | 20000 | Fiberglass Double Walled | 2000-04-01 |  | Fiberglass Reinforced Plastic | Pressurized
MOON STATION TEXACO | 3870 MOON STATION RD | KENNESAW | Cobb | 9033561 | 1 | Flapper Valve | 1998-06-01 | FALSE | 1998-06-01 | FALSE | Currently in Use | Regular | 12000 | Composite | 1998-06-01 |  | Fiberglass Reinforced Plastic | Pressurized
BP #24073 | 704 WHITLOCK AVE | MARIETTA | Cobb | 9000415 | 5 | [5 empty] | Removed from Ground | Gas (Historical Use) | 10000 | Bare Steel | 1982-05-03 | 1989-12-04 | Galvanized Steel
ONE STOP GROCERY | 2140 DALLAS HWY SW | MARIETTA | Cobb | 9033440 | 1 | Flapper Valve | 1989-01-01 | FALSE | 1989-01-01 | FALSE | Currently in Use | Regular | 10000 | Galvanic (STIP-3) | 1989-01-01 |  | Fiberglass Reinforced Plastic | Pressurized
MARIETTA DRAPERY CO | 22 TRAMMELL ST | MARIETTA | Cobb | 330047 | 1 | [5 empty] | Closed in Ground | Gas (Historical Use) | 2000 | Bare Steel | 1979-03-29 | 1997-10-29 | Unknown | Suction (American)
CHEVRON STATION #40027 | 2438 POWDER SPRINGS RD SW | MARIETTA | Cobb | 330376 | 1 | [5 empty] | Removed from Ground | Gas (Historical Use) | 10000 | Cathodically Protected Steel | 1969-04-27 | 1991-05-16 | Galvanized Steel
JIFFY LUBE #300 | 686 1/2 POWDER SPRINGS RD | MARIETTA | Cobb | 330391 | 1 | [5 empty] | Removed from Ground | Other | 3000 | Cathodically Protected Steel | 1986-01-01 | 1999-11-13 | Galvanized Steel
SHELL | 855 WHITLOCK AVE | MARIETTA | Cobb | 330653 | 3 | Ball Float | 1994-04-01 | FALSE | 1994-04-01 | FALSE | Removed from Ground |  | 10000 | Galvanic (STIP-3) | 2015-12-18 | 2020-12-08 | Fiberglass Reinforced Plastic | Pressurized
SHELL | 855 WHITLOCK AVE | MARIETTA | Cobb | 330653 | 3 | Ball Float | 1994-04-01 | FALSE | 1994-04-01 | FALSE | Removed from Ground |  | 10000 | Galvanic (STIP-3) | 2015-12-18 | 2020-12-08 | Fiberglass Reinforced Plastic | Pressurized
SHELL | 855 WHITLOCK AVE | MARIETTA | Cobb | 330653 | 3 | Ball Float | 1994-04-01 | FALSE | 1994-04-01 | FALSE | Removed from Ground |  | 10000 | Galvanic (STIP-3) | 2015-12-18 | 2020-12-08 | Fiberglass Reinforced Plastic | Pressurized
MINIT SAVER GROCERY | 3807 DUE WEST RD | MARIETTA | Cobb | 7033004 | 1 | [5 empty] | Removed from Ground | Gas (Historical Use) | 6000 | Not Marked/Unknown | 1993-08-26 | 1993-08-26 | Not Marked
QUIKTRIP #738 | 7130 MABLETON PKWY | MABLETON | Cobb | 9033144 | 2 | Ball Float | 1990-04-01 | FALSE | 1990-04-01 | FALSE | Currently in Use | Gas (Historical Use) | 12000 | Tank Jacket | 1990-03-15 |  | Double-Walled Fiberglass | Pressurized
FLOYD ROAD SHOPPETS | 5515 OLD FLOYD RD | MABLETON | Cobb | 10000567 | 1 | Ball Float | 2004-01-14 | FALSE | 2004-01-14 | FALSE | Currently in Use | Regular | 15000 | Composite | 2003-12-15 |  | Double-Walled Fiberglass | Pressurized
KROGER GA-498 | 1690 POWDER SPRINGS RD | MARIETTA | Cobb | 10001661 | 2A | Overfill Alarm | 2008-11-14 | FALSE | 2008-11-14 | FALSE | Currently in Use | Diesel | 10000 | Fiberglass Double Walled | 2008-10-09 |  | Double-Walled Fiberglass | Pressurized
QUIKTRIP #727 | 692 POWDER SPRINGS RD | MARIETTA | Cobb | 9033047 | 6A | Flapper Valve | 2015-09-20 | FALSE | 2015-10-28 | FALSE | Currently in Use | Plus | 9500 | Fiberglass Double Walled | 2015-07-01 |  | Double-Walled Fiberglass | Pressurized
QUICK SHOP EXPRESS INC | 6960 MABLETON PKWY | MABLETON | Cobb | 9033410 | 3DIESEL | Ball Float | 1990-05-01 | FALSE | 1990-05-01 | FALSE | Currently in Use | Diesel | 8000 | Galvanic (STIP-3) | 1990-05-01 |  | Double-Walled Fiberglass | Pressurized
DANNYS FOOD MART #3 | 6161 MABLETON PKWY | MABLETON | Cobb | 330087 | 3 | [5 empty] | Permanently Out of Use - historical purposes | Gas (Historical Use) | 10000 | Bare Steel | 1972-05-02 | 1899-12-31 | Galvanized Steel
HUB GROUP INC | 6375 DISCOVERY BLVD | MABLETON | Cobb | 10000394 | 1 | Overfill Alarm | 2003-06-01 | FALSE | 2003-06-01 | FALSE | Currently in Use | Diesel | 12000 | Fiberglass Double Walled | 2003-05-01 |  | Double-Walled Fiberglass | Pressurized
RaceTrac #122 - Powder Springs | 2732 POWER SPRINGS RD SW | MARIETTA | Cobb | 10000619 | 3 | Ball Float | 2004-03-18 | FALSE | 2004-03-18 | FALSE | Currently in Use | Premium | 12000 | Composite Double Walled | 2004-03-18 |  | Double-Walled Fiberglass | Pressurized
QUIK FOOD STORE/QUIK THRIFT #754 | 2525 POWDER SPRINGS RD | MARIETTA | Cobb | 330301 | 1 | [5 empty] | Removed from Ground | Gas (Historical Use) | 1 | Bare Steel | 1984-04-15 | 1989-02-15 | Galvanized Steel
SAVE #6/MAJOR SVC CENTER | 2305 DALLAS HWY | MARIETTA | Cobb | 330286 | 2 | [5 empty] | Removed from Ground | Gas (Historical Use) | 4000 | Bare Steel | 1973-04-18 | 1994-11-16 | Galvanized Steel
VACANT WAREHOUSE-OFFICE | 105 DENMEAD ST | MARIETTA | Cobb | 330292 | 1 | [5 empty] | Removed from Ground | Gas (Historical Use) | 1000 | Bare Steel | 1974-04-18 | 1987-07-01 | Galvanized Steel
FIRE STATION #4 | 228 CHESTNUT HILL | MARIETTA | Cobb | 330217 | 1 | [5 empty] | Removed from Ground | Diesel | 1000 | Cathodically Protected Steel | 1979-03-13 | 1998-10-01 | Galvanized Steel
GAS PLUS INC | 2489 DALLAS HWY SW | MARIETTA | Cobb | 9033486 | 2 | Flapper Valve | 1996-04-09 | FALSE | 1996-04-09 | FALSE | Currently in Use | Premium | 10000 | Fiberglass | 1996-04-09 |  | Double-Walled Flex | Pressurized
SHELL FOOD MART | 255 RIDGEWAY RD | MARIETTA | Cobb | 9033528 | 1 |  | 1998-01-07 |  | 1998-01-07 |  | Removed from Ground | Gas (Historical Use) | 15000 | Fiberglass | 1998-01-07 | 2000-08-01 | Double Walled | Pressurized
MINIT SAVER GROCERY | 3807 DUE WEST RD | MARIETTA | Cobb | 7033004 | 6 | Ball Float | 1993-09-13 |  | 1993-09-13 |  | Currently in Use | Gas (Historical Use) | 10000 | Galvanic (STIP-3) | 1993-08-30 |  | Double-Walled Fiberglass | Pressurized
BP #24073 | 704 WHITLOCK AVE | MARIETTA | Cobb | 9000415 | 9 | Flapper Valve | 1993-03-01 | FALSE | 1993-03-01 | FALSE | Temporarily out of use | Diesel On Road | 10000 | Fiberglass | 1989-12-04 |  | Double-Walled Fiberglass | Pressurized
FIRE STATION #4 | 228 CHESTNUT HILL | MARIETTA | Cobb | 330217 | 2 | Flapper Valve | 1998-10-01 | FALSE | 1998-10-01 | FALSE | Currently in Use | Diesel | 1000 | Fiberglass Double Walled | 1998-10-01 |  | Fiberglass Reinforced Plastic | Safe Suction (Euro)
FORMER TEXACO STATION | 30 WHITLOCK AVENUE NW | MARIETTA | Cobb | 10002120 | 2 |  |  | FALSE |  | FALSE | Removed from Ground | Gas (Historical Use) | 0 | Unknown | 1976-01-01 | 1976-01-01 | Unknown
KROGER GA-455 | 1000 WHITLOCK AVE | MARIETTA | Cobb | 10001009 | 1 |  | 2005-10-06 | FALSE | 2005-10-06 | FALSE | Removed from Ground | Regular | 20000 | Fiberglass Double Walled | 2005-09-29 |  |  | Pressurized
TEXACO FOOD MART | 1655 POWDER SPRINGS RD | MARIETTA | Cobb | 9033045 | 1 | Ball Float | 1990-05-01 |  | 1990-05-01 |  | Temporarily out of use | Gas (Historical Use) | 10000 | Epoxy | 1990-05-24 |  | Fiberglass Reinforced Plastic | Pressurized
WEST COBB AUTO CENTER | 1280 POWDER SPRINGS RD | MARIETTA | Cobb | 9033247 | 1 |  |  | TRUE |  | TRUE | Removed from Ground | Used Oil | 1000 | Bare Steel | 1988-01-01 | 1996-08-13 | Bare Steel | Gravity Fed
KROGER GA-356 | 3600 DALLAS HWY | MARIETTA | Cobb | 10000647 | 1A | Ball Float | 2004-03-18 | FALSE | 2004-03-18 | FALSE | Currently in Use | Regular | 20000 | Fiberglass Double Walled | 2004-03-11 |  | Double-Walled Flex | Pressurized
RaceTrac #247 - Bob Cox | 3350 DALLAS HWY | MARIETTA | Cobb | 10000041 | 3 | Overfill Alarm | 2002-05-01 | FALSE | 2002-05-01 | FALSE | Currently in Use | Diesel | 12000 | Composite Double Walled | 2002-05-01 |  | Double-Walled Fiberglass | Pressurized
TEXACO FOOD MART | 1655 POWDER SPRINGS RD | MARIETTA | Cobb | 9033045 | 2 | Ball Float | 1990-05-01 | FALSE | 1990-05-01 | FALSE | Currently in Use | Regular | 10000 | Epoxy | 1990-05-24 |  | Fiberglass Reinforced Plastic | Pressurized
MAYES STORE (FORMER) | 4606 DALLAS HWY @ MIDWAY RD | MARIETTA | Cobb | 9033256 | 2 | [5 empty] | Removed from Ground | Other | 550 | Marked Unknown | 1993-01-06 | 1993-01-06 | Unknown
MINIT SAVER GROCERY | 3807 DUE WEST RD | MARIETTA | Cobb | 7033004 | 3 | [5 empty] | Removed from Ground | Gas (Historical Use) | 6000 | Not Marked/Unknown |  | 1899-12-31 | Not Marked
BP #24073 | 704 WHITLOCK AVE | MARIETTA | Cobb | 9000415 | 4 | [5 empty] | Removed from Ground | Gas (Historical Use) | 10000 | Bare Steel | 1982-05-03 | 1989-12-04 | Galvanized Steel
GAS PLUS INC | 2489 DALLAS HWY SW | MARIETTA | Cobb | 9033486 | 3 | Flapper Valve | 1996-04-09 | FALSE | 1996-04-09 | FALSE | Currently in Use | Diesel | 6000 | Fiberglass | 1996-04-09 |  | Double-Walled Flex | Pressurized
BAGWELL & SPEARS INC #39 | 1732 POWDER SPRINGS RD | MARIETTA | Cobb | 9033513 | 1 | Ball Float | 1997-04-01 |  | 1997-04-01 |  | Removed from Ground | Gas (Historical Use) | 12000 | Fiberglass | 1987-04-04 | 2005-08-13 | Fiberglass Reinforced Plastic | Pressurized
SUNSHINE FOODMART #500 | 600 POWDER SPRINGS ST | MARIETTA | Cobb | 330654 | 4 | Flapper Valve | 1990-08-01 | FALSE | 1990-08-01 | FALSE | Currently in Use | Diesel | 10000 | Galvanic (STIP-3) | 1987-01-01 |  | Fiberglass Reinforced Plastic | Pressurized
SHELL | 855 WHITLOCK AVE | MARIETTA | Cobb | 330653 | 2 | Ball Float | 1994-04-01 | FALSE | 1994-04-01 | FALSE | Removed from Ground |  | 10000 | Galvanic (STIP-3) | 2015-12-18 | 2020-12-08 | Fiberglass Reinforced Plastic | Pressurized
SHELL | 855 WHITLOCK AVE | MARIETTA | Cobb | 330653 | 2 | Ball Float | 1994-04-01 | FALSE | 1994-04-01 | FALSE | Removed from Ground |  | 10000 | Galvanic (STIP-3) | 2015-12-18 | 2020-12-08 | Fiberglass Reinforced Plastic | Pressurized
SHELL | 855 WHITLOCK AVE | MARIETTA | Cobb | 330653 | 2 | Ball Float | 1994-04-01 | FALSE | 1994-04-01 | FALSE | Removed from Ground |  | 10000 | Galvanic (STIP-3) | 2015-12-18 | 2020-12-08 | Fiberglass Reinforced Plastic | Pressurized
KROGER GA-498 | 1690 POWDER SPRINGS RD | MARIETTA | Cobb | 10001661 | 1 | Overfill Alarm | 2008-11-14 | FALSE | 2008-11-14 | FALSE | Currently in Use | Regular | 20000 | Fiberglass Double Walled | 2008-10-09 |  | Double-Walled Fiberglass | Pressurized
QUIKTRIP #727 | 692 POWDER SPRINGS RD | MARIETTA | Cobb | 9033047 | 4 | Flapper Valve | 2015-09-20 | FALSE | 2015-10-28 | FALSE | Currently in Use | Regular | 20000 | Fiberglass Double Walled | 2015-07-01 |  | Double-Walled Fiberglass | Pressurized
QUIKTRIP #727 | 692 POWDER SPRINGS RD | MARIETTA | Cobb | 9033047 | 5 | Flapper Valve | 2015-09-20 | FALSE | 2015-10-28 | FALSE | Currently in Use | Premium | 20000 | Fiberglass Double Walled | 2015-09-20 |  | Double-Walled Fiberglass | Pressurized
MAYES STORE (FORMER) | 4606 DALLAS HWY @ MIDWAY RD | MARIETTA | Cobb | 9033256 | 1 | [5 empty] | Removed from Ground | Other | 550 | Marked Unknown | 1993-01-06 | 1993-01-06 | Unknown
QUIK FOOD STORE/QUIK THRIFT #754 | 2525 POWDER SPRINGS RD | MARIETTA | Cobb | 330301 | 6 | Ball Float | 1989-02-24 | FALSE | 1989-02-24 | FALSE | Currently in Use | Regular | 8000 | Galvanic (STIP-3) | 1989-02-24 |  | Fiberglass Reinforced Plastic | Pressurized
SAVE #6/MAJOR SVC CENTER | 2305 DALLAS HWY | MARIETTA | Cobb | 330286 | 4 | [5 empty] | Removed from Ground | Diesel | 1000 | Bare Steel | 1994-11-16 | 1994-11-16 | Not Marked
SAVE #6/MAJOR SVC CENTER | 2305 DALLAS HWY | MARIETTA | Cobb | 330286 | 5 |  |  | TRUE |  | TRUE | Removed from Ground | Used Oil | 560 | Bare Steel | 1994-11-16 | 1994-11-16 | Not Marked
MARIETTA CITY CLUB | 510 POWDER SPRINGS RD | MARIETTA | Cobb | 330296 | 1 | [5 empty] | Removed from Ground | Gas (Historical Use) | 1000 | Bare Steel | 1966-04-20 | 1988-01-01 | Galvanized Steel
MARIETTA CITY CLUB | 510 POWDER SPRINGS RD | MARIETTA | Cobb | 330296 | 4 | [5 empty] | Removed from Ground | Diesel | 1000 | Bare Steel | 1966-04-20 | 1988-01-01 | Galvanized Steel
Mobil | 2315 DALLAS HWY | MARIETTA | Cobb | 330120 | 3-SUL | Ball Float | 1996-05-01 | FALSE | 1996-05-01 | FALSE | Currently in Use | Premium | 8000 | Steel-Impressed Current | 1983-05-02 |  | Double-Walled Flex | Pressurized
MARIETTA CITY CLUB | 510 POWDER SPRINGS RD | MARIETTA | Cobb | 330296 | 3 | Flapper Valve | 1997-07-29 | FALSE | 2007-10-11 | FALSE | Closed in Ground | Regular | 1000 | Composite | 1991-10-01 |  | Fiberglass Reinforced Plastic | Safe Suction (Euro)
SHELL | 855 WHITLOCK AVE | MARIETTA | Cobb | 330653 | 4 | Ball Float | 1994-04-01 | FALSE | 1994-04-01 | FALSE | Removed from Ground | Diesel | 10000 | Galvanic (STIP-3) | 2015-12-18 | 2020-12-08 | Fiberglass Reinforced Plastic | Pressurized
SHELL | 855 WHITLOCK AVE | MARIETTA | Cobb | 330653 | 4 | Ball Float | 1994-04-01 | FALSE | 1994-04-01 | FALSE | Removed from Ground | Diesel | 10000 | Galvanic (STIP-3) | 2015-12-18 | 2020-12-08 | Fiberglass Reinforced Plastic | Pressurized
SHELL | 855 WHITLOCK AVE | MARIETTA | Cobb | 330653 | 4 | Ball Float | 1994-04-01 | FALSE | 1994-04-01 | FALSE | Removed from Ground | Diesel | 10000 | Galvanic (STIP-3) | 2015-12-18 | 2020-12-08 | Fiberglass Reinforced Plastic | Pressurized
INTERSTATE ACWORTH | US HWY 41 S/GA HWY 92 | ACWORTH | Cobb | 330575 | NL1 | [5 empty] | Removed from Ground | Gas (Historical Use) | 10000 | Bare Steel | 1971-05-11 | 1990-09-01 | Galvanized Steel
CHEVRON FOOD MART | 4138 S Main St | Acworth | Cobb | 10001450 | 1 | Ball Float | 2004-12-01 | FALSE | 2004-12-01 | TRUE | Currently in Use | Regular | 12000 | Epoxy | 2004-12-01 |  | Fiberglass Reinforced Plastic | Pressurized
BROOKSTONE #4 (PUMP STATION) | 5788 FAIRWOOD TRACE | ACWORTH | Cobb | 10000341 | 1 |  |  | FALSE |  | FALSE | Removed from Ground | Diesel | 100 | Cathodically Protected Steel | 1987-01-01 | 2003-04-14 | Copper
KROGER GA-442 | 1720 MARS HILL RD | ACWORTH | Cobb | 10000510 | 2B |  | 2003-10-08 | FALSE | 2003-10-08 | FALSE | Currently in Use | Diesel | 8000 | Fiberglass Double Walled | 2003-08-21 |  | Double-Walled Fiberglass | Pressurized
NORTH COBB PROPERTY | 3891 NORTH COBB PARKWAY | ACWORTH | Cobb | 10000578 | 1 |  |  | FALSE |  | FALSE | Removed from Ground | Gas (Historical Use) | 2500 | Unknown | 2000-01-01 | 2000-01-01 | Unknown
MILES ELECTRIC INC | 5461 BELLS FERRY RD | ACWORTH | Cobb | 330139 | 1 | [5 empty] | Removed from Ground | Gas (Historical Use) | 600 | Composite | 1998-12-07 | 1998-12-07 | Galvanized Steel | Pressurized
RaceTrac #618 - Glade Rd | 5001 CHEROKEE ST | ACWORTH | Cobb | 10002008 | 1 | Overfill Alarm | 2011-07-21 | FALSE | 2011-07-21 | FALSE | Currently in Use | Regular | 20000 | Composite Double Walled | 2011-07-21 |  | Double-Walled Fiberglass | Pressurized
FORMER GAS STATION | 3574 COBB PKWY | ACWORTH | Cobb | 10001474 | 1 |  |  | FALSE |  | FALSE | Removed from Ground | Gas (Historical Use) | 0 | Unknown | 2007-10-03 | 2007-10-03 | Unknown
KROGER GA-442 | 1720 MARS HILL RD | ACWORTH | Cobb | 10000510 | 2A |  | 2003-10-08 | FALSE | 2003-10-08 | FALSE | Currently in Use | Premium | 8000 | Fiberglass Double Walled | 2003-08-21 |  | Double-Walled Fiberglass | Pressurized
FORMER GAS STATION | 3574 COBB PKWY | ACWORTH | Cobb | 10001474 | 3 |  |  | FALSE |  | FALSE | Removed from Ground | Gas (Historical Use) | 0 | Unknown | 2007-10-03 | 2007-10-03 | Unknown
CHEVRON FOOD MART | 4138 S Main St | Acworth | Cobb | 10001450 | 2 | Ball Float | 2004-12-01 | FALSE | 2004-12-01 | TRUE | Currently in Use | Premium | 8000 | Epoxy | 2004-12-01 |  | Fiberglass Reinforced Plastic | Pressurized
QUIKTRIP #811 | 3888 COBB PKWY N | ACWORTH | Cobb | 10001105 | 4B |  | 2016-12-15 | FALSE | 2016-12-15 | FALSE | Currently in Use | Plus | 10000 | Fiberglass Double Walled | 2016-12-02 |  | Double-Walled Fiberglass | Pressurized
KROGER GA-442 | 1720 MARS HILL RD | ACWORTH | Cobb | 10000510 | 1 |  | 2003-10-08 | FALSE | 2003-10-08 | FALSE | Currently in Use | Regular | 20000 | Fiberglass Double Walled | 2003-08-21 |  | Double-Walled Fiberglass | Pressurized
UPS ACKWORTH (UST) | 4246 NEW MCEVER RD | ACWORTH | Cobb | 280147 | 2 |  |  | TRUE |  | TRUE | Removed from Ground | Used Oil | 500 | Cathodically Protected Steel | 1987-01-01 | 1994-01-18 | Not Marked
UPS ACKWORTH (UST) | 4246 NEW MCEVER RD | ACWORTH | Cobb | 280147 | 2 |  |  | TRUE |  | TRUE | Removed from Ground | Used Oil | 500 | Cathodically Protected Steel | 1987-01-01 | 1994-01-18 | Not Marked
UPS ACKWORTH (UST) | 4246 NEW MCEVER RD | ACWORTH | Cobb | 280147 | 2 |  |  | TRUE |  | TRUE | Removed from Ground | Used Oil | 500 | Cathodically Protected Steel | 1987-01-01 | 1994-01-18 | Not Marked
CITY HALL | 4375 SEN RUSSELL SQ | ACWORTH | Cobb | 9033426 | 3 | [5 empty] | Removed from Ground | Diesel | 1060 | Not Marked/Unknown |  | 1899-12-31 | Not Marked
6867 T FUEL | 3359 COBB PKWY NW | ACWORTH | Cobb | 10001170 | 1 | Flapper Valve | 2006-07-15 | FALSE | 2006-07-15 | FALSE | Removed from Ground | Regular | 15000 | Fiberglass Double Walled | 2006-06-23 | 2021-01-12 | Double-Walled Fiberglass | Pressurized
6867 T FUEL | 3359 COBB PKWY NW | ACWORTH | Cobb | 10001170 | 2B | Flapper Valve | 2006-07-15 | FALSE | 2006-07-15 | FALSE | Removed from Ground | Diesel | 5000 | Fiberglass Double Walled | 2006-06-23 | 2021-01-12 | Double-Walled Fiberglass | Pressurized
ACWORTH SITE | 4791 SOUTH MAIN STREET | ACWORTH | Cobb | 10001974 | 1 |  |  | FALSE |  | FALSE | Removed from Ground | Not Marked/Tank Removed | 550 | Unknown | 2010-11-04 | 2010-11-04 | Unknown
RaceTrac #618 - Glade Rd | 5001 CHEROKEE ST | ACWORTH | Cobb | 10002008 | 3 | Overfill Alarm | 2011-07-21 | FALSE | 2011-07-21 | FALSE | Currently in Use | Premium | 12000 | Composite Double Walled | 2011-07-21 |  | Double-Walled Fiberglass | Pressurized
JEFFERSON CHEVRON | US HWY 41 & GA HWY 92 | ACWORTH | Cobb | 330144 | 2 | [5 empty] | Removed from Ground | Gas (Historical Use) | 2000 | Bare Steel | 1966-05-10 | 1987-01-01 | Galvanized Steel
CITY HALL | 4375 SEN RUSSELL SQ | ACWORTH | Cobb | 9033426 | 2 | [5 empty] | Removed from Ground | Kerosene | 560 | Not Marked/Unknown |  | 1899-12-31 | Not Marked
QUIKTRIP #811 | 3888 COBB PKWY N | ACWORTH | Cobb | 10001105 | 3 | Ball Float | 2005-07-01 | FALSE | 2005-07-01 | FALSE | Currently in Use | Premium | 12000 | Fiberglass Double Walled | 2005-07-01 |  | Double-Walled Fiberglass | Pressurized
QUIKTRIP #811 | 3888 COBB PKWY N | ACWORTH | Cobb | 10001105 | 4A |  | 2016-12-15 | FALSE | 2016-12-15 | FALSE | Currently in Use | Diesel | 12000 | Fiberglass Double Walled | 2016-12-02 |  | Double-Walled Flex | Pressurized
BROOKSTONE #5 (PUMP STATION) | 1005 MARS HILL RD | ACWORTH | Cobb | 10000367 | 1 |  |  | FALSE |  | FALSE | Removed from Ground | Diesel | 100 | Cathodically Protected Steel | 1987-01-01 | 2003-04-14 | Copper | Safe Suction (Euro)
JEFFERSON CHEVRON | US HWY 41 & GA HWY 92 | ACWORTH | Cobb | 330144 | 1 | [5 empty] | Removed from Ground | Gas (Historical Use) | 2000 | Bare Steel | 1966-05-10 | 1987-01-01 | Galvanized Steel
GOLDEN ISLES PETROLEUM INC | 3471 COBB PKWY NE | ACWORTH | Cobb | 330128 | 4 |  | 1997-09-03 |  | 1997-09-03 |  | Closed in Ground | Gas (Historical Use) | 8000 | Steel-Impressed Current | 1982-01-01 | 2004-08-04 | Galvanized Steel | Pressurized
6867 T FUEL | 3359 COBB PKWY NW | ACWORTH | Cobb | 10001170 | 2A | Flapper Valve | 2006-07-15 | FALSE | 2006-07-15 | FALSE | Removed from Ground | Premium | 10000 | Fiberglass Double Walled | 2006-06-23 | 2021-01-12 | Double-Walled Fiberglass | Pressurized
KWIK STOP | 5473 N MAIN ST | ACWORTH | Cobb | 330149 | 3 | [5 empty] | Removed from Ground | Gas (Historical Use) | 4000 | Bare Steel | 1976-05-07 | 1997-04-01 | Galvanized Steel | Pressurized
GOLDEN ISLES PETROLEUM INC | 3471 COBB PKWY NE | ACWORTH | Cobb | 330128 | 3 |  | 1997-09-03 |  | 1997-09-03 |  | Closed in Ground | Diesel | 6000 | Steel-Impressed Current | 1987-05-02 | 2004-08-04 | Cathodically Protected | Pressurized
RaceTrac #618 - Glade Rd | 5001 CHEROKEE ST | ACWORTH | Cobb | 10002008 | 2 | Overfill Alarm | 2011-07-21 | FALSE | 2011-07-21 | FALSE | Currently in Use | Diesel | 12000 | Composite Double Walled | 2011-07-21 |  | Double-Walled Fiberglass | Pressurized
KROGER GA-397 | 3330 COBB PKWY | ACWORTH | Cobb | 10000303 | 1A | Ball Float | 2002-02-15 | FALSE | 2002-02-15 | FALSE | Currently in Use | Regular | 20000 | Fiberglass Double Walled | 2002-02-15 |  | Double-Walled Fiberglass | Pressurized
BAKER RD BUS SHOP | 2351 BAKER ROAD | ACWORTH | Cobb | 9033430 | 3 | Flapper Valve | 1991-12-03 | TRUE | 1991-12-03 | TRUE | Currently in Use | Used Oil | 1000 | Fiberglass Double Walled | 1991-12-03 |  | Double-Walled Fiberglass | Gravity
KWIK STOP | 5473 N MAIN ST | ACWORTH | Cobb | 330149 | 1 | [5 empty] | Removed from Ground | Gas (Historical Use) | 10000 | Bare Steel | 1981-05-06 | 1997-04-01 | Galvanized Steel | Pressurized
KWIK STOP | 5473 N MAIN ST | ACWORTH | Cobb | 330149 | 7 |  | 1999-05-27 | FALSE | 1999-05-27 | FALSE | Currently in Use | Diesel | 10000 | STIP-3/Impressed Current | 1999-05-27 |  | Fiberglass Reinforced Plastic | Pressurized
NORTH COBB PROPERTY | 3891 NORTH COBB PARKWAY | ACWORTH | Cobb | 10000578 | 3 |  |  | FALSE |  | FALSE | Removed from Ground | Gas (Historical Use) | 1500 | Unknown | 2000-01-01 | 2000-01-01 | Unknown
KWIK STOP | 5473 N MAIN ST | ACWORTH | Cobb | 330149 | 2 | [5 empty] | Removed from Ground | Gas (Historical Use) | 6000 | Bare Steel | 1976-05-07 | 1997-04-01 | Galvanized Steel | Pressurized
GOLDEN ISLES PETROLEUM INC | 3471 COBB PKWY NE | ACWORTH | Cobb | 330128 | 3B | [5 empty] | Closed in Ground | Gas (Historical Use) | 500 | Bare Steel | 1971-05-05 | 1899-12-31 | Bare Steel
Marathon Food Mart | 4953 ROSS RD | ACWORTH | Cobb | 9033438 | 3 | Ball Float | 1990-09-01 | FALSE | 1990-09-01 | FALSE | Currently in Use | Diesel | 10000 | Fiberglass | 1990-09-01 |  | Fiberglass Reinforced Plastic | Pressurized
GOLDEN ISLES PETROLEUM INC | 3471 COBB PKWY NE | ACWORTH | Cobb | 330128 | 2 |  | 1997-09-03 |  | 1997-09-03 |  | Closed in Ground | Gas (Historical Use) | 8000 | Steel-Impressed Current | 1976-01-01 | 2004-08-04 | Cathodically Protected | Pressurized
FORMER GAS STATION | 3574 COBB PKWY | ACWORTH | Cobb | 10001474 | 2 |  |  | FALSE |  | FALSE | Removed from Ground | Gas (Historical Use) | 0 | Unknown | 2007-10-03 | 2007-10-03 | Unknown
UPS ACKWORTH (UST) | 4246 NEW MCEVER RD | ACWORTH | Cobb | 280147 | 1 | [5 empty] | Removed from Ground | Gas (Historical Use) | 10000 | Cathodically Protected Steel | 1987-01-01 | 1994-01-27 | Galvanized Steel
UPS ACKWORTH (UST) | 4246 NEW MCEVER RD | ACWORTH | Cobb | 280147 | 1 | [5 empty] | Removed from Ground | Gas (Historical Use) | 10000 | Cathodically Protected Steel | 1987-01-01 | 1994-01-27 | Galvanized Steel
CHEVRON FOOD MART | 4138 S Main St | Acworth | Cobb | 10001450 | 3 | Ball Float | 2004-12-01 | FALSE | 2004-12-01 | TRUE | Currently in Use | Diesel | 4000 | Epoxy | 2004-12-01 |  | Fiberglass Reinforced Plastic | Pressurized
KROGER GA-397 | 3330 COBB PKWY | ACWORTH | Cobb | 10000303 | 1B | Ball Float | 2002-02-15 | FALSE | 2002-02-15 | FALSE | Currently in Use | Premium | 8000 | Fiberglass Double Walled | 2002-02-15 |  | Double-Walled Fiberglass | Pressurized
NORTH COBB PROPERTY | 3891 NORTH COBB PARKWAY | ACWORTH | Cobb | 10000578 | 2 |  |  | FALSE |  | FALSE | Removed from Ground | Gas (Historical Use) | 2500 | Unknown | 2000-01-01 | 2000-01-01 | Unknown
UPS ACKWORTH (UST) | 4246 NEW MCEVER RD | ACWORTH | Cobb | 280147 | 3 | Flapper Valve | 1994-01-01 | FALSE | 1994-01-01 | FALSE | Currently in Use | Diesel | 12000 | Fiberglass Double Walled | 1994-02-02 |  | Fiberglass Reinforced Plastic | Pressurized
UPS ACKWORTH (UST) | 4246 NEW MCEVER RD | ACWORTH | Cobb | 280147 | 3 | Flapper Valve | 1994-01-01 | FALSE | 1994-01-01 | FALSE | Currently in Use | Diesel | 12000 | Fiberglass Double Walled | 1994-02-02 |  | Fiberglass Reinforced Plastic | Pressurized
UPS ACKWORTH (UST) | 4246 NEW MCEVER RD | ACWORTH | Cobb | 280147 | 3 | Flapper Valve | 1994-01-01 | FALSE | 1994-01-01 | FALSE | Currently in Use | Diesel | 12000 | Fiberglass Double Walled | 1994-02-02 |  | Fiberglass Reinforced Plastic | Pressurized
GOLDEN ISLES PETROLEUM INC | 3471 COBB PKWY NE | ACWORTH | Cobb | 330128 | 3A | [5 empty] | Closed in Ground | Gas (Historical Use) | 500 | Bare Steel | 1971-05-05 | 1899-12-31 | Bare Steel
UPS ACKWORTH (UST) | 4246 NEW MCEVER RD | ACWORTH | Cobb | 280147 | 1 | [5 empty] | Removed from Ground | Gas (Historical Use) | 10000 | Cathodically Protected Steel | 1987-01-01 | 1994-01-27 | Galvanized Steel
GOLDEN ISLES PETROLEUM INC | 3471 COBB PKWY NE | ACWORTH | Cobb | 330128 | 1 |  | 1997-09-03 |  | 1997-09-03 |  | Closed in Ground | Gas (Historical Use) | 6000 | Steel-Impressed Current | 1971-05-05 | 2004-08-04 | Cathodically Protected | Pressurized
Marathon Food Mart | 4953 ROSS RD | ACWORTH | Cobb | 9033438 | 2 | Ball Float | 1990-09-01 | FALSE | 1990-09-01 | FALSE | Currently in Use | Premium | 10000 | Fiberglass | 1990-09-01 |  | Fiberglass Reinforced Plastic | Pressurized
KWIK STOP | 5473 N MAIN ST | ACWORTH | Cobb | 330149 | 6 |  | 1997-04-01 | FALSE | 1997-04-01 | FALSE | Currently in Use | E-0 | 2000 | STIP-3/Impressed Current | 1997-04-01 |  | Fiberglass Reinforced Plastic | Pressurized
BROOKSTONE #3 ( PUMP STATION ) | 5786 FORD RD | ACWORTH | Cobb | 10000338 | 1 | Overfill Alarm | 2003-04-01 | FALSE | 2003-04-01 | FALSE | Currently in Use | Diesel | 100 | Galvanic (STIP-3) | 1988-01-01 |  | Galvanized Steel | Safe Suction (Euro)
JEFFERSON CHEVRON | US HWY 41 & GA HWY 92 | ACWORTH | Cobb | 330144 | 3 | [5 empty] | Removed from Ground | Gas (Historical Use) | 2000 | Bare Steel | 1966-05-10 | 1987-01-01 | Galvanized Steel
MCARTHUR CONCRETE PRODUCTS INC | 3000 NEW MCEVER RD | ACWORTH | Cobb | 9033394 | 1 | Flapper Valve | 1998-10-01 |  | 1998-10-01 |  | Removed from Ground | Gas (Historical Use) | 5000 | Galvanic (STIP-3) | 1987-07-30 | 2006-11-14 | Cathodically Protected | Safe Suction (Euro)
KWIK STOP | 5473 N MAIN ST | ACWORTH | Cobb | 330149 | 4 |  | 1997-04-01 | FALSE | 1997-04-01 | FALSE | Currently in Use | Regular | 10000 | STIP-3/Impressed Current | 1997-04-01 |  | Fiberglass Reinforced Plastic | Pressurized
KWIK STOP | 5473 N MAIN ST | ACWORTH | Cobb | 330149 | 5 |  | 1997-04-01 | FALSE | 1997-04-01 | FALSE | Currently in Use | Plus | 8000 | STIP-3/Impressed Current | 1997-04-01 |  | Fiberglass Reinforced Plastic | Pressurized
QUIKTRIP #811 | 3888 COBB PKWY N | ACWORTH | Cobb | 10001105 | 2 | Ball Float | 2005-07-01 | FALSE | 2005-07-01 | FALSE | Currently in Use | Regular | 20000 | Fiberglass Double Walled | 2005-07-01 |  | Double-Walled Fiberglass | Pressurized
Marathon Food Mart | 4953 ROSS RD | ACWORTH | Cobb | 9033438 | 1 | Ball Float | 1990-09-01 | FALSE | 1990-09-01 | FALSE | Currently in Use | Regular | 10000 | Fiberglass | 1990-09-01 |  | Fiberglass Reinforced Plastic | Pressurized
QUIKTRIP #835 | 4433 WADE GREEN RD | KENNESAW | Cobb | 9033109 | 6 | Flapper Valve |  | FALSE |  | FALSE | Currently in Use | Regular | 20000 | Fiberglass Double Walled | 2015-08-01 |  | Double-Walled Fiberglass | Pressurized
QUIKTRIP #835 | 4433 WADE GREEN RD | KENNESAW | Cobb | 9033109 | 8 | Flapper Valve |  | FALSE |  | FALSE | Currently in Use | Diesel | 12000 | Fiberglass Double Walled | 2015-08-01 |  | Double-Walled Fiberglass | Pressurized
RaceTrac #434 - Wade Green | 4350 WADE GREEN RD | KENNESAW | Cobb | 9033231 | 1 | Ball Float | 1993-01-01 |  | 1993-01-01 |  | Removed from Ground | Gas (Historical Use) | 12000 | Composite Double Walled | 1993-02-09 | 2017-03-01 | Double-Walled Fiberglass | Pressurized
QUIKTRIP #752 | 4340 BELLS FERRY RD | KENNESAW | Cobb | 9033413 | 6 | Flapper Valve | 2020-11-01 | FALSE | 2020-10-01 | FALSE | Currently in Use | Premium | 15000 | Fiberglass Double Walled | 2020-08-20 |  | Double-Walled Fiberglass | Pressurized
COBB COUNTY FIRE STATION #8 | 2934 CHEROKEE ST | KENNESAW | Cobb | 9033375 | 1 | [5 empty] | Removed from Ground | Gas (Historical Use) | 1000 | Marked Unknown | 1999-01-20 | 1999-01-20 | Unknown | Safe Suction (Euro)
HELIOS PRIME INC | 4225 WADE GREEN RD | KENNESAW | Cobb | 10001092 | 2 | Ball Float | 2005-08-15 | FALSE | 2005-08-15 | FALSE | Currently in Use | Premium | 15000 | Fiberglass Double Walled | 2005-07-08 |  | Double-Walled Flex | Pressurized
LINCOLN PROPERTY COMPANY | 200 CHASTIAN CENTER BLVD | KENNESAW | Cobb | 10000435 | 1 | Flapper Valve | 2002-05-01 | FALSE | 2002-05-01 | FALSE | Removed from Ground | Diesel | 5000 | Fiberglass Double Walled | 2002-05-01 | 2019-10-14 | Double-Walled Fiberglass | Suction (American)
BP #24073 | 704 WHITLOCK AVE | MARIETTA | Cobb | 9000415 | 3 | [5 empty] | Removed from Ground | Diesel | 10000 | Bare Steel | 1982-05-03 | 1989-12-04 | Galvanized Steel
RaceTrac #53 - Floyd Rd | 5350 FLOYD RD | MABLETON | Cobb | 9033622 | 3 | Overfill Alarm | 2001-09-01 | TRUE | 2001-09-01 | FALSE | Currently in Use | Premium | 12000 | Composite Double Walled | 2001-09-11 |  | Double-Walled Fiberglass | Pressurized
MABLETON FOODMART | 1181 OLD POWDER SPRINGS RD | MABLETON | Cobb | 9033485 | 2 | Flapper Valve | 1999-01-01 | TRUE | 1999-01-01 | TRUE | Currently in Use | Plus | 6000 | Steel-Impressed Current | 1999-01-01 |  | Fiberglass Reinforced Plastic | Pressurized
HUSSAIN USA LLC DBA DENNYS FOOD MART | 5401 FLOYD RD | MABLETON | Cobb | 330341 | 3 | Overfill Alarm | 1973-04-26 | TRUE | 1973-04-26 | FALSE | Currently in Use | Diesel | 5000 | Steel-Impressed Current | 1973-04-26 |  | Steel (Impressed Current) | Pressurized
HAROLD HYDE | 1497 VETRANS MEMORIAL | MABLETON | Cobb | 9033595 | 3 | [5 empty] | Removed from Ground | Other | 550 | Bare Steel | 2000-06-07 | 2000-06-07 | Galvanized Steel | Suction (American)
KWIK SERVE | 1057 VETERANS MEMORIAL HWY | MABLETON | Cobb | 330156 | 2 | [5 empty] | Removed from Ground | Gas (Historical Use) | 8000 | Bare Steel | 1984-05-02 | 1899-12-31 | Galvanized Steel | Pressurized
ATLANTA HARDWOOD CORP | 5596 RIVERVIEW RD | MABLETON | Cobb | 9033117 | 2 | Flapper Valve | 1998-02-13 | FALSE | 1998-02-13 | FALSE | Removed from Ground | Diesel | 9100 | Steel-Impressed Current | 1960-01-01 | 2017-05-10 | Steel (Impressed Current) | Safe Suction (Euro)
QUIKTRIP #738 | 7130 MABLETON PKWY | MABLETON | Cobb | 9033144 | 4 | Flapper Valve | 1996-04-01 | FALSE | 1996-04-01 | FALSE | Currently in Use | Diesel | 8000 | Tank Jacket | 1996-01-23 |  | Double-Walled Fiberglass | Pressurized
FLOYD ROAD SHOPPETS | 5515 OLD FLOYD RD | MABLETON | Cobb | 10000567 | 3 | Ball Float | 2004-01-14 | FALSE | 2004-01-14 | FALSE | Currently in Use | Diesel | 5000 | Composite | 2003-12-15 |  | Double-Walled Fiberglass | Pressurized
JOHN WIELAND HOMES-LEGACY AT THE RIVERLINE | VETERANS HIGHWAY & DISCOVERY BOULEVARD | MABLETON | Cobb | 10001203 | 1 |  |  | FALSE |  | FALSE | Removed from Ground | Not Marked/Tank Removed | 2000 | Unknown | 2006-02-07 | 2006-02-07 | Unknown
MABLETON CHEVRON | 1450 VETERANS MEMORIAL PKWY BLDG 200 | MABLETON | Cobb | 10001248 | 2 | Ball Float | 2006-07-01 | FALSE | 2006-07-01 | FALSE | Currently in Use | Premium | 8000 | Epoxy | 2006-07-01 |  | Fiberglass Reinforced Plastic | Pressurized
FORMER WADES STORE | 4360 FLOYD DRIVE | MABLETON | Cobb | 10001488 | 1 |  |  | FALSE |  | FALSE | Removed from Ground |  | 0 | Not Marked/Unknown |  | 1899-12-31
KROGER GA-356 | 3600 DALLAS HWY | MARIETTA | Cobb | 10000647 | 1B | Ball Float | 2004-03-18 | FALSE | 2004-03-18 | FALSE | Currently in Use | Premium | 8000 | Fiberglass Double Walled | 2004-03-11 |  | Double-Walled Flex | Pressurized
Mobil | 2315 DALLAS HWY | MARIETTA | Cobb | 330120 | 1-REG | Ball Float | 1996-05-01 | FALSE | 1996-05-01 | FALSE | Currently in Use | Regular | 10000 | Steel-Impressed Current | 1983-05-02 |  | Double-Walled Flex | Pressurized
JIFFY LUBE #300 | 686 1/2 POWDER SPRINGS RD | MARIETTA | Cobb | 330391 | 2 | [5 empty] | Removed from Ground | Other | 3000 | Cathodically Protected Steel | 1986-01-01 | 1999-11-13 | Galvanized Steel
SHELL FOOD MART | 255 RIDGEWAY RD | MARIETTA | Cobb | 9033528 | 2 |  | 1998-01-07 |  | 1998-01-07 |  | Removed from Ground | Gas (Historical Use) | 10000 | Fiberglass | 1998-01-07 | 2000-08-01 | Double Walled | Pressurized
SUNSHINE FOODMART #500 | 600 POWDER SPRINGS ST | MARIETTA | Cobb | 330654 | 2 | Flapper Valve | 1990-08-01 | FALSE | 1990-08-01 | FALSE | Currently in Use | Premium | 10000 | Galvanic (STIP-3) | 1987-01-01 |  | Fiberglass Reinforced Plastic | Pressurized
COBB COUNTYWATER SYS SOUTH COBB | 490 LEE INDUSTRIAL BLVD | AUSTELL | Cobb | 330496 | 8 |  |  | FALSE |  | FALSE | Removed from Ground | Not Marked/Tank Removed | 550 | Bare Steel | 2008-08-18 | 2008-08-18 | Unknown
AMOCO STATION #4275 | 4942 AUSTELL RD/@ CLAY RD | AUSTELL | Cobb | 330361 | 4 | [5 empty] | Removed from Ground | Gas (Historical Use) | 4000 | Bare Steel | 1971-04-27 | 1986-09-01 | Galvanized Steel
AMOCO STATION #4275 | 4942 AUSTELL RD/@ CLAY RD | AUSTELL | Cobb | 330361 | 1 | [5 empty] | Removed from Ground | Gas (Historical Use) | 4000 | Bare Steel | 1970-04-27 | 1986-09-01 | Galvanized Steel
BP - MAXHAM | 141 MAXHAM RD | AUSTELL | Cobb | 9033549 | 3 | Ball Float | 1998-04-20 | FALSE | 1998-04-20 | FALSE | Currently in Use | Premium | 10000 | Fiberglass Double Walled | 1998-04-02 |  | Double-Walled Flex | Pressurized
TEXACO FOOD MART | 2671 JEFFERSON ST | AUSTELL | Cobb | 330360 | 2 | Flapper Valve | 1994-06-06 | FALSE | 1994-06-06 | FALSE | Currently in Use | Plus | 4000 | STIP-3/Impressed Current | 1970-04-27 |  | Steel (Impressed Current) | Pressurized
AMOCO STATION #4275 | 4942 AUSTELL RD/@ CLAY RD | AUSTELL | Cobb | 330361 | 2 | [5 empty] | Removed from Ground | Gas (Historical Use) | 4000 | Bare Steel | 1970-04-27 | 1986-09-01 | Galvanized Steel
COCA-COLA WEST METRO DIST CTR | 450 LEE IND BLVD | AUSTELL | Cobb | 330277 | 4 | [5 empty] | Removed from Ground | Other | 550 | Bare Steel | 1977-04-23 | 1991-06-18 | Galvanized Steel
COCA-COLA WEST METRO DIST CTR | 450 LEE IND BLVD | AUSTELL | Cobb | 330277 | 5 |  |  | TRUE |  | TRUE | Removed from Ground | Used Oil | 550 | Bare Steel | 1973-04-23 | 1991-06-18 | Galvanized Steel
TEXACO FOOD MART | 2671 JEFFERSON ST | AUSTELL | Cobb | 330360 | 3 | Flapper Valve | 1994-06-06 | FALSE | 1994-06-06 | FALSE | Currently in Use | Diesel | 3000 | Steel-Impressed Current | 1985-04-23 |  | Steel (Impressed Current) | Pressurized
UNOCAL STATION | 4962 AUSTELL RD SW | AUSTELL | Cobb | 330323 | 3 | [5 empty] | Removed from Ground | Empty | 4000 | Bare Steel | 1970-04-21 | 1988-10-06 | Galvanized Steel
COBB COUNTYWATER SYS SOUTH COBB | 490 LEE INDUSTRIAL BLVD | AUSTELL | Cobb | 330496 | 1 | [5 empty] | Closed in Ground | Gas (Historical Use) | 1020 | Bare Steel | 1985-05-07 | 1899-12-31 | Bare Steel
COBB COUNTYWATER SYS SOUTH COBB | 490 LEE INDUSTRIAL BLVD | AUSTELL | Cobb | 330496 | 4 | [5 empty] | Permanently Out of Use - historical purposes | Empty | 1 | Bare Steel |  | 1899-12-31 | Unknown
COBB COUNTYWATER SYS SOUTH COBB | 490 LEE INDUSTRIAL BLVD | AUSTELL | Cobb | 330496 | 7 |  |  | FALSE |  | FALSE | Removed from Ground | Not Marked/Tank Removed | 550 | Bare Steel | 2008-08-18 | 2008-08-18 | Unknown
CHEVRON | 860 SIX FLAGS RD | AUSTELL | Cobb | 9033611 | 1 | Flapper Valve | 2000-10-02 | FALSE | 2000-11-17 | FALSE | Currently in Use | Regular | 12000 | Epoxy | 2000-09-28 |  | Double-Walled Fiberglass | Pressurized
GA POWER/AUSTELL OP HQ | 2525 OLD ALABAMA RD | AUSTELL | Cobb | 330640 | G | Ball Float | 1989-02-15 | FALSE | 1989-02-15 | FALSE | Currently in Use | Regular | 10000 | Epoxy Double-Walled | 1989-02-15 |  | Double-Walled Fiberglass | Pressurized
STOP BUY FOOD MART | 2954 VETERANS MEMORIAL HIGHWAY SW | AUSTELL | Cobb | 9033551 | 2 | Flapper Valve | 1998-03-11 | FALSE | 1998-03-11 | FALSE | Currently in Use | Plus | 5000 | Galvanic (STIP-3) | 1988-01-01 |  | Fiberglass Reinforced Plastic | Pressurized
SIX FLAGS | 7561 SIX FLAGS PKWY | AUSTELL | Cobb | 9060648 | 1 | [5 empty] | Currently in Use | Diesel | 2000 | Not Marked/Unknown |  |  | Not Marked
ENK440 | 4641 AUSTELL POWDER SPRINGS RD | AUSTELL | Cobb | 330574 | 1 | Flapper Valve | 1996-01-09 |  | 1996-01-09 |  | Temporarily out of use | Gas (Historical Use) | 8000 | Steel-Impressed Current | 1970-05-11 |  | Steel (Impressed Current) | Pressurized
CLEVELAND LEASING CO | 260 SIX FLAGS RD | AUSTELL | Cobb | 330607 | 1 | [5 empty] | Removed from Ground | Gas (Historical Use) | 10000 | Bare Steel | 1982-02-28 | 1996-08-26 | Bare Steel
TEXACO FOOD MART | 2671 JEFFERSON ST | AUSTELL | Cobb | 330360 | 4 | Flapper Valve | 1995-09-01 | FALSE | 1995-09-01 | FALSE | Currently in Use | Premium | 3000 | Steel-Impressed Current | 1970-04-27 |  | Steel (Impressed Current) | Pressurized
TEXACO FOOD MART | 2671 JEFFERSON ST | AUSTELL | Cobb | 330360 | 5 | [5 empty] | Permanently Out of Use - historical purposes | Gas (Historical Use) | 0 | Not Marked/Unknown |  | 1899-12-31 | Not Marked
MARK INNS OF AMERICA | 200 SIX FLAGS RD | AUSTELL | Cobb | 9033544 | 1 | [5 empty] | Removed from Ground | Gas (Historical Use) | 10000 | Not Marked/Unknown | 1998-09-22 | 1998-09-22 | Not Marked
GA POWER/AUSTELL OP HQ | 2525 OLD ALABAMA RD | AUSTELL | Cobb | 330640 | 3 |  |  | TRUE |  | TRUE | Removed from Ground | Used Oil | 500 | Not Marked/Unknown | 1993-01-14 | 1993-01-14 | Not Marked
CITGO FOOD MART | 351 RIVERSIDE PKWY | AUSTELL | Cobb | 9000606 | 1 |  |  | FALSE |  | FALSE | Removed from Ground | Gas (Historical Use) | 10000 | Bare Steel | 1972-05-08 | 1993-01-01 | Galvanized Steel | Suction (American)
CHEVRON FOOD MART | 1355 BLAIRS BRIDGE RD | AUSTELL | Cobb | 10000374 | 2 | Ball Float | 2003-01-14 | FALSE | 2003-01-14 | FALSE | Currently in Use | Premium | 12000 | Fiberglass | 2003-01-14 |  | Double-Walled Fiberglass | Pressurized
WONDER BREAD THRIFT STORE | 1621 BANKHEAD HWY | AUSTELL | Cobb | 330205 | 3 | [5 empty] | Removed from Ground | Empty | 8000 | Bare Steel | 1980-12-17 | 1899-12-31 | Galvanized Steel
SAUNDERS SYSTEM INC | 7170 DELTA CIR | AUSTELL | Cobb | 330544 | 5 |  |  | TRUE |  | TRUE | Removed from Ground | Used Oil | 1000 | Bare Steel | 1986-05-08 | 2001-05-01 | Galvanized Steel
Flags Village Shopping Center - QUICK PICK FOOD STORE | 356 Riverside Parkway | AUSTELL | Cobb | 330644 | 2 |  | 1995-01-01 |  | 1995-01-01 |  | Temporarily out of use | Gas (Historical Use) | 8000 | Cathodically Protected Steel | 1985-01-01 |  | Fiberglass Reinforced Plastic | Pressurized
CITGO FOOD MART | 351 RIVERSIDE PKWY | AUSTELL | Cobb | 9000606 | 3 | [5 empty] | Removed from Ground | Gas (Historical Use) | 10000 | Bare Steel | 1972-05-08 | 1993-01-01 | Galvanized Steel | Suction (American)
AYAAN ENTERPRISES INC | 133 JOHNSON FERRY RD | MARIETTA | Cobb | 330232 | 1 | [5 empty] | Removed from Ground | Gas (Historical Use) | 10000 | Bare Steel | 1982-03-08 | 1994-11-17 | Galvanized Steel
EXXON | 730 JOHNSON FERRY RD LOWER ROSWE | MARIETTA | Cobb | 330350 | 3 | Overfill Alarm | 1981-04-24 |  | 1981-04-24 |  | Removed from Ground | Gas (Historical Use) | 10000 | Galvanic (STIP-3) | 1981-04-24 | 2006-01-28 | Galvanized Steel | Pressurized
INDIAN HILLS COUNTRY CLUB | 4001 CLUBLAND DR | MARIETTA | Cobb | 9033019 | 2 | [5 empty] | Removed from Ground | Gas (Historical Use) | 1000 | Bare Steel | 1973-01-01 | 1991-10-01 | Galvanized Steel
PETROLEUM PROPERTIES LLC | 559 JOHNSON FERRY RD | MARIETTA | Cobb | 9000546 | 11 |  |  | TRUE |  | TRUE | Permanently Out Of Use | Used Oil | 1000 | Fiberglass | 1990-01-01 | 1990-01-01 | Fiberglass Reinforced Plastic | Pressurized
SEVEN SPRINGS | 1390 RICHARD SAILORS PKWY | POWDER SPRINGS | Cobb | 10000810 | 1 | Flapper Valve | 2004-08-01 | FALSE | 2004-08-01 | FALSE | Currently in Use | Diesel | 20000 | Fiberglass Double Walled | 2004-07-01 |  | Double-Walled Fiberglass | Pressurized
PETROLEUM REALTY II LLC | 3550 POWDER SPRINGS RD | POWDER SPRINGS | Cobb | 9048049 | 2 | Ball Float | 1993-06-01 | FALSE | 1993-06-01 | FALSE | Currently in Use | Plus | 8000 | Galvanic (STIP-3) | 1987-01-01 |  | Double-Walled Fiberglass | Pressurized
PARKWAY MEDICAL BLDG | 4039 ATLANTIC ST | POWDER SPRINGS | Cobb | 9000143 | 2 | [5 empty] | Removed from Ground | Other | 1 | Not Marked/Unknown | 1988-01-01 | 1988-01-01 | Not Marked
PETROLEUM REALTY II LLC | 4321 BROWNSVILLE RD | POWDER SPRINGS | Cobb | 9033063 | 4 | Ball Float | 1988-07-01 |  | 1988-07-01 |  | Temporarily out of use | Kerosene | 2000 | Galvanic (STIP-3) | 1988-07-01 |  | Fiberglass Reinforced Plastic | Suction (American)
MRS MARY ELLEN TIPPENS | 7161 FACTORY SHOALS RD | AUSTELL | Cobb | 9033517 | 1 | [5 empty] | Removed from Ground | Gas (Historical Use) | 560 | Bare Steel | 1958-07-20 | 1997-06-27 | Galvanized Steel | Safe Suction (Euro)
COCA-COLA WEST METRO DIST CTR | 450 LEE IND BLVD | AUSTELL | Cobb | 330277 | 7 | [5 empty] | Removed from Ground | Diesel | 12000 | Double Walled | 1989-09-01 | 1993-07-15 | Fiberglass Reinforced Plastic
COCA-COLA WEST METRO DIST CTR | 450 LEE IND BLVD | AUSTELL | Cobb | 330277 | 1 | [5 empty] | Removed from Ground | Gas (Historical Use) | 10000 | Bare Steel | 1977-04-23 | 1989-07-28 | Galvanized Steel
SAUNDERS SYSTEM INC | 7170 DELTA CIR | AUSTELL | Cobb | 330544 | 4 | [5 empty] | Removed from Ground | Other | 2000 | Bare Steel | 1986-05-08 | 2001-05-01 | Galvanized Steel
SAUNDERS SYSTEM INC | 7170 DELTA CIR | AUSTELL | Cobb | 330544 | 1 | [5 empty] | Removed from Ground | Diesel | 10000 | Bare Steel | 1986-05-08 | 2001-05-01 | Galvanized Steel
SPUR STATION #3980 | 321 SIX FLAGS RD | AUSTELL | Cobb | 330632 | 2 | [5 empty] | Removed from Ground | Gas (Historical Use) | 10000 | Bare Steel | 1980-01-16 | 1991-12-15 | Galvanized Steel | Safe Suction (Euro)
AMOCO STATION #4275 | 4942 AUSTELL RD/@ CLAY RD | AUSTELL | Cobb | 330361 | 5 |  |  | TRUE |  | TRUE | Removed from Ground | Used Oil | 500 | Bare Steel | 1970-04-27 | 1986-09-01 | Galvanized Steel
STOP BUY FOOD MART | 2954 VETERANS MEMORIAL HIGHWAY SW | AUSTELL | Cobb | 9033551 | 1 | Ball Float | 1998-03-11 | FALSE | 1998-03-11 | FALSE | Currently in Use | Regular | 5000 | Galvanic (STIP-3) | 1988-01-01 |  | Fiberglass Reinforced Plastic | Pressurized
UNOCAL STATION | 4962 AUSTELL RD SW | AUSTELL | Cobb | 330323 | 2 | [5 empty] | Removed from Ground | Empty | 4000 | Bare Steel | 1970-04-21 | 1988-10-06 | Galvanized Steel
COCA-COLA WEST METRO DIST CTR | 450 LEE IND BLVD | AUSTELL | Cobb | 330277 | 6 | [5 empty] | Removed from Ground | Gas (Historical Use) | 12000 | Double Walled | 1989-01-01 | 1993-07-15 | Unknown | Pressurized
COCA-COLA WEST METRO DIST CTR | 450 LEE IND BLVD | AUSTELL | Cobb | 330277 | 8 | [5 empty] | Removed from Ground | Gas (Historical Use) | 12000 | Double Walled | 1989-09-01 | 1993-07-01 | Fiberglass Reinforced Plastic
DOGWOOD GOLF & COUNTRY CLUB | 4207 FLINT HILL RD | AUSTELL | Cobb | 9033451 | 1 | [5 empty] | Removed from Ground | Gas (Historical Use) | 1000 | Not Marked/Unknown | 1980-01-01 | 1997-01-13 | Not Marked
SAUNDERS SYSTEM INC | 7170 DELTA CIR | AUSTELL | Cobb | 330544 | 6 | [5 empty] | Removed from Ground | Diesel | 3500 | Bare Steel | 2001-05-01 | 2001-05-01 | Galvanized Steel
BP - MAXHAM | 141 MAXHAM RD | AUSTELL | Cobb | 9033549 | 5 | Flapper Valve | 2017-03-03 | FALSE |  | FALSE | Currently in Use |  |  | Composite Double Walled | 2017-03-03 |  | Double-Walled Fiberglass | Pressurized
AUSTELL NATURAL GAS (WAREHOUSE) | 5997 HUTCHESON DRIVE | AUSTELL | Cobb | 9033589 | 1 | Flapper Valve | 1988-01-01 | FALSE | 1988-01-01 | FALSE | Currently in Use | Regular | 6000 | Steel-Impressed Current | 1988-01-01 |  | Steel (Impressed Current) | Suction (American)
ENK440 | 4641 AUSTELL POWDER SPRINGS RD | AUSTELL | Cobb | 330574 | 2 | Flapper Valve | 1996-01-09 |  | 1996-01-09 |  | Temporarily out of use | Gas (Historical Use) | 8000 | Steel-Impressed Current | 1970-05-11 |  | Steel (Impressed Current) | Pressurized
AYAAN ENTERPRISES INC | 133 JOHNSON FERRY RD | MARIETTA | Cobb | 330232 | 5 | Ball Float | 1994-12-20 | FALSE | 1994-12-20 | FALSE | Currently in Use | Regular | 10000 | Fiberglass | 1994-12-20 |  | Double-Walled Fiberglass | Pressurized
MALONE AUTO | 1912 LOWER ROSWELL RD | MARIETTA | Cobb | 330402 | 4 |  | 1993-02-24 |  | 1993-02-24 |  | Temporarily out of use | Diesel | 10000 | Fiberglass | 1987-01-01 |  | Fiberglass Reinforced Plastic | Pressurized
CIRCLE K STORE #5259 | 4706 LOWER ROSWELL RD | MARIETTA | Cobb | 330472 | 1 |  | 1994-07-12 |  | 1994-07-12 |  | Removed from Ground | Gas (Historical Use) | 10000 | Bare Steel | 1978-05-10 | 1996-06-03 | Fiberglass Reinforced Plastic | Pressurized
EAST COBB GOVERNMENT SERVICE CEN | 4400 LOWER ROSWELL RD | MARIETTA | Cobb | 9033341 | 2 |  | 1989-02-01 | FALSE | 1989-02-01 | FALSE | Closed in Ground | Diesel | 6000 | Fiberglass Double Walled | 1989-03-01 | 2018-08-20 | Fiberglass Reinforced Plastic | Suction (American)
POWDER SPRINGS SERVICE STATION | 4425 MARIETTA ST | POWDER SPRINGS | Cobb | 330483 | 2 | [5 empty] | Removed from Ground | Gas (Historical Use) | 3000 | Bare Steel | 1984-05-06 | 2007-12-19 | Galvanized Steel
COBB COUNTY FIRE STATION #13 | 920 LOST MOUNTAIN RD | POWDER SPRINGS | Cobb | 9033373 | 1 | [5 empty] | Removed from Ground | Diesel | 1000 | Marked Unknown | 1998-10-29 | 1998-10-29 | Unknown | Safe Suction (Euro)
CROKER GROCERY | 4840 OLD DALLAS HWY | POWDER SPRINGS | Cobb | 9033322 | 3 | [5 empty] | Removed from Ground | Gas (Historical Use) | 560 | Bare Steel | 1994-09-20 | 1994-09-20 | Galvanized Steel | Suction (American)
MACS TIRE SERVICE | 4165 AUSTELL POWDER SPRINGS RD S | POWDER SPRINGS | Cobb | 9033043 | 4 | [5 empty] | Removed from Ground | Gas (Historical Use) | 3000 | Marked Unknown | 1991-12-01 | 1991-12-01 | Galvanized Steel | Gravity Fed
COBB COUNTYWATER SYS SOUTH COBB | 490 LEE INDUSTRIAL BLVD | AUSTELL | Cobb | 330496 | 6 |  | 1998-08-01 |  | 1998-08-01 |  | Currently in Use | Diesel | 600 | Fiberglass | 1988-08-22 |  | Fiberglass Reinforced Plastic | Safe Suction (Euro)
CHEVRON | 860 SIX FLAGS RD | AUSTELL | Cobb | 9033611 | 3 | Flapper Valve | 2000-10-02 | FALSE | 2000-11-17 | FALSE | Currently in Use | Diesel | 8000 | Epoxy | 2000-09-28 |  | Double-Walled Fiberglass | Pressurized
OASIS STATION #1092 | 5053 AUSTELL RD SW | AUSTELL | Cobb | 330532 | 2 | [5 empty] | Currently in Use | Gas (Historical Use) | 10000 | Bare Steel | 1976-05-10 |  | Galvanized Steel
AYAAN ENTERPRISES INC | 133 JOHNSON FERRY RD | MARIETTA | Cobb | 330232 | 4 | [5 empty] | Removed from Ground | Diesel | 6000 | Bare Steel | 1982-03-08 | 1994-11-17 | Galvanized Steel
AYAAN ENTERPRISES INC | 133 JOHNSON FERRY RD | MARIETTA | Cobb | 330232 | 7 | Ball Float | 1994-12-20 | FALSE | 1994-12-20 | FALSE | Currently in Use | Premium | 10000 | Fiberglass | 1994-12-20 |  | Double-Walled Fiberglass | Pressurized
MALONE AUTO | 1912 LOWER ROSWELL RD | MARIETTA | Cobb | 330402 | 1 |  | 1993-02-24 |  | 1993-02-24 |  | Temporarily out of use | Gas (Historical Use) | 10000 | Fiberglass | 1987-01-01 |  | Fiberglass Reinforced Plastic | Pressurized
CIRCLE K STORE #5259 | 4706 LOWER ROSWELL RD | MARIETTA | Cobb | 330472 | 4 | Overfill Alarm | 1996-06-10 | FALSE | 1996-06-10 | FALSE | Currently in Use | Regular | 9816 | Fiberglass | 1996-06-10 |  | Double-Walled Fiberglass | Pressurized
WONDER BREAD THRIFT STORE | 1621 BANKHEAD HWY | AUSTELL | Cobb | 330205 | 2 | [5 empty] | Removed from Ground | Empty | 8000 | Bare Steel | 1980-12-17 | 1899-12-31 | Galvanized Steel
CLEVELAND LEASING CO | 260 SIX FLAGS RD | AUSTELL | Cobb | 330607 | 2 | [5 empty] | Removed from Ground | Diesel | 10000 | Bare Steel | 1982-02-28 | 1996-08-26 | Bare Steel
GA POWER/AUSTELL OP HQ | 2525 OLD ALABAMA RD | AUSTELL | Cobb | 330640 | 1 | [5 empty] | Removed from Ground | Gas (Historical Use) | 10000 | Bare Steel | 1966-05-12 | 1989-03-08 | Unknown
GOLDEN GALLON #57 | 1218 OLD POWDER SPRINGS RD | MARIETTA | Cobb | 330208 | 1 | [5 empty] | Removed from Ground | Gas (Historical Use) | 8000 | Bare Steel | 1975-03-27 | 1990-10-01 | Galvanized Steel
AYAAN ENTERPRISES INC | 133 JOHNSON FERRY RD | MARIETTA | Cobb | 330232 | 6 | Ball Float | 1994-12-20 | FALSE | 1994-12-20 | FALSE | Currently in Use | Regular | 10000 | Fiberglass | 1994-12-20 |  | Double-Walled Fiberglass | Pressurized
PETROLEUM PROPERTIES LLC | 559 JOHNSON FERRY RD | MARIETTA | Cobb | 9000546 | 2 | [5 empty] | Removed from Ground | Gas (Historical Use) | 10000 | Fiberglass | 1976-05-04 | 1899-12-31 | Fiberglass Reinforced Plastic
PETROLEUM PROPERTIES LLC | 559 JOHNSON FERRY RD | MARIETTA | Cobb | 9000546 | 8 | Ball Float | 1990-01-01 | FALSE | 1990-01-01 | FALSE | Currently in Use | Plus | 10000 | Fiberglass | 1990-01-01 |  | Fiberglass Reinforced Plastic | Pressurized
PETROLEUM PROPERTIES LLC | 559 JOHNSON FERRY RD | MARIETTA | Cobb | 9000546 | 9 | Ball Float | 1990-01-01 | FALSE | 1990-01-01 | FALSE | Currently in Use | Premium | 10000 | Fiberglass | 1990-01-01 |  | Fiberglass Reinforced Plastic | Pressurized
POWDER SPRINGS SERVICE STATION | 4425 MARIETTA ST | POWDER SPRINGS | Cobb | 330483 | 4 | [5 empty] | Removed from Ground | Diesel | 550 | Bare Steel | 1986-05-06 | 2008-02-07 | Galvanized Steel
POWDER SPRINGS SERVICE STATION | 4425 MARIETTA ST | POWDER SPRINGS | Cobb | 330483 | 1 | [5 empty] | Removed from Ground | Gas (Historical Use) | 3000 | Bare Steel | 1984-05-06 | 2007-12-19 | Galvanized Steel
CHEVRON | 860 SIX FLAGS RD | AUSTELL | Cobb | 9033611 | 2 | Flapper Valve | 2000-10-02 | FALSE | 2000-11-17 | FALSE | Currently in Use | Premium | 10000 | Epoxy | 2000-09-28 |  | Double-Walled Fiberglass | Pressurized
UNOCAL STATION | 4962 AUSTELL RD SW | AUSTELL | Cobb | 330323 | 4 | [5 empty] | Removed from Ground | Empty | 550 | Bare Steel | 1970-04-21 | 1988-10-06 | Galvanized Steel
UNOCAL STATION | 4962 AUSTELL RD SW | AUSTELL | Cobb | 330323 | 5 | [5 empty] | Removed from Ground | Empty | 550 | Bare Steel | 1970-04-21 | 1988-10-06 | Galvanized Steel
ENK440 | 4641 AUSTELL POWDER SPRINGS RD | AUSTELL | Cobb | 330574 | 4 | Flapper Valve | 1996-01-09 |  | 1996-01-09 |  | Temporarily out of use | Diesel | 6000 | Steel-Impressed Current | 1970-05-11 |  | Steel (Impressed Current) | Pressurized
CHEVRON FOOD MART | 1355 BLAIRS BRIDGE RD | AUSTELL | Cobb | 10000374 | 1 | Ball Float | 2003-01-14 | FALSE | 2003-01-14 | FALSE | Currently in Use | Regular | 12000 | Fiberglass | 2003-01-14 |  | Double-Walled Fiberglass | Pressurized
SALEM NATIONALEASE | 582 RIVERSIDE PKWY | AUSTELL | Cobb | 10000401 | 1 |  | 1998-07-01 | FALSE | 1998-07-01 | FALSE | Currently in Use | Diesel | 12000 | Fiberglass | 1998-07-01 |  | Fiberglass Reinforced Plastic | Pressurized
BP - MAXHAM | 141 MAXHAM RD | AUSTELL | Cobb | 9033549 | 2 | Ball Float | 1998-04-20 | FALSE | 1998-04-20 | FALSE | Currently in Use | Plus | 10000 | Fiberglass Double Walled | 1998-04-02 |  | Double-Walled Flex | Pressurized
UNOCAL STATION | 4962 AUSTELL RD SW | AUSTELL | Cobb | 330323 | 1 | [5 empty] | Removed from Ground | Empty | 4000 | Bare Steel | 1970-04-21 | 1988-10-06 | Galvanized Steel
COCA-COLA WEST METRO DIST CTR | 450 LEE IND BLVD | AUSTELL | Cobb | 330277 | 3 | [5 empty] | Removed from Ground | Diesel | 3000 | Bare Steel | 1977-04-23 | 1989-07-28 | Galvanized Steel
SAUNDERS SYSTEM INC | 7170 DELTA CIR | AUSTELL | Cobb | 330544 | 3 | [5 empty] | Removed from Ground | Diesel | 20000 | Bare Steel | 1980-05-09 | 2001-05-01 | Galvanized Steel
SPUR STATION #3980 | 321 SIX FLAGS RD | AUSTELL | Cobb | 330632 | 1 | [5 empty] | Removed from Ground | Gas (Historical Use) | 10000 | Bare Steel | 1980-01-16 | 1991-12-15 | Galvanized Steel | Safe Suction (Euro)
Flags Village Shopping Center - QUICK PICK FOOD STORE | 356 Riverside Parkway | AUSTELL | Cobb | 330644 | 3 |  | 1995-01-01 |  | 1995-01-01 |  | Temporarily out of use | Gas (Historical Use) | 8000 | Cathodically Protected Steel | 1985-01-01 |  | Fiberglass Reinforced Plastic | Pressurized
TIPPENS FABRICATION INC | 1985 BANKHEAD HWY | AUSTELL | Cobb | 7033002 | 2 | [5 empty] | Removed from Ground | Diesel | 0 | Bare Steel | 1993-03-30 | 1993-03-30 | Galvanized Steel | Pressurized
OASIS STATION #1092 | 5053 AUSTELL RD SW | AUSTELL | Cobb | 330532 | 1 | [5 empty] | Currently in Use | Gas (Historical Use) | 10000 | Bare Steel | 1976-05-10 |  | Galvanized Steel
MALONE AUTO | 1912 LOWER ROSWELL RD | MARIETTA | Cobb | 330402 | 2 |  | 1993-02-24 |  | 1993-02-24 |  | Temporarily out of use | Gas (Historical Use) | 10000 | Fiberglass | 1987-01-01 |  | Fiberglass Reinforced Plastic | Pressurized
PETROLEUM PROPERTIES LLC | 559 JOHNSON FERRY RD | MARIETTA | Cobb | 9000546 | 6 | [5 empty] | Removed from Ground | Other | 18000 | Fiberglass | 1987-09-21 | 1899-12-31 | Fiberglass Reinforced Plastic
QUICK LUBE-CAR CARE CENTER LLC | 557 JOHNSON FERRY RD | MARIETTA | Cobb | 10001408 | 2 | Overfill Alarm | 1990-01-01 | FALSE | 1990-01-01 | FALSE | Closed in Ground | New Oil | 6000 | Steel-Impressed Current | 1990-01-01 |  | Steel (Impressed Current)
POWDER SPRINGS SERVICE STATION | 4425 MARIETTA ST | POWDER SPRINGS | Cobb | 330483 | 5 | [5 empty] | Removed from Ground | Kerosene | 550 | Bare Steel | 1986-05-06 | 2007-12-19 | Galvanized Steel
CIRCLE K STORE #5259 | 4706 LOWER ROSWELL RD | MARIETTA | Cobb | 330472 | 2 |  | 1994-07-12 |  | 1994-07-12 |  | Removed from Ground | Gas (Historical Use) | 10000 | Bare Steel | 1978-05-10 | 1996-06-03 | Fiberglass Reinforced Plastic | Pressurized
MERCHANT'S WALK | 1325 JOHNSON FERRY RD | MARIETTA | Cobb | 9033284 | 1 |  |  | TRUE |  | TRUE | Removed from Ground | Used Oil | 550 | Not Marked/Unknown | 1993-12-11 | 1993-12-11 | Not Marked
SEVEN SPRINGS | 1390 RICHARD SAILORS PKWY | POWDER SPRINGS | Cobb | 10000810 | 2 | Flapper Valve | 2004-08-01 | FALSE | 2004-08-01 | FALSE | Currently in Use | Regular | 20000 | Fiberglass Double Walled | 2004-08-01 |  | Double-Walled Fiberglass | Pressurized
PETROLEUM REALTY II LLC | 4321 BROWNSVILLE RD | POWDER SPRINGS | Cobb | 9033063 | 3 | Ball Float | 1988-07-01 | FALSE | 1988-07-01 | FALSE | Currently in Use | Diesel | 8000 | Galvanic (STIP-3) | 1988-07-01 |  | Fiberglass Reinforced Plastic | Pressurized
WKHX AM RADIO STATION | 590 SCHRUTT LN | POWDER SPRINGS | Cobb | 9033118 | 1AST | [5 empty] | Currently in Use | Diesel | 550 | Bare Steel | 1986-01-01 |  | Galvanized Steel
WAYNE'S PRODUCE | 5255 MACLAND RD | POWDER SPRINGS | Cobb | 330505 | 1 | [5 empty] | Permanently Out of Use - historical purposes | Gas (Historical Use) | 550 | Bare Steel | 1951-05-16 | 1899-12-31 | Galvanized Steel
H & L TIRE | 4078 AUSTELL-POWDER SPRINGS RD | POWDER SPRINGS | Cobb | 9033543 | 4 | [5 empty] | Removed from Ground | Other | 500 | Not Marked/Unknown | 1998-07-06 | 1998-07-06 | Not Marked
CIRCLE K STORE #5259 | 4706 LOWER ROSWELL RD | MARIETTA | Cobb | 330472 | 5 | Overfill Alarm | 1996-06-10 | FALSE | 1996-06-10 | FALSE | Currently in Use | Diesel | 9816 | Fiberglass | 1996-06-10 |  | Double-Walled Fiberglass | Pressurized
PETROLEUM PROPERTIES LLC | 559 JOHNSON FERRY RD | MARIETTA | Cobb | 9000546 | 3 | [5 empty] | Removed from Ground | Gas (Historical Use) | 10000 | Fiberglass | 1976-05-04 | 1899-12-31 | Fiberglass Reinforced Plastic
POWDER SPRINGS SERVICE STATION | 4425 MARIETTA ST | POWDER SPRINGS | Cobb | 330483 | 6 |  |  | TRUE |  | TRUE | Removed from Ground | Used Oil | 550 | Bare Steel | 1986-05-06 | 2007-12-19 | Galvanized Steel
SHELL OIL (FORMER)/HUNTER AUTO S | 4132 MARIETTA ST | POWDER SPRINGS | Cobb | 9000337 | 3 | [5 empty] | Removed from Ground | Gas (Historical Use) | 10000 | Bare Steel | 1977-01-01 | 1994-03-24 | Galvanized Steel
COBB ELECTRIC MEMBERSHIP CORP | 5411 DALLAS RD | POWDER SPRINGS | Cobb | 9033319 | 1 |  | 1994-06-03 |  | 1994-06-03 |  | Removed from Ground | Diesel | 10000 | Composite | 1994-06-03 | 2003-08-28 | Secondary Containment | Safe Suction (Euro)
PETROLEUM REALTY II LLC | 4321 BROWNSVILLE RD | POWDER SPRINGS | Cobb | 9033063 | 1 | Ball Float | 1988-07-01 | FALSE | 1988-07-01 | FALSE | Currently in Use | Regular | 10000 | Galvanic (STIP-3) | 1988-07-01 |  | Fiberglass Reinforced Plastic | Pressurized
QUIK THRIFT #742 | 4551 BROWNSVILLE RD | POWDER SPRINGS | Cobb | 330302 | 1 | Ball Float | 1992-12-30 | FALSE | 1992-12-30 | FALSE | Currently in Use | Regular | 6000 | Steel-Impressed Current | 1975-04-18 |  | Double-Walled Fiberglass | Pressurized
H & L TIRE | 4078 AUSTELL-POWDER SPRINGS RD | POWDER SPRINGS | Cobb | 9033543 | 1 | [5 empty] | Removed from Ground | Gas (Historical Use) | 10000 | Not Marked/Unknown | 1998-07-06 | 1998-07-06 | Not Marked
COBB CO FIRE DEPT | 3984 STATE HWY 278 | POWDER SPRINGS | Cobb | 9033498 | 1 | [5 empty] | Removed from Ground | Gas (Historical Use) | 1000 | Not Marked/Unknown | 1996-10-01 | 1996-10-01 | Not Marked
CLEVELAND LEASING CO | 260 SIX FLAGS RD | AUSTELL | Cobb | 330607 | 4 |  |  | TRUE |  | TRUE | Removed from Ground | Used Oil | 550 | Bare Steel | 1996-08-26 | 1996-08-26 | Bare Steel
CITGO FOOD MART | 351 RIVERSIDE PKWY | AUSTELL | Cobb | 9000606 | 522040 | Flapper Valve | 2022-12-26 | FALSE | 1994-08-19 | FALSE | Currently in Use | Regular | 10000 | Composite | 1994-08-10 |  | Double-Walled Fiberglass | Pressurized
ALL CRANE RENTAL OF GEORGIA | 485 RIVERSIDE PKWY | AUSTELL | Cobb | 9031128 | 1 | Ball Float | 1990-12-01 | FALSE | 1990-12-01 | FALSE | Currently in Use | Diesel | 10000 | Composite | 1990-12-01 |  | Double-Walled Fiberglass | Pressurized
CARISTHERS FARM/HOME | 5585 LOWER ROSWELL RD | MARIETTA | Cobb | 9033297 | 1 | [5 empty] | Removed from Ground | Gas (Historical Use) | 1000 | Bare Steel | 1994-05-23 | 1994-05-23 | Galvanized Steel | Safe Suction (Euro)
QUICK LUBE-CAR CARE CENTER LLC | 557 JOHNSON FERRY RD | MARIETTA | Cobb | 10001408 | 1 | Overfill Alarm | 1990-01-01 | FALSE | 1990-01-01 | FALSE | Closed in Ground | New Oil | 6000 | Steel-Impressed Current | 1990-01-01 |  | Steel (Impressed Current)
GOLD BRANCH PUMP STATION | 6142 LOWER ROSWELL RD | MARIETTA | Cobb | 10001376 | 1 |  |  | FALSE |  | FALSE | Removed from Ground | Diesel | 211 | Bare Steel | 2007-07-23 | 2007-07-23 | Bare Steel
SEVEN SPRINGS | 1390 RICHARD SAILORS PKWY | POWDER SPRINGS | Cobb | 10000810 | 3 | Flapper Valve | 2004-08-01 | FALSE | 2004-08-01 | FALSE | Currently in Use | Premium | 12000 | Fiberglass Double Walled | 2004-07-01 |  | Double-Walled Fiberglass | Pressurized
SHELL OIL (FORMER)/HUNTER AUTO S | 4132 MARIETTA ST | POWDER SPRINGS | Cobb | 9000337 | 2 | [5 empty] | Removed from Ground | Gas (Historical Use) | 10000 | Bare Steel | 1977-01-01 | 1994-03-24 | Galvanized Steel
PARKWAY MEDICAL BLDG | 4039 ATLANTIC ST | POWDER SPRINGS | Cobb | 9000143 | 1 | [5 empty] | Removed from Ground | Other | 1 | Not Marked/Unknown | 1988-01-01 | 1988-01-01 | Not Marked
MACS TIRE SERVICE | 4165 AUSTELL POWDER SPRINGS RD S | POWDER SPRINGS | Cobb | 9033043 | 3 | [5 empty] | Removed from Ground | Gas (Historical Use) | 2000 | Marked Unknown | 1991-12-01 | 1991-12-01 | Galvanized Steel | Gravity Fed
WAYNE'S PRODUCE | 5255 MACLAND RD | POWDER SPRINGS | Cobb | 330505 | 2 | [5 empty] | Permanently Out of Use - historical purposes | Gas (Historical Use) | 550 | Bare Steel | 1951-05-16 | 1899-12-31 | Galvanized Steel
AQUABA INC | 2712 POWDER SPRINGS RD | Marietta | Cobb | 332005 | 1 |  | 1987-11-01 | FALSE | 1987-11-01 | FALSE | Temporarily out of use | Gas (Historical Use) | 10000 | Galvanic (STIP-3) | 1987-11-04 |  | Fiberglass Reinforced Plastic | Pressurized
BUBBA'S BEST CONVENIENCE STORE | 2690 WINDY HILL RD SE | SMYRNA | Cobb | 330246 | 2 | [5 empty] | Removed from Ground | Gas (Historical Use) | 12000 | Bare Steel | 1976-03-19 | 1990-11-02 | Galvanized Steel
GOLDEN GALLON #57 | 1218 OLD POWDER SPRINGS RD | MARIETTA | Cobb | 330208 | 2 | [5 empty] | Removed from Ground | Gas (Historical Use) | 8000 | Bare Steel | 1975-03-27 | 1990-10-01 | Galvanized Steel
AYAAN ENTERPRISES INC | 133 JOHNSON FERRY RD | MARIETTA | Cobb | 330232 | 3 | [5 empty] | Removed from Ground | Gas (Historical Use) | 6000 | Bare Steel | 1982-03-08 | 1994-11-17 | Galvanized Steel
CIRCLE K STORE #5259 | 4706 LOWER ROSWELL RD | MARIETTA | Cobb | 330472 | 6 | Overfill Alarm | 1996-06-10 | FALSE | 1996-06-10 | FALSE | Currently in Use | Premium | 9816 | Fiberglass | 1996-06-10 |  | Double-Walled Fiberglass | Pressurized
EAST COBB GOVERNMENT SERVICE CEN | 4400 LOWER ROSWELL RD | MARIETTA | Cobb | 9033341 | 1 | Flapper Valve | 1989-02-01 | FALSE | 1989-02-01 | FALSE | Currently in Use | Regular | 15000 | Fiberglass Double Walled | 1989-03-01 |  | Fiberglass Reinforced Plastic | Suction (American)
COBB COUNTY FIRE STATION # OLD S | HIGHWAY 278 | POWDER SPRINGS | Cobb | 9033387 | 1 |  |  | FALSE |  | FALSE | Permanently Out of Use - historical purposes | Gas (Historical Use) | 1000 | Unknown |  | 1899-12-31 | Unknown | Safe Suction (Euro)
QUIK THRIFT #742 | 4551 BROWNSVILLE RD | POWDER SPRINGS | Cobb | 330302 | 4 | Flapper Valve | 1992-12-30 | FALSE | 1992-12-30 | FALSE | Currently in Use | Diesel | 2000 | Steel-Impressed Current | 1985-04-15 |  | Double-Walled Fiberglass | Safe Suction (Euro)
FEDERAL COMMUNICATIONS COMM | 3600 HIRAM-LITHIA SPRINGS RD | POWDER SPRINGS | Cobb | 332002 | 1 | [5 empty] | Removed from Ground | Diesel | 550 | Bare Steel | 1950-11-13 | 1992-03-06 | Galvanized Steel
MCEACHERN HIGH SCHOOL | 2400 NEW MACLAND RD | POWDER SPRINGS | Cobb | 330563 | 3 | [5 empty] | Permanently Out of Use - historical purposes | Other | 70 | Not Marked/Unknown |  | 1899-12-31 | Not Marked
BST/AUSTELL CO/F1325 | 5894 LOVE ST | AUSTELL | Cobb | 330465 | 1 | [5 empty] | Removed from Ground | Diesel | 1000 | Bare Steel | 1961-01-07 | 1993-05-21 | Copper | Suction (American)
AMOCO STATION #4275 | 4942 AUSTELL RD/@ CLAY RD | AUSTELL | Cobb | 330361 | 3 | [5 empty] | Removed from Ground | Gas (Historical Use) | 4000 | Bare Steel | 1970-04-27 | 1986-09-01 | Galvanized Steel
AUSTELL NATURAL GAS (WAREHOUSE) | 5997 HUTCHESON DRIVE | AUSTELL | Cobb | 9033589 | 2 | Flapper Valve | 2000-02-11 | FALSE | 2000-02-11 | FALSE | Currently in Use | Diesel | 4000 | Galvanic (STIP-3) | 1968-01-01 |  | Galvanized Steel | Suction (American)
ENK440 | 4641 AUSTELL POWDER SPRINGS RD | AUSTELL | Cobb | 330574 | 3 | Flapper Valve | 1996-01-09 |  | 1996-01-01 |  | Temporarily out of use | Gas (Historical Use) | 6000 | Steel-Impressed Current | 1970-05-11 |  | Steel (Impressed Current) | Pressurized
ALL CRANE RENTAL OF GEORGIA | 485 RIVERSIDE PKWY | AUSTELL | Cobb | 9031128 | 3 |  | 1990-12-01 | TRUE | 1990-12-01 | TRUE | Currently in Use | Used Oil | 1000 | Galvanic (STIP-3) | 1990-12-01 |  | Not Marked | Gravity Fed
SHELL OIL (FORMER)/HUNTER AUTO S | 4132 MARIETTA ST | POWDER SPRINGS | Cobb | 9000337 | 1 | [5 empty] | Removed from Ground | Gas (Historical Use) | 10000 | Bare Steel | 1977-01-01 | 1994-03-24 | Galvanized Steel
CHEVRON FOOD MART | 3290 NEW MACLAND RD | POWDER SPRINGS | Cobb | 330440 | 2 | Ball Float | 1998-10-09 | FALSE | 1998-10-09 | FALSE | Currently in Use | Premium | 8000 | Steel-Impressed Current | 1998-10-08 |  | Double-Walled Flex | Pressurized
QUIK THRIFT #742 | 4551 BROWNSVILLE RD | POWDER SPRINGS | Cobb | 330302 | 2 | Ball Float | 1992-12-30 | FALSE | 1992-12-30 | FALSE | Currently in Use | Plus | 6000 | Steel-Impressed Current | 1975-04-18 |  | Double-Walled Fiberglass | Pressurized
POOLE HARDWARE & SUPPLY CO | 2110 NEW MACLAND RD | POWDER SPRINGS | Cobb | 330642 | 6 | [5 empty] | Removed from Ground | Gas (Historical Use) | 6000 | Not Marked/Unknown | 1990-03-01 | 1990-03-01 | Not Marked
BUBBA'S BEST CONVENIENCE STORE | 2690 WINDY HILL RD SE | SMYRNA | Cobb | 330246 | 1 | [5 empty] | Removed from Ground | Gas (Historical Use) | 8000 | Bare Steel | 1970-03-21 | 1990-11-02 | Galvanized Steel
BUBBA'S BEST CONVENIENCE STORE | 2690 WINDY HILL RD SE | SMYRNA | Cobb | 330246 | 4 | [5 empty] | Removed from Ground | Diesel | 8000 | Bare Steel | 1970-03-21 | 1990-11-02 | Galvanized Steel
BellSouth-F5352 | 1732 POWERS FERRY RD | Marietta | Cobb | 330459 | 2 | Flapper Valve | 2000-04-08 | FALSE | 2000-04-08 | FALSE | Currently in Use | Diesel | 12000 | Fiberglass Double Walled | 2000-04-08 |  | Fiberglass Reinforced Plastic | Suction (American)
BP - MAXHAM | 141 MAXHAM RD | AUSTELL | Cobb | 9033549 | 1 | Ball Float | 1998-04-20 | FALSE | 1998-04-20 | FALSE | Currently in Use | Regular | 10000 | Fiberglass Double Walled | 1998-04-02 |  | Double-Walled Fiberglass | Pressurized
BP - MAXHAM | 141 MAXHAM RD | AUSTELL | Cobb | 9033549 | 1 | Ball Float | 1998-04-20 | FALSE | 1998-04-20 | FALSE | Currently in Use | Regular | 10000 | Fiberglass Double Walled | 1998-04-02 |  | Double-Walled Flex | Pressurized
COCA-COLA WEST METRO DIST CTR | 450 LEE IND BLVD | AUSTELL | Cobb | 330277 | 2 | [5 empty] | Removed from Ground | Gas (Historical Use) | 10000 | Bare Steel | 1977-04-23 | 1989-07-28 | Galvanized Steel
WONDER BREAD THRIFT STORE | 1621 BANKHEAD HWY | AUSTELL | Cobb | 330205 | 1 | [5 empty] | Removed from Ground | Empty | 10000 | Bare Steel | 1980-12-17 | 1899-12-31 | Galvanized Steel
SAUNDERS SYSTEM INC | 7170 DELTA CIR | AUSTELL | Cobb | 330544 | 2 | [5 empty] | Removed from Ground | Diesel | 6000 | Bare Steel | 1976-05-10 | 1899-12-31 | Galvanized Steel
Flags Village Shopping Center - QUICK PICK FOOD STORE | 356 Riverside Parkway | AUSTELL | Cobb | 330644 | 5 | Ball Float | 1995-01-01 | FALSE | 1995-01-01 | FALSE | Currently in Use | Plus | 8000 | Galvanic (STIP-3) | 1988-01-01 |  | Fiberglass Reinforced Plastic
MARK INNS OF AMERICA | 200 SIX FLAGS RD | AUSTELL | Cobb | 9033544 | 2 | [5 empty] | Removed from Ground | Gas (Historical Use) | 10000 | Not Marked/Unknown | 1998-09-22 | 1998-09-22 | Not Marked
EXXON | 730 JOHNSON FERRY RD LOWER ROSWE | MARIETTA | Cobb | 330350 | 1 | Overfill Alarm | 1981-04-24 |  | 1981-04-24 |  | Removed from Ground | Gas (Historical Use) | 10000 | Galvanic (STIP-3) | 1981-04-24 | 2006-01-28 | Galvanized Steel | Pressurized
PETROLEUM REALTY II LLC | 3550 POWDER SPRINGS RD | POWDER SPRINGS | Cobb | 9048049 | 1 | Ball Float | 1993-06-01 | FALSE | 1993-06-01 | FALSE | Currently in Use | Regular | 10000 | Galvanic (STIP-3) | 1987-01-01 |  | Double-Walled Fiberglass | Pressurized
POWDER SPRINGS PUBLIC WORKS | 3006 SPRINGS IND DR | POWDER SPRINGS | Cobb | 9033401 | 2 | Flapper Valve | 1990-04-01 | FALSE | 1990-04-01 | FALSE | Currently in Use | Diesel | 3000 | Composite | 1990-04-01 |  | Double-Walled Flex | Pressurized
LANDERS TRUCKING CO INC | 3941 FLINT HILL RD | POWDER SPRINGS | Cobb | 330430 | 1 | [5 empty] | Removed from Ground | Diesel | 8000 | Bare Steel | 1983-01-02 | 1993-09-01 | Galvanized Steel
N D SANFORD | GA HWY 120 | POWDER SPRINGS | Cobb | 330295 | 2 | [5 empty] | Removed from Ground | Gas (Historical Use) | 550 | Bare Steel | 1956-04-22 | 1975-01-01 | Galvanized Steel
SHADY VENT ALUMINUM PRODUCTS | 4370 SMITH LN | POWDER SPRINGS | Cobb | 330239 | 1 | [5 empty] | Closed in Ground | Gas (Historical Use) | 560 | Bare Steel | 1986-03-14 | 1988-01-01 | Galvanized Steel | Safe Suction (Euro)
N D SANFORD | GA HWY 120 | POWDER SPRINGS | Cobb | 330295 | 1 | [5 empty] | Removed from Ground | Gas (Historical Use) | 550 | Bare Steel | 1956-04-22 | 1975-01-01 | Galvanized Steel
POOLE HARDWARE & SUPPLY CO | 2110 NEW MACLAND RD | POWDER SPRINGS | Cobb | 330642 | 3 | [5 empty] | Removed from Ground | Empty | 3000 | Bare Steel | 1981-05-02 | 1997-03-01 | Galvanized Steel
MCEACHERN HIGH SCHOOL | 2400 NEW MACLAND RD | POWDER SPRINGS | Cobb | 330563 | 5 | [5 empty] | Removed from Ground | Gas (Historical Use) | 7000 | Bare Steel | 1991-12-24 | 1991-12-24 | Galvanized Steel
MCEACHERN HIGH SCHOOL | 2400 NEW MACLAND RD | POWDER SPRINGS | Cobb | 330563 | 4 | [5 empty] | Removed from Ground | Gas (Historical Use) | 4000 | Bare Steel | 1991-12-24 | 1991-12-24 | Galvanized Steel
CLEVELAND LEASING CO | 260 SIX FLAGS RD | AUSTELL | Cobb | 330607 | MISS1 | [5 empty] | Currently in Use | Empty | 0 | Not Marked/Unknown | 1986-02-27 |  | Not Marked
GA POWER/AUSTELL OP HQ | 2525 OLD ALABAMA RD | AUSTELL | Cobb | 330640 | B | Ball Float | 1989-02-15 | FALSE | 1989-02-15 | FALSE | Currently in Use | Diesel | 10000 | Tank Jacket | 1981-05-08 |  | Double-Walled Fiberglass | Pressurized
Flags Village Shopping Center - QUICK PICK FOOD STORE | 356 Riverside Parkway | AUSTELL | Cobb | 330644 | 4 | Ball Float | 1995-01-01 | FALSE | 1995-01-01 | FALSE | Currently in Use | Regular | 8000 | Galvanic (STIP-3) | 1988-01-01 |  | Fiberglass Reinforced Plastic
CHEVRON FOOD MART | 1355 BLAIRS BRIDGE RD | AUSTELL | Cobb | 10000374 | 3 | Ball Float | 2003-01-14 | FALSE | 2003-01-14 | FALSE | Currently in Use | Diesel | 12000 | Fiberglass | 2003-01-14 |  | Double-Walled Fiberglass | Pressurized
PETROLEUM REALTY II LLC | 3550 POWDER SPRINGS RD | POWDER SPRINGS | Cobb | 9048049 | 3 | Ball Float | 1993-06-01 | FALSE | 1993-06-01 | FALSE | Currently in Use | Premium | 8000 | Galvanic (STIP-3) | 1987-01-01 |  | Double-Walled Fiberglass | Pressurized
STOP BUY FOOD MART | 2954 VETERANS MEMORIAL HIGHWAY SW | AUSTELL | Cobb | 9033551 | 3 | Flapper Valve | 1998-03-11 | FALSE | 1998-03-11 | FALSE | Currently in Use | Premium | 5000 | Galvanic (STIP-3) | 1988-01-01 |  | Fiberglass Reinforced Plastic | Pressurized
SOUTHEASTERN FREIGHT LINES | 750 AQUILA WAY | AUSTELL | Cobb | 9033555 | 2 | Overfill Alarm | 1998-04-10 | FALSE | 1998-04-10 | FALSE | Currently in Use | Diesel | 20000 | Fiberglass Double Walled | 1998-04-10 |  | Double-Walled Fiberglass | Pressurized
CLEVELAND LEASING CO | 260 SIX FLAGS RD | AUSTELL | Cobb | 330607 | 3 | [5 empty] | Removed from Ground | Other | 550 | Bare Steel | 1982-02-28 | 1996-08-26 | Bare Steel
CITGO FOOD MART | 351 RIVERSIDE PKWY | AUSTELL | Cobb | 9000606 | 522041 | Flapper Valve | 2022-12-26 | FALSE | 1994-08-19 | FALSE | Currently in Use | Premium | 10000 | Composite | 1994-08-10 |  | Double-Walled Flex | Pressurized
MALONE AUTO | 1912 LOWER ROSWELL RD | MARIETTA | Cobb | 330402 | 3 |  | 1993-02-24 |  | 1993-02-24 |  | Temporarily out of use | Gas (Historical Use) | 10000 | Fiberglass | 1987-01-01 |  | Fiberglass Reinforced Plastic | Pressurized
PETROLEUM PROPERTIES LLC | 559 JOHNSON FERRY RD | MARIETTA | Cobb | 9000546 | 1 | [5 empty] | Removed from Ground | Gas (Historical Use) | 10000 | Fiberglass | 1976-05-04 | 1899-12-31 | Fiberglass Reinforced Plastic
INDIAN HILLS COUNTRY CLUB | 4001 CLUBLAND DR | MARIETTA | Cobb | 9033019 | 1 | [5 empty] | Removed from Ground | Diesel | 1000 | Bare Steel | 1973-01-01 | 1991-10-01 | Galvanized Steel
POOLE HARDWARE & SUPPLY CO | 2110 NEW MACLAND RD | POWDER SPRINGS | Cobb | 330642 | 2 | [5 empty] | Removed from Ground | Empty | 4000 | Bare Steel | 1971-05-05 | 1997-03-01 | Galvanized Steel
M C GLASS/GLASS CHEVRON | 4430 AUSTELL RD | POWDER SPRINGS | Cobb | 330548 | 1 | [5 empty] | Removed from Ground | Gas (Historical Use) | 560 | Bare Steel | 1966-05-13 | 1990-01-15 | Galvanized Steel
M C GLASS/GLASS CHEVRON | 4430 AUSTELL RD | POWDER SPRINGS | Cobb | 330548 | 4 | [5 empty] | Removed from Ground | Gas (Historical Use) | 2000 | Bare Steel | 1972-05-11 | 1990-01-15 | Galvanized Steel
CHEVRON FOOD MART | 3290 NEW MACLAND RD | POWDER SPRINGS | Cobb | 330440 | 1 | Flapper Valve | 1998-10-09 | FALSE | 1998-10-09 | FALSE | Currently in Use | Regular | 8000 | Steel-Impressed Current | 1998-10-09 |  | Double-Walled Flex | Pressurized
QUIK THRIFT #742 | 4551 BROWNSVILLE RD | POWDER SPRINGS | Cobb | 330302 | 3 | Ball Float | 1992-12-30 | FALSE | 1992-12-30 | FALSE | Currently in Use | Premium | 6000 | Steel-Impressed Current | 1975-04-18 |  | Double-Walled Fiberglass | Pressurized
H & L TIRE | 4078 AUSTELL-POWDER SPRINGS RD | POWDER SPRINGS | Cobb | 9033543 | 3 | [5 empty] | Removed from Ground | Gas (Historical Use) | 5000 | Not Marked/Unknown | 1998-07-06 | 1998-07-06 | Not Marked
BellSouth-F5352 | 1732 POWERS FERRY RD | Marietta | Cobb | 330459 | 1 | [5 empty] | Removed from Ground | Other | 8000 | Bare Steel | 1976-01-01 | 1995-08-29 | Copper | Suction (American)
Flags Village Shopping Center - QUICK PICK FOOD STORE | 356 Riverside Parkway | AUSTELL | Cobb | 330644 | 6 | Ball Float | 1995-01-01 | FALSE | 1995-01-01 | FALSE | Currently in Use | Premium | 8000 | Galvanic (STIP-3) | 1988-01-01 |  | Fiberglass Reinforced Plastic
PRESBYTERIAN VILLAGE | 2000 EAST-WEST CONNECTOR | AUSTELL | Cobb | 7033007 | 1 |  |  | TRUE |  | TRUE | Removed from Ground | Used Oil | 10000 | Fiberglass | 1987-01-01 | 1993-05-06 | Copper | Pressurized
CITGO FOOD MART | 351 RIVERSIDE PKWY | AUSTELL | Cobb | 9000606 | 522043 | Flapper Valve | 2022-12-26 | FALSE | 1994-08-19 | FALSE | Currently in Use | Diesel | 10000 | Composite | 1994-08-10 |  | Double-Walled Flex | Pressurized
QUICK LUBE-CAR CARE CENTER LLC | 557 JOHNSON FERRY RD | MARIETTA | Cobb | 10001408 | 3 | Overfill Alarm | 1990-01-01 | FALSE | 1990-01-01 | FALSE | Closed in Ground | Used Oil | 6000 | Steel-Impressed Current | 1990-01-01 |  | Steel (Impressed Current)
MACS TIRE SERVICE | 4165 AUSTELL POWDER SPRINGS RD S | POWDER SPRINGS | Cobb | 9033043 | 2 | [5 empty] | Removed from Ground | Gas (Historical Use) | 1000 | Marked Unknown | 1991-12-01 | 1991-12-01 | Galvanized Steel | Gravity Fed
CROKER GROCERY | 4840 OLD DALLAS HWY | POWDER SPRINGS | Cobb | 9033322 | 2 | [5 empty] | Removed from Ground | Gas (Historical Use) | 560 | Bare Steel | 1994-09-20 | 1994-09-20 | Galvanized Steel | Suction (American)
STILL CONSTRUCTION CO INC | 5530 MACLAND RD SW | POWDER SPRINGS | Cobb | 330502 | 2AST | [5 empty] | Currently in Use | Diesel | 6000 | Bare Steel | 1980-05-08 |  | Galvanized Steel
AQUABA INC | 2712 POWDER SPRINGS RD | Marietta | Cobb | 332005 | 3 |  | 1987-11-01 | FALSE | 1987-11-01 | FALSE | Temporarily out of use | Gas (Historical Use) | 8000 | Galvanic (STIP-3) | 1987-11-04 |  | Fiberglass Reinforced Plastic | Pressurized
BUBBA'S BEST CONVENIENCE STORE | 2690 WINDY HILL RD SE | SMYRNA | Cobb | 330246 | 5 |  |  | TRUE |  | TRUE | Removed from Ground | Used Oil | 500 | Bare Steel | 1990-07-31 | 1990-07-31 | Galvanized Steel
AQUABA INC | 2712 POWDER SPRINGS RD | Marietta | Cobb | 332005 | 2 |  | 1987-11-01 | FALSE | 1987-11-01 | FALSE | Temporarily out of use | Gas (Historical Use) | 8000 | Galvanic (STIP-3) | 1987-11-04 |  | Fiberglass Reinforced Plastic | Pressurized
M C GLASS/GLASS CHEVRON | 4430 AUSTELL RD | POWDER SPRINGS | Cobb | 330548 | 3 | [5 empty] | Removed from Ground | Gas (Historical Use) | 2000 | Bare Steel | 1972-05-11 | 1990-01-15 | Galvanized Steel
COBB COUNTY FIRE STATION # OLD S | HIGHWAY 278 | POWDER SPRINGS | Cobb | 9033387 | 2 |  |  | FALSE |  | FALSE | Permanently Out of Use - historical purposes | Diesel | 1000 | Unknown |  | 1899-12-31 | Unknown | Safe Suction (Euro)
MACS TIRE SERVICE | 4165 AUSTELL POWDER SPRINGS RD S | POWDER SPRINGS | Cobb | 9033043 | 1 | [5 empty] | Removed from Ground | Diesel | 4000 | Marked Unknown | 1991-12-01 | 1991-12-01 | Galvanized Steel | Gravity Fed
STILL CONSTRUCTION CO INC | 5530 MACLAND RD SW | POWDER SPRINGS | Cobb | 330502 | 1AST | [5 empty] | Currently in Use | Gas (Historical Use) | 1000 | Bare Steel | 1980-05-08 |  | Galvanized Steel
TEXACO FOOD MART | 2671 JEFFERSON ST | AUSTELL | Cobb | 330360 | 1 | Flapper Valve | 1994-06-06 | FALSE | 1994-06-06 | FALSE | Currently in Use | Regular | 6000 | Steel-Impressed Current | 1970-04-27 |  | Steel (Impressed Current) | Pressurized
SOUTHEASTERN FREIGHT LINES | 750 AQUILA WAY | AUSTELL | Cobb | 9033555 | 1 | Overfill Alarm | 1998-04-10 | FALSE | 1998-04-10 | FALSE | Currently in Use | Diesel | 20000 | Fiberglass Double Walled | 1998-04-10 |  | Double-Walled Fiberglass | Pressurized
SPUR STATION #3980 | 321 SIX FLAGS RD | AUSTELL | Cobb | 330632 | 3 | [5 empty] | Removed from Ground | Gas (Historical Use) | 10000 | Bare Steel | 1980-01-16 | 1991-12-15 | Galvanized Steel | Safe Suction (Euro)
Flags Village Shopping Center - QUICK PICK FOOD STORE | 356 Riverside Parkway | AUSTELL | Cobb | 330644 | 1 |  | 1995-01-01 |  | 1995-01-01 |  | Temporarily out of use | Gas (Historical Use) | 8000 | Cathodically Protected Steel | 1985-01-01 |  | Fiberglass Reinforced Plastic | Pressurized
PRESBYTERIAN VILLAGE | 2000 EAST-WEST CONNECTOR | AUSTELL | Cobb | 7033007 | 2 | Flapper Valve | 1994-02-15 | FALSE | 1994-02-15 | FALSE | Currently in Use | Diesel | 10000 | Galvanic (STIP-3) | 1994-02-15 |  | Fiberglass Reinforced Plastic | Suction (American)
BST/POWDER SPRINGS CO/F1356 | 4353 ATLANTA ST | POWDER SPRINGS | Cobb | 330464 | 1 | [5 empty] | Removed from Ground | Other | 550 | Bare Steel | 1985-01-01 | 1988-06-01 | Copper
H & L TIRE | 4078 AUSTELL-POWDER SPRINGS RD | POWDER SPRINGS | Cobb | 9033543 | 2 | [5 empty] | Removed from Ground | Gas (Historical Use) | 10000 | Not Marked/Unknown | 1998-07-06 | 1998-07-06 | Not Marked
COBB CO FIRE DEPT | 3984 STATE HWY 278 | POWDER SPRINGS | Cobb | 9033498 | 2 | [5 empty] | Removed from Ground | Diesel | 1000 | Not Marked/Unknown | 1996-10-01 | 1996-10-01 | Not Marked
POOLE HARDWARE & SUPPLY CO | 2110 NEW MACLAND RD | POWDER SPRINGS | Cobb | 330642 | 1 | [5 empty] | Removed from Ground | Empty | 6000 | Bare Steel | 1966-05-06 | 1997-03-01 | Galvanized Steel
QUIKTRIP #811 | 3888 COBB PKWY N | ACWORTH | Cobb | 10001105 | 1 | Ball Float | 2005-07-01 | FALSE | 2005-07-01 | FALSE | Currently in Use | Regular | 20000 | Fiberglass Double Walled | 2005-07-01 |  | Double-Walled Fiberglass | Pressurized
MCARTHUR CONCRETE PRODUCTS INC | 3000 NEW MCEVER RD | ACWORTH | Cobb | 9033394 | 2 | Flapper Valve | 1998-10-01 |  | 1998-10-01 |  | Removed from Ground | Diesel | 2500 | Galvanic (STIP-3) | 1987-07-30 | 2006-11-14 | Cathodically Protected | Safe Suction (Euro)
CITGO FOOD MART | 351 RIVERSIDE PKWY | AUSTELL | Cobb | 9000606 | 2 | [5 empty] | Removed from Ground | Gas (Historical Use) | 10000 | Bare Steel | 1972-05-08 | 1993-01-01 | Galvanized Steel | Suction (American)
OASIS STATION #1092 | 5053 AUSTELL RD SW | AUSTELL | Cobb | 330532 | 3 | [5 empty] | Currently in Use | Gas (Historical Use) | 10000 | Bare Steel | 1976-05-10 |  | Galvanized Steel
EXXON | 730 JOHNSON FERRY RD LOWER ROSWE | MARIETTA | Cobb | 330350 | 2 | Overfill Alarm | 1981-04-24 |  | 1981-04-24 |  | Removed from Ground | Gas (Historical Use) | 10000 | Galvanic (STIP-3) | 1981-04-24 | 2006-01-28 | Galvanized Steel | Pressurized
BST/POWDER SPRINGS CO/F1356 | 4353 ATLANTA ST | POWDER SPRINGS | Cobb | 330464 | 3 |  | 1996-03-18 | FALSE | 1996-03-18 | FALSE | Currently in Use | Diesel | 2500 | Fiberglass Double Walled | 1996-03-18 |  | Copper | Suction (American)
US POSTAL SERVICE | 1288 GRESHAM RD | MARIETTA | Cobb | 330035 | 4 |  |  | TRUE |  | TRUE | Removed from Ground | Used Oil | 1000 | Bare Steel | 1977-04-09 | 1993-01-01 | Unknown
TIP TOP POULTRY INC | 327 WALLACE RD | MARIETTA | Cobb | 330048 | 2 | [5 empty] | Removed from Ground | Diesel | 10000 | Bare Steel | 1974-03-29 | 1997-05-20 | Galvanized Steel | Suction (American)
FORMER CHEVRON FACILITY | 1369 POWERS FERRY RD | MARIETTA | Cobb | 330039 | 3 | [5 empty] | Removed from Ground | Gas (Historical Use) | 10000 | Bare Steel | 1977-05-02 | 1993-05-20 | Galvanized Steel | Pressurized
CHEVRON #201828 | 2243 ROSWELL RD | MARIETTA | Cobb | 330040 | 6 | Ball Float | 1993-07-14 | FALSE | 1993-07-14 | FALSE | Currently in Use | Premium | 10000 | Fiberglass | 1988-01-01 |  | Double-Walled Fiberglass | Pressurized
SCUFFLEGRIT PROPERTY | INTERSECTION OF ALLGOOD & SAWYER | MARIETTA | Cobb | 9033296 | 1 | [5 empty] | Removed from Ground | Diesel | 225 | Not Marked/Unknown | 1994-05-06 | 1994-05-06 | Not Marked
FORMER CHEVRON FACILITY | 1369 POWERS FERRY RD | MARIETTA | Cobb | 330039 | 1 | [5 empty] | Removed from Ground | Gas (Historical Use) | 10000 | Bare Steel | 1977-05-02 | 1993-05-20 | Galvanized Steel | Pressurized
EXECUTIVE CAR WASH | 2063 ROSWELL RD | MARIETTA | Cobb | 9033055 | 2 | [5 empty] | Removed from Ground | Empty | 10000 | Fiberglass | 1988-08-01 | 1998-07-21 | Fiberglass Reinforced Plastic
NEW COUNTRY STORE | 2877 JOHNSON FERRY RD | MARIETTA | Cobb | 9033037 | 3 | Ball Float | 1998-09-01 | FALSE | 1998-09-01 | FALSE | Currently in Use | Premium | 8000 | Steel-Impressed Current | 1981-01-01 |  | Double-Walled Fiberglass | Pressurized
BP #01390/GULF | LOWER ROSWELL RD & MARIETTA PKWY | MARIETTA | Cobb | 9033052 | 2 | [5 empty] | Removed from Ground | Gas (Historical Use) | 10000 | Fiberglass | 1989-12-04 | 1989-12-04 | Fiberglass Reinforced Plastic
CIRCLE M FOOD SHOP #64 | 605 N GREENBRIAR PKWY | MARIETTA | Cobb | 9033092 | 7 | Ball Float | 2001-01-05 | FALSE | 2001-01-05 | FALSE | Currently in Use | Diesel | 10000 | Fiberglass Double Walled | 2000-12-21 |  | Double-Walled Flex | Pressurized
CIRCLE M FOOD SHOP #64 | 605 N GREENBRIAR PKWY | MARIETTA | Cobb | 9033092 | 1 |  | 1991-10-08 |  | 1991-10-08 |  | Removed from Ground | Gas (Historical Use) | 12000 | Galvanic (STIP-3) | 1991-10-08 | 2000-11-29 | Fiberglass Reinforced Plastic | Pressurized
EXECUTIVE CAR WASH | 2063 ROSWELL RD | MARIETTA | Cobb | 9033055 | 1 | [5 empty] | Removed from Ground | Empty | 10000 | Fiberglass | 1988-08-01 | 1998-07-21 | Fiberglass Reinforced Plastic
NEW COUNTRY STORE | 2877 JOHNSON FERRY RD | MARIETTA | Cobb | 9033037 | 2 | Ball Float | 1998-09-01 | FALSE | 1998-09-01 | FALSE | Currently in Use | Plus | 8000 | Steel-Impressed Current | 1981-01-01 |  | Double-Walled Fiberglass | Pressurized
TIPPENS FABRICATION INC | 1985 BANKHEAD HWY | AUSTELL | Cobb | 7033002 | 1 | [5 empty] | Removed from Ground | Gas (Historical Use) | 0 | Bare Steel | 1993-03-30 | 1993-03-30 | Galvanized Steel | Pressurized
PETROLEUM PROPERTIES LLC | 559 JOHNSON FERRY RD | MARIETTA | Cobb | 9000546 | 7 | Ball Float | 1990-01-01 | FALSE | 1990-01-01 | FALSE | Currently in Use | Regular | 10000 | Fiberglass | 1990-01-01 |  | Fiberglass Reinforced Plastic | Pressurized
PETROLEUM PROPERTIES LLC | 559 JOHNSON FERRY RD | MARIETTA | Cobb | 9000546 | 4 | [5 empty] | Removed from Ground | Gas (Historical Use) | 10000 | Fiberglass | 1976-05-04 | 1899-12-31 | Fiberglass Reinforced Plastic
PETROLEUM PROPERTIES LLC | 559 JOHNSON FERRY RD | MARIETTA | Cobb | 9000546 | 5 | [5 empty] | Removed from Ground | Diesel | 10000 | Fiberglass | 1976-05-04 | 1899-12-31 | Fiberglass Reinforced Plastic
POWDER SPRINGS SERVICE STATION | 4425 MARIETTA ST | POWDER SPRINGS | Cobb | 330483 | 3 | [5 empty] | Removed from Ground | Gas (Historical Use) | 1002 | Bare Steel | 1986-05-06 | 2007-12-19 | Galvanized Steel
PETROLEUM REALTY II LLC | 4321 BROWNSVILLE RD | POWDER SPRINGS | Cobb | 9033063 | 2 | Ball Float | 1988-07-01 | FALSE | 1988-07-01 | FALSE | Currently in Use | Premium | 8000 | Galvanic (STIP-3) | 1988-07-01 |  | Fiberglass Reinforced Plastic | Pressurized
BST/POWDER SPRINGS CO/F1356 | 4353 ATLANTA ST | POWDER SPRINGS | Cobb | 330464 | 2 |  | 1988-06-01 |  | 1988-06-01 |  | Removed from Ground | Other | 3000 | Double Walled | 1988-06-01 | 1997-01-31 | Fiberglass Reinforced Plastic | Suction (American)
CHEVRON #201828 | 2243 ROSWELL RD | MARIETTA | Cobb | 330040 | 1 | [5 empty] | Removed from Ground | Gas (Historical Use) | 10000 | Bare Steel | 1975-05-03 | 1988-01-01 | Galvanized Steel
HERTZ RENT A CAR | 1551 COBB PKWY | MARIETTA | Cobb | 9033003 | 2 | Flapper Valve | 1998-07-25 | FALSE | 1998-07-25 | FALSE | Removed from Ground | Regular | 10000 | Fiberglass Double Walled | 1990-07-01 | 2018-12-05 | Double-Walled Flex | Safe Suction (Euro)
TRIMLINE SALES CO | 1040 MARIETTA IND DR | MARIETTA | Cobb | 9033089 | 1 | [5 empty] | Removed from Ground | Gas (Historical Use) | 8000 | Steel-Impressed Current | 1973-01-01 | 2004-01-14 | Cathodically Protected | Safe Suction (Euro)
GOLD RUSH II | 1751 COBB PKWY | MARIETTA | Cobb | 9033289 | 3 |  |  | TRUE |  | TRUE | Removed from Ground | Used Oil | 550 | Not Marked/Unknown | 1992-12-06 | 1992-12-06 | Not Marked
POSEYS STATION | 2895 JOHNSON FERRY RD | MARIETTA | Cobb | 9033038 | 1 | [5 empty] | Removed from Ground | Kerosene | 550 | Bare Steel | 1952-01-01 | 1991-05-24 | Galvanized Steel
BST/MERRITT RD SOC F5319 | 740 MERRITT RD | MARIETTA | Cobb | 9033126 | 2 | [5 empty] | Removed from Ground | Gas (Historical Use) | 3000 | Bare Steel | 1971-01-01 | 1991-05-01 | Unknown | Pressurized
JIFFY LUBE #61 | 1755 COBB PKWY SOUTH | MARIETTA | Cobb | 330393 | 1 | [5 empty] | Removed from Ground | Other | 3000 | Bare Steel | 1985-01-01 | 1999-07-01 | Galvanized Steel
MERCHANTS WALK CHEVRON | 4249 ROSWELL RD | MARIETTA | Cobb | 330372 | 5 | [5 empty] | Removed from Ground | Diesel | 10000 | Fiberglass | 1980-04-24 | 1991-05-01 | Fiberglass Reinforced Plastic
MERCHANTS WALK CHEVRON | 4249 ROSWELL RD | MARIETTA | Cobb | 330372 | 4 |  |  | TRUE |  | TRUE | Removed from Ground | Used Oil | 550 | Bare Steel | 1971-04-27 | 1991-05-01 | Galvanized Steel
MERCHANTS WALK CHEVRON | 4249 ROSWELL RD | MARIETTA | Cobb | 330372 | 7 |  | 1991-05-30 | TRUE | 1991-05-30 | FALSE | Removed from Ground | Gas (Historical Use) | 10000 | Fiberglass | 1991-05-17 |  | Fiberglass Reinforced Plastic | Pressurized
CHEVRON #52811 | 3148 JOHNSON FERRY RD | MARIETTA | Cobb | 330388 | 2 | Flapper Valve | 1993-05-02 |  | 1993-05-02 |  | Removed from Ground | Gas (Historical Use) | 8775 | Fiberglass | 1986-01-01 | 2013-08-13 | Double-Walled Fiberglass | Pressurized
GOLD RUSH II | 1751 COBB PKWY | MARIETTA | Cobb | 9033289 | 1 | [5 empty] | Removed from Ground | Gas (Historical Use) | 3000 | Not Marked/Unknown | 1992-12-06 | 1992-12-06 | Not Marked
FORMER CHEVRON FACILITY | 1369 POWERS FERRY RD | MARIETTA | Cobb | 330039 | 5 |  | 1993-06-09 |  | 1993-06-09 |  | Removed from Ground | Gas (Historical Use) | 11527 | Double Walled | 1993-05-25 | 1999-06-10 | Fiberglass Reinforced Plastic | Pressurized
BP #01390/GULF | LOWER ROSWELL RD & MARIETTA PKWY | MARIETTA | Cobb | 9033052 | 1 | [5 empty] | Removed from Ground | Gas (Historical Use) | 10000 | Fiberglass | 1989-12-04 | 1989-12-04 | Fiberglass Reinforced Plastic
GEORGIA DEPARTMENT OF TRANSPORTA | 350 DICKSON RD | MARIETTA | Cobb | 9033088 | 10717-3 | [5 empty] | Removed from Ground | Diesel | 1000 | Bare Steel | 1988-06-01 | 1988-06-01 | Galvanized Steel
NO NAME FACILITY | 1587 LOWER ROSWELL RD | MARIETTA | Cobb | 9033129 | 4 | [5 empty] | Removed from Ground | Diesel | 0 | Marked Unknown | 1990-07-01 | 1990-07-01 | Unknown
NO NAME FACILITY | 1587 LOWER ROSWELL RD | MARIETTA | Cobb | 9033129 | 1 | [5 empty] | Removed from Ground | Gas (Historical Use) | 0 | Marked Unknown | 1990-07-01 | 1990-07-01 | Unknown
MILLER MECHANICAL CONT INC | 1976 AIRPORT IND PARK DR | MARIETTA | Cobb | 330475 | 1 | [5 empty] | Removed from Ground | Gas (Historical Use) | 4000 | Bare Steel | 1984-05-08 | 1998-07-20 | Galvanized Steel
SHELL FOOD MART | 520 COBB PKWY N | MARIETTA | Cobb | 330420 | 4 |  | 1991-03-01 | FALSE | 1991-03-01 | FALSE | Currently in Use | Empty | 2000 | Composite | 1991-04-01 |  | Fiberglass Reinforced Plastic
SHELL FOOD MART | 520 COBB PKWY N | MARIETTA | Cobb | 330420 | 5 | Ball Float | 1991-03-01 | FALSE | 1991-03-01 | FALSE | Currently in Use | Regular | 12000 | Composite | 1991-04-01 |  | Fiberglass Reinforced Plastic | Pressurized
BlueScope Coated Products, LLC | 1150 MARIETTA INDUSTRIAL DR NE | MARIETTA | Cobb | 330415 | 1 |  |  | FALSE |  | FALSE | Removed from Ground |  | 3000 |  | 1971-05-12 | 1899-12-31
BlueScope Coated Products, LLC | 1150 MARIETTA INDUSTRIAL DR NE | MARIETTA | Cobb | 330415 | 4 |  |  | FALSE |  | FALSE | Removed from Ground | Diesel | 3000 |  | 1971-05-12 | 1899-12-31
1946 Roswell | 1946 ROSWELL RD | MARIETTA | Cobb | 330379 | 5 | Ball Float | 1994-07-01 | FALSE | 1994-07-01 | FALSE | Currently in Use | Regular | 8775 | Fiberglass Double Walled | 1989-11-10 |  | Fiberglass Reinforced Plastic | Pressurized
GOLD RUSH II | 1751 COBB PKWY | MARIETTA | Cobb | 9033289 | 2 | [5 empty] | Removed from Ground | Other | 1000 | Not Marked/Unknown | 1992-12-06 | 1992-12-06 | Not Marked
CHEVRON #201828 | 2243 ROSWELL RD | MARIETTA | Cobb | 330040 | 5 | Ball Float | 1993-07-14 | FALSE | 1993-07-14 | FALSE | Currently in Use | Plus | 10000 | Fiberglass | 1988-01-01 |  | Double-Walled Fiberglass | Pressurized
CHEVRON #201828 | 2243 ROSWELL RD | MARIETTA | Cobb | 330040 | 4 | Ball Float | 1993-07-14 | FALSE | 1993-07-14 | FALSE | Currently in Use | Regular | 10000 | Fiberglass | 1988-01-01 |  | Double-Walled Fiberglass | Pressurized
FOUTS BROS NISSAN | 925 COBB PKWY | MARIETTA | Cobb | 9033272 | 1 |  |  | TRUE |  | TRUE | Removed from Ground | Used Oil | 500 | Bare Steel | 1993-07-12 | 1993-07-12 | Fiberglass Reinforced Plastic | Gravity Fed
BP #01390/GULF | LOWER ROSWELL RD & MARIETTA PKWY | MARIETTA | Cobb | 9033052 | 3 | [5 empty] | Removed from Ground | Gas (Historical Use) | 10000 | Fiberglass | 1989-12-04 | 1989-12-04 | Fiberglass Reinforced Plastic
CIRCLE M FOOD SHOP #64 | 605 N GREENBRIAR PKWY | MARIETTA | Cobb | 9033092 | 6 | Ball Float | 2001-01-05 | FALSE | 2001-01-05 | FALSE | Currently in Use | Premium | 10000 | Fiberglass Double Walled | 2000-12-21 |  | Double-Walled Flex | Pressurized
CHURCH ST EXXON | 1360 CHURCH ST EXT | MARIETTA | Cobb | 330268 | 2 | [5 empty] | Removed from Ground | Gas (Historical Use) | 4000 | Bare Steel | 1971-04-25 | 1988-09-20 | Galvanized Steel
BOWLES OIL CO INC | 3322 ROSWELL RD | MARIETTA | Cobb | 330271 | 2 | [5 empty] | Removed from Ground | Gas (Historical Use) | 10000 | Bare Steel | 1986-04-21 | 1999-01-15 | Galvanized Steel
APEX SUPPLY CO INC | 316 COBB PKWY SOUTH | MARIETTA | Cobb | 330407 | 1 | [5 empty] | Removed from Ground | Diesel | 5000 | Bare Steel | 1984-01-02 | 1995-09-18 | Galvanized Steel
CHEVRON #52811 | 3148 JOHNSON FERRY RD | MARIETTA | Cobb | 330388 | 3 | Flapper Valve | 1993-05-02 |  | 1993-05-02 |  | Removed from Ground | Gas (Historical Use) | 10000 | Fiberglass | 1986-01-01 | 2013-08-13 | Double-Walled Fiberglass | Pressurized
1946 Roswell | 1946 ROSWELL RD | MARIETTA | Cobb | 330379 | 2 | [5 empty] | Removed from Ground | Gas (Historical Use) | 10000 | Cathodically Protected Steel | 1970-04-27 | 1989-11-06 | Galvanized Steel
BOWLES OIL CO INC | 3322 ROSWELL RD | MARIETTA | Cobb | 330271 | 5 | [5 empty] | Removed from Ground | Diesel | 10000 | Bare Steel | 1986-04-21 | 1999-01-15 | Galvanized Steel
BOWLES OIL CO INC | 3322 ROSWELL RD | MARIETTA | Cobb | 330271 | 4 | [5 empty] | Removed from Ground | Diesel | 10000 | Bare Steel | 1986-04-21 | 1999-01-15 | Galvanized Steel
R&L CARRIERS- MARIETTA- KES | 1892 AIRPORT INDUSTRIAL PARK DR | MARIETTA | Cobb | 330267 | 15 | [5 empty] | Removed from Ground | Diesel | 6000 | Fiberglass | 1981-01-01 | 1995-04-13 | Bare Steel | Pressurized
CHEVRON #201828 | 2243 ROSWELL RD | MARIETTA | Cobb | 330040 | 3 | [5 empty] | Removed from Ground | Gas (Historical Use) | 10000 | Bare Steel | 1975-05-03 | 1988-01-01 | Galvanized Steel
FORMER CHEVRON FACILITY | 1369 POWERS FERRY RD | MARIETTA | Cobb | 330039 | 2 | [5 empty] | Removed from Ground | Gas (Historical Use) | 10000 | Bare Steel | 1977-05-02 | 1993-05-20 | Galvanized Steel | Pressurized
US POSTAL SERVICE | 1288 GRESHAM RD | MARIETTA | Cobb | 330035 | 3 | [5 empty] | Removed from Ground | Other | 1000 | Bare Steel | 1977-04-09 | 1993-01-01 | Unknown
TRIMLINE SALES CO | 1040 MARIETTA IND DR | MARIETTA | Cobb | 9033089 | 3 |  |  | FALSE |  | FALSE | Removed from Ground | Used Oil | 500 | Unknown | 2004-01-14 | 2004-01-14 | Unknown
NO NAME FACILITY | 1587 LOWER ROSWELL RD | MARIETTA | Cobb | 9033129 | 5 |  |  | TRUE |  | TRUE | Removed from Ground | Used Oil | 0 | Marked Unknown | 1990-07-01 | 1990-07-01 | Unknown
BORDEN CHEMICAL ADHESIVES & GRAP | 1021 IND PARK DR | MARIETTA | Cobb | 330433 | 3 | [5 empty] | Removed from Ground | Gas (Historical Use) | 1000 | Not Marked/Unknown | 1992-07-23 | 1992-07-23 | Not Marked
DON FOSS AUTOWORLD/MARK SINGLETO | 1715 COBB PKWY SOUTH | MARIETTA | Cobb | 330423 | 3 |  |  | TRUE |  | TRUE | Removed from Ground | Used Oil | 0 | Bare Steel | 1986-05-30 | 1992-09-01 | Galvanized Steel
TIP TOP POULTRY INC | 327 WALLACE RD | MARIETTA | Cobb | 330048 | 3 | [5 empty] | Removed from Ground | Gas (Historical Use) | 8000 | Bare Steel | 1974-03-29 | 1997-05-20 | Galvanized Steel | Suction (American)
HERTZ RENT A CAR | 1551 COBB PKWY | MARIETTA | Cobb | 9033003 | 1 | [5 empty] | Removed from Ground | Gas (Historical Use) | 4000 | Bare Steel | 1990-12-11 | 1990-12-11 | Bare Steel
NO NAME FACILITY | 1587 LOWER ROSWELL RD | MARIETTA | Cobb | 9033129 | 3 | [5 empty] | Removed from Ground | Gas (Historical Use) | 0 | Marked Unknown | 1990-07-01 | 1990-07-01 | Unknown
BORDEN CHEMICAL ADHESIVES & GRAP | 1021 IND PARK DR | MARIETTA | Cobb | 330433 | 2 | [5 empty] | Removed from Ground | Gas (Historical Use) | 1000 | Not Marked/Unknown | 1992-07-23 | 1992-07-23 | Not Marked
GOODYEAR AUTO CENTER | 648 JOHNSON FERRY RD | MARIETTA | Cobb | 330530 | 1 |  |  | TRUE |  | TRUE | Removed from Ground | Used Oil | 550 | Bare Steel | 1975-05-08 | 1995-10-10 | Bare Steel
JIFFY LUBE #61 | 1755 COBB PKWY SOUTH | MARIETTA | Cobb | 330393 | 2 | [5 empty] | Removed from Ground | Other | 1000 | Bare Steel | 1985-01-01 | 1999-07-01 | Galvanized Steel
PLATINAM AUTO SPA INC | 1075 JOHNSON FERRY RD | MARIETTA | Cobb | 9033623 | 1 |  | 1998-06-01 |  | 1998-06-01 |  | Removed from Ground | Gas (Historical Use) | 10000 | Fiberglass | 1998-06-01 | 2016-04-12 | Fiberglass Reinforced Plastic | Pressurized
QUIKTRIP #743 | 1755 SCUFFLEGRIT RD | MARIETTA | Cobb | 9033493 | 3 | Overfill Alarm | 1995-11-17 |  | 1995-11-17 |  | Removed from Ground | Gas (Historical Use) | 12000 | Fiberglass | 1995-11-17 | 2016-06-02 | Flex | Pressurized
R&L CARRIERS- MARIETTA- KES | 1892 AIRPORT INDUSTRIAL PARK DR | MARIETTA | Cobb | 330267 | 11 |  | 1997-11-21 | FALSE | 1997-11-21 | FALSE | Temporarily out of use | New Oil | 10000 | Fiberglass | 1987-01-01 |  | Bare Steel | Safe Suction (Euro)
TRAVIS DELIVERY SVC | 472 NORTH COBB PKWY | MARIETTA | Cobb | 9033298 | 1 | [5 empty] | Removed from Ground | Gas (Historical Use) | 500 | Bare Steel | 1963-01-01 | 1994-05-16 | Galvanized Steel
TIP TOP POULTRY INC | 327 WALLACE RD | MARIETTA | Cobb | 330048 | 5 | Flapper Valve | 1997-02-10 | FALSE | 1997-02-10 | FALSE | Currently in Use | Diesel | 12000 | Composite | 1997-02-10 |  | Fiberglass Reinforced Plastic | Pressurized
TIP TOP POULTRY INC | 327 WALLACE RD | MARIETTA | Cobb | 330048 | 4 | [5 empty] | Removed from Ground | Gas (Historical Use) | 2000 | Bare Steel | 1974-03-29 | 1997-05-20 | Galvanized Steel | Suction (American)
NALLEY INFINITI | 1431 COBB PKWY SOUTH | MARIETTA | Cobb | 9033302 | 1 |  | 1996-06-01 |  | 1996-06-01 |  | Closed in Ground | Gas (Historical Use) | 10000 | Steel-Impressed Current | 1989-10-01 | 2010-06-23 | Fiberglass Reinforced Plastic | Suction (American)
CHEVRON #201828 | 2243 ROSWELL RD | MARIETTA | Cobb | 330040 | 2 | [5 empty] | Removed from Ground | Gas (Historical Use) | 10000 | Bare Steel | 1975-05-03 | 1988-01-01 | Galvanized Steel
GEORGIA DEPARTMENT OF TRANSPORTA | 350 DICKSON RD | MARIETTA | Cobb | 9033088 | 717D1 | [5 empty] | Removed from Ground | Diesel | 1000 | Cathodically Protected Steel | 1988-06-01 | 2003-11-05 | Galvanized Steel | Safe Suction (Euro)
BORDEN CHEMICAL ADHESIVES & GRAP | 1021 IND PARK DR | MARIETTA | Cobb | 330433 | 1 | [5 empty] | Closed in Ground | Hazardous Substance | 6000 | Bare Steel | 1986-05-14 | 1899-12-31 | Unknown
SHELL FOOD MART | 520 COBB PKWY N | MARIETTA | Cobb | 330420 | 3 | [5 empty] | Removed from Ground | Gas (Historical Use) | 10000 | Bare Steel | 1986-06-17 | 1991-01-10 | Galvanized Steel
JIFFY LUBE #61 | 1755 COBB PKWY SOUTH | MARIETTA | Cobb | 330393 | 3 |  |  | TRUE |  | TRUE | Removed from Ground | Used Oil | 3000 | Bare Steel | 1985-01-01 | 1999-07-01 | Galvanized Steel
THOMAS HOPSON BROKER INC | 1686 /1666 ROSWELL RD | MARIETTA | Cobb | 330269 | 1 | [5 empty] | Removed from Ground | Diesel | 5000 | Cathodically Protected Steel | 1981-04-22 | 1994-05-10 | Galvanized Steel | Safe Suction (Euro)
BELLS FERRY FOOD SHOP LLC | 1251 N COBB PKWY | MARIETTA | Cobb | 330222 | 2 | [5 empty] | Removed from Ground | Gas (Historical Use) | 3000 | Cathodically Protected Steel | 1968-03-14 | 1988-11-15 | Galvanized Steel
BELLS FERRY FOOD SHOP LLC | 1251 N COBB PKWY | MARIETTA | Cobb | 330222 | 8 | Ball Float | 2002-04-01 | FALSE | 2002-04-01 | FALSE | Currently in Use | Diesel | 5000 | Fiberglass | 2002-04-01 |  | Double-Walled Fiberglass | Pressurized
FORMER GULF STATION | 1011 COBB PARKWAY SE | MARIETTA | Cobb | 9033583 | 7 |  |  | TRUE |  | TRUE | Removed from Ground | Used Oil | 500 | Bare Steel | 1999-10-26 | 1999-10-26 | Galvanized Steel
FORMER GULF STATION | 1011 COBB PARKWAY SE | MARIETTA | Cobb | 9033583 | 1 | [5 empty] | Closed in Ground | Gas (Historical Use) | 2500 | Bare Steel |  | 1899-12-31 | Unknown
US POSTAL SERVICE | 1288 GRESHAM RD | MARIETTA | Cobb | 330035 | 2 | [5 empty] | Removed from Ground | Gas (Historical Use) | 10000 | Bare Steel | 1977-04-09 | 1993-01-01 | Unknown
TRIMLINE SALES CO | 1040 MARIETTA IND DR | MARIETTA | Cobb | 9033089 | 2 | [5 empty] | Removed from Ground | Diesel | 8000 | Steel-Impressed Current | 1973-01-01 | 2004-01-14 | Cathodically Protected | Safe Suction (Euro)
BST/MERRITT RD SOC F5319 | 740 MERRITT RD | MARIETTA | Cobb | 9033126 | 1 |  |  | TRUE |  | TRUE | Removed from Ground | Used Oil | 550 | Bare Steel | 1971-01-01 | 1992-02-28 | Bare Steel
DON FOSS AUTOWORLD/MARK SINGLETO | 1715 COBB PKWY SOUTH | MARIETTA | Cobb | 330423 | 1 | [5 empty] | Removed from Ground | Gas (Historical Use) | 0 | Bare Steel | 1986-05-30 | 1992-09-01 | Galvanized Steel
THOMAS HOPSON BROKER INC | 1686 /1666 ROSWELL RD | MARIETTA | Cobb | 330269 | 2 | [5 empty] | Removed from Ground | Diesel | 5000 | Cathodically Protected Steel | 1985-04-21 | 1994-05-10 | Galvanized Steel | Safe Suction (Euro)
R&L CARRIERS- MARIETTA- KES | 1892 AIRPORT INDUSTRIAL PARK DR | MARIETTA | Cobb | 330267 | 4 | [5 empty] | Closed in Ground | Diesel | 20000 | Bare Steel | 1976-04-23 | 1987-01-01 | Unknown
GEORGIA DEPARTMENT OF TRANSPORTA | 350 DICKSON RD | MARIETTA | Cobb | 9033088 | 10717-2 | [5 empty] | Removed from Ground | Gas (Historical Use) | 4000 | Bare Steel | 1988-06-01 | 1988-06-01 | Galvanized Steel
CIRCLE M FOOD SHOP #64 | 605 N GREENBRIAR PKWY | MARIETTA | Cobb | 9033092 | 4 | Flapper Valve | 2001-01-05 | FALSE | 2001-01-05 | FALSE | Currently in Use | Regular | 10000 | Fiberglass Double Walled | 2000-12-21 |  | Double-Walled Flex | Pressurized
CIRCLE M FOOD SHOP #64 | 605 N GREENBRIAR PKWY | MARIETTA | Cobb | 9033092 | 5 | Ball Float | 2001-01-05 | FALSE | 2001-01-05 | FALSE | Currently in Use | Plus | 10000 | Fiberglass Double Walled | 2000-12-21 |  | Double-Walled Flex | Pressurized
RACETRAC PETROLEUM INC/FLEET OIL | 2220 ROSWELL RD | MARIETTA | Cobb | 330522 | 4 | [5 empty] | Removed from Ground | Gas (Historical Use) | 10000 | Bare Steel | 1967-05-13 | 1994-03-11 | Galvanized Steel
SHELL FOOD MART | 520 COBB PKWY N | MARIETTA | Cobb | 330420 | 6 | Ball Float | 1991-03-01 | FALSE | 1991-03-01 | FALSE | Currently in Use | Premium | 12000 | Composite | 1991-04-01 |  | Fiberglass Reinforced Plastic
BlueScope Coated Products, LLC | 1150 MARIETTA INDUSTRIAL DR NE | MARIETTA | Cobb | 330415 | 3 |  |  | FALSE |  | FALSE | Removed from Ground |  | 3000 |  | 1971-05-12 | 1899-12-31
1946 Roswell | 1946 ROSWELL RD | MARIETTA | Cobb | 330379 | 6 | Ball Float | 1994-07-01 | FALSE | 1994-07-01 | FALSE | Currently in Use | Premium | 8775 | Fiberglass Double Walled | 1989-11-10 |  | Fiberglass Reinforced Plastic | Pressurized
CHURCH ST EXXON | 1360 CHURCH ST EXT | MARIETTA | Cobb | 330268 | 1 | [5 empty] | Removed from Ground | Gas (Historical Use) | 4000 | Bare Steel | 1971-04-25 | 1988-09-20 | Galvanized Steel
BOWLES OIL CO INC | 3322 ROSWELL RD | MARIETTA | Cobb | 330271 | 3 | [5 empty] | Removed from Ground | Gas (Historical Use) | 8000 | Bare Steel | 1986-04-21 | 1999-01-15 | Galvanized Steel
BELLS FERRY FOOD SHOP LLC | 1251 N COBB PKWY | MARIETTA | Cobb | 330222 | 4 | [5 empty] | Removed from Ground | Gas (Historical Use) | 0 | Cathodically Protected Steel | 1968-03-14 | 1988-11-15 | Galvanized Steel
BELLS FERRY FOOD SHOP LLC | 1251 N COBB PKWY | MARIETTA | Cobb | 330222 | 1 | [5 empty] | Removed from Ground | Gas (Historical Use) | 3000 | Cathodically Protected Steel | 1968-03-14 | 1988-11-15 | Galvanized Steel
CUMBERLAND VOLKSWAGEN/STAR PONTI | 1860 COBB PKWY SOUTH | MARIETTA | Cobb | 330305 | 2 | [5 empty] | Removed from Ground | Other | 2000 | Bare Steel | 1970-01-01 | 1988-08-18 | Galvanized Steel
CANTON RD MUFFLER/TEXACO | 2093 CANTON RD | MARIETTA | Cobb | 330628 | 7 |  |  | TRUE |  | TRUE | Removed from Ground | Used Oil | 500 | Bare Steel | 1969-01-01 | 1993-07-02 | Not Marked
CANTON RD MUFFLER/TEXACO | 2093 CANTON RD | MARIETTA | Cobb | 330628 | 1 | [5 empty] | Removed from Ground | Gas (Historical Use) | 2000 | Bare Steel | 1969-01-01 | 1993-07-02 | Not Marked
FORMER CHEVRON FACILITY | 1369 POWERS FERRY RD | MARIETTA | Cobb | 330039 | 4 |  | 1993-06-03 |  | 1993-06-09 |  | Removed from Ground | Gas (Historical Use) | 11527 | Double Walled | 1993-05-25 | 1999-06-10 | Fiberglass Reinforced Plastic | Pressurized
US POSTAL SERVICE | 1288 GRESHAM RD | MARIETTA | Cobb | 330035 | 1 | [5 empty] | Removed from Ground | Gas (Historical Use) | 10000 | Bare Steel | 1977-04-09 | 1993-01-01 | Unknown
POSEYS STATION | 2895 JOHNSON FERRY RD | MARIETTA | Cobb | 9033038 | 3 | [5 empty] | Removed from Ground | Gas (Historical Use) | 2000 | Bare Steel | 1952-01-01 | 1991-05-24 | Galvanized Steel
MERCHANTS WALK CHEVRON | 4249 ROSWELL RD | MARIETTA | Cobb | 330372 | 6 |  | 1991-05-30 | TRUE | 1991-05-30 | FALSE | Removed from Ground | Gas (Historical Use) | 10000 | Fiberglass | 1991-05-17 |  | Fiberglass Reinforced Plastic | Pressurized
MERCHANTS WALK CHEVRON | 4249 ROSWELL RD | MARIETTA | Cobb | 330372 | 9 |  | 2007-07-24 | TRUE | 2007-07-24 | TRUE | Removed from Ground | Used Oil | 1000 | Fiberglass | 1991-05-17
MERCHANTS WALK CHEVRON | 4249 ROSWELL RD | MARIETTA | Cobb | 330372 | 8 |  | 1991-05-30 | TRUE | 1991-05-30 | FALSE | Removed from Ground | Gas (Historical Use) | 10000 | Fiberglass | 1991-05-17 |  | Fiberglass Reinforced Plastic | Pressurized
CHEVRON #52811 | 3148 JOHNSON FERRY RD | MARIETTA | Cobb | 330388 | 1 | Flapper Valve | 1993-05-02 |  | 1993-05-02 |  | Removed from Ground | Gas (Historical Use) | 8775 | Fiberglass | 1986-01-01 | 2013-08-13 | Double-Walled Fiberglass | Pressurized
US POSTAL SERVICE | 1288 GRESHAM RD | MARIETTA | Cobb | 330035 | 5 | [5 empty] | Removed from Ground | Gas (Historical Use) | 12000 | Tank Jacket | 1993-01-01 | 1998-08-31 | Copper | Pressurized
R&L CARRIERS- MARIETTA- KES | 1892 AIRPORT INDUSTRIAL PARK DR | MARIETTA | Cobb | 330267 | 14 |  | 1998-01-01 | TRUE | 1997-11-21 | TRUE | Temporarily out of use | Used Oil | 6000 | Fiberglass | 1987-01-01 |  | Bare Steel | Gravity Fed
4324 QM LLC | 4324 SHALLOWFORD RD | MARIETTA | Cobb | 9033475 | 2 | Ball Float | 1995-01-01 | FALSE | 1995-01-01 | FALSE | Currently in Use | Premium | 8000 | Fiberglass | 1995-05-01 |  | Fiberglass Reinforced Plastic | Pressurized
CHEVRON FOOD MART | 1501 ROSWELL RD | MARIETTA | Cobb | 9033581 | 1 | Ball Float | 1999-09-02 | FALSE | 1999-09-02 | FALSE | Currently in Use | Regular | 12000 | Tank Jacket | 1999-04-22 |  | Fiberglass Reinforced Plastic | Pressurized
E SMITH HEATING & AC | 964 IND PARK DR | MARIETTA | Cobb | 330294 | 2 | [5 empty] | Removed from Ground | Gas (Historical Use) | 500 | Bare Steel | 1976-03-26 | 1978-10-10 | Galvanized Steel
PETROLEUM REALTY V | 3065 SHALLOWFORD RD | MARIETTA | Cobb | 9033556 | 2 | Ball Float | 1998-03-24 | FALSE | 1998-03-24 | TRUE | Currently in Use | Premium | 15000 | Fiberglass Double Walled | 1998-03-24 |  | Fiberglass Reinforced Plastic | Pressurized
DELTA EXPRESS #1135 | 1669 COBB PKWY SOUTH | MARIETTA | Cobb | 330630 | T-1 | [5 empty] | Removed from Ground | Gas (Historical Use) | 10000 | Bare Steel | 1975-01-01 | 1991-07-23 | Bare Steel
SING FOOD STORE | 2720 SANDY PLAINS RD | MARIETTA | Cobb | 330579 | 1 | [5 empty] | Removed from Ground | Gas (Historical Use) | 6000 | Bare Steel | 1977-05-07 | 1993-04-01 | Galvanized Steel
BLACKJACK MOUNTAIN SITE #8 | 1480 BARNES MILL RD | MARIETTA | Cobb | 9033104 | 1 |  | 1997-12-30 |  | 1997-12-30 |  | Removed from Ground | Diesel | 275 | Cathodically Protected Steel | 1986-01-01 | 2001-10-19 | Double Walled
RACETRAC PETROLEUM INC/FLEET OIL | 2220 ROSWELL RD | MARIETTA | Cobb | 330522 | 1 | [5 empty] | Removed from Ground | Gas (Historical Use) | 6000 | Bare Steel | 1967-05-13 | 1994-03-11 | Galvanized Steel
PLATINAM AUTO SPA INC | 1075 JOHNSON FERRY RD | MARIETTA | Cobb | 9033623 | 2 |  | 1998-06-01 |  | 1998-06-01 |  | Removed from Ground | Gas (Historical Use) | 8000 | Fiberglass | 1998-06-01 | 2016-04-11 | Fiberglass Reinforced Plastic | Pressurized
BELLS FERRY FOOD SHOP LLC | 1251 N COBB PKWY | MARIETTA | Cobb | 330222 | 5 | Ball Float | 2002-04-01 | FALSE | 2002-04-01 | FALSE | Currently in Use | Regular | 15000 | Fiberglass | 2002-04-01 |  | Double-Walled Fiberglass | Pressurized
PETROLEUM REALTY II LLC | 1913 E PIEDMONT RD | MARIETTA | Cobb | 330328 | 2 |  | 1988-05-01 |  | 1988-05-01 |  | Removed from Ground | Gas (Historical Use) | 10000 | Cathodically Protected Steel | 1982-04-18 | 2017-01-25 | Cathodically Protected
PETROLEUM REALTY V | 3065 SHALLOWFORD RD | MARIETTA | Cobb | 9033556 | 1 | Ball Float | 1998-03-24 | FALSE | 1998-03-24 | TRUE | Currently in Use | Regular | 15000 | Fiberglass Double Walled | 1998-03-24 |  | Fiberglass Reinforced Plastic | Pressurized
R&L CARRIERS- MARIETTA- KES | 1892 AIRPORT INDUSTRIAL PARK DR | MARIETTA | Cobb | 330267 | 3 | [5 empty] | Closed in Ground | Diesel | 20000 | Bare Steel | 1976-04-23 | 1987-01-01 | Unknown
PETROLEUM REALTY II LLC | 1913 E PIEDMONT RD | MARIETTA | Cobb | 330328 | 1 |  | 1988-05-01 |  | 1988-05-01 |  | Removed from Ground | Gas (Historical Use) | 10000 | Cathodically Protected Steel | 1982-04-18 | 2017-01-25 | Cathodically Protected
L&W SUPPLY CORP/GA DRYWALL | 971 NORTH COBB PKWY | MARIETTA | Cobb | 9033062 | 1 | [5 empty] | Removed from Ground | Diesel | 8000 | Bare Steel | 1981-10-22 | 1993-05-11 | Bare Steel | Safe Suction (Euro)
GEORGIA DEPARTMENT OF TRANSPORTA | 350 DICKSON RD | MARIETTA | Cobb | 9033088 | 10717-1 | [5 empty] | Removed from Ground | Gas (Historical Use) | 4000 | Bare Steel | 1988-06-01 | 1988-06-01 | Galvanized Steel
SHELL FOOD MART | 520 COBB PKWY N | MARIETTA | Cobb | 330420 | 2 | [5 empty] | Removed from Ground | Gas (Historical Use) | 10000 | Bare Steel | 1986-06-17 | 1991-01-10 | Galvanized Steel
ROCK ST CARD STATION | 24 ROCK ST | MARIETTA | Cobb | 330272 | 2 | [5 empty] | Removed from Ground | Gas (Historical Use) | 10000 | Bare Steel | 1973-04-24 | 1987-08-27 | Galvanized Steel
CHURCH ST EXXON | 1360 CHURCH ST EXT | MARIETTA | Cobb | 330268 | 4 | [5 empty] | Removed from Ground | Gas (Historical Use) | 10000 | Bare Steel | 1971-04-25 | 1988-09-20 | Galvanized Steel
CHURCH ST EXXON | 1360 CHURCH ST EXT | MARIETTA | Cobb | 330268 | 5 | [5 empty] | Removed from Ground | Diesel | 3000 | Bare Steel | 1971-04-25 | 1988-09-20 | Galvanized Steel
FORMER GULF STATION | 1011 COBB PARKWAY SE | MARIETTA | Cobb | 9033583 | 6 |  |  | TRUE |  | TRUE | Removed from Ground | Used Oil | 500 | Bare Steel | 1999-10-26 | 1999-10-26 | Galvanized Steel
PEP BOYS-#106 | 1531 COBB PKWY S | MARIETTA | Cobb | 332008 | 2 |  |  | TRUE | 1998-06-01 | TRUE | Removed from Ground | Used Oil | 550 | Fiberglass | 1987-11-04 | 2000-06-14 | Cathodically Protected | Gravity Fed
CANTON RD MUFFLER/TEXACO | 2093 CANTON RD | MARIETTA | Cobb | 330628 | 3 | [5 empty] | Removed from Ground | Gas (Historical Use) | 2000 | Bare Steel | 1969-01-01 | 1993-07-02 | Not Marked
COBB PKWY MC U HAUL | 543 COBB PKWY S | MARIETTA | Cobb | 330571 | 2 | [5 empty] | Removed from Ground | Gas (Historical Use) | 4000 | Bare Steel | 1982-05-09 | 1997-10-17 | Unknown
CIRCLE M FOOD SHOP #62 | 4267 ROSWELL RD | MARIETTA | Cobb | 9000393 | 3 | [5 empty] | Removed from Ground | Diesel | 10000 | Bare Steel | 1976-05-04 | 1989-12-04 | Galvanized Steel
CHARLES BROWN FINA #131-6686-709 | 684 N COBB PKWY | MARIETTA | Cobb | 9000364 | 10 |  | 1989-11-01 |  | 1989-11-01 |  | Removed from Ground | Gas (Historical Use) | 8000 | Fiberglass | 1989-05-15 | 2005-03-10 | Fiberglass Reinforced Plastic | Pressurized
FORMER GULF STATION | 1011 COBB PARKWAY SE | MARIETTA | Cobb | 9033583 | 2 | [5 empty] | Closed in Ground | Gas (Historical Use) | 2500 | Bare Steel |  | 1899-12-31 | Unknown
SIMONIZ CAR WASH #0384 | 605 COBB PARKWAY | MARIETTA | Cobb | 9033529 | 1 |  | 1988-03-28 |  | 1988-03-28 |  | Removed from Ground | Gas (Historical Use) | 8000 | Cathodically Protected Steel | 1988-06-01 | 2004-05-25 | Fiberglass Reinforced Plastic | Pressurized
Atlanta Beverage Company, Inc. | 1250 Atlanta Industrial Dr. | Marietta | Cobb | 330664 | 2 | Overfill Alarm | 1998-04-21 | FALSE | 1998-04-21 | FALSE | Currently in Use | Diesel | 10000 | Fiberglass | 1986-01-01 |  | Fiberglass Reinforced Plastic | Pressurized
CHARLES BROWN FINA #131-6686-709 | 684 N COBB PKWY | MARIETTA | Cobb | 9000364 | 6 | [5 empty] | Removed from Ground | Gas (Historical Use) | 10000 | Bare Steel | 1957-04-30 | 1989-09-19 | Galvanized Steel
CHARLES BROWN FINA #131-6686-709 | 684 N COBB PKWY | MARIETTA | Cobb | 9000364 | 8 |  |  | TRUE |  | TRUE | Permanently Out of Use - historical purposes | Used Oil | 550 | Bare Steel | 1957-04-30 | 1899-12-31 | Galvanized Steel
CHARLES BROWN FINA #131-6686-709 | 684 N COBB PKWY | MARIETTA | Cobb | 9000364 | 9 |  |  | TRUE |  | TRUE | Permanently Out of Use - historical purposes | Used Oil | 550 | Bare Steel | 1957-04-30 | 1899-12-31 | Galvanized Steel
QUIKTRIP #815 | 671 N COBB PKWY | MARIETTA | Cobb | 10000724 | 4A |  | 2014-11-01 | FALSE | 2014-11-07 | FALSE | Temporarily out of use |  | 10000 | Fiberglass Double Walled | 2014-10-24 |  | Double-Walled Flex
JRS TRUCK ACCESSORIES INC | 430 COBB PARKWAY | MARIETTA | Cobb | 10000912 | 1 |  |  | FALSE |  | FALSE | Removed from Ground | Gas (Historical Use) | 8000 | Bare Steel | 2005-03-30 | 2005-03-30
AMOCO CONVIENT STORE | 2944 COBB PKWY | ATLANTA | Cobb | 9000562 | 3 | [5 empty] | Removed from Ground | Gas (Historical Use) | 10000 | Bare Steel | 1975-01-01 | 1996-05-31 | Galvanized Steel
CHEVRON USA INC | 340 INTERSTATE N PKWY | ATLANTA | Cobb | 1110011 | 3 | [5 empty] | Permanently Out of Use - historical purposes | Gas (Historical Use) | 4000 | Bare Steel | 1965-04-28 | 1899-12-31 | Galvanized Steel
HOME DEPOT | 2455 PACES FERRY RD NW | ATLANTA | Cobb | 9033474 | 759191 | Flapper Valve | 1999-08-25 | FALSE | 1999-08-25 | FALSE | Currently in Use | Diesel | 15000 | Fiberglass Double Walled | 1999-08-25 |  | Double-Walled Fiberglass | Pressurized
HOME DEPOT | 2455 PACES FERRY RD NW | ATLANTA | Cobb | 9033474 | 759191 | Flapper Valve | 1999-08-25 | FALSE | 1999-08-25 | FALSE | Currently in Use | Diesel | 15000 | Fiberglass Double Walled | 1999-08-25 |  | Double-Walled Fiberglass | Pressurized
CHARLES BROWN FINA #131-6686-709 | 684 N COBB PKWY | MARIETTA | Cobb | 9000364 | 2 | [5 empty] | Removed from Ground | Gas (Historical Use) | 3000 | Bare Steel | 1957-04-30 | 1989-09-19 | Galvanized Steel
DELTA EXPRESS #1135 | 1669 COBB PKWY SOUTH | MARIETTA | Cobb | 330630 | T-2 | [5 empty] | Removed from Ground | Gas (Historical Use) | 10000 | Bare Steel | 1975-01-01 | 1991-07-23 | Bare Steel
CANTON RD MUFFLER/TEXACO | 2093 CANTON RD | MARIETTA | Cobb | 330628 | 5 | [5 empty] | Removed from Ground | Gas (Historical Use) | 4000 | Bare Steel | 1981-01-01 | 1993-07-02 | Not Marked
CANTON RD MUFFLER/TEXACO | 2093 CANTON RD | MARIETTA | Cobb | 330628 | 4 | [5 empty] | Removed from Ground | Gas (Historical Use) | 2000 | Bare Steel | 1969-01-01 | 1993-07-02 | Not Marked
SING FOOD STORE | 2720 SANDY PLAINS RD | MARIETTA | Cobb | 330579 | 2 | [5 empty] | Removed from Ground | Gas (Historical Use) | 6000 | Bare Steel | 1977-05-07 | 1993-04-01 | Galvanized Steel
COBB PKWY MC U HAUL | 543 COBB PKWY S | MARIETTA | Cobb | 330571 | 3 | [5 empty] | Removed from Ground | Diesel | 4000 | Bare Steel | 1982-05-09 | 1997-10-17 | Unknown
MURDOCK ELEMENTARY SCHOOL | 2320 MURDOCK RD | MARIETTA | Cobb | 330556 | 1 | [5 empty] | Removed from Ground | Gas (Historical Use) | 200 | Bare Steel | 1974-05-11 | 1998-04-01 | Galvanized Steel
CHARLES BROWN FINA #131-6686-709 | 684 N COBB PKWY | MARIETTA | Cobb | 9000364 | 13 |  | 1989-11-01 |  | 1989-11-01 |  | Removed from Ground | Diesel | 8000 | Fiberglass | 1989-05-15 | 2005-03-10 | Fiberglass Reinforced Plastic | Pressurized
KROGER 478 | 3162 JOHNSON FERRY RD | MARIETTA | Cobb | 10002441 | 2B | Overfill Alarm |  | FALSE |  | FALSE | Currently in Use | Diesel | 10000 | Fiberglass Double Walled | 2015-03-05 |  | Double-Walled Flex | Pressurized
CHEVRON #40033 | 2933 COBB PKWY SE | ATLANTA | Cobb | 330375 | 4 |  |  | TRUE |  | TRUE | Removed from Ground | Used Oil | 550 | Cathodically Protected Steel | 1972-04-26 | 1993-06-02 | Galvanized Steel
NEW COUNTRY STORE | 2877 JOHNSON FERRY RD | MARIETTA | Cobb | 9033037 | 1 | Ball Float | 1998-09-01 | FALSE | 1998-09-01 | FALSE | Currently in Use | Regular | 8000 | Steel-Impressed Current | 1981-01-01 |  | Double-Walled Fiberglass | Pressurized
GEORGIA DEPARTMENT OF TRANSPORTA | 350 DICKSON RD | MARIETTA | Cobb | 9033088 | 717G1 | [5 empty] | Removed from Ground | Gas (Historical Use) | 2000 | Cathodically Protected Steel | 1988-06-01 | 2003-11-05 | Galvanized Steel | Safe Suction (Euro)
MILLER MECHANICAL CONT INC | 1976 AIRPORT IND PARK DR | MARIETTA | Cobb | 330475 | 2 | [5 empty] | Removed from Ground | Diesel | 2000 | Bare Steel | 1984-05-08 | 1998-07-20 | Galvanized Steel
RACETRAC PETROLEUM INC/FLEET OIL | 2220 ROSWELL RD | MARIETTA | Cobb | 330522 | 3 | [5 empty] | Removed from Ground | Gas (Historical Use) | 6000 | Bare Steel | 1967-05-13 | 1994-03-11 | Galvanized Steel
MERCHANTS WALK CHEVRON | 4249 ROSWELL RD | MARIETTA | Cobb | 330372 | 2 | [5 empty] | Removed from Ground | Gas (Historical Use) | 10000 | Bare Steel | 1971-04-27 | 1991-05-01 | Galvanized Steel
SIX FLAGS WHITE WATER | 250 COBB PKWY N | MARIETTA | Cobb | 9033607 | 1 |  | 2001-07-19 |  | 2001-07-19 |  | Closed in Ground | Gas (Historical Use) | 4000 | Cathodically Protected Steel | 1992-01-01 | 2011-08-15 | Fiberglass Reinforced Plastic | Safe Suction (Euro)
1946 Roswell | 1946 ROSWELL RD | MARIETTA | Cobb | 330379 | 3 | [5 empty] | Removed from Ground | Gas (Historical Use) | 10000 | Cathodically Protected Steel | 1970-04-27 | 1989-11-06 | Galvanized Steel
CHEVRON FOOD MART | 1501 ROSWELL RD | MARIETTA | Cobb | 9033581 | 4 | Flapper Valve | 1999-09-02 | FALSE | 1999-09-02 | FALSE | Currently in Use | Diesel | 4000 | Tank Jacket | 1999-04-22 |  | Fiberglass Reinforced Plastic | Pressurized
JOHNSON FERRY SHELL INC | 2898 JOHNSON FERRY RD | MARIETTA | Cobb | 330346 | 3 | Flapper Valve | 1984-04-23 | FALSE | 1984-04-23 | FALSE | Currently in Use | Premium | 10000 | Steel-Impressed Current | 1984-04-23 |  | Steel (Impressed Current) | Pressurized
BELLS FERRY FOOD SHOP LLC | 1251 N COBB PKWY | MARIETTA | Cobb | 330222 | 3 | [5 empty] | Removed from Ground | Gas (Historical Use) | 0 | Cathodically Protected Steel | 1968-03-14 | 1988-11-15 | Galvanized Steel
COBB COUNTY COMMUNITY TRANSIT | 450 N COBB PKWY | MARIETTA | Cobb | 9033450 | 1 |  | 1989-01-01 |  | 1989-01-01 |  | Removed from Ground | Diesel | 10000 | Double Walled | 1989-01-01 | 2001-03-15 | Fiberglass Reinforced Plastic | Pressurized
SIMONIZ CAR WASH #0384 | 605 COBB PARKWAY | MARIETTA | Cobb | 9033529 | 2 |  | 1988-03-28 |  | 1999-03-28 |  | Removed from Ground | Gas (Historical Use) | 8000 | Cathodically Protected Steel | 1988-06-01 | 2004-05-25 | Fiberglass Reinforced Plastic | Pressurized
DELTA EXPRESS #1135 | 1669 COBB PKWY SOUTH | MARIETTA | Cobb | 330630 | T-3 | [5 empty] | Removed from Ground | Gas (Historical Use) | 15000 | Bare Steel | 1975-01-01 | 1991-07-23 | Bare Steel
CIRCLE M FOOD SHOP #62 | 4267 ROSWELL RD | MARIETTA | Cobb | 9000393 | 1 | [5 empty] | Removed from Ground | Gas (Historical Use) | 10000 | Bare Steel | 1976-05-04 | 1989-12-04 | Galvanized Steel
CHARLES BROWN FINA #131-6686-709 | 684 N COBB PKWY | MARIETTA | Cobb | 9000364 | 12 |  | 1989-11-01 |  | 1989-11-01 |  | Removed from Ground | Gas (Historical Use) | 8000 | Fiberglass | 1989-05-15 | 2005-03-10 | Fiberglass Reinforced Plastic | Pressurized
MARTIN MANAGEMENT LLC | 1073 SANDY PLAINS ROAD | MARIETTA | Cobb | 10000440 | 2 |  |  | FALSE |  | FALSE | Removed from Ground | Gas (Historical Use) | 1000 | Bare Steel | 1954-01-01 | 2003-08-06 | Bare Steel
KROGER 478 | 3162 JOHNSON FERRY RD | MARIETTA | Cobb | 10002441 | 1 | Overfill Alarm |  | FALSE |  | FALSE | Currently in Use | Regular | 20000 | Fiberglass Double Walled | 2015-03-05 |  | Double-Walled Flex | Pressurized
SARA LEE DATA CENTER/HANES DSD A | 500 INTERSTATE NORTH PKWY | ATLANTA | Cobb | 601352 | 1 | [5 empty] | Removed from Ground | Diesel | 1000 | Bare Steel | 1982-01-02 | 1992-05-19 | Galvanized Steel
BUYPASS THE SYSTEM INC | 6666 POWERS FERRY RD | ATLANTA | Cobb | 601330 | 1 | [5 empty] | Removed from Ground | Diesel | 2000 | Bare Steel | 1983-01-01 | 1990-03-26 | Fiberglass Reinforced Plastic
CHEVRON USA INC | 340 INTERSTATE N PKWY | ATLANTA | Cobb | 1110011 | 1 | [5 empty] | Permanently Out of Use - historical purposes | Gas (Historical Use) | 5000 | Bare Steel | 1965-04-28 | 1899-12-31 | Galvanized Steel
CHEVRON USA INC | 340 INTERSTATE N PKWY | ATLANTA | Cobb | 1110011 | 7 | [5 empty] | Permanently Out of Use - historical purposes | Gas (Historical Use) | 10000 | Bare Steel | 1971-04-27 | 1899-12-31 | Galvanized Steel
CUMBERLAND VOLKSWAGEN/STAR PONTI | 1860 COBB PKWY SOUTH | MARIETTA | Cobb | 330305 | 4 |  |  | TRUE |  | TRUE | Removed from Ground | Used Oil | 6000 | Bare Steel | 1970-01-01 | 1988-08-18 | Galvanized Steel
GA DEPT OF PUBLIC SAFETY POST 9 | 760 COBB PKWY | MARIETTA | Cobb | 330609 | 2 | [5 empty] | Removed from Ground | Empty | 6110 | Bare Steel | 1981-03-07 | 1998-07-01 | Galvanized Steel
SING FOOD STORE | 2720 SANDY PLAINS RD | MARIETTA | Cobb | 330579 | 4 | [5 empty] | Removed from Ground | Gas (Historical Use) | 6000 | Bare Steel | 1977-05-07 | 1993-04-01 | Galvanized Steel
EXXON AMERICAN WESTERN CORP (FOR | 1092 MARIETTA IND DR NE | MARIETTA | Cobb | 330584 | 2 | [5 empty] | Removed from Ground | Other | 10000 | Unknown | 1989-03-22 | 1989-03-22 | Not Marked
WALTON HIGH SCHOOL | 1590 BILL MURDOCK RD | MARIETTA | Cobb | 330567 | 1 | [5 empty] | Removed from Ground | Diesel | 10000 | Bare Steel | 1974-05-11 | 1998-11-01 | Galvanized Steel
POSEYS STATION | 2895 JOHNSON FERRY RD | MARIETTA | Cobb | 9033038 | 2 | [5 empty] | Removed from Ground | Gas (Historical Use) | 550 | Bare Steel | 1952-01-01 | 1991-05-24 | Galvanized Steel
DON FOSS AUTOWORLD/MARK SINGLETO | 1715 COBB PKWY SOUTH | MARIETTA | Cobb | 330423 | 2 | [5 empty] | Removed from Ground | Other | 0 | Bare Steel | 1986-05-30 | 1992-09-01 | Galvanized Steel
BlueScope Coated Products, LLC | 1150 MARIETTA INDUSTRIAL DR NE | MARIETTA | Cobb | 330415 | 2 |  |  | FALSE |  | FALSE | Removed from Ground |  | 3000 |  | 1971-05-12 | 1899-12-31
MERCHANTS WALK CHEVRON | 4249 ROSWELL RD | MARIETTA | Cobb | 330372 | 1 | [5 empty] | Removed from Ground | Gas (Historical Use) | 10000 | Bare Steel | 1971-04-27 | 1991-05-01 | Galvanized Steel
BELLS FERRY FOOD SHOP LLC | 1251 N COBB PKWY | MARIETTA | Cobb | 330222 | 6 | Ball Float | 2002-04-01 | FALSE | 2002-04-01 | FALSE | Currently in Use | Premium | 10000 | Fiberglass | 2002-04-01 |  | Double-Walled Fiberglass | Pressurized
CHEVRON FOOD MART | 2130 POST OAK TRITT RD | MARIETTA | Cobb | 9033531 | 2 | Ball Float | 1997-08-19 | FALSE | 1997-08-19 | FALSE | Currently in Use | Premium | 10000 | Fiberglass | 1997-07-01 |  | Double-Walled Fiberglass | Pressurized
CUMBERLAND VOLKSWAGEN/STAR PONTI | 1860 COBB PKWY SOUTH | MARIETTA | Cobb | 330305 | 3 | [5 empty] | Removed from Ground | Other | 2000 | Bare Steel | 1970-01-01 | 1988-08-18 | Galvanized Steel
MARTIN MANAGEMENT LLC | 1073 SANDY PLAINS ROAD | MARIETTA | Cobb | 10000440 | 1 |  |  | FALSE |  | FALSE | Removed from Ground | Gas (Historical Use) | 1000 | Bare Steel | 1954-01-01 | 2003-08-06 | Bare Steel
AT&T NW FACILITY | 3450 RIVERWOOD PARKWAY SE | ATLANTA | Cobb | 9033599 | 5 | Flapper Valve | 1998-07-10 | FALSE | 1998-07-10 | FALSE | Currently in Use | Diesel | 25000 | Epoxy Double-Walled | 1998-05-02 |  | Steel/FG Secondary containment | Pressurized
BP STATION | 3340 COBB PKWY SE | ATLANTA | Cobb | 9033140 | 3 | Ball Float | 1990-01-01 | FALSE | 1990-01-01 | FALSE | Currently in Use | Diesel | 10000 | Fiberglass | 1990-07-17 |  | Double-Walled Fiberglass | Pressurized
R&L CARRIERS- MARIETTA- KES | 1892 AIRPORT INDUSTRIAL PARK DR | MARIETTA | Cobb | 330267 | 5 | [5 empty] | Closed in Ground | Gas (Historical Use) | 10000 | Bare Steel | 1976-04-23 | 1987-01-01 | Unknown
R&L CARRIERS- MARIETTA- KES | 1892 AIRPORT INDUSTRIAL PARK DR | MARIETTA | Cobb | 330267 | 10 | [5 empty] | Closed in Ground | Diesel | 8000 | Fiberglass | 1976-04-22 | 1987-01-01 | Unknown
R&L CARRIERS- MARIETTA- KES | 1892 AIRPORT INDUSTRIAL PARK DR | MARIETTA | Cobb | 330267 | 7 | [5 empty] | Closed in Ground | Diesel | 6000 | Bare Steel | 1976-04-23 | 1987-01-01 | Unknown
JOHNSON FERRY SHELL INC | 2898 JOHNSON FERRY RD | MARIETTA | Cobb | 330346 | 2 | Flapper Valve | 1984-04-23 | FALSE | 1984-04-23 | FALSE | Currently in Use | Regular | 10000 | Steel-Impressed Current | 1984-04-23 |  | Steel (Impressed Current) | Pressurized
SOUND SENSATIONS | 337 COBB PKWY | MARIETTA | Cobb | 9033602 | 3 | [5 empty] | Removed from Ground | Gas (Historical Use) | 500 | Bare Steel | 1980-01-01 | 2000-09-18 | Bare Steel
CHEVRON FOOD MART | 2130 POST OAK TRITT RD | MARIETTA | Cobb | 9033531 | 1 | Ball Float | 1997-08-19 | FALSE | 1997-08-19 | FALSE | Currently in Use | Regular | 12000 | Fiberglass | 1997-07-01 |  | Double-Walled Fiberglass | Pressurized
Atlanta Beverage Company, Inc. | 1250 Atlanta Industrial Dr. | Marietta | Cobb | 330664 | 4 |  | 1998-04-21 |  | 1998-04-21 |  | Removed from Ground | New Oil | 2000 | Fiberglass | 1986-01-01 | 2007-12-11 | Steel (Impressed Current) | Safe Suction (Euro)
Atlanta Beverage Company, Inc. | 1250 Atlanta Industrial Dr. | Marietta | Cobb | 330664 | 1 |  | 1998-04-21 | FALSE | 1998-04-21 | FALSE | Currently in Use | Regular | 10000 | Fiberglass | 1986-01-01 |  | Fiberglass Reinforced Plastic | Pressurized
EXXON AMERICAN WESTERN CORP (FOR | 1092 MARIETTA IND DR NE | MARIETTA | Cobb | 330584 | 1 | [5 empty] | Removed from Ground | Diesel | 8000 | Marked Unknown | 1975-05-08 | 1991-05-09 | Galvanized Steel
CHARLES BROWN FINA #131-6686-709 | 684 N COBB PKWY | MARIETTA | Cobb | 9000364 | 7 |  |  | TRUE |  | TRUE | Permanently Out of Use - historical purposes | Used Oil | 1000 | Bare Steel | 1957-04-30 | 1899-12-31 | Galvanized Steel
CHARLES BROWN FINA #131-6686-709 | 684 N COBB PKWY | MARIETTA | Cobb | 9000364 | 5 | [5 empty] | Removed from Ground | Gas (Historical Use) | 10000 | Bare Steel | 1957-04-30 | 1989-09-19 | Galvanized Steel
CHARLES BROWN FINA #131-6686-709 | 684 N COBB PKWY | MARIETTA | Cobb | 9000364 | 4 | [5 empty] | Removed from Ground | Gas (Historical Use) | 3000 | Bare Steel | 1957-04-30 | 1989-09-19 | Galvanized Steel
QUIKTRIP #815 | 671 N COBB PKWY | MARIETTA | Cobb | 10000724 | 2 | Ball Float | 2004-03-01 | FALSE | 2004-03-01 | FALSE | Currently in Use | Plus | 20000 | Fiberglass Double Walled | 2004-03-01 |  | Flex | Pressurized
QUIKTRIP #743 | 825 SANDY PLAINS RD | MARIETTA | Cobb | 10002564 | 3A | Flapper Valve | 2016-04-08 | FALSE | 2016-04-08 | FALSE | Currently in Use | Gas (Historical Use) | 10000 | Fiberglass Double Walled | 2015-11-23 |  | Double-Walled Fiberglass | Pressurized
QUIKTRIP #743 | 825 SANDY PLAINS RD | MARIETTA | Cobb | 10002564 | 4 | Flapper Valve | 2016-04-08 | FALSE | 2016-04-08 | FALSE | Currently in Use | Diesel | 12000 | Fiberglass Double Walled | 2015-11-23 |  | Double-Walled Fiberglass | Pressurized
COBB COUNTY FIRE STATION #14 | 2905 LIBRARY LN | MARIETTA | Cobb | 10001264 | 1A | Flapper Valve | 2006-04-01 | FALSE | 2006-04-01 | FALSE | Currently in Use | Gas (Historical Use) | 1500 | Fiberglass Double Walled | 2006-04-01 |  | Fiberglass Reinforced Plastic | Pressurized
ABBEY APPLIANCES | 1106 N COBB PARKWAY | MARIETTA | Cobb | 10002113 | 1 |  |  | FALSE |  | FALSE | Removed from Ground | Gas (Historical Use) | 750 | Bare Steel | 1920-01-01 | 2012-06-13 | Bare Steel
AT & T NW FACILITY | 3001 NORTH COBB PKWY | ATLANTA | Cobb | 330541 | 4 |  | 1992-03-01 |  | 1992-03-01 |  | Removed from Ground | Kerosene | 20000 | Cathodically Protected Steel | 1992-03-01 | 1999-10-18 | Fiberglass Reinforced Plastic | Suction (American)
AT&T NW FACILITY | 3450 RIVERWOOD PARKWAY SE | ATLANTA | Cobb | 9033599 | 6 | Flapper Valve | 1998-07-10 | FALSE | 1998-07-10 | FALSE | Currently in Use | Diesel | 25000 | Epoxy Double-Walled | 1998-05-02 |  | Steel/FG Secondary containment | Pressurized
GALLERIA 100 | 100 GALLERIA PKWY | ATLANTA | Cobb | 9033078 | 1 |  | 1997-12-01 |  | 1997-12-01 |  | Removed from Ground | Diesel | 1000 | Galvanic (STIP-3) | 1981-12-01 | 2002-01-31 | Cathodically Protected | Suction (American)
CIRCLE M FOOD SHOP #64 | 605 N GREENBRIAR PKWY | MARIETTA | Cobb | 9033092 | 2 |  | 1991-10-08 |  | 1991-10-08 |  | Removed from Ground | Gas (Historical Use) | 12000 | Galvanic (STIP-3) | 1991-10-08 | 2000-11-29 | Fiberglass Reinforced Plastic | Pressurized
NO NAME FACILITY | 1587 LOWER ROSWELL RD | MARIETTA | Cobb | 9033129 | 2 | [5 empty] | Removed from Ground | Gas (Historical Use) | 0 | Marked Unknown | 1990-07-01 | 1990-07-01 | Unknown
RACETRAC PETROLEUM INC/FLEET OIL | 2220 ROSWELL RD | MARIETTA | Cobb | 330522 | 2 | [5 empty] | Removed from Ground | Gas (Historical Use) | 6000 | Bare Steel | 1967-05-13 | 1994-03-11 | Galvanized Steel
CHURCH ST EXXON | 1360 CHURCH ST EXT | MARIETTA | Cobb | 330268 | 3 | [5 empty] | Removed from Ground | Gas (Historical Use) | 6000 | Bare Steel | 1971-04-25 | 1988-09-20 | Galvanized Steel
BOWLES OIL CO INC | 3322 ROSWELL RD | MARIETTA | Cobb | 330271 | 1 | [5 empty] | Removed from Ground | Gas (Historical Use) | 6000 | Bare Steel | 1986-04-21 | 1999-01-15 | Galvanized Steel
R&L CARRIERS- MARIETTA- KES | 1892 AIRPORT INDUSTRIAL PARK DR | MARIETTA | Cobb | 330267 | 8 |  |  | TRUE |  | TRUE | Closed in Ground | Used Oil | 4000 | Bare Steel | 1976-04-23 | 1987-01-01 | Unknown
MERCHANTS WALK CHEVRON | 4249 ROSWELL RD | MARIETTA | Cobb | 330372 | 3 | [5 empty] | Removed from Ground | Gas (Historical Use) | 5000 | Bare Steel | 1971-04-27 | 1991-05-01 | Galvanized Steel
QUIKTRIP #743 | 1755 SCUFFLEGRIT RD | MARIETTA | Cobb | 9033493 | 1 |  | 1995-11-17 |  | 1995-11-17 |  | Removed from Ground | Gas (Historical Use) | 12000 | Fiberglass | 1995-11-17 | 2016-06-02 | Flex | Pressurized
ROCK ST CARD STATION | 24 ROCK ST | MARIETTA | Cobb | 330272 | 1 | [5 empty] | Removed from Ground | Gas (Historical Use) | 10000 | Bare Steel | 1973-04-24 | 1987-08-27 | Galvanized Steel
R&L CARRIERS- MARIETTA- KES | 1892 AIRPORT INDUSTRIAL PARK DR | MARIETTA | Cobb | 330267 | 13 |  | 1997-11-21 | FALSE | 1997-11-21 | FALSE | Temporarily out of use | New Anti -freeze | 6000 | Fiberglass Double Walled | 1987-01-01 |  | Bare Steel | Safe Suction (Euro)
R&L CARRIERS- MARIETTA- KES | 1892 AIRPORT INDUSTRIAL PARK DR | MARIETTA | Cobb | 330267 | 1 | [5 empty] | Closed in Ground | Diesel | 10000 | Bare Steel | 1976-04-23 | 1987-01-01 | Unknown
4324 QM LLC | 4324 SHALLOWFORD RD | MARIETTA | Cobb | 9033475 | 1 | Ball Float | 1995-01-01 | FALSE | 1995-01-01 | FALSE | Currently in Use | Regular | 15000 | Fiberglass | 1995-05-01 |  | Fiberglass Reinforced Plastic | Pressurized
FORMER GULF STATION | 1011 COBB PARKWAY SE | MARIETTA | Cobb | 9033583 | 5 | [5 empty] | Removed from Ground | Gas (Historical Use) | 2500 | Bare Steel | 1999-10-26 | 1999-10-26 | Unknown
FORMER GULF STATION | 1011 COBB PARKWAY SE | MARIETTA | Cobb | 9033583 | 4 | [5 empty] | Closed in Ground | Gas (Historical Use) | 2500 | Bare Steel |  | 1899-12-31 | Unknown
CHEVRON FOOD MART | 1501 ROSWELL RD | MARIETTA | Cobb | 9033581 | 2 | Ball Float | 1999-09-02 | FALSE | 1999-09-02 | FALSE | Currently in Use | E-0 | 10000 | Tank Jacket | 1999-04-22 |  | Fiberglass Reinforced Plastic | Pressurized
PEP BOYS-#106 | 1531 COBB PKWY S | MARIETTA | Cobb | 332008 | 1 |  |  | TRUE | 1998-06-01 | TRUE | Removed from Ground | Used Oil | 550 | Double Walled | 1987-11-04 | 2005-06-07 | Cathodically Protected | Gravity Fed
Atlanta Beverage Company, Inc. | 1250 Atlanta Industrial Dr. | Marietta | Cobb | 330664 | 5 |  | 1998-04-21 | TRUE | 1998-04-21 | TRUE | Currently in Use | Used Oil | 1000 | Fiberglass | 1986-01-01 |  | Steel (Impressed Current) | Pressurized
AMOCO CONVIENT STORE | 2944 COBB PKWY | ATLANTA | Cobb | 9000562 | 1 | [5 empty] | Removed from Ground | Gas (Historical Use) | 10000 | Bare Steel | 1975-01-01 | 1996-05-31 | Galvanized Steel
R&L CARRIERS- MARIETTA- KES | 1892 AIRPORT INDUSTRIAL PARK DR | MARIETTA | Cobb | 330267 | 9 | [5 empty] | Closed in Ground | Other | 1000 | Bare Steel | 1976-04-23 | 1987-01-01 | Unknown
R&L CARRIERS- MARIETTA- KES | 1892 AIRPORT INDUSTRIAL PARK DR | MARIETTA | Cobb | 330267 | 6 | [5 empty] | Closed in Ground | Gas (Historical Use) | 20000 | Bare Steel | 1976-04-23 | 1987-01-01 | Unknown
SOUND SENSATIONS | 337 COBB PKWY | MARIETTA | Cobb | 9033602 | 1 | [5 empty] | Removed from Ground | Gas (Historical Use) | 500 | Bare Steel | 1980-01-01 | 2000-09-18 | Bare Steel
CIRCLE M FOOD SHOP #62 | 4267 ROSWELL RD | MARIETTA | Cobb | 9000393 | 6 | Ball Float | 1990-01-01 | FALSE | 1990-01-01 | FALSE | Currently in Use | Premium | 10000 | Fiberglass | 1990-01-11 |  | Fiberglass Reinforced Plastic | Pressurized
CHARLES BROWN FINA #131-6686-709 | 684 N COBB PKWY | MARIETTA | Cobb | 9000364 | 11 |  | 1989-11-01 |  | 1989-11-01 |  | Removed from Ground | Gas (Historical Use) | 8000 | Fiberglass | 1989-05-15 | 2005-03-10 | Fiberglass Reinforced Plastic | Pressurized
CHARLES BROWN FINA #131-6686-709 | 684 N COBB PKWY | MARIETTA | Cobb | 9000364 | 1 | [5 empty] | Removed from Ground | Gas (Historical Use) | 3000 | Bare Steel | 1957-04-30 | 1989-09-19 | Galvanized Steel
QUIKTRIP #815 | 671 N COBB PKWY | MARIETTA | Cobb | 10000724 | 1 | Ball Float | 2004-04-01 | FALSE | 2004-04-01 | FALSE | Currently in Use | Regular | 20000 | Fiberglass Double Walled | 2004-04-01 |  | Flex | Pressurized
AMOCO CONVIENT STORE | 2944 COBB PKWY | ATLANTA | Cobb | 9000562 | 2 | [5 empty] | Removed from Ground | Gas (Historical Use) | 8000 | Bare Steel | 1975-01-01 | 1996-05-31 | Galvanized Steel
THE WEATHER CHANNEL/ATLANTA EART | 4292 CUMBERLAND PKWY | ATLANTA | Cobb | 330233 | 1 | [5 empty] | Removed from Ground | Diesel | 1000 | Bare Steel | 1978-03-09 | 1992-01-01 | Unknown
CHEVRON #40033 | 2933 COBB PKWY SE | ATLANTA | Cobb | 330375 | 2 |  | 1994-06-20 |  | 1994-06-20 |  | Removed from Ground | Gas (Historical Use) | 10000 | Cathodically Protected Steel | 1972-04-26 | 1997-06-01 | Fiberglass Reinforced Plastic | Pressurized
WALTON HIGH SCHOOL | 1590 BILL MURDOCK RD | MARIETTA | Cobb | 330567 | 1A | Overfill Alarm | 1998-11-23 |  | 1998-11-23 |  | Removed from Ground | Diesel | 12000 | Fiberglass | 1998-11-23 | 2015-05-01 | Fiberglass Reinforced Plastic | Suction (American)
COBB COUNTY FIRE STATION #14 | 2905 LIBRARY LN | MARIETTA | Cobb | 10001264 | 1B | Flapper Valve | 2006-04-01 | FALSE | 2006-04-01 | FALSE | Currently in Use | Diesel | 1500 | Fiberglass Double Walled | 2006-04-01 |  | Fiberglass Reinforced Plastic | Pressurized
US SPRINT-ATLANTA/CUMBERLAND CEN | 3065 AKERS MILL RD | ATLANTA | Cobb | 600460 | 1 | Overfill Alarm | 1990-06-01 | FALSE | 1990-06-01 | FALSE | Currently in Use | Diesel | 4000 | Fiberglass | 1990-06-01 |  | Fiberglass Reinforced Plastic | Suction (American)
AT & T NW FACILITY | 3001 NORTH COBB PKWY | ATLANTA | Cobb | 330541 | 3 |  |  | TRUE |  | TRUE | Removed from Ground | Used Oil | 280 | Bare Steel | 1971-05-12 | 1992-02-01 | Galvanized Steel
CHEVRON #40033 | 2933 COBB PKWY SE | ATLANTA | Cobb | 330375 | 1 |  | 1994-06-20 |  | 1994-06-20 |  | Removed from Ground | Gas (Historical Use) | 10000 | Cathodically Protected Steel | 1972-04-26 | 1997-06-01 | Fiberglass Reinforced Plastic | Pressurized
HANEYS TEXACO STATION #21-480-14 | 2565 PACES FERRY RD NW | ATLANTA | Cobb | 9033082 | 11 | [5 empty] | Removed from Ground | Diesel | 8000 | Fiberglass | 1988-09-01 | 2000-09-01 | Fiberglass Reinforced Plastic
SEAYS HOME FURNISHINGS | 119 NORTH COBB PARKWAY | MARIETTA | Cobb | 10001227 | 1 |  |  | FALSE |  | FALSE | Removed from Ground | Used Oil | 560 | Unknown | 2006-09-27 | 2006-09-27 | Unknown
KROGER 478 | 3162 JOHNSON FERRY RD | MARIETTA | Cobb | 10002441 | 2A | Overfill Alarm |  | FALSE |  | FALSE | Currently in Use | Premium | 8000 | Fiberglass Double Walled | 2015-03-05 |  | Double-Walled Flex | Pressurized
WOOD RIDGE APARTMENTS | 100 PINHURST DR | ATLANTA | Cobb | 9033083 | 1 | [5 empty] | Removed from Ground | Gas (Historical Use) | 500 | Marked Unknown | 1989-07-19 | 1989-07-19 | Unknown
CHEVRON USA INC | 340 INTERSTATE N PKWY | ATLANTA | Cobb | 1110011 | 5 |  |  | TRUE |  | TRUE | Permanently Out of Use - historical purposes | Used Oil | 550 | Bare Steel | 1965-04-28 | 1899-12-31 | Galvanized Steel
CHEVRON USA INC | 340 INTERSTATE N PKWY | ATLANTA | Cobb | 1110011 | 4 | [5 empty] | Permanently Out of Use - historical purposes | Gas (Historical Use) | 3000 | Bare Steel | 1965-04-28 | 1899-12-31 | Galvanized Steel
HANEYS TEXACO STATION #21-480-14 | 2565 PACES FERRY RD NW | ATLANTA | Cobb | 9033082 | 2 |  | 1995-09-01 |  | 1990-01-01 |  | Removed from Ground | Gas (Historical Use) | 8000 | Cathodically Protected Steel | 1972-05-02 | 1988-09-01 | Galvanized Steel | Pressurized
INST OF NUCLEAR POWER OPERATIONS | 700 GALLERIA PKWY | ATLANTA | Cobb | 9033186 | 1 | Flapper Valve | 1992-12-09 | FALSE | 1992-12-09 | FALSE | Currently in Use | Diesel | 2500 | Fiberglass Double Walled | 1992-12-09 |  | Steel (Impressed Current) | Suction (American)
EASTSIDE CAR WASH | 1585 ROSWELL RD | MARIETTA | Cobb | 330283 | 1 | [5 empty] | Removed from Ground | Gas (Historical Use) | 6000 | Cathodically Protected Steel | 1972-04-18 | 1990-07-01 | Bare Steel
CANTON RD MUFFLER/TEXACO | 2093 CANTON RD | MARIETTA | Cobb | 330628 | 2 | [5 empty] | Removed from Ground | Gas (Historical Use) | 2000 | Bare Steel | 1969-01-01 | 1993-07-02 | Not Marked
CIRCLE M FOOD SHOP #62 | 4267 ROSWELL RD | MARIETTA | Cobb | 9000393 | 2 | [5 empty] | Removed from Ground | Gas (Historical Use) | 10000 | Bare Steel | 1976-05-04 | 1989-12-04 | Galvanized Steel
QUIKTRIP #743 | 825 SANDY PLAINS RD | MARIETTA | Cobb | 10002564 | 1 | Flapper Valve | 2016-04-08 | FALSE | 2016-04-08 | FALSE | Currently in Use | Regular | 20000 | Fiberglass Double Walled | 2015-11-23 |  | Double-Walled Fiberglass | Pressurized
QUIKTRIP #743 | 825 SANDY PLAINS RD | MARIETTA | Cobb | 10002564 | 3B | Flapper Valve | 2016-04-08 | FALSE | 2016-04-08 | FALSE | Currently in Use | Gas (Historical Use) | 9500 | Fiberglass Double Walled | 2015-11-23 |  | Double-Walled Fiberglass | Pressurized
FIRESTONE MASTER CARE | 1600 CUMBERLAND MALL | ATLANTA | Cobb | 330479 | 1 |  |  | FALSE |  | FALSE | Removed from Ground | Empty | 10000 | Fiberglass | 1973-05-09 | 2005-10-03 | Fiberglass Reinforced Plastic
FIRESTONE MASTER CARE | 1600 CUMBERLAND MALL | ATLANTA | Cobb | 330479 | 4 |  |  | TRUE |  | TRUE | Removed from Ground | Used Oil | 550 | Bare Steel | 1973-05-09 | 1991-04-15 | Galvanized Steel
ATLANTA MARRIOTT NORTHWEST | 200 INTERSTATE NORTH PKWY | ATLANTA | Cobb | 330594 | 1 | Flapper Valve | 1998-09-18 | FALSE | 1998-09-18 | FALSE | Currently in Use | Diesel | 1000 | Bare Steel | 1980-02-26 |  | Steel (Impressed Current) | Suction (American)
HANEYS TEXACO STATION #21-480-14 | 2565 PACES FERRY RD NW | ATLANTA | Cobb | 9033082 | 6 |  |  | TRUE |  | TRUE | Removed from Ground | Used Oil | 550 | Bare Steel | 1972-05-02 | 1990-09-01 | Galvanized Steel
COSTCO GASOLINE 631 | 2900 CUMBERLAND MALL | ATLANTA | Cobb | 10001245 | 1 | Flapper Valve | 2024-06-08 | FALSE | 2024-06-08 | FALSE | Currently in Use | E-10 | 30000 | Fiberglass Double Walled | 2006-11-14 |  | Double-Walled Fiberglass | Pressurized
AT & T NW FACILITY | 3001 NORTH COBB PKWY | ATLANTA | Cobb | 330541 | 2 | [5 empty] | Removed from Ground | Diesel | 30000 | Bare Steel | 1971-05-12 | 1992-02-02 | Galvanized Steel
HOME DEPOT | 2455 PACES FERRY RD NW | ATLANTA | Cobb | 9033474 | 759272 | Flapper Valve | 1999-08-25 | FALSE | 1999-08-25 | FALSE | Currently in Use | Diesel | 15000 | Fiberglass Double Walled | 1999-08-25 |  | Double-Walled Fiberglass | Pressurized
HOME DEPOT | 2455 PACES FERRY RD NW | ATLANTA | Cobb | 9033474 | 759272 | Flapper Valve | 1999-08-25 | FALSE | 1999-08-25 | FALSE | Currently in Use | Diesel | 15000 | Fiberglass Double Walled | 1999-08-25 |  | Double-Walled Fiberglass | Pressurized
HANEYS TEXACO STATION #21-480-14 | 2565 PACES FERRY RD NW | ATLANTA | Cobb | 9033082 | 7 | [5 empty] | Removed from Ground | Gas (Historical Use) | 12000 | Fiberglass | 1988-09-01 | 2000-09-01 | Fiberglass Reinforced Plastic
HANEYS TEXACO STATION #21-480-14 | 2565 PACES FERRY RD NW | ATLANTA | Cobb | 9033082 | 1 |  | 1995-09-01 |  | 1990-01-01 |  | Removed from Ground | Gas (Historical Use) | 8000 | Cathodically Protected Steel | 1972-05-02 | 1990-09-01 | Galvanized Steel | Pressurized
SEARS #1385 | CUMBERLAND MALL | ATLANTA | Cobb | 9033283 | 1 |  |  | TRUE |  | TRUE | Removed from Ground | Used Oil | 500 | Not Marked/Unknown | 1993-12-06 | 1993-12-06 | Not Marked
CHEVRON USA INC | 340 INTERSTATE N PKWY | ATLANTA | Cobb | 1110011 | 6 | [5 empty] | Permanently Out of Use - historical purposes | Gas (Historical Use) | 10000 | Bare Steel |  | 1899-12-31 | Galvanized Steel
BP STATION | 3340 COBB PKWY SE | ATLANTA | Cobb | 9033140 | 2 | Ball Float | 1990-01-01 | FALSE | 1990-01-01 | FALSE | Currently in Use | Premium | 10000 | Fiberglass | 1990-07-17 |  | Double-Walled Fiberglass | Pressurized
FORMER GULF STATION | 1011 COBB PARKWAY SE | MARIETTA | Cobb | 9033583 | 3 | [5 empty] | Closed in Ground | Gas (Historical Use) | 2500 | Bare Steel |  | 1899-12-31 | Unknown
SOUND SENSATIONS | 337 COBB PKWY | MARIETTA | Cobb | 9033602 | 2 | [5 empty] | Removed from Ground | Gas (Historical Use) | 1000 | Bare Steel | 1980-01-01 | 2000-09-18 | Bare Steel
COSTCO GASOLINE 631 | 2900 CUMBERLAND MALL | ATLANTA | Cobb | 10001245 | 2 | Flapper Valve | 2024-06-28 | FALSE | 2024-06-28 | FALSE | Currently in Use | E-10 | 30000 | Fiberglass Double Walled | 2006-11-14 |  | Double-Walled Fiberglass | Pressurized
AT & T NW FACILITY | 3001 NORTH COBB PKWY | ATLANTA | Cobb | 330541 | 1 | [5 empty] | Removed from Ground | Diesel | 30000 | Bare Steel | 1971-05-12 | 1992-02-01 | Galvanized Steel
HANEYS TEXACO STATION #21-480-14 | 2565 PACES FERRY RD NW | ATLANTA | Cobb | 9033082 | 3 |  | 1995-09-01 |  | 1990-01-01 |  | Removed from Ground | Gas (Historical Use) | 8000 | Cathodically Protected Steel | 1972-05-02 | 1988-09-01 | Galvanized Steel | Pressurized
INST OF NUCLEAR POWER OPERATIONS | 700 GALLERIA PKWY | ATLANTA | Cobb | 9033186 | 1 | Flapper Valve | 1992-12-09 | FALSE | 1992-12-09 | FALSE | Currently in Use | Diesel | 2500 | Fiberglass Double Walled | 1992-12-09 |  | Steel (Impressed Current) | Suction (American)
REAR LOADING DOCK AREA | 2450 GALLERIA PKWY | ATLANTA | Cobb | 9033077 | 1 | [5 empty] | Removed from Ground | Diesel | 500 | Fiberglass | 1983-01-01 | 1997-03-15 | Bare Steel
ONE TOWER CENTER | 3101 TOWER CREEK PKWY | ATLANTA | Cobb | 9033467 | 1 | [5 empty] | Removed from Ground | Diesel | 500 | Marked Unknown | 1995-10-30 | 1995-10-30 | Unknown
QUIKTRIP #743 | 1755 SCUFFLEGRIT RD | MARIETTA | Cobb | 9033493 | 2 | Overfill Alarm | 1995-11-17 |  | 1995-11-17 |  | Removed from Ground | Gas (Historical Use) | 12000 | Fiberglass | 1995-11-17 | 2016-06-02 | Flex | Pressurized
CHEVRON FOOD MART | 1501 ROSWELL RD | MARIETTA | Cobb | 9033581 | 3 | Ball Float | 1999-09-02 | FALSE | 1999-09-02 | FALSE | Currently in Use | Premium | 8000 | Tank Jacket | 1999-04-22 |  | Fiberglass Reinforced Plastic | Pressurized
JOHNSON FERRY SHELL INC | 2898 JOHNSON FERRY RD | MARIETTA | Cobb | 330346 | 1 | Flapper Valve | 1984-04-23 | FALSE | 1984-04-23 | FALSE | Closed in Ground | Gas (Historical Use) | 10000 | Steel-Impressed Current | 1984-04-23 | 2009-03-05 | Steel (Impressed Current) | Pressurized
Atlanta Beverage Company, Inc. | 1250 Atlanta Industrial Dr. | Marietta | Cobb | 330664 | 3 | Overfill Alarm | 1998-04-21 | FALSE | 1998-04-21 | FALSE | Currently in Use | Diesel | 10000 | Fiberglass | 1986-01-01 |  | Fiberglass Reinforced Plastic | Pressurized
SING FOOD STORE | 2720 SANDY PLAINS RD | MARIETTA | Cobb | 330579 | 3 | [5 empty] | Removed from Ground | Gas (Historical Use) | 6000 | Bare Steel | 1977-05-07 | 1993-04-01 | Galvanized Steel
CHARLES BROWN FINA #131-6686-709 | 684 N COBB PKWY | MARIETTA | Cobb | 9000364 | 3 | [5 empty] | Removed from Ground | Gas (Historical Use) | 3000 | Bare Steel | 1957-04-30 | 1989-09-19 | Galvanized Steel
QUIKTRIP #815 | 671 N COBB PKWY | MARIETTA | Cobb | 10000724 | 3 | Ball Float | 2004-03-01 | FALSE | 2004-03-01 | FALSE | Currently in Use | Premium | 12000 | Fiberglass Double Walled | 2004-03-01 |  | Flex | Pressurized
POWERS FERRY BUSINESS PARK | 2030 POWERS FERRY RD | ATLANTA | Cobb | 9033534 | 1 | [5 empty] | Removed from Ground | Diesel | 1000 | Bare Steel | 1998-03-06 | 1998-03-06 | Bare Steel
CHEVRON #40033 | 2933 COBB PKWY SE | ATLANTA | Cobb | 330375 | 3 |  | 1994-06-20 |  | 1994-06-20 |  | Removed from Ground | Gas (Historical Use) | 5000 | Cathodically Protected Steel | 1972-04-26 | 1997-06-01 | Fiberglass Reinforced Plastic | Pressurized
HANEYS TEXACO STATION #21-480-14 | 2565 PACES FERRY RD NW | ATLANTA | Cobb | 9033082 | 9 | [5 empty] | Removed from Ground | Gas (Historical Use) | 10000 | Fiberglass | 1988-09-01 | 2000-09-01 | Fiberglass Reinforced Plastic
HANEYS TEXACO STATION #21-480-14 | 2565 PACES FERRY RD NW | ATLANTA | Cobb | 9033082 | 8 | [5 empty] | Removed from Ground | Gas (Historical Use) | 10000 | Fiberglass | 1988-09-01 | 2000-09-01 | Fiberglass Reinforced Plastic
COSTCO GASOLINE 631 | 2900 CUMBERLAND MALL | ATLANTA | Cobb | 10001245 | 4 | Flapper Valve | 2012-06-05 | FALSE | 2012-06-05 | FALSE | Currently in Use | Ultrazol(Fuel Additive) | 1500 | Fiberglass Double Walled | 2012-06-05 |  | Double-Walled Fiberglass | Pressurized
BUYPASS THE SYSTEM INC | 280 INTERSTATE NORTH PKWY | ATLANTA | Cobb | 9033135 | 1 | [5 empty] | Removed from Ground | Diesel | 2500 | Double Walled | 1990-01-11 | 1995-05-25 | Copper | Safe Suction (Euro)
SITA | 3100 CUMBERLAND BLVD | ATLANTA | Cobb | 9033073 | 1 | Overfill Alarm | 1989-11-28 | FALSE | 1989-11-28 | FALSE | Removed from Ground | Diesel | 12000 | Composite Double Walled | 1989-11-28 |  | Fiberglass Reinforced Plastic
WILLIAMS TELECOMM GRP/LIGHTNET | 2839 PACES FERRY RD NW | ATLANTA | Cobb | 9060135 | 1 | [5 empty] | Removed from Ground | Diesel | 5000 | Fiberglass | 1985-12-01 | 2001-01-18 | Galvanized Steel
BP STATION | 3340 COBB PKWY SE | ATLANTA | Cobb | 9033140 | 1 | Ball Float | 1990-01-01 | FALSE | 1990-01-01 | FALSE | Currently in Use | Regular | 10000 | Fiberglass | 1990-07-17 |  | Double-Walled Fiberglass | Pressurized
GALLERIA 200 | 200 GALLERIA PKWY | ATLANTA | Cobb | 9033079 | 1 | Flapper Valve | 1998-03-04 | FALSE | 1998-03-04 | FALSE | Removed from Ground | Diesel | 1000 | Fiberglass | 1983-12-01 |  | Steel (Impressed Current) | Safe Suction (Euro)
R&L CARRIERS- MARIETTA- KES | 1892 AIRPORT INDUSTRIAL PARK DR | MARIETTA | Cobb | 330267 | 2 | [5 empty] | Closed in Ground | Diesel | 20000 | Bare Steel | 1976-04-23 | 1987-01-01 | Unknown
R&L CARRIERS- MARIETTA- KES | 1892 AIRPORT INDUSTRIAL PARK DR | MARIETTA | Cobb | 330267 | 12 |  | 1997-11-21 | FALSE | 1997-11-21 | FALSE | Temporarily out of use | New Oil | 6000 | Fiberglass | 1987-01-01 |  | Bare Steel | Safe Suction (Euro)
E SMITH HEATING & AC | 964 IND PARK DR | MARIETTA | Cobb | 330294 | 1 | [5 empty] | Removed from Ground | Gas (Historical Use) | 1000 | Bare Steel | 1971-04-19 | 1978-10-10 | Galvanized Steel
EXXON AMERICAN WESTERN CORP (FOR | 1092 MARIETTA IND DR NE | MARIETTA | Cobb | 330584 | 3 | [5 empty] | Removed from Ground | Other | 1000 | Not Marked/Unknown | 1989-01-01 | 1989-01-01 | Not Marked
COSTCO GASOLINE 631 | 2900 CUMBERLAND MALL | ATLANTA | Cobb | 10001245 | 3 | Flapper Valve | 2024-06-28 | FALSE | 2024-06-28 | FALSE | Currently in Use | E-10 | 30000 | Fiberglass Double Walled | 2006-11-14 |  | Double-Walled Fiberglass | Pressurized
GALLERIA 300 | 300 GALLERIA PKWY | ATLANTA | Cobb | 9033080 | 1 |  | 1998-10-12 |  | 1998-10-12 |  | Closed in Ground | Diesel | 1000 | Galvanic (STIP-3) | 1986-12-01 | 2014-02-20 | Cathodically Protected | Suction (American)
HANEYS TEXACO STATION #21-480-14 | 2565 PACES FERRY RD NW | ATLANTA | Cobb | 9033082 | 10 | [5 empty] | Removed from Ground | Gas (Historical Use) | 10000 | Fiberglass | 1988-09-01 | 1899-12-31 | Fiberglass Reinforced Plastic
GA DEPT OF PUBLIC SAFETY POST 9 | 760 COBB PKWY | MARIETTA | Cobb | 330609 | 1 | [5 empty] | Removed from Ground | Empty | 6110 | Bare Steel | 1981-03-07 | 1998-07-01 | Galvanized Steel
CHEMLAWN SERVICES CORP | 1051 HAYES IND DR | MARIETTA | Cobb | 330533 | 1 | [5 empty] | Removed from Ground | Diesel | 10000 | Bare Steel | 1983-05-09 | 1993-03-24 | Unknown
FIRESTONE MASTER CARE | 1600 CUMBERLAND MALL | ATLANTA | Cobb | 330479 | 2 |  |  | FALSE |  | FALSE | Removed from Ground | Empty | 10000 | Fiberglass | 1973-05-09 | 2005-10-03 | Fiberglass Reinforced Plastic
CHEVRON USA INC | 340 INTERSTATE N PKWY | ATLANTA | Cobb | 1110011 | 2 | [5 empty] | Permanently Out of Use - historical purposes | Gas (Historical Use) | 4000 | Bare Steel | 1965-04-28 | 1899-12-31 | Galvanized Steel
HANEYS TEXACO STATION #21-480-14 | 2565 PACES FERRY RD NW | ATLANTA | Cobb | 9033082 | 5 | [5 empty] | Removed from Ground | Kerosene | 1000 | Bare Steel | 1972-05-02 | 1990-09-01 | Galvanized Steel
HANEYS TEXACO STATION #21-480-14 | 2565 PACES FERRY RD NW | ATLANTA | Cobb | 9033082 | 4 |  | 1995-09-01 |  | 1990-01-01 |  | Removed from Ground | Diesel | 10000 | Fiberglass | 1972-05-02 | 1988-09-01 | Fiberglass Reinforced Plastic | Pressurized
MCI | 1000 CIRCLE 75 PKWY STE 510 | ATLANTA | Cobb | 9033071 | 2 |  | 1994-02-21 |  | 1994-02-22 |  | Removed from Ground | Diesel | 1000 | Concrete | 1994-02-19 | 2006-07-11 | Secondary Containment | Suction (American)
COBB COUNTYWATER SYS SOUTH COBB | 490 LEE INDUSTRIAL BLVD | AUSTELL | Cobb | 330496 | 3 | [5 empty] | Permanently Out Of Use | Diesel | 25000 | Bare Steel | 1979-01-01 | 1997-08-21 | Bare Steel
BST/AUSTELL CO/F1325 | 5894 LOVE ST | AUSTELL | Cobb | 330465 | 2 | [5 empty] | Removed from Ground | Kerosene | 5000 | Bare Steel | 1981-01-02 | 1993-12-01 | Copper | Suction (American)
ALL CRANE RENTAL OF GEORGIA | 485 RIVERSIDE PKWY | AUSTELL | Cobb | 9031128 | 2 | Ball Float | 1990-12-01 | FALSE | 1990-12-01 | FALSE | Currently in Use | Regular | 2000 | Composite | 1990-12-01 |  | Double-Walled Fiberglass | Pressurized
AYAAN ENTERPRISES INC | 133 JOHNSON FERRY RD | MARIETTA | Cobb | 330232 | 2 | [5 empty] | Removed from Ground | Gas (Historical Use) | 10000 | Bare Steel | 1982-03-08 | 1994-11-17 | Galvanized Steel
AYAAN ENTERPRISES INC | 133 JOHNSON FERRY RD | MARIETTA | Cobb | 330232 | 8 | Ball Float | 1994-12-20 | FALSE | 1994-12-20 | FALSE | Currently in Use | Diesel | 6000 | Fiberglass | 1994-12-20 |  | Double-Walled Fiberglass | Pressurized
CIRCLE K STORE #5259 | 4706 LOWER ROSWELL RD | MARIETTA | Cobb | 330472 | 3 |  | 1994-07-12 |  | 1994-07-12 |  | Removed from Ground | Gas (Historical Use) | 10000 | Bare Steel | 1978-05-10 | 1996-06-03 | Fiberglass Reinforced Plastic | Pressurized
PETROLEUM PROPERTIES LLC | 559 JOHNSON FERRY RD | MARIETTA | Cobb | 9000546 | 10 | Ball Float | 1990-01-01 | FALSE | 1990-01-01 | FALSE | Currently in Use | Diesel | 10000 | Fiberglass | 1990-01-01 |  | Fiberglass Reinforced Plastic | Pressurized
POWDER SPRINGS PUBLIC WORKS | 3006 SPRINGS IND DR | POWDER SPRINGS | Cobb | 9033401 | 1 | Flapper Valve | 1990-04-01 | FALSE | 1990-04-01 | FALSE | Currently in Use | Regular | 8000 | Composite | 1990-04-01 |  | Double-Walled Flex | Pressurized
CROKER GROCERY | 4840 OLD DALLAS HWY | POWDER SPRINGS | Cobb | 9033322 | 1 | [5 empty] | Removed from Ground | Gas (Historical Use) | 560 | Bare Steel | 1994-09-20 | 1994-09-20 | Galvanized Steel | Suction (American)
MCEACHERN HIGH SCHOOL | 2400 NEW MACLAND RD | POWDER SPRINGS | Cobb | 330563 | 1 | [5 empty] | Permanently Out of Use - historical purposes | Empty | 800 | Bare Steel | 1956-05-15 | 1899-12-31 | Galvanized Steel
T E DRISKELL GRADING CO INC | 4029 ANDERSON FARM RD | AUSTELL | Cobb | 330193 | 2 | Overfill Alarm | 1997-11-01 |  | 1997-11-01 |  | Removed from Ground | Gas (Historical Use) | 2000 | Steel-Impressed Current | 1976-02-29 | 2013-03-19 | Steel (Impressed Current) | Suction (American)
OLD FASHION FOODS INC | 5521 COLLINS BLVD | AUSTELL | Cobb | 330105 | 4 | Flapper Valve | 1999-05-14 | FALSE | 1999-05-14 | FALSE | Removed from Ground | Gas (Historical Use) | 4000 | Epoxy | 1999-05-04 | 1999-05-04 | Fiberglass Reinforced Plastic | Safe Suction (Euro)
RaceTrac #0660 - Austell Road | 4414 AUSTELL ROAD | AUSTELL | Cobb | 9033594 | 1 | Ball Float | 2000-03-01 | FALSE | 2000-03-01 | FALSE | Currently in Use | Regular | 15000 | Composite Double Walled | 2000-02-24 |  | Double-Walled Fiberglass | Pressurized
GLOVES INC | 1950 COLLINS BLVD | AUSTELL | Cobb | 330588 | 1 | [5 empty] | Removed from Ground | Gas (Historical Use) | 6000 | Bare Steel | 1980-03-25 | 1998-12-01 | Galvanized Steel | Suction (American)
POOLE HARDWARE & SUPPLY CO | 2110 NEW MACLAND RD | POWDER SPRINGS | Cobb | 330642 | 5 | [5 empty] | Removed from Ground | Empty | 1000 | Bare Steel | 1983-05-02 | 1997-03-01 | Galvanized Steel
POOLE HARDWARE & SUPPLY CO | 2110 NEW MACLAND RD | POWDER SPRINGS | Cobb | 330642 | 4 | [5 empty] | Removed from Ground | Empty | 1000 | Bare Steel | 1983-05-02 | 1997-03-01 | Galvanized Steel
BUBBA'S BEST CONVENIENCE STORE | 2690 WINDY HILL RD SE | SMYRNA | Cobb | 330246 | 3 | [5 empty] | Removed from Ground | Diesel | 8000 | Bare Steel | 1970-03-21 | 1990-11-02 | Galvanized Steel
WELLSTAR/COBB HOSPITAL/ENERGY P | 3950 AUSTELL RD | AUSTELL | Cobb | 9033265 | 2 | Flapper Valve | 1991-03-11 | FALSE | 1991-03-11 | FALSE | Currently in Use | Diesel | 15000 | Fiberglass | 1991-03-11 |  | Double-Walled Fiberglass
EXXON | 4600 AUSTELL RD | AUSTELL | Cobb | 330159 | 4 | Ball Float | 1987-04-07 | FALSE | 1987-04-07 | FALSE | Currently in Use | Regular | 8000 | Galvanic (STIP-3) | 1987-04-07 |  | Double-Walled Fiberglass | Pressurized
EXXON | 4600 AUSTELL RD | AUSTELL | Cobb | 330159 | 5 | Ball Float | 1987-04-07 | FALSE | 1987-04-07 | FALSE | Currently in Use | Premium | 8000 | Galvanic (STIP-3) | 1987-04-07 |  | Double-Walled Fiberglass | Pressurized
PACER FUELS LLC | 1950 ROYAL INDUSTRIAL BLVD | AUSTELL | Cobb | 330107 | 2 | Overfill Alarm | 1998-09-01 |  | 1998-09-01 |  | Removed from Ground | Diesel | 6000 | Steel-Impressed Current | 1978-05-02 | 2014-11-12 | Steel (Impressed Current) | Pressurized
OLD FASHION FOODS INC | 5521 COLLINS BLVD | AUSTELL | Cobb | 330105 | 1 | Flapper Valve | 1998-11-01 | FALSE | 1998-11-01 | FALSE | Removed from Ground | Diesel | 4000 | Steel-Impressed Current | 1983-05-01 | 2019-03-05 | Steel (Impressed Current) | Safe Suction (Euro)
AUSTELL BOXBOARD | 3300 JOE JERKINS BLVD | AUSTELL | Cobb | 330078 | 6 | [5 empty] | Removed from Ground | Diesel | 20000 | Bare Steel | 1972-04-11 | 1992-07-11 | Bare Steel | Gravity Fed
AUSTELL BOXBOARD | 3300 JOE JERKINS BLVD | AUSTELL | Cobb | 330078 | 8 | [5 empty] | Removed from Ground | Gas (Historical Use) | 2500 | Bare Steel | 1971-04-12 | 1998-08-18 | Bare Steel
AUSTELL BOXBOARD | 3300 JOE JERKINS BLVD | AUSTELL | Cobb | 330078 | 9 | [5 empty] | Removed from Ground | Diesel | 10000 | Bare Steel | 1971-04-12 | 1998-08-18 | Bare Steel
PRAKASH INC | 5160 AUSTELL RD | AUSTELL | Cobb | 9033030 | 1 | Flapper Valve | 2022-11-10 | FALSE | 1994-05-31 | FALSE | Currently in Use | Regular | 10000 | Fiberglass | 1988-03-29 |  | Fiberglass Reinforced Plastic | Pressurized
RaceTrac #644 - Crossville | 420 E CROSSVILLE RD | ROSWELL | Cobb | 10002153 | 1 | Overfill Alarm | 2012-10-15 | FALSE | 2012-10-15 | FALSE | Currently in Use | Regular | 20000 | Composite Double Walled | 2012-10-15 |  | Double-Walled Fiberglass | Pressurized
LOCKHEED MARTIN AERONAUTICAL SYS | 86 S COBB DRIVE | MARIETTA | Cobb | 9033420 | 43 | [5 empty] | Removed from Ground | Diesel | 30000 | Not Marked/Unknown | 1996-05-17 | 1996-05-17
SWEETWATER PAPERBOARD | 3500 JOE JERKINS BLVD | AUSTELL | Cobb | 330192 | 2 | [5 empty] | Removed from Ground | Gas (Historical Use) | 12000 | Bare Steel | 1980-02-26 | 1993-08-17 | Galvanized Steel
AUSTELL BOXBOARD | 3300 JOE JERKINS BLVD | AUSTELL | Cobb | 330078 | 10 | [5 empty] | Removed from Ground | Empty | 500 | Bare Steel | 1952-01-01 | 1997-10-01 | Bare Steel | Suction (American)
QUIKTRIP #733 | 3964 FLOYD RD | AUSTELL | Cobb | 9033570 | 2 | Flapper Valve | 1998-12-21 | FALSE | 1998-12-21 | FALSE | Currently in Use | Plus | 12000 | Fiberglass | 1998-10-29 |  | Double-Walled Fiberglass | Pressurized
AUSTELL PLAZA | 5055 AUSTELL RD | AUSTELL | Cobb | 330535 | 1 |  |  | TRUE |  | TRUE | Permanently Out of Use - historical purposes | Used Oil | 500 | Marked Unknown | 1972-05-11 | 1899-12-31 | Unknown
OLD FASHION FOODS INC | 5521 COLLINS BLVD | AUSTELL | Cobb | 330105 | 2 | Flapper Valve | 1998-11-01 | FALSE | 1998-11-01 | FALSE | Removed from Ground | Gas (Historical Use) | 4000 | Steel-Impressed Current | 1983-05-01 | 2019-03-05 | Steel (Impressed Current) | Safe Suction (Euro)
AUSTELL BOXBOARD | 3300 JOE JERKINS BLVD | AUSTELL | Cobb | 330078 | 3 | [5 empty] | Removed from Ground | Diesel | 20000 | Bare Steel | 1972-04-11 | 1992-07-08 | Bare Steel | Gravity Fed
PRAKASH INC | 5160 AUSTELL RD | AUSTELL | Cobb | 9033030 | 5 | Flapper Valve | 2022-11-10 | FALSE | 1994-05-31 | FALSE | Currently in Use | Diesel | 2000 | Fiberglass | 1988-03-29 |  | Fiberglass Reinforced Plastic | Pressurized
WELLSTAR/COBB HOSPITAL/ENERGY P | 3950 AUSTELL RD | AUSTELL | Cobb | 9033265 | 3 | [5 empty] | Removed from Ground | Diesel | 5000 | Not Marked/Unknown | 1994-01-01 | 1994-01-01 | Not Marked
T E DRISKELL GRADING CO INC | 4029 ANDERSON FARM RD | AUSTELL | Cobb | 330193 | 4 |  | 1997-11-01 |  | 1997-11-01 |  | Removed from Ground | Diesel | 8000 | Steel-Impressed Current | 1976-02-29 | 2013-03-19 | Steel (Impressed Current) | Suction (American)
BP Food Mart | 4845 ALABAMA RD NE | ROSWELL | Cobb | 9060870 | 1 | Flapper Valve | 2002-01-25 | FALSE | 2002-01-25 | FALSE | Currently in Use | Regular | 20000 | Fiberglass Double Walled | 2002-01-25 |  | Double-Walled Fiberglass | Pressurized
RaceTrac #0660 - Austell Road | 4414 AUSTELL ROAD | AUSTELL | Cobb | 9033594 | 2 | Ball Float | 2000-03-01 | FALSE | 2000-03-01 | FALSE | Currently in Use | Diesel | 12000 | Composite Double Walled | 2000-02-24 |  | Double-Walled Fiberglass | Pressurized
EXXON | 4600 AUSTELL RD | AUSTELL | Cobb | 330159 | 6 | Ball Float | 1987-04-07 | FALSE | 1987-04-07 | FALSE | Currently in Use | Diesel | 2000 | Galvanic (STIP-3) | 1987-04-07 |  | Double-Walled Fiberglass | Pressurized
PACER FUELS LLC | 1950 ROYAL INDUSTRIAL BLVD | AUSTELL | Cobb | 330107 | 6 | Overfill Alarm | 1998-09-01 |  | 1998-09-01 |  | Removed from Ground | Kerosene | 10000 | Steel-Impressed Current | 1984-04-30 | 2014-11-14 | Steel (Impressed Current) | Pressurized
PRAKASH INC | 5160 AUSTELL RD | AUSTELL | Cobb | 9033030 | 4 | Flapper Valve | 2022-11-10 | FALSE | 1994-05-31 | FALSE | Currently in Use | Diesel | 4000 | Fiberglass | 1988-03-29 |  | Fiberglass Reinforced Plastic | Pressurized
T E DRISKELL GRADING CO INC | 4029 ANDERSON FARM RD | AUSTELL | Cobb | 330193 | 1 | Overfill Alarm | 1997-11-01 |  | 1997-11-01 |  | Removed from Ground | Diesel | 5000 | Steel-Impressed Current | 1976-02-29 | 2013-03-19 | Steel (Impressed Current) | Suction (American)
PACER FUELS LLC | 1950 ROYAL INDUSTRIAL BLVD | AUSTELL | Cobb | 330107 | 5 | Overfill Alarm | 1998-09-01 |  | 1998-09-01 |  | Removed from Ground | Diesel | 6000 | Steel-Impressed Current | 1978-05-02 | 2014-11-13 | Steel (Impressed Current) | Pressurized
OLD FASHION FOODS INC | 5521 COLLINS BLVD | AUSTELL | Cobb | 330105 | 3 |  | 1998-11-01 |  | 1998-11-01 |  | Removed from Ground | Gas (Historical Use) | 1000 | Bare Steel | 1999-05-04 | 1999-05-04 | Fiberglass Reinforced Plastic | Suction (American)
AUSTELL BOXBOARD | 3300 JOE JERKINS BLVD | AUSTELL | Cobb | 330078 | 11 | Ball Float | 1998-07-15 | FALSE | 1998-07-15 | FALSE | Temporarily out of use | Diesel | 10000 | Fiberglass Double Walled | 1997-01-01 |  | Double-Walled Fiberglass | Pressurized
PRAKASH INC | 5160 AUSTELL RD | AUSTELL | Cobb | 9033030 | 3 | Flapper Valve | 2022-11-10 | FALSE | 1994-05-31 | FALSE | Currently in Use | Premium | 10000 | Fiberglass | 1988-03-29 |  | Fiberglass Reinforced Plastic | Pressurized
BP FOOD MART | 4070 AUSTELL RD | AUSTELL | Cobb | 9033536 | 3 | Ball Float | 1995-11-01 | FALSE | 1995-11-01 | FALSE | Currently in Use | Diesel | 10000 | Fiberglass | 1995-11-01 |  | Double-Walled Flex | Pressurized
QUIKTRIP #733 | 3964 FLOYD RD | AUSTELL | Cobb | 9033570 | 4 | Flapper Valve | 2023-06-07 | FALSE | 2023-06-07 | FALSE | Currently in Use | Diesel | 12000 | Fiberglass Double Walled | 2023-06-07 |  | Double-Walled Flex | Pressurized
QUIKTRIP #733 | 3964 FLOYD RD | AUSTELL | Cobb | 9033570 | 1 | Flapper Valve | 1998-12-21 | FALSE | 1998-12-21 | FALSE | Currently in Use | Regular | 12000 | Fiberglass | 1998-10-29 |  | Double-Walled Fiberglass | Pressurized
RaceTrac #0660 - Austell Road | 4414 AUSTELL ROAD | AUSTELL | Cobb | 9033594 | 3 | Ball Float | 2000-03-01 | FALSE | 2000-03-01 | FALSE | Currently in Use | Premium | 12000 | Composite Double Walled | 2000-02-24 |  | Double-Walled Fiberglass | Pressurized
SWEETWATER PAPERBOARD | 3500 JOE JERKINS BLVD | AUSTELL | Cobb | 330192 | 1 | [5 empty] | Removed from Ground | Gas (Historical Use) | 10000 | Bare Steel | 1974-02-27 | 1993-08-17 | Galvanized Steel
PACER FUELS LLC | 1950 ROYAL INDUSTRIAL BLVD | AUSTELL | Cobb | 330107 | 3 | Overfill Alarm | 1998-09-01 |  | 1998-09-01 |  | Removed from Ground | Gas (Historical Use) | 10000 | Steel-Impressed Current | 1978-05-02 | 2014-11-14 | Steel (Impressed Current) | Pressurized
AUSTELL BOXBOARD | 3300 JOE JERKINS BLVD | AUSTELL | Cobb | 330078 | 1 | [5 empty] | Removed from Ground | Diesel | 15000 | Bare Steel | 1961-04-14 | 1992-07-14 | Bare Steel | Gravity Fed
PRAKASH INC | 5160 AUSTELL RD | AUSTELL | Cobb | 9033030 | 2 | Flapper Valve | 2022-11-10 | FALSE | 1994-05-31 | FALSE | Currently in Use | Plus | 10000 | Fiberglass | 1988-03-29 |  | Fiberglass Reinforced Plastic | Pressurized
EXXON FOOD MART | 4780 ALABAMA RD | ROSWELL | Cobb | 9060582 | 5 | Exempted | 2001-12-28 | TRUE | 1990-01-01 | TRUE | Temporarily out of use | Used Oil | 550 | Fiberglass | 1990-08-01 |  | Fiberglass Reinforced Plastic | Gravity
AUSTELL BUS SHOP | 3100 WASHINGTON ST | AUSTELL | Cobb | 330568 | 1 | [5 empty] | Removed from Ground | Gas (Historical Use) | 8000 | Bare Steel | 1974-05-11 | 1991-12-19 | Galvanized Steel
RaceTrac #644 - Crossville | 420 E CROSSVILLE RD | ROSWELL | Cobb | 10002153 | 2 | Overfill Alarm | 2012-10-15 | FALSE | 2012-10-15 | FALSE | Currently in Use | Premium | 12000 | Composite Double Walled | 2012-10-15 |  | Double-Walled Fiberglass | Pressurized
PRECISION TUNE 107-8 | 799 SANDY PLAINS RD | MARIETTA | Cobb | 330426 | 1 |  |  | TRUE |  | TRUE | Removed from Ground | Used Oil | 550 | Bare Steel | 1985-05-23 | 1997-03-18 | Galvanized Steel
AMIGO FOODMART | 1709 S COBB DR SE | MARIETTA | Cobb | 330506 | 4 |  | 1997-10-01 |  | 1997-10-01 |  | Removed from Ground | Gas (Historical Use) | 4000 | Steel-Impressed Current | 1976-05-10 | 1899-12-31 | Cathodically Protected | Suction (American)
AMIGO FOODMART | 1709 S COBB DR SE | MARIETTA | Cobb | 330506 | 5 |  | 1997-10-01 |  | 1997-10-01 |  | Removed from Ground | Diesel | 4000 | Steel-Impressed Current | 1976-05-10 | 1899-12-31 | Cathodically Protected | Suction (American)
EXXON FOOD MART | 4780 ALABAMA RD | ROSWELL | Cobb | 9060582 | 3 | Ball Float | 1990-01-01 | FALSE | 1990-01-01 | TRUE | Currently in Use | Premium | 10000 | Fiberglass | 1990-08-01 |  | Fiberglass Reinforced Plastic | Pressurized
PLATINUM TRADE LLC | 3930 GEORGE BUSBEE PKWY | Kennesaw | Cobb | 10000186 | 3 | Ball Float | 2002-04-19 | FALSE | 2002-04-19 | FALSE | Currently in Use | Diesel | 8000 | Fiberglass | 2002-03-08 |  | Double-Walled Fiberglass | Pressurized
GA POWER/SANDS PLACE OP HQ | 1769 SANDS PLACE | MARIETTA | Cobb | 332000 | 1 | Overfill Alarm | 1995-09-19 | FALSE | 1995-09-19 | TRUE | Removed from Ground | Regular | 10000 | Fiberglass Double Walled | 1987-11-04 |  | Fiberglass Reinforced Plastic | Pressurized
HILLS FOOD MART, INC. | 2001 WINDY HILL RD | MARIETTA | Cobb | 9033051 | 1 | Ball Float | 1994-06-29 | FALSE | 1994-06-29 | FALSE | Currently in Use | Regular | 9816 | Fiberglass | 1988-12-01 |  | Double-Walled Fiberglass | Pressurized
AUSTELL BUS SHOP | 3100 WASHINGTON ST | AUSTELL | Cobb | 330568 | 2 | [5 empty] | Removed from Ground | Diesel | 4000 | Bare Steel | 1974-05-11 | 1991-12-19 | Galvanized Steel
BP Food Mart | 4845 ALABAMA RD NE | ROSWELL | Cobb | 9060870 | 2 | Flapper Valve | 2002-01-25 | FALSE | 2002-01-25 | FALSE | Currently in Use | Premium | 12000 | Fiberglass Double Walled | 2002-01-25 |  | Double-Walled Fiberglass | Pressurized
CHEVRON STATION #43047 | 2085 SOUTH COBB DR | SMYRNA | Cobb | 330390 | 1 | [5 empty] | Removed from Ground | Gas (Historical Use) | 5000 | Bare Steel | 1988-06-15 | 1988-06-15 | Galvanized Steel
CHEVRON STATION #43047 | 2085 SOUTH COBB DR | SMYRNA | Cobb | 330390 | 4 |  |  | TRUE |  | TRUE | Removed from Ground | Used Oil | 550 | Bare Steel | 1988-06-15 | 1988-06-15 | Galvanized Steel
ONE THREE FOUR INVESTMENT LLC | 5184 AUSTELL RD | AUSTELL | Cobb | 332006 | 1 | Ball Float | 1998-09-01 | FALSE | 1998-09-01 | FALSE | Currently in Use | Regular | 10000 | Galvanic (STIP-3) | 1987-11-04 |  | Fiberglass Reinforced Plastic | Pressurized
C&C FOOD STORE | 2391 CLAY RD | AUSTELL | Cobb | 9033404 | G3 | Ball Float | 1997-10-01 | FALSE | 1997-10-01 | FALSE | Removed from Ground | Premium | 8000 | STIP-3/Impressed Current | 1986-02-01 |  | Double-Walled Fiberglass | Pressurized
BP FOOD MART | 4070 AUSTELL RD | AUSTELL | Cobb | 9033536 | 2 | Ball Float | 1995-11-01 | FALSE | 1995-11-01 | FALSE | Currently in Use | Premium | 10000 | Fiberglass | 1995-11-01 |  | Double-Walled Flex | Pressurized
CHEVRON STATION #43047 | 2085 SOUTH COBB DR | SMYRNA | Cobb | 330390 | 3 | [5 empty] | Removed from Ground | Gas (Historical Use) | 10000 | Bare Steel | 1988-06-15 | 1988-06-15 | Galvanized Steel
FAVOR MARKET | 2090 FAVOR RD | MARIETTA | Cobb | 330441 | 1 | [5 empty] | Removed from Ground | Gas (Historical Use) | 8000 | Bare Steel | 1972-05-16 | 1998-12-08 | Galvanized Steel
AMIGO FOODMART | 1709 S COBB DR SE | MARIETTA | Cobb | 330506 | 3 |  | 1997-10-01 |  | 1997-10-01 |  | Removed from Ground | Gas (Historical Use) | 4000 | Steel-Impressed Current | 1976-05-10 | 1899-12-31 | Cathodically Protected | Suction (American)
AMIGO FOODMART | 1709 S COBB DR SE | MARIETTA | Cobb | 330506 | 1 |  | 1997-10-01 |  | 1997-10-01 |  | Removed from Ground | Gas (Historical Use) | 10000 | Steel-Impressed Current | 1978-05-10 | 1899-12-31 | Cathodically Protected | Suction (American)
CHEVRON STATION #43047 | 2085 SOUTH COBB DR | SMYRNA | Cobb | 330390 | 2 | [5 empty] | Removed from Ground | Gas (Historical Use) | 10000 | Bare Steel | 1988-06-15 | 1988-06-15 | Galvanized Steel
AMIGO FOODMART | 1709 S COBB DR SE | MARIETTA | Cobb | 330506 | 7B | Ball Float | 2002-08-20 | FALSE | 2002-08-20 | FALSE | Currently in Use | Diesel | 4000 | Fiberglass Double Walled | 2002-08-20 |  | Double-Walled Fiberglass | Pressurized
LOCKHEED MARTIN AERONAUTICAL SYS | 86 S COBB DRIVE | MARIETTA | Cobb | 9033420 | 42 | [5 empty] | Removed from Ground | Diesel | 30000 | Not Marked/Unknown | 1997-12-16 | 1997-12-16
LOCKHEED MARTIN AERONAUTICS | 86 SOUTH COBB DR ZONE 0446 | MARIETTA | Cobb | 10001804 | 1 |  |  | FALSE |  | FALSE | Removed from Ground | Diesel | 3000 | Bare Steel | 1970-01-01 | 1992-01-01 | Bare Steel
HILLS FOOD MART, INC. | 2001 WINDY HILL RD | MARIETTA | Cobb | 9033051 | 3 | Ball Float | 1994-06-29 | FALSE | 1994-06-29 | FALSE | Currently in Use | Diesel | 9816 | Fiberglass | 1988-09-01 |  | Double-Walled Fiberglass | Pressurized
EXXON FOOD MART | 4780 ALABAMA RD | ROSWELL | Cobb | 9060582 | 2 | Ball Float | 1990-01-01 | FALSE | 1990-01-01 | TRUE | Currently in Use | Plus | 10000 | Fiberglass | 1990-08-01 |  | Fiberglass Reinforced Plastic | Pressurized
PLATINUM TRADE LLC | 3930 GEORGE BUSBEE PKWY | Kennesaw | Cobb | 10000186 | 2 | Ball Float | 2002-04-19 | FALSE | 2002-04-19 | FALSE | Currently in Use | Premium | 10000 | Fiberglass | 2002-03-08 |  | Double-Walled Fiberglass | Pressurized
AMIGO FOODMART | 1709 S COBB DR SE | MARIETTA | Cobb | 330506 | 7A | Ball Float | 2002-08-20 | FALSE | 2002-08-20 | FALSE | Currently in Use | Premium | 8000 | Fiberglass Double Walled | 2002-08-20 |  | Double-Walled Fiberglass | Pressurized
LOCKHEED MARTIN AERONAUTICAL SYS | 86 S COBB DRIVE | MARIETTA | Cobb | 9033420 | 042A |  |  | FALSE |  | FALSE | Removed from Ground | Diesel | 30000 | Fiberglass |  | 2019-04-01
HILLS FOOD MART, INC. | 2001 WINDY HILL RD | MARIETTA | Cobb | 9033051 | 2 | Ball Float | 1994-06-29 | FALSE | 1994-06-29 | FALSE | Currently in Use | Premium | 9816 | Fiberglass | 1988-09-01 |  | Double-Walled Fiberglass | Pressurized
GA POWER/SANDS PLACE OP HQ | 1769 SANDS PLACE | MARIETTA | Cobb | 332000 | 2 | Overfill Alarm | 1995-09-19 | FALSE | 1995-09-19 | TRUE | Removed from Ground | Diesel | 10000 | Fiberglass Double Walled | 1987-11-04 |  | Fiberglass Reinforced Plastic | Pressurized
LOCKHEED MARTIN AERONAUTICAL SYS | 86 S COBB DRIVE | MARIETTA | Cobb | 9033420 | 043A |  |  | FALSE |  | FALSE | Removed from Ground | Diesel | 30000 | Fiberglass | 1997-01-01 | 2019-04-01
AUSTELL BUS SHOP | 3100 WASHINGTON ST | AUSTELL | Cobb | 330568 | 3 | [5 empty] | Removed from Ground | Diesel | 4000 | Bare Steel | 1974-05-11 | 1991-12-19 | Galvanized Steel
RaceTrac #644 - Crossville | 420 E CROSSVILLE RD | ROSWELL | Cobb | 10002153 | 3 | Overfill Alarm | 2012-10-15 | FALSE | 2012-10-15 | FALSE | Currently in Use | Diesel | 12000 | Composite Double Walled | 2012-10-15 |  | Double-Walled Fiberglass | Pressurized
SOUTH COBB HIGH SCHOOL | 1920 CLAY ST | AUSTELL | Cobb | 330560 | 2 | [5 empty] | Removed from Ground | Empty | 12000 | Bare Steel | 1972-05-11 | 1995-12-21 | Galvanized Steel
LOCKHEED MARTIN AERONAUTICAL SYS | BLDG L-9 | MARIETTA | Cobb | 9033148 | 155 |  |  | TRUE |  | TRUE | Removed from Ground | Used Oil | 1000 | Bare Steel | 1968-01-01 | 1993-01-01 | Bare Steel
FAVOR MARKET | 2090 FAVOR RD | MARIETTA | Cobb | 330441 | 3 | [5 empty] | Removed from Ground | Gas (Historical Use) | 8000 | Bare Steel | 1972-05-16 | 1998-12-08 | Galvanized Steel
PLATINUM TRADE LLC | 3930 GEORGE BUSBEE PKWY | Kennesaw | Cobb | 10000186 | 1 | Ball Float | 2002-04-19 | FALSE | 2002-04-19 | FALSE | Currently in Use | Regular | 12000 | Fiberglass | 2002-03-08 |  | Double-Walled Fiberglass | Pressurized
AMIGO FOODMART | 1709 S COBB DR SE | MARIETTA | Cobb | 330506 | 2 |  | 1997-10-01 |  | 1997-10-01 |  | Removed from Ground | Gas (Historical Use) | 4000 | Steel-Impressed Current | 1976-05-10 | 1899-12-31 | Cathodically Protected | Suction (American)
FAVOR MARKET | 2090 FAVOR RD | MARIETTA | Cobb | 330441 | 2 | [5 empty] | Removed from Ground | Gas (Historical Use) | 8000 | Bare Steel | 1972-05-16 | 1998-12-08 | Galvanized Steel
M C GLASS/GLASS CHEVRON | 4430 AUSTELL RD | POWDER SPRINGS | Cobb | 330548 | 2 | [5 empty] | Removed from Ground | Gas (Historical Use) | 560 | Bare Steel | 1906-05-28 | 1990-01-15 | Galvanized Steel
MCEACHERN HIGH SCHOOL | 2400 NEW MACLAND RD | POWDER SPRINGS | Cobb | 330563 | 2 | [5 empty] | Permanently Out of Use - historical purposes | Gas (Historical Use) | 11000 | Bare Steel | 1972-05-11 | 1899-12-31 | Galvanized Steel
TIP TOP POULTRY INC | 327 WALLACE RD | MARIETTA | Cobb | 330048 | 1 | [5 empty] | Removed from Ground | Diesel | 8000 | Bare Steel | 1967-03-31 | 1997-05-20 | Galvanized Steel | Suction (American)
FORMER CHEVRON FACILITY | 1369 POWERS FERRY RD | MARIETTA | Cobb | 330039 | 6 |  | 1993-06-09 |  | 1993-06-09 |  | Removed from Ground | Gas (Historical Use) | 11527 | Double Walled | 1993-05-25 | 1999-06-10 | Fiberglass Reinforced Plastic | Pressurized
FOUTS BROS NISSAN | 925 COBB PKWY | MARIETTA | Cobb | 9033272 | 2 |  |  | TRUE |  | TRUE | Removed from Ground | Used Oil | 500 | Bare Steel | 1993-07-12 | 1993-07-12 | Fiberglass Reinforced Plastic | Gravity Fed
L&W SUPPLY CORP/GA DRYWALL | 971 NORTH COBB PKWY | MARIETTA | Cobb | 9033062 | 2 | [5 empty] | Removed from Ground | Gas (Historical Use) | 2000 | Bare Steel | 1981-10-22 | 1993-05-11 | Bare Steel | Safe Suction (Euro)
CIRCLE M FOOD SHOP #64 | 605 N GREENBRIAR PKWY | MARIETTA | Cobb | 9033092 | 3 |  | 1991-10-08 |  | 1991-10-08 |  | Removed from Ground | Gas (Historical Use) | 12000 | Galvanic (STIP-3) | 1991-10-08 | 2000-11-29 | Fiberglass Reinforced Plastic | Pressurized
SHELL FOOD MART | 520 COBB PKWY N | MARIETTA | Cobb | 330420 | 7 | Ball Float | 1991-03-01 | FALSE | 1991-03-01 | FALSE | Currently in Use | Diesel | 8000 | Composite | 1991-04-01 |  | Fiberglass Reinforced Plastic
SHELL FOOD MART | 520 COBB PKWY N | MARIETTA | Cobb | 330420 | 1 | [5 empty] | Removed from Ground | Gas (Historical Use) | 10000 | Bare Steel | 1986-06-17 | 1991-01-10 | Galvanized Steel
BlueScope Coated Products, LLC | 1150 MARIETTA INDUSTRIAL DR NE | MARIETTA | Cobb | 330415 | 5 | Overfill Alarm | 1991-12-01 | FALSE | 1991-12-01 | FALSE | Currently in Use |  | 6000 | Fiberglass Double Walled | 1991-10-14 |  | Fiberglass Reinforced Plastic | Safe Suction (Euro)
1946 Roswell | 1946 ROSWELL RD | MARIETTA | Cobb | 330379 | 7 | Ball Float | 1994-07-01 | FALSE | 1994-07-01 | FALSE | Currently in Use | Diesel | 8775 | Fiberglass Double Walled | 1989-11-10 |  | Fiberglass Reinforced Plastic | Pressurized
1946 Roswell | 1946 ROSWELL RD | MARIETTA | Cobb | 330379 | 4 |  |  | TRUE |  | TRUE | Removed from Ground | Used Oil | 550 | Cathodically Protected Steel | 1970-04-27 | 1989-11-06 | Galvanized Steel
1946 Roswell | 1946 ROSWELL RD | MARIETTA | Cobb | 330379 | 1 | [5 empty] | Removed from Ground | Gas (Historical Use) | 5000 | Cathodically Protected Steel | 1970-04-27 | 1989-11-06 | Galvanized Steel
BOWLES OIL CO INC | 3322 ROSWELL RD | MARIETTA | Cobb | 330271 | 6 | [5 empty] | Removed from Ground | Kerosene | 10000 | Bare Steel | 1986-04-21 | 1999-01-15 | Galvanized Steel
PETROLEUM REALTY II LLC | 1913 E PIEDMONT RD | MARIETTA | Cobb | 330328 | 3 |  | 1988-05-01 |  | 1988-05-01 |  | Removed from Ground | Gas (Historical Use) | 10000 | Cathodically Protected Steel | 1982-04-18 | 2017-01-25 | Cathodically Protected
PACER FUELS LLC | 1950 ROYAL INDUSTRIAL BLVD | AUSTELL | Cobb | 330107 | 4 | Overfill Alarm | 1998-09-01 |  | 1998-09-01 |  | Removed from Ground | Diesel | 6000 | Steel-Impressed Current | 1978-05-02 | 2014-11-13 | Steel (Impressed Current) | Pressurized
PACER FUELS LLC | 1950 ROYAL INDUSTRIAL BLVD | AUSTELL | Cobb | 330107 | 1 | Overfill Alarm | 1998-09-01 |  | 1998-09-01 |  | Removed from Ground | Diesel | 6000 | Steel-Impressed Current | 1978-05-02 | 2014-11-12 | Steel (Impressed Current) | Pressurized
QUIKTRIP #733 | 3964 FLOYD RD | AUSTELL | Cobb | 9033570 | 5 | Flapper Valve | 2023-06-07 | FALSE | 2023-06-07 | FALSE | Currently in Use | E-0 | 12000 | Fiberglass Double Walled | 2023-06-07 |  | Double-Walled Flex | Pressurized
ONE THREE FOUR INVESTMENT LLC | 5184 AUSTELL RD | AUSTELL | Cobb | 332006 | 3 | Ball Float | 1998-09-01 | FALSE | 1998-09-01 | FALSE | Currently in Use | Premium | 8000 | Galvanic (STIP-3) | 1987-11-04 |  | Fiberglass Reinforced Plastic | Pressurized
C&C FOOD STORE | 2391 CLAY RD | AUSTELL | Cobb | 9033404 | G4 | Ball Float | 1997-10-01 | FALSE | 1997-10-01 | FALSE | Removed from Ground | Regular | 8000 | STIP-3/Impressed Current | 1986-02-01 |  | Double-Walled Fiberglass | Pressurized
AUSTELL BOXBOARD | 3300 JOE JERKINS BLVD | AUSTELL | Cobb | 330078 | 2 | [5 empty] | Removed from Ground | Diesel | 20000 | Bare Steel | 1969-04-12 | 1992-07-07 | Bare Steel | Gravity Fed
VETERANS OIL INC | 3055 HUMPHRIES HILL RD | AUSTELL | Cobb | 10000031 | 1A | Overfill Alarm | 2002-04-01 | FALSE | 2002-04-01 | FALSE | Closed in Ground | Diesel | 5000 | Composite | 2002-04-01 |  | Double-Walled Fiberglass | Pressurized
BJS WHOLESALE CLUB #155 | 2435 EAST WEST CONNECTOR | AUSTELL | Cobb | 10000386 | 2 |  | 2003-05-30 | FALSE | 2003-05-30 | FALSE | Removed from Ground | Gas (Historical Use) | 20000 | Tank Jacket Double Walled | 2003-04-28 | 2013-10-11 | Double-Walled Flex | Pressurized
VETERANS OIL INC | 3055 HUMPHRIES HILL RD | AUSTELL | Cobb | 10000031 | 1B | Overfill Alarm | 2002-04-01 | FALSE | 2002-04-01 | FALSE | Closed in Ground | Diesel | 5000 | Composite | 2002-04-01 |  | Double-Walled Fiberglass | Pressurized
AUSTELL BOXBOARD | 3300 JOE JERKINS BLVD | AUSTELL | Cobb | 330078 | 5 | [5 empty] | Removed from Ground | Diesel | 20000 | Bare Steel | 1972-04-11 | 1992-07-10 | Bare Steel | Gravity Fed
AUSTELL BOXBOARD | 3300 JOE JERKINS BLVD | AUSTELL | Cobb | 330078 | 7 | [5 empty] | Removed from Ground | Kerosene | 500 | Bare Steel | 1956-04-15 | 1997-10-01 | Bare Steel
AUSTELL BOXBOARD | 3300 JOE JERKINS BLVD | AUSTELL | Cobb | 330078 | 4 | [5 empty] | Removed from Ground | Diesel | 20000 | Bare Steel | 1972-04-11 | 1992-07-09 | Bare Steel | Gravity Fed
QUIKTRIP #733 | 3964 FLOYD RD | AUSTELL | Cobb | 9033570 | 3 | Flapper Valve | 1998-12-21 | FALSE | 1998-12-21 | FALSE | Currently in Use | Premium | 12000 | Fiberglass | 1998-10-29 |  | Double-Walled Fiberglass | Pressurized
WELLSTAR/COBB HOSPITAL/ENERGY P | 3950 AUSTELL RD | AUSTELL | Cobb | 9033265 | 5 | Overfill Alarm | 2011-01-17 | FALSE | 2011-01-17 | FALSE | Currently in Use | Diesel | 40000 | Fiberglass | 2011-01-17 |  | Double-Walled Fiberglass | Pressurized
EXXON | 4600 AUSTELL RD | AUSTELL | Cobb | 330159 | 2 | Ball Float | 1987-04-07 | FALSE | 1987-04-07 | FALSE | Currently in Use | Regular | 10000 | Galvanic (STIP-3) | 1987-04-07 |  | Double-Walled Fiberglass | Pressurized
EASTSIDE CAR WASH | 1585 ROSWELL RD | MARIETTA | Cobb | 330283 | 2 | [5 empty] | Removed from Ground | Gas (Historical Use) | 6000 | Cathodically Protected Steel | 1972-04-18 | 1990-07-01 | Bare Steel
CUMBERLAND VOLKSWAGEN/STAR PONTI | 1860 COBB PKWY SOUTH | MARIETTA | Cobb | 330305 | 1 | [5 empty] | Removed from Ground | Other | 2000 | Bare Steel | 1970-01-01 | 1988-08-18 | Galvanized Steel
CANTON RD MUFFLER/TEXACO | 2093 CANTON RD | MARIETTA | Cobb | 330628 | 6 |  |  | TRUE |  | TRUE | Removed from Ground | Used Oil | 500 | Bare Steel | 1969-01-01 | 1993-07-02 | Not Marked
COBB PKWY MC U HAUL | 543 COBB PKWY S | MARIETTA | Cobb | 330571 | 4 |  |  | TRUE |  | TRUE | Removed from Ground | Used Oil | 550 | Bare Steel | 1982-05-09 | 1997-10-17 | Unknown
COBB PKWY MC U HAUL | 543 COBB PKWY S | MARIETTA | Cobb | 330571 | 1 | [5 empty] | Removed from Ground | Gas (Historical Use) | 6000 | Bare Steel | 1982-05-09 | 1997-10-17 | Unknown
CIRCLE M FOOD SHOP #62 | 4267 ROSWELL RD | MARIETTA | Cobb | 9000393 | 7 | Ball Float | 1990-01-01 | FALSE | 1990-01-01 | FALSE | Currently in Use | Diesel | 10000 | Fiberglass | 1990-01-11 |  | Fiberglass Reinforced Plastic | Pressurized
CIRCLE M FOOD SHOP #62 | 4267 ROSWELL RD | MARIETTA | Cobb | 9000393 | 5 | Ball Float | 1990-01-01 | FALSE | 1990-01-01 | FALSE | Currently in Use | Regular | 10000 | Fiberglass | 1990-01-11 |  | Fiberglass Reinforced Plastic | Pressurized
CIRCLE M FOOD SHOP #62 | 4267 ROSWELL RD | MARIETTA | Cobb | 9000393 | 4 | [5 empty] | Removed from Ground | Gas (Historical Use) | 12000 | Bare Steel | 1976-05-04 | 1989-12-04 | Galvanized Steel
QUIKTRIP #815 | 671 N COBB PKWY | MARIETTA | Cobb | 10000724 | 4B |  | 2014-11-01 | FALSE | 2014-11-07 | FALSE | Currently in Use | Diesel | 9500 | Fiberglass Double Walled | 2014-10-24 |  | Double-Walled Fiberglass | Pressurized
QUIKTRIP #743 | 825 SANDY PLAINS RD | MARIETTA | Cobb | 10002564 | 2 | Flapper Valve | 2016-04-08 | FALSE | 2016-04-08 | FALSE | Currently in Use | Gas (Historical Use) | 20000 | Fiberglass Double Walled | 2015-11-23 |  | Double-Walled Fiberglass | Pressurized
ABBEY APPLIANCES | 1106 N COBB PARKWAY | MARIETTA | Cobb | 10002113 | 2 |  |  | FALSE |  | FALSE | Removed from Ground |  | 750 | Bare Steel | 1920-01-01 | 2012-06-13 | Bare Steel
FIRESTONE MASTER CARE | 1600 CUMBERLAND MALL | ATLANTA | Cobb | 330479 | 3 |  |  | FALSE |  | FALSE | Removed from Ground | Empty | 10000 | Fiberglass | 1973-05-09 | 2005-10-03 | Fiberglass Reinforced Plastic
MCI | 1000 CIRCLE 75 PKWY STE 510 | ATLANTA | Cobb | 9033071 | 1 | [5 empty] | Removed from Ground | Diesel | 1000 | Bare Steel | 1984-01-01 | 1993-10-15 | Unknown
POOLE HARDWARE & SUPPLY CO | 1671 BANKHEAD HWY | AUSTELL | Cobb | 330152 | 2 | [5 empty] | Removed from Ground | Kerosene | 550 | Bare Steel | 1971-05-05 | 1995-04-17 | Galvanized Steel
AUTO PERFECTION | 1708 AUSTELL RD | MARIETTA | Cobb | 9033562 | 3 | [5 empty] | Removed from Ground | Gas (Historical Use) | 0 | Marked Unknown | 1999-03-16 | 1999-03-16 | Not Marked
SKY 2000 INC | 3661 AUSTELL RD | MARIETTA | Cobb | 330473 | 1 | [5 empty] | Removed from Ground | Gas (Historical Use) | 8000 | Bare Steel | 1975-05-11 | 1899-12-31 | Galvanized Steel
CIRCLE K #8433/7-ELEVEN #15941 | 370 SIX FLAGS DR | AUSTELL | Cobb | 330185 | 2 | [5 empty] | Removed from Ground | Gas (Historical Use) | 10000 | Bare Steel | 1979-02-02 | 1993-08-12 | Bare Steel | Pressurized
SOUTH COBB GOVERNMENT CENTER | 4700 AUSTELL RD | AUSTELL | Cobb | 9033342 | 2 | Ball Float | 1989-03-01 | FALSE | 1989-03-01 | FALSE | Currently in Use | Diesel | 6000 |  | 1988-08-26 |  | Fiberglass Reinforced Plastic | Pressurized
YANCEY BROTHERS CO INC | 330 LEE INDUSTRIAL BLVD | AUSTELL | Cobb | 330104 | 1 | [5 empty] | Removed from Ground | Other | 2000 | Bare Steel | 1968-04-27 | 1993-10-05 | Galvanized Steel | Suction (American)
KMART #3166 | 3753 AUSTELL RD SW | AUSTELL | Cobb | 330003 | 1 |  |  | TRUE |  | TRUE | Removed from Ground | Used Oil | 1000 | Bare Steel | 1973-04-07 | 1990-06-06 | Galvanized Steel
UNITED WASTE SERVICE INC | 7140 DELTA CIRCLE | AUSTELL | Cobb | 330071 | 1 | [5 empty] | Removed from Ground | Diesel | 10000 | Bare Steel | 1978-04-23 | 1992-05-12 | Galvanized Steel
SIX FLAGS OVER GEORGIA COTTON ST | 275 RIVERSIDE PKWY | AUSTELL | Cobb | 9033313 | 15 |  | 1991-05-01 |  | 1991-05-01 |  | Removed from Ground | Other | 2000 | Galvanic (STIP-3) | 1991-05-01 | 2005-02-04 | Fiberglass Reinforced Plastic | Suction (American)
FORMER BUDDYS DISCOUNT FOOD MART | 2103 AUSTELL RD | MARIETTA | Cobb | 330126 | 2 |  | 1999-01-05 |  | 1999-01-05 |  | Removed from Ground | Gas (Historical Use) | 12000 | Steel-Impressed Current | 1983-05-02 | 2006-12-05 | Fiberglass Reinforced Plastic | Pressurized
COBB COUNTY FLEET MANAGEMENT COMPANY | 1940 COUNTY SERVICES PKWY | MARIETTA | Cobb | 330493 | 9 | [5 empty] | Removed from Ground | Gas (Historical Use) | 1 | Bare Steel | 1987-01-01 | 1899-12-31 | Unknown
COBB COUNTY FLEET MANAGEMENT COMPANY | 1940 COUNTY SERVICES PKWY | MARIETTA | Cobb | 330493 | 2 | [5 empty] | Removed from Ground | Empty | 4000 | Bare Steel | 1985-05-07 | 1899-12-31 | Bare Steel
SIX FLAGS OVER GEORGIA RAILROAD | 275 RIVERSIDE PKWY | AUSTELL | Cobb | 330190 | 8 | [5 empty] | Removed from Ground | Kerosene | 6000 | Bare Steel | 1967-02-20 | 1997-02-01 | Galvanized Steel
BP FOOD MART | 4070 AUSTELL RD | AUSTELL | Cobb | 9033536 | 1 | Ball Float | 1995-11-01 | FALSE | 1995-11-01 | FALSE | Currently in Use | Regular | 10000 | Fiberglass | 1995-11-01 |  | Double-Walled Flex | Pressurized
COBB COUNTY FLEET MANAGEMENT COMPANY | 1940 COUNTY SERVICES PKWY | MARIETTA | Cobb | 330493 | 6 | Ball Float | 1997-11-20 | FALSE | 1997-11-20 | FALSE | Currently in Use | Diesel | 15000 | Fiberglass | 1997-12-01 |  | Double-Walled Fiberglass | Pressurized
Pure Foodmart | 152 Riverside Parkway | Austell | Cobb | 330008 | 1 | Ball Float | 1997-05-20 | FALSE | 1997-05-20 | FALSE | Currently in Use | Regular | 5000 | Steel-Impressed Current | 1986-04-10 |  | Fiberglass Reinforced Plastic | Pressurized
Pure Foodmart | 152 Riverside Parkway | Austell | Cobb | 330008 | 4 | Ball Float | 1997-05-20 | FALSE | 1997-05-20 | FALSE | Currently in Use | Premium | 5000 | Steel-Impressed Current | 1986-04-10 |  | Fiberglass Reinforced Plastic | Pressurized
STAR PAPER TUBE INC | PAPER MILL RD | AUSTELL | Cobb | 330049 | 1 | [5 empty] | Removed from Ground | Diesel | 2000 | Bare Steel | 1961-03-31 | 1990-11-01 | Bare Steel
CROWN GA-008 | 2109 BANKHEAD HWY | AUSTELL | Cobb | 330025 | 1 | [5 empty] | Removed from Ground | Empty | 15000 | Bare Steel | 1972-04-07 | 1992-11-12 | Galvanized Steel
QUIKTRIP #742 | 291 Riverside Pkwy | Austell | Cobb | 9033033 | 2 | Flapper Valve | 1990-12-01 | FALSE | 1990-12-01 | FALSE | Removed from Ground | Regular | 12000 |  | 1990-11-28 | 2018-08-08 |  | Pressurized
ARONLD TRANSPORTATION SERVICES I | 557 LEE IND BLVD | AUSTELL | Cobb | 330092 | 2 | [5 empty] | Removed from Ground | Other | 2000 | Bare Steel | 1984-03-31 | 1998-07-07 | Galvanized Steel | Suction (American)
THE STATION AT AUSTELL IN MARIETTA 102 LLC | 2270 -1 AUSTELL RD | MARIETTA | Cobb | 10001553 | 1 | Ball Float | 2007-10-01 | FALSE | 2007-10-01 | FALSE | Currently in Use | Regular | 12000 | Composite | 2007-10-01 |  | Double-Walled Fiberglass | Pressurized
AUTO PERFECTION | 1708 AUSTELL RD | MARIETTA | Cobb | 9033562 | 4 |  |  | TRUE |  | TRUE | Removed from Ground | Used Oil | 0 | Marked Unknown | 1999-03-16 | 1999-03-16 | Not Marked
AUTO PERFECTION | 1708 AUSTELL RD | MARIETTA | Cobb | 9033562 | 5 |  |  | TRUE |  | TRUE | Removed from Ground | Used Oil | 0 | Marked Unknown | 1999-03-16 | 1999-03-16 | Not Marked
SKY 2000 INC | 3661 AUSTELL RD | MARIETTA | Cobb | 330473 | 3 | [5 empty] | Removed from Ground | Gas (Historical Use) | 6000 | Bare Steel | 1975-05-11 | 1899-12-31 | Galvanized Steel
GOODYEAR ASC 2123 | 1017 ROSWELL ST | MARIETTA | Cobb | 330531 | 1 |  |  | TRUE |  | TRUE | Removed from Ground | Used Oil | 200 | Bare Steel | 1982-08-06 | 1982-08-06 | Bare Steel
SANDS & CO INC | 1633 SANDS PL | MARIETTA | Cobb | 330180 | 1 | [5 empty] | Removed from Ground | Gas (Historical Use) | 2000 | Bare Steel | 1981-02-25 | 1997-07-22 | Galvanized Steel
ED VOYLES BUICK | 2145 COBB PKWY | MARIETTA | Cobb | 9033253 | 1 | [5 empty] | Removed from Ground | Gas (Historical Use) | 5000 | Bare Steel | 1993-02-18 | 1993-02-18 | Bare Steel | Safe Suction (Euro)
SIX FLAGS BP STATION #12095 | 124 SIX FLAGS PKWY | AUSTELL | Cobb | 330188 | 3 | [5 empty] | Removed from Ground | Gas (Historical Use) | 6000 | Bare Steel | 1967-09-01 | 1993-09-03 | Fiberglass Reinforced Plastic | Pressurized
REPUBLIC SERVICES OF GEORGIA | 7100 DELTA CIRCLE | AUSTELL | Cobb | 9033233 | 2 | Ball Float | 1992-04-15 | FALSE | 1992-04-15 | FALSE | Temporarily out of use | Gas (Historical Use) | 2500 | Fiberglass Double Walled | 1992-04-01 |  | Double-Walled Fiberglass | Suction (American)
COBB COUNTY SHERIFFS BUILDING | 185 ROSWELL STREET | MARIETTA | Cobb | 10001678 | 2 | Flapper Valve | 2009-01-19 | FALSE | 2009-01-19 | FALSE | Currently in Use | Diesel | 2500 | Composite Double Walled | 2009-01-19 |  | Double-Walled Flex | Safe Suction (Euro)
AUTO PERFECTION | 1708 AUSTELL RD | MARIETTA | Cobb | 9033562 | 2 | [5 empty] | Removed from Ground | Gas (Historical Use) | 0 | Marked Unknown | 1999-03-16 | 1999-03-16 | Not Marked
SANDS & CO INC | 1633 SANDS PL | MARIETTA | Cobb | 330180 | 3 |  |  | TRUE |  | TRUE | Removed from Ground | Used Oil | 500 | Bare Steel | 1981-02-25 | 1997-07-22 | Galvanized Steel
ED VOYLES BUICK | 2145 COBB PKWY | MARIETTA | Cobb | 9033253 | 3 |  |  | TRUE |  | TRUE | Removed from Ground | Used Oil | 550 | Bare Steel | 1993-02-18 | 1993-02-18 | Bare Steel | Gravity Fed
THE STATION AT AUSTELL IN MARIETTA 102 LLC | 2270 -1 AUSTELL RD | MARIETTA | Cobb | 10001553 | 2 | Ball Float | 2007-10-01 | FALSE | 2007-10-01 | FALSE | Currently in Use | Premium | 8000 | Composite | 2007-10-01 |  | Double-Walled Fiberglass | Pressurized
COBB COUNTY FLEET MANAGEMENT COMPANY | 1940 COUNTY SERVICES PKWY | MARIETTA | Cobb | 330493 | 4 | [5 empty] | Removed from Ground | Empty | 10000 | Bare Steel | 1966-05-12 | 1899-12-31 | Bare Steel
COBB COUNTY FLEET MANAGEMENT COMPANY | 1940 COUNTY SERVICES PKWY | MARIETTA | Cobb | 330493 | DUP17 | [5 empty] | Removed from Ground | Gas (Historical Use) | 20000 | Bare Steel | 1983-03-01 | 1997-12-08 | Galvanized Steel | Pressurized
COBB COUNTY FLEET MANAGEMENT COMPANY | 1940 COUNTY SERVICES PKWY | MARIETTA | Cobb | 330493 | 5 | Ball Float | 1997-11-20 | FALSE | 1997-11-20 | FALSE | Currently in Use | Regular | 15000 | Fiberglass | 1997-12-01 |  | Double-Walled Fiberglass | Pressurized
SIX FLAGS BP STATION #12095 | 124 SIX FLAGS PKWY | AUSTELL | Cobb | 330188 | 8 | Flapper Valve | 1995-05-01 | FALSE | 1995-05-01 | FALSE | Currently in Use | Diesel | 10000 | Epoxy | 1995-05-01 |  | Double-Walled Flex | Pressurized
C&C FOOD STORE | 2391 CLAY RD | AUSTELL | Cobb | 9033404 | D1 | Ball Float | 1997-10-01 | FALSE | 1997-10-01 | FALSE | Removed from Ground | Diesel | 8000 | Galvanic (STIP-3) | 1986-02-01 |  | Double-Walled Fiberglass | Pressurized
PITMAN'S LAUNDRY & CLEANERS | 2733 JEFFERSON PL | AUSTELL | Cobb | 330076 | 2 | [5 empty] | Removed from Ground | Empty | 1 | Bare Steel | 1985-01-01 | 1985-01-01 | Galvanized Steel
D&D MASTERBEND MUFFLER SHOP | 2823 BANKHEAD HWY | AUSTELL | Cobb | 9033276 | 1 | [5 empty] | Removed from Ground | Gas (Historical Use) | 5000 | Bare Steel | 1962-01-01 | 1994-04-05 | Galvanized Steel
SIX FLAGS PARKING LOT SERVICE ST | 275 RIVERSIDE PKWY | AUSTELL | Cobb | 9033002 | 3 | Flapper Valve | 1991-08-01 |  | 1991-08-01 |  | Removed from Ground | Gas (Historical Use) | 12000 | Galvanic (STIP-3) | 1980-01-01 | 2014-11-10 | Fiberglass Reinforced Plastic | Pressurized
SKY 2000 INC | 3661 AUSTELL RD | MARIETTA | Cobb | 330473 | 4 | Ball Float | 1988-08-01 | FALSE | 1988-08-01 | FALSE | Currently in Use | Regular | 10000 | Fiberglass | 1988-08-01 |  | Double-Walled Fiberglass | Pressurized
SKY 2000 INC | 3661 AUSTELL RD | MARIETTA | Cobb | 330473 | 5 | Ball Float | 1988-08-01 | FALSE | 1988-08-01 | FALSE | Currently in Use | Premium | 10000 | Fiberglass | 1988-08-01 |  | Double-Walled Fiberglass | Pressurized
COBB COUNTY FLEET MANAGEMENT COMPANY | 1940 COUNTY SERVICES PKWY | MARIETTA | Cobb | 330493 | 13 | [5 empty] | Removed from Ground | Gas (Historical Use) | 1 | Bare Steel | 1987-01-01 | 1899-12-31 | Unknown
ED VOYLES BUICK | 2145 COBB PKWY | MARIETTA | Cobb | 9033253 | 2 | [5 empty] | Removed from Ground | Other | 550 | Bare Steel | 1993-02-18 | 1993-02-18 | Bare Steel | Gravity Fed
QUICK N EASY #5 | 5770 BANKHEAD HWY | AUSTELL | Cobb | 330158 | 2 | [5 empty] | Removed from Ground | Gas (Historical Use) | 10000 | Bare Steel | 1982-05-03 | 1899-12-31 | Galvanized Steel
YANCEY BROTHERS CO INC | 330 LEE INDUSTRIAL BLVD | AUSTELL | Cobb | 330104 | 4 | [5 empty] | Removed from Ground | Other | 2000 | Bare Steel | 1968-04-27 | 1993-10-05 | Galvanized Steel | Suction (American)
YANCEY BROTHERS CO INC | 330 LEE INDUSTRIAL BLVD | AUSTELL | Cobb | 330104 | 5 |  |  | TRUE |  | TRUE | Removed from Ground | Used Oil | 2000 | Bare Steel | 1968-04-27 | 1993-10-05 | Galvanized Steel | Suction (American)
FORMER BUDDYS DISCOUNT FOOD MART | 2103 AUSTELL RD | MARIETTA | Cobb | 330126 | 1 |  | 1999-01-05 |  | 1999-01-05 |  | Removed from Ground | Gas (Historical Use) | 12000 | Steel-Impressed Current | 1983-05-02 | 2006-12-06 | Fiberglass Reinforced Plastic | Pressurized
AUTO PERFECTION | 1708 AUSTELL RD | MARIETTA | Cobb | 9033562 | 1 | [5 empty] | Removed from Ground | Gas (Historical Use) | 0 | Marked Unknown | 1999-03-16 | 1999-03-16 | Not Marked
COBB COUNTY FLEET MANAGEMENT COMPANY | 1940 COUNTY SERVICES PKWY | MARIETTA | Cobb | 330493 | 3 | [5 empty] | Removed from Ground | Empty | 10000 | Bare Steel | 1966-05-12 | 1899-12-31 | Bare Steel
ED VOYLES BUICK | 2145 COBB PKWY | MARIETTA | Cobb | 9033253 | 4 | [5 empty] | Removed from Ground | Other | 550 | Bare Steel | 1993-02-18 | 1993-02-18 | Bare Steel | Gravity Fed
SIX FLAGS OVER GEORGIA RAILROAD | 275 RIVERSIDE PKWY | AUSTELL | Cobb | 330190 | FW#UN | [5 empty] | Removed from Ground | Empty | 1 | Bare Steel | 1976-02-20 | 1899-12-31 | Unknown
QUICK N EASY #5 | 5770 BANKHEAD HWY | AUSTELL | Cobb | 330158 | 1 | [5 empty] | Removed from Ground | Gas (Historical Use) | 10000 | Bare Steel | 1982-05-03 | 1899-12-31 | Galvanized Steel
ABANDONED TANKS @ COLLAR PROPERT | SE CNR MULBERRY & BANKHEAD HWY | AUSTELL | Cobb | 9033353 | 1 | [5 empty] | Removed from Ground | Other | 550 | Not Marked/Unknown | 1995-04-04 | 1995-04-04 | Unknown
LEND LEASE TRUCKS/GENERAL TRUCK | 7290 DELTA CIR | AUSTELL | Cobb | 330108 | 1 | [5 empty] | Removed from Ground | Diesel | 10000 | Bare Steel | 1976-05-02 | 1994-09-14 | Bare Steel | Safe Suction (Euro)
AUSTELL 66 | 4937 AUSTELL RD SW | AUSTELL | Cobb | 9033032 | 3 |  | 1990-05-01 |  | 1990-05-01 |  | Removed from Ground | Gas (Historical Use) | 12000 | Unknown | 1990-05-24 | 2005-06-28 | Fiberglass Reinforced Plastic | Pressurized
SIX FLAGS PARKING LOT SERVICE ST | 275 RIVERSIDE PKWY | AUSTELL | Cobb | 9033002 | 1 | Flapper Valve | 1991-08-01 |  | 1991-08-01 |  | Removed from Ground | Gas (Historical Use) | 12000 | Galvanic (STIP-3) | 1980-01-01 | 2014-11-12 | Fiberglass Reinforced Plastic | Pressurized
GEORGIA MASONRY SUPPLY-AUSTELL | 3150 HUMPHRIES HILL | AUSTELL | Cobb | 9033138 | 4 | [5 empty] | Removed from Ground | Diesel | 10000 | Bare Steel | 1974-01-01 | 1993-01-29 | Bare Steel | Suction (American)
GEORGIA MASONRY SUPPLY-AUSTELL | 3150 HUMPHRIES HILL | AUSTELL | Cobb | 9033138 | 5 | [5 empty] | Removed from Ground | Diesel | 10000 | Bare Steel | 1972-01-01 | 1993-01-29 | Bare Steel | Suction (American)
COBB COUNTYWATER SYS SOUTH COBB | 490 LEE INDUSTRIAL BLVD | AUSTELL | Cobb | 330496 | 2 | [5 empty] | Closed in Ground | Diesel | 25000 | Bare Steel | 1979-01-01 | 1899-12-31 | Bare Steel
CIRCLE M FOOD SHOP #48 | 5160 S COBB DR | SMYRNA | Cobb | 9033508 | 1 | Ball Float | 1996-10-30 | FALSE | 1996-10-30 | FALSE | Removed from Ground | Regular | 10000 | Fiberglass Double Walled | 1996-10-29 |  | Double-Walled Flex | Pressurized
COBB COUNTY SHERIFFS BUILDING | 185 ROSWELL STREET | MARIETTA | Cobb | 10001678 | 1 |  |  | FALSE |  | FALSE | Removed from Ground | Diesel | 2500 | Bare Steel | 2009-01-17 | 2009-01-17 | Bare Steel
COBB COUNTY FLEET MANAGEMENT COMPANY | 1940 COUNTY SERVICES PKWY | MARIETTA | Cobb | 330493 | 12 | [5 empty] | Removed from Ground | Gas (Historical Use) | 1 | Bare Steel | 1987-01-01 | 1899-12-31 | Unknown
GA POWER/AUSTELL DIST OPER HQ | 2525 OLD ALABAMA RD | AUSTELL | Cobb | 9033250 | 3 |  |  | TRUE |  | TRUE | Removed from Ground | Used Oil | 500 | Marked Unknown | 1993-01-14 | 1993-01-14 | Unknown
CROWN STATION GA-19/MOBILE SOUND | 4560 AUSTELL RD | AUSTELL | Cobb | 330022 | REG | [5 empty] | Permanently Out of Use - historical purposes | Gas (Historical Use) | 15000 | Bare Steel | 1971-04-08 | 1899-12-31 | Galvanized Steel
THE STATION AT AUSTELL IN MARIETTA 102 LLC | 2270 -1 AUSTELL RD | MARIETTA | Cobb | 10001553 | 3 | Ball Float | 2007-10-01 | FALSE | 2007-10-01 | FALSE | Currently in Use | Diesel | 4000 | Composite | 2007-10-01 |  | Double-Walled Fiberglass | Pressurized
COBB COUNTY FLEET MANAGEMENT COMPANY | 1940 COUNTY SERVICES PKWY | MARIETTA | Cobb | 330493 | 10 | [5 empty] | Removed from Ground | Gas (Historical Use) | 1 | Bare Steel | 1987-01-01 | 1899-12-31 | Unknown
COBB COUNTY FLEET MANAGEMENT COMPANY | 1940 COUNTY SERVICES PKWY | MARIETTA | Cobb | 330493 | DUP16 | [5 empty] | Removed from Ground | Gas (Historical Use) | 20000 | Bare Steel | 1983-03-01 | 1997-12-08 | Galvanized Steel | Pressurized
SIX FLAGS BP STATION #12095 | 124 SIX FLAGS PKWY | AUSTELL | Cobb | 330188 | 1 | [5 empty] | Removed from Ground | Gas (Historical Use) | 6000 | Bare Steel | 1967-09-01 | 1993-09-03 | Fiberglass Reinforced Plastic | Pressurized
QUICK N EASY #1 | 6140 OLD ALABAMA RD | AUSTELL | Cobb | 330161 | 1 | [5 empty] | Removed from Ground | Gas (Historical Use) | 10000 | Bare Steel | 1981-05-03 | 1899-12-31 | Galvanized Steel
SKY 2000 INC | 3661 AUSTELL RD | MARIETTA | Cobb | 330473 | 6 | Ball Float | 1988-08-01 | FALSE | 1988-08-01 | FALSE | Currently in Use | Diesel | 10000 | Fiberglass | 1988-08-01 |  | Double-Walled Fiberglass | Pressurized
SIX FLAGS BP STATION #12095 | 124 SIX FLAGS PKWY | AUSTELL | Cobb | 330188 | 6 | Ball Float | 1995-05-01 | FALSE | 1995-05-01 | FALSE | Currently in Use | Premium | 10000 | Epoxy | 1995-05-01 |  | Double-Walled Flex | Pressurized
COBB COUNTY FIRE STATION #9 | 351 HILLCREST DRIVE | AUSTELL | Cobb | 9033378 | 1 | [5 empty] | Removed from Ground | Diesel | 1000 | Bare Steel | 1998-10-26 | 1998-10-26 | Bare Steel | Safe Suction (Euro)
YANCEY BROTHERS CO INC | 330 LEE INDUSTRIAL BLVD | AUSTELL | Cobb | 330104 | DUP13 | [5 empty] | Removed from Ground | Diesel | 20000 | Bare Steel | 1978-04-25 | 1995-11-20 | Unknown
Pure Foodmart | 152 Riverside Parkway | Austell | Cobb | 330008 | 2 | Ball Float | 1997-05-20 | FALSE | 1997-05-20 | FALSE | Currently in Use | Regular | 5000 | Steel-Impressed Current | 1986-04-10 |  | Fiberglass Reinforced Plastic | Pressurized
UNITED WASTE SERVICE INC | 7140 DELTA CIRCLE | AUSTELL | Cobb | 330071 | 2 | [5 empty] | Removed from Ground | Diesel | 10000 | Bare Steel | 1978-04-23 | 1992-05-12 | Galvanized Steel
SHELL | 1401 HURT RD STE B | AUSTELL | Cobb | 9033274 | 2 | Ball Float | 1989-02-01 | FALSE | 1989-02-01 | FALSE | Currently in Use | Regular | 8000 | Galvanic (STIP-3) | 1989-02-01 |  | Fiberglass Reinforced Plastic | Pressurized
CROWN GA-008 | 2109 BANKHEAD HWY | AUSTELL | Cobb | 330025 | 3 | [5 empty] | Removed from Ground | Empty | 6000 | Bare Steel | 1968-04-08 | 1992-11-12 | Galvanized Steel
QUIKTRIP #742 | 291 Riverside Pkwy | Austell | Cobb | 9033033 | 5 | Flapper Valve | 2018-06-01 | FALSE | 2018-05-01 | FALSE | Currently in Use | Regular | 20000 | Fiberglass Double Walled | 2018-03-15 |  | Double-Walled Fiberglass | Pressurized
ALLENS TEXACO/JOHN ALLEN | 5025 AUSTELL RD | AUSTELL | Cobb | 9033028 | 3 | [5 empty] | Removed from Ground | Gas (Historical Use) | 4000 | Bare Steel | 1967-01-01 | 1992-05-29 | Galvanized Steel | Safe Suction (Euro)
FORMER BUDDYS DISCOUNT FOOD MART | 2103 AUSTELL RD | MARIETTA | Cobb | 330126 | 3 |  | 1999-01-05 |  | 1999-01-05 |  | Removed from Ground | Gas (Historical Use) | 10000 | Steel-Impressed Current | 1983-05-02 | 2006-12-05 | Fiberglass Reinforced Plastic | Pressurized
COBB COUNTY FLEET MANAGEMENT COMPANY | 1940 COUNTY SERVICES PKWY | MARIETTA | Cobb | 330493 | 1 | [5 empty] | Removed from Ground | Empty | 4000 | Bare Steel | 1985-05-07 | 1899-12-31 | Bare Steel
SIX FLAGS OVER GEORGIA RAILROAD | 275 RIVERSIDE PKWY | AUSTELL | Cobb | 330190 | FW#REG | [5 empty] | Removed from Ground | Empty | 1 | Bare Steel | 1976-02-20 | 1899-12-31 | Unknown
QUICK N EASY #1 | 6140 OLD ALABAMA RD | AUSTELL | Cobb | 330161 | 2 | [5 empty] | Removed from Ground | Gas (Historical Use) | 10000 | Bare Steel | 1981-05-03 | 1899-12-31 | Galvanized Steel
WHEELER'S UNION 76 | 2825 BANKHEAD HWY | AUSTELL | Cobb | 9033370 | 1 | [5 empty] | Removed from Ground | Gas (Historical Use) | 4000 | Bare Steel | 1995-01-30 | 1995-01-30 | Unknown
POOLE HARDWARE & SUPPLY CO | 1671 BANKHEAD HWY | AUSTELL | Cobb | 330152 | 1 | [5 empty] | Removed from Ground | Diesel | 550 | Bare Steel | 1966-05-06 | 1995-04-14 | Galvanized Steel
ARONLD TRANSPORTATION SERVICES I | 557 LEE IND BLVD | AUSTELL | Cobb | 330092 | 3 | Flapper Valve | 1998-09-21 | FALSE | 1998-09-21 | FALSE | Removed from Ground | Diesel | 30000 | Fiberglass | 1998-09-02 | 2018-05-02 | Fiberglass Reinforced Plastic | Safe Suction (Euro)
CROWN STATION GA-19/MOBILE SOUND | 4560 AUSTELL RD | AUSTELL | Cobb | 330022 | XTRA | [5 empty] | Permanently Out of Use - historical purposes | Gas (Historical Use) | 15000 | Bare Steel | 1971-04-08 | 1899-12-31 | Galvanized Steel
D&D MASTERBEND MUFFLER SHOP | 2823 BANKHEAD HWY | AUSTELL | Cobb | 9033276 | 3 | [5 empty] | Removed from Ground | Gas (Historical Use) | 500 | Bare Steel | 1962-01-01 | 1994-04-05 | Galvanized Steel
PEP BOYS #160 | 3829 AUSTELL RD | AUSTELL | Cobb | 9033027 | 1 |  |  | TRUE |  | TRUE | Removed from Ground | Used Oil | 600 | Composite | 1991-05-01 | 1997-06-17 | Fiberglass Reinforced Plastic | Gravity Fed
FORMER TMT TRUCK REPAIR | 5690 HARRISON AVE | AUSTELL | Cobb | 9033008 | 0 |  |  | TRUE |  | TRUE | Removed from Ground | Used Oil | 300 | Not Marked/Unknown | 1991-05-09 | 1991-05-09 | Not Marked
STASCO MECHANICAL CONTRACTORS INC | 1391 COBB PKWY N | MARIETTA | Cobb | 9033351 | 2 | Flapper Valve | 1996-04-22 |  | 1996-04-22 |  | Removed from Ground | Diesel | 1000 | Galvanic (STIP-3) | 1982-06-14 | 2014-12-22 | Steel (Impressed Current) | Suction (American)
ROADWAY EXPRESS INC | 1881 AIRPORT CT | MARIETTA | Cobb | 330079 | 1 | [5 empty] | Removed from Ground | Diesel | 10000 | Bare Steel | 1982-01-01 | 1996-12-05 | Unknown | Safe Suction (Euro)
QUICK FUEL | 961 N COBB PKWY | MARIETTA | Cobb | 9033327 | 1 | Overfill Alarm | 1994-05-26 |  | 1994-05-26 |  | Removed from Ground | Diesel | 20000 | Fiberglass Double Walled | 1994-05-16 | 2010-07-15 | Fiberglass Reinforced Plastic | Pressurized
EXXON PLAZA | 4244 ROSWELL RD | MARIETTA | Cobb | 330096 | 4 | Ball Float | 1997-10-01 |  | 1997-10-01 |  | Removed from Ground | Gas (Historical Use) | 10000 | Fiberglass | 1980-05-07 | 2015-10-08 | Fiberglass Reinforced Plastic | Pressurized
EXXON PLAZA | 4244 ROSWELL RD | MARIETTA | Cobb | 330096 | 1 | Ball Float | 1997-10-01 |  | 1997-10-01 |  | Removed from Ground | Diesel | 6000 | Fiberglass | 1980-05-07 | 2015-10-08 | Fiberglass Reinforced Plastic | Pressurized
RaceTrac #2491 Old Canton | 3103 Roswell Rd. | Marietta | Cobb | 330098 | 4 | [5 empty] | Removed from Ground | Diesel | 10000 | Fiberglass | 1985-05-06 | 2002-08-21 | Fiberglass Reinforced Plastic | Pressurized
QUICK FUEL | 961 N COBB PKWY | MARIETTA | Cobb | 9033327 | 3 | Ball Float |  |  |  |  | Removed from Ground | Other | 2000 | Fiberglass Double Walled | 1994-05-16 | 2010-07-15 | Fiberglass Reinforced Plastic | Gravity Fed
RaceTrac #2491 Old Canton | 3103 Roswell Rd. | Marietta | Cobb | 330098 | 2 | [5 empty] | Removed from Ground | Gas (Historical Use) | 10000 | Fiberglass | 1985-05-06 | 2002-08-21 | Fiberglass Reinforced Plastic | Pressurized
SOUTHEAST SEWING PRODUCTS | 51 CHERT RD | MARIETTA | Cobb | 330182 | 1 |  | 1998-02-09 | FALSE | 1998-02-09 | FALSE | Removed from Ground | Gas (Historical Use) | 8000 | Fiberglass | 1985-02-24 | 2014-08-25 |  | Pressurized
BP #24908/GULF #609529 | 690 POWDER SPRINGS RD | MARIETTA | Cobb | 330164 | 8 | [5 empty] | Removed from Ground | Gas (Historical Use) | 10000 | Fiberglass | 1989-03-01 | 1994-05-01 | Fiberglass Reinforced Plastic
BP #24908/GULF #609529 | 690 POWDER SPRINGS RD | MARIETTA | Cobb | 330164 | 6 | [5 empty] | Removed from Ground | Gas (Historical Use) | 10000 | Fiberglass | 1989-03-01 | 1994-05-01 | Fiberglass Reinforced Plastic
BP #24908/GULF #609529 | 690 POWDER SPRINGS RD | MARIETTA | Cobb | 330164 | 9 | [5 empty] | Removed from Ground | Other | 200 | Not Marked/Unknown | 1994-08-19 | 1994-08-19 | Not Marked
QUIKTRIP #749 | 3110 ROSWELL RD | MARIETTA | Cobb | 9033415 | 3 |  | 1994-09-16 |  | 1994-09-16 |  | Removed from Ground | Gas (Historical Use) | 12000 | Composite | 1994-09-16 | 2016-10-05 | Double Walled | Pressurized
RaceTrac #2491 Old Canton | 3103 Roswell Rd. | Marietta | Cobb | 330098 | 5 |  |  | TRUE |  | TRUE | Removed from Ground | Used Oil | 1000 | Fiberglass | 1985-05-06 | 2002-08-21 | Fiberglass Reinforced Plastic | Gravity Fed
FOOD BASKET | 793 ALLGOOD RD | MARIETTA | Cobb | 330151 | 3 | Flapper Valve | 2023-06-13 | FALSE | 1997-06-01 | TRUE | Currently in Use | Premium | 6000 | Steel-Impressed Current | 1984-05-05 |  | Steel (Impressed Current) | Pressurized
INTERSTATE NATIONALEASE INC - MA | 1449 COBB PKWY NW | MARIETTA | Cobb | 330154 | 1 | [5 empty] | Removed from Ground | Diesel | 6000 | Bare Steel | 1982-05-03 | 1997-07-03 | Bare Steel | Pressurized
Q LUBE INC #1161 | 1605 NORTH COBB PKWY | MARIETTA | Cobb | 330146 | 2 | [5 empty] | Removed from Ground | Other | 3000 | Cathodically Protected Steel | 1985-05-05 | 1998-02-01 | Galvanized Steel
AMREP INC | 990 IND PARK DR | MARIETTA | Cobb | 330012 | SOLTROL#50 | [5 empty] | Removed from Ground | Gas (Historical Use) | 5000 | Cathodically Protected Steel | 1977-04-06 | 1992-10-01 | Bare Steel
KMART #4071 | 1140 ROSWELL RD SE | MARIETTA | Cobb | 330005 | 1 |  |  | TRUE |  | TRUE | Removed from Ground | Used Oil | 1000 | Bare Steel | 1963-04-10 | 1991-02-28 | Galvanized Steel
EXXON FOOD STORE | 405 COBB PKWY SOUTH | MARIETTA | Cobb | 330095 | 5 |  |  | TRUE |  | TRUE | Removed from Ground | Used Oil | 1000 | Fiberglass | 1986-02-01 | 1998-04-10 | Galvanized Steel | Gravity Fed
EXXON FOOD STORE | 405 COBB PKWY SOUTH | MARIETTA | Cobb | 330095 | 4 | Ball Float | 1997-03-01 | FALSE | 1997-03-01 | FALSE | Currently in Use | Diesel | 10000 | Fiberglass | 1986-02-01 |  | Double-Walled Fiberglass | Pressurized
Gas Express #202 | 1230 COBB PKWY NE | MARIETTA | Cobb | 330171 | 5 | Ball Float | 1988-01-01 | FALSE | 1988-01-01 | FALSE | Currently in Use | Diesel | 10000 | Fiberglass | 1988-01-01 |  | Fiberglass Reinforced Plastic | Pressurized
Gas Express #202 | 1230 COBB PKWY NE | MARIETTA | Cobb | 330171 | 4 | [5 empty] | Removed from Ground | Gas (Historical Use) | 10000 | Bare Steel | 1969-05-06 | 1899-12-31 | Galvanized Steel
Gas Express #202 | 1230 COBB PKWY NE | MARIETTA | Cobb | 330171 | 7 | Ball Float | 1988-01-01 | FALSE | 1988-01-01 | FALSE | Currently in Use | Premium | 10000 | Fiberglass | 1988-01-01 |  | Fiberglass Reinforced Plastic | Pressurized
EXXON #4-6465 | 333 COBB PKWY NORTH | MARIETTA | Cobb | 330093 | 2 | [5 empty] | Removed from Ground | Gas (Historical Use) | 6000 | Bare Steel | 1969-05-10 | 1986-11-03 | Galvanized Steel
EXXON FOOD STORE | 405 COBB PKWY SOUTH | MARIETTA | Cobb | 330095 | 3 |  | 1997-03-01 | FALSE | 1997-03-01 | FALSE | Currently in Use | Premium | 8000 | Fiberglass | 1986-02-01 |  | Double-Walled Fiberglass | Pressurized
Gas Express #202 | 1230 COBB PKWY NE | MARIETTA | Cobb | 330171 | 6 | Ball Float | 1988-01-01 | FALSE | 1988-01-01 | FALSE | Currently in Use | Regular | 10000 | Fiberglass | 1988-01-01 |  | Fiberglass Reinforced Plastic | Pressurized
EXXON #4-6465 | 333 COBB PKWY NORTH | MARIETTA | Cobb | 330093 | 5 | [5 empty] | Removed from Ground | Kerosene | 500 | Bare Steel | 1969-05-10 | 1986-11-03 | Galvanized Steel
EXXON #4-6465 | 333 COBB PKWY NORTH | MARIETTA | Cobb | 330093 | 4 |  |  | TRUE |  | TRUE | Removed from Ground | Used Oil | 500 | Bare Steel | 1969-05-10 | 1986-11-03 | Galvanized Steel
RaceTrac #2491 Old Canton | 3103 Roswell Rd. | Marietta | Cobb | 330098 | 6 | Overfill Alarm | 2018-03-21 | FALSE |  | FALSE | Currently in Use | Regular | 20000 | Fiberglass Double Walled | 2018-03-21 |  | Double-Walled Fiberglass | Pressurized
3855 SHALLOWFORD ROAD SITE | 3855 SHALLOWFORD RD | MARIETTA | Cobb | 9033443 | 1 |  | 1999-08-01 |  | 1999-08-01 |  | Removed from Ground | Gas (Historical Use) | 6000 | Cathodically Protected Steel | 1999-08-30 | 2005-08-03 | Fiberglass Reinforced Plastic | Pressurized
RRC PROPERTIES LLC | 3782 ROSWELL RD | MARIETTA | Cobb | 330200 | 162-3 | Flapper Valve | 2023-05-16 | FALSE | 1998-05-20 | FALSE | Currently in Use | Diesel | 10000 | Steel-Impressed Current | 1974-02-06 |  | Double-Walled Fiberglass | Pressurized
QUIKTRIP #749 | 3110 ROSWELL RD | MARIETTA | Cobb | 9033415 | 2 |  | 1994-09-16 |  | 1994-09-16 |  | Removed from Ground | Gas (Historical Use) | 12000 | Fiberglass | 1994-09-16 | 2016-10-05 | Double Walled | Pressurized
FOOD BASKET | 793 ALLGOOD RD | MARIETTA | Cobb | 330151 | 1 | Flapper Valve | 2023-06-13 | FALSE | 1997-06-01 | TRUE | Currently in Use | Regular | 8000 | Steel-Impressed Current | 1984-05-05 |  | Steel (Impressed Current) | Pressurized
EQUITY UTILITY SVC CO INC | 1205 HAYES IND DR | MARIETTA | Cobb | 9033262 | 2 | [5 empty] | Removed from Ground | Diesel | 1000 | Bare Steel | 1993-06-15 | 1993-06-15 | Not Marked
PUGMIRE LINCOLN-MERCURY INC | 1865 COBB PKWY SOUTH | MARIETTA | Cobb | 330111 | 3 |  |  | TRUE |  | TRUE | Removed from Ground | Used Oil | 1500 | Bare Steel | 1973-05-03 | 1993-06-12 | Galvanized Steel | Pressurized
QUICK FUEL | 961 N COBB PKWY | MARIETTA | Cobb | 9033327 | 2 | Ball Float | 1994-05-26 |  | 1994-05-26 |  | Removed from Ground | Gas (Historical Use) | 8000 | Fiberglass Double Walled | 1994-05-16 | 2010-07-15 | Fiberglass Reinforced Plastic | Pressurized
EXXON #4-6465 | 333 COBB PKWY NORTH | MARIETTA | Cobb | 330093 | 3 | [5 empty] | Removed from Ground | Gas (Historical Use) | 4000 | Bare Steel | 1969-05-10 | 1986-11-03 | Galvanized Steel
QUIKTRIP #749 | 3110 ROSWELL RD | MARIETTA | Cobb | 9033415 | 1 |  | 1994-09-16 |  | 1994-09-16 |  | Removed from Ground | Gas (Historical Use) | 12000 | Fiberglass | 1994-09-16 | 2016-10-05 | Double Walled | Pressurized
INTERSTATE NATIONALEASE INC - MA | 1449 COBB PKWY NW | MARIETTA | Cobb | 330154 | 3 | [5 empty] | Removed from Ground | Other | 6000 | Bare Steel | 1982-05-03 | 1998-09-01 | Bare Steel | Suction (American)
AMREP INC | 990 IND PARK DR | MARIETTA | Cobb | 330012 | MM | [5 empty] | Removed from Ground | Gas (Historical Use) | 6000 | Cathodically Protected Steel | 1977-04-06 | 1992-10-01 | Bare Steel
EXXON #4-6465 | 333 COBB PKWY NORTH | MARIETTA | Cobb | 330093 | 1 | [5 empty] | Removed from Ground | Gas (Historical Use) | 6000 | Bare Steel | 1969-05-10 | 1986-11-03 | Galvanized Steel
RaceTrac #2491 Old Canton | 3103 Roswell Rd. | Marietta | Cobb | 330098 | 7B | Overfill Alarm | 2018-03-21 | FALSE |  | FALSE | Currently in Use | Premium | 10000 | Fiberglass Double Walled | 2018-03-21 |  | Double-Walled Fiberglass | Pressurized
RRC PROPERTIES LLC | 3782 ROSWELL RD | MARIETTA | Cobb | 330200 | 162-2 | Flapper Valve | 2023-05-16 | FALSE | 1998-05-20 | FALSE | Currently in Use | Premium | 10000 | Steel-Impressed Current | 1974-02-06 |  | Double-Walled Fiberglass | Pressurized
BELLSOUTHT EAST MARIETTA F5379 | 2215 ROSWELL RD NE | MARIETTA | Cobb | 9033220 | 1 | [5 empty] | Removed from Ground | Other | 10000 | Bare Steel | 1981-10-01 | 1995-09-05 | Copper | Suction (American)
AMREP INC | 990 IND PARK DR | MARIETTA | Cobb | 330012 | MS | [5 empty] | Removed from Ground | Gas (Historical Use) | 7000 | Cathodically Protected Steel | 1978-04-06 | 1992-10-01 | Bare Steel
EXXON FOOD STORE | 405 COBB PKWY SOUTH | MARIETTA | Cobb | 330095 | 2 | Ball Float | 1997-03-01 | FALSE | 1997-03-01 | FALSE | Currently in Use | Plus | 10000 | Fiberglass | 1986-02-01 |  | Double-Walled Fiberglass | Pressurized
EXXON PLAZA | 4244 ROSWELL RD | MARIETTA | Cobb | 330096 | 3 | Ball Float | 1997-10-01 |  | 1997-10-01 |  | Removed from Ground | Gas (Historical Use) | 8000 | Fiberglass | 1980-05-07 | 2015-10-08 | Fiberglass Reinforced Plastic | Pressurized
RaceTrac #2491 Old Canton | 3103 Roswell Rd. | Marietta | Cobb | 330098 | 8A | Overfill Alarm | 2018-03-21 | FALSE |  | FALSE | Currently in Use | E-15 | 10000 | Fiberglass Double Walled | 2018-03-21 |  | Double-Walled Fiberglass | Pressurized
Gas Express #202 | 1230 COBB PKWY NE | MARIETTA | Cobb | 330171 | 3 | [5 empty] | Removed from Ground | Gas (Historical Use) | 6000 | Bare Steel | 1964-05-07 | 1899-12-31 | Galvanized Steel
BP #24908/GULF #609529 | 690 POWDER SPRINGS RD | MARIETTA | Cobb | 330164 | 4 | [5 empty] | Closed in Ground | Diesel | 10000 | Bare Steel | 1981-05-03 | 1989-03-01 | Galvanized Steel
BP #24908/GULF #609529 | 690 POWDER SPRINGS RD | MARIETTA | Cobb | 330164 | 5 | [5 empty] | Removed from Ground | Gas (Historical Use) | 10000 | Fiberglass | 1989-03-01 | 1994-05-01 | Fiberglass Reinforced Plastic
ONE THREE FOUR INVESTMENT LLC | 5184 AUSTELL RD | AUSTELL | Cobb | 332006 | 2 | Ball Float | 1998-09-01 | FALSE | 1998-09-01 | FALSE | Currently in Use | Diesel | 8000 | Galvanic (STIP-3) | 1987-11-04 |  | Fiberglass Reinforced Plastic | Pressurized
WELLSTAR/COBB HOSPITAL/ENERGY P | 3950 AUSTELL RD | AUSTELL | Cobb | 9033265 | 4 | [5 empty] | Removed from Ground | Diesel | 15000 | Fiberglass | 1987-03-01 | 1991-03-27 | Not Marked
WELLSTAR/COBB HOSPITAL/ENERGY P | 3950 AUSTELL RD | AUSTELL | Cobb | 9033265 | 1 | Flapper Valve | 1992-09-23 |  | 1992-09-23 |  | Removed from Ground | Diesel | 10000 | Fiberglass | 1992-09-23 | 2014-07-31 | Double-Walled Fiberglass | Gravity Fed
T E DRISKELL GRADING CO INC | 4029 ANDERSON FARM RD | AUSTELL | Cobb | 330193 | 3 | Overfill Alarm | 1997-11-01 |  | 1997-11-01 |  | Removed from Ground | Diesel | 8000 | Steel-Impressed Current | 1976-02-29 | 2013-03-19 | Steel (Impressed Current) | Suction (American)
SWEETWATER PAPERBOARD | 3500 JOE JERKINS BLVD | AUSTELL | Cobb | 330192 | A-16867 | Ball Float | 1993-08-24 |  | 1993-08-24 |  | Temporarily out of use | Gas (Historical Use) | 12000 | Composite | 1993-08-04 |  | Fiberglass Reinforced Plastic | Pressurized
C&C FOOD STORE | 2391 CLAY RD | AUSTELL | Cobb | 9033404 | D2 | Flapper Valve | 1997-10-01 | FALSE | 1997-10-01 | FALSE | Removed from Ground | Diesel | 8000 | Galvanic (STIP-3) | 1986-02-01 |  | Double-Walled Fiberglass | Pressurized
AUSTELL BOXBOARD | 3300 JOE JERKINS BLVD | AUSTELL | Cobb | 330078 | 12 | Ball Float | 1998-07-15 | FALSE | 1998-07-15 | FALSE | Temporarily out of use | Regular | 3000 | Fiberglass Double Walled | 1997-01-01 |  | Double-Walled Fiberglass | Pressurized
BJS WHOLESALE CLUB #155 | 2435 EAST WEST CONNECTOR | AUSTELL | Cobb | 10000386 | 1 |  | 2003-05-30 | FALSE | 2003-05-30 | FALSE | Removed from Ground | Gas (Historical Use) | 20000 | Tank Jacket Double Walled | 2003-04-28 | 2013-10-11 | Double-Walled Flex | Pressurized
BP Food Mart | 4845 ALABAMA RD NE | ROSWELL | Cobb | 9060870 | 3 | Flapper Valve | 2002-01-25 | FALSE | 2002-01-25 | FALSE | Currently in Use | Diesel | 10000 | Fiberglass Double Walled | 2002-01-25 |  | Fiberglass Reinforced Plastic | Pressurized
AMIGO FOODMART | 1709 S COBB DR SE | MARIETTA | Cobb | 330506 | 8 | Flapper Valve | 2002-08-20 | FALSE | 2002-08-20 | FALSE | Temporarily out of use | Diesel | 4000 | Fiberglass Double Walled | 2002-08-20 |  | Double-Walled Fiberglass | Pressurized
AMIGO FOODMART | 1709 S COBB DR SE | MARIETTA | Cobb | 330506 | 6 | Ball Float | 2002-08-20 | FALSE | 2002-08-20 | FALSE | Currently in Use | Regular | 10000 | Fiberglass Double Walled | 2002-08-20 |  | Double-Walled Fiberglass | Pressurized
LOCKHEED MARTIN AERONAUTICAL SYS | BLDG L-9 | MARIETTA | Cobb | 9033148 | 156 |  |  | TRUE |  | TRUE | Permanently Out of Use - historical purposes | Used Oil | 110 | Bare Steel | 1966-01-01 | 1899-12-31 | Galvanized Steel
SOUTH COBB HIGH SCHOOL | 1920 CLAY ST | AUSTELL | Cobb | 330560 | 1 | [5 empty] | Removed from Ground | Empty | 10000 | Bare Steel | 1995-12-21 | 1995-12-21 | Galvanized Steel
QUIKTRIP #749 | 3110 ROSWELL RD | MARIETTA | Cobb | 9033415 | 6A |  | 2017-03-01 | FALSE | 2017-03-01 | FALSE | Currently in Use | Premium | 10000 | Fiberglass Double Walled | 2016-11-01 |  | Double-Walled Fiberglass | Pressurized
INTERSTATE NATIONALEASE INC - MA | 1449 COBB PKWY NW | MARIETTA | Cobb | 330154 | 2 | [5 empty] | Removed from Ground | Diesel | 6000 | Bare Steel | 1982-05-03 | 1997-07-03 | Bare Steel | Pressurized
Q LUBE INC #1161 | 1605 NORTH COBB PKWY | MARIETTA | Cobb | 330146 | 1 | [5 empty] | Removed from Ground | Other | 5000 | Cathodically Protected Steel | 1985-05-05 | 1998-02-01 | Galvanized Steel
EXXON FOOD STORE | 405 COBB PKWY SOUTH | MARIETTA | Cobb | 330095 | 6 | Ball Float | 1997-03-01 | FALSE | 1997-03-01 | FALSE | Currently in Use | Kerosene | 1000 | Fiberglass | 1987-03-01 |  | Fiberglass Reinforced Plastic | Pressurized
QUIKTRIP #749 | 3110 ROSWELL RD | MARIETTA | Cobb | 9033415 | 6B |  | 2017-03-01 | FALSE | 2017-03-01 | FALSE | Currently in Use | Diesel | 9500 | Fiberglass Double Walled | 2016-11-01 |  | Double-Walled Fiberglass | Pressurized
BP #24908/GULF #609529 | 690 POWDER SPRINGS RD | MARIETTA | Cobb | 330164 | 1 | [5 empty] | Closed in Ground | Gas (Historical Use) | 10000 | Bare Steel | 1981-05-03 | 1989-03-01 | Galvanized Steel
BP #24908/GULF #609529 | 690 POWDER SPRINGS RD | MARIETTA | Cobb | 330164 | 7 | [5 empty] | Removed from Ground | Gas (Historical Use) | 10000 | Fiberglass | 1989-03-01 | 1994-05-01 | Fiberglass Reinforced Plastic
FOOD BASKET | 793 ALLGOOD RD | MARIETTA | Cobb | 330151 | 2 | Flapper Valve | 2023-06-13 | FALSE | 1997-06-01 | TRUE | Currently in Use | Diesel | 8000 | Steel-Impressed Current | 1984-05-05 |  | Steel (Impressed Current) | Pressurized
JOA MARINE | 1794 ROSWELL RD | MARIETTA | Cobb | 9033245 | 2 | [5 empty] | Removed from Ground | Gas (Historical Use) | 5000 | Marked Unknown | 1993-02-23 | 1993-02-23 | Unknown
EQUITY UTILITY SVC CO INC | 1205 HAYES IND DR | MARIETTA | Cobb | 9033262 | 1 | [5 empty] | Removed from Ground | Diesel | 1000 | Bare Steel | 1993-06-15 | 1993-06-15 | Not Marked
MR B'S #119 | 3079 ROSWELL RD | MARIETTA | Cobb | 330001 | REG-1 | [5 empty] | Removed from Ground | Gas (Historical Use) | 10000 | Bare Steel | 1981-05-02 | 1988-04-11 | Galvanized Steel
PUGMIRE LINCOLN-MERCURY INC | 1865 COBB PKWY SOUTH | MARIETTA | Cobb | 330111 | 2 | [5 empty] | Removed from Ground | Other | 500 | Bare Steel | 1973-05-03 | 1993-06-12 | Galvanized Steel | Pressurized
Gas Express #202 | 1230 COBB PKWY NE | MARIETTA | Cobb | 330171 | 2 | [5 empty] | Removed from Ground | Gas (Historical Use) | 6000 | Bare Steel | 1964-05-07 | 1899-12-31 | Galvanized Steel
AMREP INC | 990 IND PARK DR | MARIETTA | Cobb | 330012 | IPA | [5 empty] | Removed from Ground | Gas (Historical Use) | 7000 | Cathodically Protected Steel | 1977-04-06 | 1995-10-01 | Bare Steel
SAM'S MART# 525 | 2715 SANDY PLAINS RD | MARIETTA | Cobb | 330059 | 1 | Ball Float | 1995-11-01 | FALSE | 1995-11-01 | FALSE | Currently in Use | Regular | 10000 | Fiberglass | 1982-04-30 |  | Fiberglass Reinforced Plastic | Pressurized
JOA MARINE | 1794 ROSWELL RD | MARIETTA | Cobb | 9033245 | 1 | [5 empty] | Removed from Ground | Gas (Historical Use) | 5000 | Marked Unknown | 1993-02-23 | 1993-02-23 | Unknown
COBB COUNTY FIRE STATION #15 | 3892 OAK LANE | MARIETTA | Cobb | 9033376 | 1 | Overfill Alarm | 1991-08-01 | FALSE | 1991-08-01 | FALSE | Closed in Ground | Premium | 1000 | Fiberglass | 1995-04-07 |  | Fiberglass Reinforced Plastic | Safe Suction (Euro)
Q LUBE INC #1161 | 1605 NORTH COBB PKWY | MARIETTA | Cobb | 330146 | 3 |  |  | TRUE |  | TRUE | Removed from Ground | Used Oil | 2000 | Cathodically Protected Steel | 1985-05-05 | 1998-02-01 | Galvanized Steel
BELLSOUTHT EAST MARIETTA F5379 | 2215 ROSWELL RD NE | MARIETTA | Cobb | 9033220 | 2 | Overfill Alarm | 1995-09-14 | FALSE | 1995-09-14 | FALSE | Currently in Use | Diesel | 6000 | Fiberglass Double Walled | 1995-09-14 |  | Double-Walled Fiberglass | Suction (American)
MR B'S #119 | 3079 ROSWELL RD | MARIETTA | Cobb | 330001 | UNL-2 | [5 empty] | Removed from Ground | Gas (Historical Use) | 8000 | Bare Steel | 1981-05-02 | 1988-04-11 | Galvanized Steel
COBB COUNTY FIRE STATION #15 | 3892 OAK LANE | MARIETTA | Cobb | 9033376 | 2 | Overfill Alarm | 1991-08-01 | FALSE | 1991-08-01 | FALSE | Closed in Ground | Diesel | 1000 | Fiberglass | 1995-04-07 |  | Fiberglass Reinforced Plastic | Safe Suction (Euro)
AMREP INC | 990 IND PARK DR | MARIETTA | Cobb | 330012 | SDA#3A | [5 empty] | Removed from Ground | Gas (Historical Use) | 10000 | Cathodically Protected Steel | 1975-04-07 | 1992-10-01 | Bare Steel
JOA MARINE | 1794 ROSWELL RD | MARIETTA | Cobb | 9033245 | 4 | [5 empty] | Removed from Ground | Diesel | 500 | Marked Unknown | 1993-02-23 | 1993-02-23 | Unknown
SAM'S MART# 525 | 2715 SANDY PLAINS RD | MARIETTA | Cobb | 330059 | 4 | Ball Float | 1995-11-01 | FALSE | 1995-11-01 | FALSE | Currently in Use | E-10 | 10000 | Fiberglass | 1982-04-30 |  | Fiberglass Reinforced Plastic | Pressurized
NALLEY AUTOMOTIVE INC/NALLEY ACU | 1355 COBB PKWY SOUTH | MARIETTA | Cobb | 9033303 | 1 |  |  | TRUE |  | TRUE | Removed from Ground | Used Oil | 1000 | Cathodically Protected Steel | 1986-01-01 | 2000-02-23 | Galvanized Steel | Gravity Fed
STASCO MECHANICAL CONTRACTORS INC | 1391 COBB PKWY N | MARIETTA | Cobb | 9033351 | 1 | Flapper Valve | 1996-04-22 |  | 1996-04-22 |  | Removed from Ground | Gas (Historical Use) | 10000 | Galvanic (STIP-3) | 1982-06-14 | 2014-12-02 | Steel (Impressed Current) | Suction (American)
EXXON FOOD STORE | 405 COBB PKWY SOUTH | MARIETTA | Cobb | 330095 | 1 | Ball Float | 1997-03-01 | FALSE | 1997-03-01 | FALSE | Currently in Use | Regular | 12000 | Fiberglass | 1986-02-01 |  | Double-Walled Fiberglass | Pressurized
EXXON PLAZA | 4244 ROSWELL RD | MARIETTA | Cobb | 330096 | 2 | Ball Float | 1997-10-01 |  | 1997-10-01 |  | Removed from Ground | Gas (Historical Use) | 8000 | Fiberglass | 1980-05-07 | 2015-10-08 | Fiberglass Reinforced Plastic | Pressurized
RaceTrac #2491 Old Canton | 3103 Roswell Rd. | Marietta | Cobb | 330098 | 8B | Overfill Alarm | 2018-03-21 | FALSE |  | FALSE | Currently in Use | Diesel | 10000 | Fiberglass Double Walled | 2018-03-21 |  | Double-Walled Fiberglass | Pressurized
BP #24908/GULF #609529 | 690 POWDER SPRINGS RD | MARIETTA | Cobb | 330164 | 3 | [5 empty] | Closed in Ground | Gas (Historical Use) | 10000 | Bare Steel | 1981-05-03 | 1989-03-01 | Galvanized Steel
FLEXIBLE PRODUCTS CO | 991 /1007 INDUSTRIAL PARK DR | MARIETTA | Cobb | 330101 | 2 | [5 empty] | Removed from Ground | Gas (Historical Use) | 500 | Bare Steel | 1971-04-27 | 1990-06-01 | Galvanized Steel
FLEXIBLE PRODUCTS CO | 991 /1007 INDUSTRIAL PARK DR | MARIETTA | Cobb | 330101 | 1 |  | 1990-12-06 |  | 1990-12-06 |  | Removed from Ground | Diesel | 12000 | Steel-Impressed Current | 1981-04-24 | 2001-09-13 | Fiberglass Reinforced Plastic
RaceTrac #2491 Old Canton | 3103 Roswell Rd. | Marietta | Cobb | 330098 | 7A | Overfill Alarm | 2018-03-21 | FALSE |  | FALSE | Currently in Use | Diesel | 10000 | Fiberglass Double Walled | 2018-03-21 |  | Double-Walled Fiberglass | Pressurized
RaceTrac #2491 Old Canton | 3103 Roswell Rd. | Marietta | Cobb | 330098 | 1 | [5 empty] | Removed from Ground | Gas (Historical Use) | 10000 | Fiberglass | 1985-05-06 | 2002-08-21 | Fiberglass Reinforced Plastic | Pressurized
3855 SHALLOWFORD ROAD SITE | 3855 SHALLOWFORD RD | MARIETTA | Cobb | 9033443 | 2 |  | 1999-08-01 |  | 1999-08-01 |  | Removed from Ground | Gas (Historical Use) | 6000 | Cathodically Protected Steel | 1999-08-30 | 2005-08-03 | Fiberglass Reinforced Plastic | Pressurized
RRC PROPERTIES LLC | 3782 ROSWELL RD | MARIETTA | Cobb | 330200 | 162-1 | Flapper Valve | 2023-05-16 | FALSE | 1998-05-20 | FALSE | Currently in Use | Regular | 10000 | Steel-Impressed Current | 1974-02-06 |  | Double-Walled Fiberglass | Pressurized
KMART #3165 (CLOSED) | 2949 CANTON HWY | MARIETTA | Cobb | 330002 | 1 |  |  | TRUE |  | TRUE | Removed from Ground | Used Oil | 1000 | Bare Steel | 1975-04-07 | 1993-06-22 | Bare Steel | Gravity Fed
JOA MARINE | 1794 ROSWELL RD | MARIETTA | Cobb | 9033245 | 3 | [5 empty] | Removed from Ground | Diesel | 5000 | Marked Unknown | 1993-02-23 | 1993-02-23 | Unknown
SAM'S MART# 525 | 2715 SANDY PLAINS RD | MARIETTA | Cobb | 330059 | 2 | Ball Float | 1995-11-01 | FALSE | 1995-11-01 | FALSE | Currently in Use | Plus | 10000 | Fiberglass | 1982-04-30 |  | Fiberglass Reinforced Plastic | Pressurized
EXXON PLAZA | 4244 ROSWELL RD | MARIETTA | Cobb | 330096 | 5 |  |  | TRUE |  | TRUE | Removed from Ground | Used Oil | 1000 | Fiberglass | 1980-05-07 | 1989-12-05 | Fiberglass Reinforced Plastic | Pressurized
3855 SHALLOWFORD ROAD SITE | 3855 SHALLOWFORD RD | MARIETTA | Cobb | 9033443 | 3 |  | 1999-08-01 |  | 1999-08-01 |  | Removed from Ground | Diesel | 2000 | Cathodically Protected Steel | 1999-08-30 | 2005-08-03 | Fiberglass Reinforced Plastic | Pressurized
QUIKTRIP #749 | 3110 ROSWELL RD | MARIETTA | Cobb | 9033415 | 7 | Flapper Valve | 2017-03-01 | FALSE | 2017-03-01 | FALSE | Currently in Use | E-0 | 12000 | Fiberglass Double Walled | 2016-11-01 |  | Double-Walled Fiberglass | Pressurized
QUIKTRIP #749 | 3110 ROSWELL RD | MARIETTA | Cobb | 9033415 | 5 | Flapper Valve | 2017-03-01 | FALSE | 2017-03-01 | FALSE | Currently in Use | Regular | 20000 | Fiberglass Double Walled | 2016-11-01 |  | Double-Walled Fiberglass | Pressurized
QUIKTRIP #749 | 3110 ROSWELL RD | MARIETTA | Cobb | 9033415 | 4 | Flapper Valve | 2017-03-01 | FALSE | 2017-03-01 | FALSE | Currently in Use | Regular | 20000 | Fiberglass Double Walled | 2016-11-01 |  | Double-Walled Fiberglass | Pressurized
AMREP INC | 990 IND PARK DR | MARIETTA | Cobb | 330012 | 100#SOLV | [5 empty] | Removed from Ground | Gas (Historical Use) | 5000 | Cathodically Protected Steel | 1977-04-06 | 1992-10-01 | Bare Steel
SAM'S MART# 525 | 2715 SANDY PLAINS RD | MARIETTA | Cobb | 330059 | 3 | Ball Float | 1995-11-01 | FALSE | 1995-11-01 | FALSE | Currently in Use | Premium | 10000 | Fiberglass | 1982-04-30 |  | Fiberglass Reinforced Plastic | Pressurized
NALLEY AUTOMOTIVE INC/NALLEY ACU | 1355 COBB PKWY SOUTH | MARIETTA | Cobb | 9033303 | 2 | Flapper Valve | 2009-08-03 | FALSE | 2009-08-03 | FALSE | Currently in Use | Regular | 10000 | Galvanic (STIP-3) | 1986-01-01 |  | Fiberglass Reinforced Plastic | Safe Suction (Euro)
PUGMIRE LINCOLN-MERCURY INC | 1865 COBB PKWY SOUTH | MARIETTA | Cobb | 330111 | 1 |  |  | TRUE |  | TRUE | Removed from Ground | Used Oil | 1500 | Bare Steel | 1973-05-03 | 1993-06-12 | Galvanized Steel | Pressurized
Gas Express #202 | 1230 COBB PKWY NE | MARIETTA | Cobb | 330171 | 1 | [5 empty] | Removed from Ground | Gas (Historical Use) | 6000 | Bare Steel | 1964-05-07 | 1899-12-31 | Galvanized Steel
GA POWER/AUSTELL DIST OPER HQ | 2525 OLD ALABAMA RD | AUSTELL | Cobb | 9033250 | 1 |  |  | FALSE |  | FALSE | Removed from Ground | Gas (Historical Use) | 10000 | Unknown | 1989-03-08 | 1989-03-08
REPUBLIC SERVICES OF GEORGIA | 7100 DELTA CIRCLE | AUSTELL | Cobb | 9033233 | 1 | Ball Float | 1992-04-15 | FALSE | 1992-04-15 | FALSE | Temporarily out of use | Diesel | 20000 | Fiberglass Double Walled | 1992-04-01 |  | Double-Walled Fiberglass | Suction (American)
PITMAN'S LAUNDRY & CLEANERS | 2733 JEFFERSON PL | AUSTELL | Cobb | 330076 | 1 | [5 empty] | Removed from Ground | Empty | 1 | Bare Steel | 1985-07-01 | 1985-07-01 | Galvanized Steel
STAR PAPER TUBE INC | PAPER MILL RD | AUSTELL | Cobb | 330049 | 2 | [5 empty] | Removed from Ground | Gas (Historical Use) | 12000 | Marked Unknown | 1991-11-01 | 1991-11-01 | Unknown
QUIKTRIP #742 | 291 Riverside Pkwy | Austell | Cobb | 9033033 | 7 | Flapper Valve | 2018-06-01 | FALSE | 2018-05-01 | FALSE | Currently in Use | Diesel | 12000 | Fiberglass Double Walled | 2018-03-15 |  | Double-Walled Fiberglass | Pressurized
QUIKTRIP #742 | 291 Riverside Pkwy | Austell | Cobb | 9033033 | 1 | Flapper Valve | 1990-12-01 | FALSE | 1990-12-01 | FALSE | Removed from Ground | Premium | 12000 |  | 1990-11-28 | 2018-08-08 |  | Pressurized
QUIKTRIP #742 | 291 Riverside Pkwy | Austell | Cobb | 9033033 | 4 | Flapper Valve | 2018-06-01 | FALSE | 2018-05-01 | FALSE | Currently in Use | Regular | 20000 | Fiberglass Double Walled | 2018-03-15 |  | Double-Walled Fiberglass | Pressurized
AUSTELL FOOD STORE #98 | 5565 AUSTELL POWDER SPRINGS RD | AUSTELL | Cobb | 9033124 | 5 | Ball Float | 2010-07-01 | FALSE | 2010-07-01 | FALSE | Currently in Use | Diesel | 6000 | Epoxy Double-Walled | 2010-07-01 |  | Double-Walled Fiberglass | Pressurized
COBB COUNTY FLEET MANAGEMENT COMPANY | 1940 COUNTY SERVICES PKWY | MARIETTA | Cobb | 330493 | DUP15 | [5 empty] | Removed from Ground | Diesel | 20000 | Bare Steel | 1983-03-01 | 1997-12-08 | Galvanized Steel | Pressurized
COBB COUNTY FLEET MANAGEMENT COMPANY | 1940 COUNTY SERVICES PKWY | MARIETTA | Cobb | 330493 | DUP18 | [5 empty] | Removed from Ground | Diesel | 20000 | Bare Steel | 1983-03-01 | 1997-12-08 | Galvanized Steel | Pressurized
COBB COUNTY FLEET MANAGEMENT COMPANY | 1940 COUNTY SERVICES PKWY | MARIETTA | Cobb | 330493 | 14 |  |  | TRUE |  | TRUE | Removed from Ground | Used Oil | 1 | Bare Steel | 1987-01-01 | 1899-12-31 | Unknown
SIX FLAGS BP STATION #12095 | 124 SIX FLAGS PKWY | AUSTELL | Cobb | 330188 | 7 | Ball Float | 1995-05-01 | FALSE | 1995-05-01 | FALSE | Currently in Use | Regular | 10000 | Epoxy | 1995-05-01 |  | Double-Walled Flex | Pressurized
SIX FLAGS BP STATION #12095 | 124 SIX FLAGS PKWY | AUSTELL | Cobb | 330188 | 4 | [5 empty] | Removed from Ground | Gas (Historical Use) | 6000 | Bare Steel | 1967-09-01 | 1993-09-03 | Fiberglass Reinforced Plastic | Pressurized
SIX FLAGS OVER GEORGIA RAILROAD | 275 RIVERSIDE PKWY | AUSTELL | Cobb | 330190 | 16 | Ball Float | 1997-02-01 | FALSE | 1997-02-01 | FALSE | Currently in Use | Diesel | 6000 | Galvanic (STIP-3) | 1997-02-01 |  | Double-Walled Fiberglass | Pressurized
POOLE HARDWARE & SUPPLY CO | 1671 BANKHEAD HWY | AUSTELL | Cobb | 330152 | 3 | [5 empty] | Removed from Ground | Gas (Historical Use) | 2000 | Bare Steel | 1981-05-02 | 1995-04-17 | Galvanized Steel
UNITED WASTE SERVICE INC | 7140 DELTA CIRCLE | AUSTELL | Cobb | 330071 | 3 | [5 empty] | Removed from Ground | Gas (Historical Use) | 10000 | Bare Steel | 1978-04-23 | 1992-05-12 | Galvanized Steel
ALLENS TEXACO/JOHN ALLEN | 5025 AUSTELL RD | AUSTELL | Cobb | 9033028 | 2 | [5 empty] | Removed from Ground | Gas (Historical Use) | 4000 | Bare Steel | 1967-01-01 | 1992-05-29 | Galvanized Steel | Safe Suction (Euro)
SIX FLAGS OVER GA HANSONCAR | 275 RIVERSIDE PKWY | AUSTELL | Cobb | 9033006 | 0 | [5 empty] | Removed from Ground | Gas (Historical Use) | 4000 | Bare Steel | 1989-08-28 | 1989-08-28 | Unknown
CROWN STATION GA-19/MOBILE SOUND | 4560 AUSTELL RD | AUSTELL | Cobb | 330022 | NO-LEAD | [5 empty] | Permanently Out of Use - historical purposes | Gas (Historical Use) | 10270 | Bare Steel | 1978-04-06 | 1899-12-31 | Galvanized Steel
SHELL | 1401 HURT RD STE B | AUSTELL | Cobb | 9033274 | 3 | Ball Float | 1989-02-01 | FALSE | 1989-02-01 | FALSE | Currently in Use | Premium | 8000 | Galvanic (STIP-3) | 1989-02-01 |  | Fiberglass Reinforced Plastic | Pressurized
SKY 2000 INC | 3661 AUSTELL RD | MARIETTA | Cobb | 330473 | 2 | [5 empty] | Removed from Ground | Gas (Historical Use) | 5000 | Bare Steel | 1975-05-11 | 1899-12-31 | Galvanized Steel
COBB COUNTY FLEET MANAGEMENT COMPANY | 1940 COUNTY SERVICES PKWY | MARIETTA | Cobb | 330493 | 11 | [5 empty] | Removed from Ground | Gas (Historical Use) | 1 | Bare Steel | 1987-01-01 | 1899-12-31 | Unknown
SANDS & CO INC | 1633 SANDS PL | MARIETTA | Cobb | 330180 | 2 | [5 empty] | Removed from Ground | Gas (Historical Use) | 4000 | Bare Steel | 1981-02-25 | 1997-07-22 | Galvanized Steel
D&D MASTERBEND MUFFLER SHOP | 2823 BANKHEAD HWY | AUSTELL | Cobb | 9033276 | 2 | [5 empty] | Removed from Ground | Gas (Historical Use) | 5000 | Bare Steel | 1962-01-01 | 1994-04-05 | Galvanized Steel
AUSTELL FOOD STORE #98 | 5565 AUSTELL POWDER SPRINGS RD | AUSTELL | Cobb | 9033124 | 4A | Ball Float | 2010-07-01 | FALSE | 2010-07-01 | FALSE | Currently in Use | Regular | 15000 | Epoxy Double-Walled | 2010-07-01 |  | Double-Walled Fiberglass | Pressurized
GEORGIA MASONRY SUPPLY-AUSTELL | 3150 HUMPHRIES HILL | AUSTELL | Cobb | 9033138 | 6 |  | 1997-08-14 |  | 1997-08-14 |  | Removed from Ground | Diesel | 12000 | Composite | 1997-08-26 | 2016-06-08 | Fiberglass Reinforced Plastic | Pressurized
EXXON FOOD MART | 4805 AUSTELL-POWDER SPRINGS RD | AUSTELL | Cobb | 9033141 | 2A | Flapper Valve | 2021-03-14 | FALSE | 2021-01-12 | FALSE | Currently in Use | Gas (Historical Use) | 6000 | Composite Double Walled | 2020-12-02 |  | Double-Walled Fiberglass | Pressurized
COASTAL MART #808/JOY FOOD #9516 | 2633 BANKHEAD HWY | AUSTELL | Cobb | 330507 | 3 | [5 empty] | Removed from Ground | Gas (Historical Use) | 4000 | Bare Steel | 1970-05-11 | 1989-05-01 | Galvanized Steel
JET | 2400 ATLANTA ST | SMYRNA | Cobb | 330329 | 3 | [5 empty] | Removed from Ground | Gas (Historical Use) | 10000 | Fiberglass | 1982-04-18 | 1988-01-01 | Fiberglass Reinforced Plastic
UNITED WASTE SERVICE INC | 7140 DELTA CIRCLE | AUSTELL | Cobb | 330071 | GAS | [5 empty] | Removed from Ground | Gas (Historical Use) | 10000 | Bare Steel | 1978-04-23 | 1992-01-01 | Galvanized Steel
HUNTERS GROVE APARTMENTS | 575 SIX FLAGS DR | AUSTELL | Cobb | 9033017 | 1 |  |  | TRUE |  | TRUE | Removed from Ground | Used Oil | 500 | Concrete | 1991-07-01 | 1991-07-01 | Not Marked
AUSTELL FOOD STORE #98 | 5565 AUSTELL POWDER SPRINGS RD | AUSTELL | Cobb | 9033124 | 1 | Flapper Valve | 1998-04-01 |  | 1998-04-01 |  | Removed from Ground | Gas (Historical Use) | 10000 | Steel-Impressed Current | 1983-01-01 | 2010-07-23 | Steel (Impressed Current) | Pressurized
EXXON FOOD MART | 4805 AUSTELL-POWDER SPRINGS RD | AUSTELL | Cobb | 9033141 | 0 | [5 empty] | Removed from Ground | Other | 0 | Marked Unknown | 1990-02-28 | 1990-02-28 | Unknown
EXXON FOOD MART | 4805 AUSTELL-POWDER SPRINGS RD | AUSTELL | Cobb | 9033141 | 1 | Flapper Valve | 2021-03-14 | FALSE | 2021-01-12 | FALSE | Currently in Use | Gas (Historical Use) | 12000 | Composite Double Walled | 2020-12-02 |  | Double-Walled Fiberglass | Pressurized
GEORGIA MASONRY SUPPLY-AUSTELL | 3150 HUMPHRIES HILL | AUSTELL | Cobb | 9033138 | 2 | [5 empty] | Removed from Ground | Diesel | 6000 | Bare Steel | 1972-01-01 | 1997-08-14 | Bare Steel | Suction (American)
COBB COUNTYWATER SYS SOUTH COBB | 490 LEE INDUSTRIAL BLVD | AUSTELL | Cobb | 330496 | 5 |  | 1998-08-01 |  | 2015-12-08 | TRUE | Currently in Use | Gas (Historical Use) | 2500 | Fiberglass | 1998-08-22 |  | Fiberglass Reinforced Plastic | Safe Suction (Euro)
CIRCLE M FOOD SHOP #48 | 5160 S COBB DR | SMYRNA | Cobb | 9033508 | 3 | Ball Float | 1996-10-30 | FALSE | 1996-10-30 | FALSE | Removed from Ground | Premium | 10000 | Fiberglass Double Walled | 1996-10-29 |  | Double-Walled Flex | Pressurized
EXXON R/S 40344 | 1420 SPRING RD | SMYRNA | Cobb | 9033034 | 1 |  | 1988-06-01 |  | 1988-06-01 |  | Closed in Ground | Empty | 12000 | Fiberglass | 1989-02-21 | 2003-04-15 | Fiberglass Reinforced Plastic | Pressurized
AUSTELL 66 | 4937 AUSTELL RD SW | AUSTELL | Cobb | 9033032 | 1 |  | 1990-05-01 |  | 1990-05-01 |  | Removed from Ground | Gas (Historical Use) | 12000 | Unknown | 1990-05-24 | 2005-06-28 | Fiberglass Reinforced Plastic | Pressurized
SIX FLAGS OVER GA HANSONCAR | 275 RIVERSIDE PKWY | AUSTELL | Cobb | 9033006 | 11 | Ball Float | 1990-02-20 | FALSE | 1990-02-20 | FALSE | Currently in Use | Gas (Historical Use) | 2000 | Galvanic (STIP-3) | 1990-02-20 |  | Double-Walled Fiberglass | Pressurized
ALLENS TEXACO/JOHN ALLEN | 5025 AUSTELL RD | AUSTELL | Cobb | 9033028 | 1 | [5 empty] | Removed from Ground | Gas (Historical Use) | 6000 | Bare Steel | 1967-01-01 | 1992-05-29 | Galvanized Steel | Safe Suction (Euro)
QUIKTRIP #742 | 291 Riverside Pkwy | Austell | Cobb | 9033033 | 6B | Flapper Valve | 2018-06-01 | FALSE | 2018-05-01 | FALSE | Currently in Use | Premium | 9500 | Fiberglass Double Walled | 2018-03-15 |  | Double-Walled Fiberglass | Pressurized
QUIKTRIP #742 | 291 Riverside Pkwy | Austell | Cobb | 9033033 | 6A | Flapper Valve | 2018-06-01 | FALSE | 2018-05-01 | FALSE | Currently in Use | E-0 | 10000 | Fiberglass Double Walled | 2018-03-15 |  | Double-Walled Fiberglass | Pressurized
ARNOLD TRANSPORTATION SILVER EAG | 559 LEE INDUSTRIAL BLVD | AUSTELL | Cobb | 9033429 | 1 | [5 empty] | Removed from Ground | Diesel | 10000 | Fiberglass | 1991-03-01 | 2000-01-28 | Unknown | Suction (American)
WHEELER'S UNION 76 | 2825 BANKHEAD HWY | AUSTELL | Cobb | 9033370 | 3 |  |  | FALSE |  | FALSE | Removed from Ground | Gas (Historical Use) | 4000 | Bare Steel | 1995-01-30 | 1995-01-30 | Unknown
CITY OF AUSTELL FIRE STATION #1 | 5890 MULBERRY ST | AUSTELL | Cobb | 9033393 | 1 | Overfill Alarm | 1998-11-01 |  | 1998-11-01 |  | Removed from Ground | Gas (Historical Use) | 4010 | Steel-Impressed Current | 1985-01-01 | 2016-05-17 | Steel (Impressed Current) | Safe Suction (Euro)
ABANDONED TANKS @ COLLAR PROPERT | SE CNR MULBERRY & BANKHEAD HWY | AUSTELL | Cobb | 9033353 | 2 | [5 empty] | Removed from Ground | Other | 550 | Not Marked/Unknown | 1995-04-04 | 1995-04-04 | Unknown
SIX FLAGS PARKING LOT SERVICE ST | 275 RIVERSIDE PKWY | AUSTELL | Cobb | 9033002 | 2 | Flapper Valve | 1991-08-01 |  | 1991-08-01 |  | Removed from Ground | Gas (Historical Use) | 12000 | Galvanic (STIP-3) | 1980-01-01 | 2014-11-11 | Fiberglass Reinforced Plastic | Pressurized
LSB INDUSTRIES INC | 7201 LEE IND BLVD | AUSTELL | Cobb | 9033001 | 1 | [5 empty] | Permanently Out of Use - historical purposes | Kerosene | 3000 | Not Marked/Unknown |  | 1899-12-31 | Not Marked
AUSTELL FOOD STORE #98 | 5565 AUSTELL POWDER SPRINGS RD | AUSTELL | Cobb | 9033124 | 2 | Flapper Valve | 1998-04-01 |  | 1998-04-01 |  | Removed from Ground | Gas (Historical Use) | 8000 | Steel-Impressed Current | 1983-01-01 | 2010-07-23 | Steel (Impressed Current) | Safe Suction (Euro)
SIX FLAGS PARKING LOT SERVICE ST | 275 RIVERSIDE PKWY | AUSTELL | Cobb | 9033002 | 4 | Flapper Valve | 1991-08-01 |  | 1991-08-01 |  | Removed from Ground | Gas (Historical Use) | 12000 | Galvanic (STIP-3) | 1980-01-01 | 2014-11-07 | Fiberglass Reinforced Plastic | Pressurized
SIX FLAGS PARKING LOT SERVICE ST | 275 RIVERSIDE PKWY | AUSTELL | Cobb | 9033002 | 5 | Flapper Valve | 1991-08-01 |  | 1991-08-01 |  | Removed from Ground | Gas (Historical Use) | 12000 | Galvanic (STIP-3) | 1980-01-01 | 2014-11-05 | Fiberglass Reinforced Plastic | Pressurized
SIX FLAGS PARKING LOT SERVICE ST | 275 RIVERSIDE PKWY | AUSTELL | Cobb | 9033002 | 7 | Flapper Valve | 1991-08-01 |  | 1991-08-01 |  | Removed from Ground | Diesel | 12000 | Galvanic (STIP-3) | 1981-06-01 | 2014-11-04 | Fiberglass Reinforced Plastic | Pressurized
GEORGIA MASONRY SUPPLY-AUSTELL | 3150 HUMPHRIES HILL | AUSTELL | Cobb | 9033138 | 1 | [5 empty] | Removed from Ground | Diesel | 6000 | Bare Steel | 1972-01-01 | 1997-08-14 | Bare Steel | Suction (American)
EXXON FOOD MART | 4805 AUSTELL-POWDER SPRINGS RD | AUSTELL | Cobb | 9033141 | 2B | Flapper Valve | 2021-03-14 | FALSE | 2021-01-12 | FALSE | Currently in Use | Diesel | 6000 | Composite Double Walled | 2020-12-04 |  | Double-Walled Fiberglass | Pressurized
COASTAL MART #808/JOY FOOD #9516 | 2633 BANKHEAD HWY | AUSTELL | Cobb | 330507 | 5 | [5 empty] | Removed from Ground | Gas (Historical Use) | 4000 | Bare Steel | 1970-05-11 | 1989-05-01 | Galvanized Steel
JET | 2400 ATLANTA ST | SMYRNA | Cobb | 330329 | 2 | [5 empty] | Removed from Ground | Gas (Historical Use) | 10000 | Fiberglass | 1982-04-18 | 1988-01-01 | Fiberglass Reinforced Plastic
SIX FLAGS BP STATION #12095 | 124 SIX FLAGS PKWY | AUSTELL | Cobb | 330188 | 2 | [5 empty] | Removed from Ground | Gas (Historical Use) | 6000 | Bare Steel | 1967-09-01 | 1993-09-03 | Fiberglass Reinforced Plastic | Pressurized
CROWN GA-008 | 2109 BANKHEAD HWY | AUSTELL | Cobb | 330025 | 2 | [5 empty] | Removed from Ground | Empty | 6000 | Bare Steel | 1968-04-08 | 1992-11-12 | Galvanized Steel
AUSTELL FOOD STORE #98 | 5565 AUSTELL POWDER SPRINGS RD | AUSTELL | Cobb | 9033124 | 4B | Ball Float | 2010-07-01 | FALSE | 2010-07-01 | FALSE | Currently in Use | Premium | 5000 | Epoxy Double-Walled | 2010-07-01 |  | Double-Walled Fiberglass | Pressurized
WILLIAMS BROS/AUSTELL PLANT #29 | 3150 PACIFIC AVE | AUSTELL | Cobb | 9033139 | 1 | [5 empty] | Removed from Ground | Diesel | 10000 | Bare Steel | 1969-01-01 | 1990-10-01 | Bare Steel
EXXON R/S 40344 | 1420 SPRING RD | SMYRNA | Cobb | 9033034 | 3 |  | 1988-06-01 |  | 1988-06-01 |  | Closed in Ground | Empty | 10000 | Fiberglass | 1989-02-21 | 2003-04-15 | Fiberglass Reinforced Plastic | Pressurized
COASTAL MART #808/JOY FOOD #9516 | 2633 BANKHEAD HWY | AUSTELL | Cobb | 330507 | 2 | [5 empty] | Removed from Ground | Gas (Historical Use) | 4000 | Bare Steel | 1970-05-11 | 1989-05-01 | Galvanized Steel
YANCEY BROTHERS CO INC | 330 LEE INDUSTRIAL BLVD | AUSTELL | Cobb | 330104 | 3 | [5 empty] | Removed from Ground | Gas (Historical Use) | 6100 | Bare Steel | 1968-04-27 | 1995-11-20 | Unknown
Pure Foodmart | 152 Riverside Parkway | Austell | Cobb | 330008 | 3 | Ball Float | 1997-05-20 | FALSE | 1997-05-20 | FALSE | Currently in Use | Plus | 5000 | Steel-Impressed Current | 1986-04-10 |  | Fiberglass Reinforced Plastic | Pressurized
D&D MASTERBEND MUFFLER SHOP | 2823 BANKHEAD HWY | AUSTELL | Cobb | 9033276 | 4 |  |  | TRUE |  | TRUE | Removed from Ground | Used Oil | 500 | Bare Steel | 1962-01-01 | 1994-04-05 | Galvanized Steel
AUSTELL FOOD STORE #98 | 5565 AUSTELL POWDER SPRINGS RD | AUSTELL | Cobb | 9033124 | 3 | Flapper Valve | 1998-04-01 |  | 1998-04-01 |  | Removed from Ground | Gas (Historical Use) | 8000 | Steel-Impressed Current | 1983-01-01 | 2010-07-23 | Steel (Impressed Current) | Safe Suction (Euro)
CIRCLE K #8433/7-ELEVEN #15941 | 370 SIX FLAGS DR | AUSTELL | Cobb | 330185 | 1 | [5 empty] | Removed from Ground | Gas (Historical Use) | 10000 | Bare Steel | 1979-02-02 | 1993-08-12 | Bare Steel | Pressurized
COBB COUNTY FIRE STATION # 7 | 810 HURT ROAD | AUSTELL | Cobb | 9033388 | 1 | [5 empty] | Removed from Ground | Diesel | 1000 | Bare Steel | 1998-10-26 | 1998-10-26 | Bare Steel | Suction (American)
SIX FLAGS OVER GEORGIA COTTON ST | 275 RIVERSIDE PKWY | AUSTELL | Cobb | 9033313 | 14 |  | 1991-05-01 |  | 1991-05-01 |  | Removed from Ground | Other | 2000 | Galvanic (STIP-3) | 1991-05-01 | 1996-11-01 | Fiberglass Reinforced Plastic | Suction (American)
COASTAL MART #808/JOY FOOD #9516 | 2633 BANKHEAD HWY | AUSTELL | Cobb | 330507 | 4 | [5 empty] | Removed from Ground | Gas (Historical Use) | 4000 | Bare Steel | 1970-05-11 | 1989-05-01 | Galvanized Steel
COASTAL MART #808/JOY FOOD #9516 | 2633 BANKHEAD HWY | AUSTELL | Cobb | 330507 | 1 | [5 empty] | Removed from Ground | Gas (Historical Use) | 4000 | Bare Steel | 1970-05-11 | 1989-05-01 | Galvanized Steel
JET | 2400 ATLANTA ST | SMYRNA | Cobb | 330329 | 1 | [5 empty] | Removed from Ground | Gas (Historical Use) | 10000 | Fiberglass | 1982-04-18 | 1988-01-01 | Fiberglass Reinforced Plastic
ALLENS TEXACO/JOHN ALLEN | 5025 AUSTELL RD | AUSTELL | Cobb | 9033028 | 4 | [5 empty] | Removed from Ground | Gas (Historical Use) | 4000 | Bare Steel | 1972-01-01 | 1992-05-29 | Galvanized Steel | Safe Suction (Euro)
QUIKTRIP #742 | 291 Riverside Pkwy | Austell | Cobb | 9033033 | 3 | Flapper Valve | 1990-12-01 | FALSE | 1990-12-01 | FALSE | Removed from Ground | Gas (Historical Use) | 12000 | Lined Interior | 1990-11-28 | 2018-08-08 |  | Pressurized
EXXON R/S 40344 | 1420 SPRING RD | SMYRNA | Cobb | 9033034 | 2 |  | 1988-06-01 |  | 1988-06-01 |  | Closed in Ground | Empty | 10000 | Fiberglass | 1989-02-21 | 2003-04-15 | Fiberglass Reinforced Plastic | Pressurized
SIX FLAGS BP STATION #12095 | 124 SIX FLAGS PKWY | AUSTELL | Cobb | 330188 | 5 | Ball Float | 1995-05-01 | FALSE | 1995-05-01 | FALSE | Currently in Use | Regular | 10000 | Epoxy | 1995-05-01 |  | Double-Walled Flex | Pressurized
WHEELER'S UNION 76 | 2825 BANKHEAD HWY | AUSTELL | Cobb | 9033370 | 2 |  |  | FALSE |  | FALSE | Removed from Ground | Gas (Historical Use) | 4000 | Bare Steel | 1995-01-30 | 1995-01-30 | Unknown
ARONLD TRANSPORTATION SERVICES I | 557 LEE IND BLVD | AUSTELL | Cobb | 330092 | 1 | [5 empty] | Removed from Ground | Diesel | 10000 | Bare Steel | 1984-03-31 | 1998-07-07 | Galvanized Steel | Suction (American)
SOUTH COBB GOVERNMENT CENTER | 4700 AUSTELL RD | AUSTELL | Cobb | 9033342 | 1 | Ball Float | 1989-03-01 | FALSE | 1989-03-01 | FALSE | Currently in Use | Regular | 15000 |  | 1988-08-26 |  | Fiberglass Reinforced Plastic | Pressurized
YANCEY BROTHERS CO INC | 330 LEE INDUSTRIAL BLVD | AUSTELL | Cobb | 330104 | 2 | [5 empty] | Removed from Ground | Diesel | 6100 | Bare Steel | 1968-04-27 | 1995-11-20 | Unknown
SHELL | 1401 HURT RD STE B | AUSTELL | Cobb | 9033274 | 1 | Ball Float | 1989-02-01 | FALSE | 1989-02-01 | FALSE | Currently in Use | Regular | 10000 | Galvanic (STIP-3) | 1989-02-01 |  | Fiberglass Reinforced Plastic | Pressurized
AUSTELL 66 | 4937 AUSTELL RD SW | AUSTELL | Cobb | 9033032 | 2 |  | 1990-05-01 |  | 1990-05-01 |  | Removed from Ground | Gas (Historical Use) | 12000 | Unknown | 1990-05-24 | 2005-06-28 | Fiberglass Reinforced Plastic | Pressurized
SIX FLAGS PARKING LOT SERVICE ST | 275 RIVERSIDE PKWY | AUSTELL | Cobb | 9033002 | 6 | Flapper Valve | 1991-08-01 |  | 1991-08-01 |  | Removed from Ground | Gas (Historical Use) | 12000 | Galvanic (STIP-3) | 1981-06-01 | 2014-11-05 | Fiberglass Reinforced Plastic | Pressurized
GOLD CIRCLE STORE/TARGET STORES | 3751 FLOYD RD | AUSTELL | Cobb | 9033081 | 1 |  |  | TRUE |  | TRUE | Removed from Ground | Used Oil | 500 | Bare Steel | 1980-01-01 | 1988-12-01 | Galvanized Steel
GEORGIA MASONRY SUPPLY-AUSTELL | 3150 HUMPHRIES HILL | AUSTELL | Cobb | 9033138 | 3 | [5 empty] | Removed from Ground | Diesel | 6000 | Bare Steel | 1972-01-01 | 1993-04-06 | Bare Steel | Suction (American)
CIRCLE M FOOD SHOP #48 | 5160 S COBB DR | SMYRNA | Cobb | 9033508 | 2 | Ball Float | 1996-10-30 | FALSE | 1996-10-30 | FALSE | Removed from Ground | Plus | 10000 | Fiberglass Double Walled | 1996-10-29 |  | Double-Walled Flex | Pressurized
RaceTrac #2491 Old Canton | 3103 Roswell Rd. | Marietta | Cobb | 330098 | 3 | [5 empty] | Removed from Ground | Gas (Historical Use) | 10000 | Fiberglass | 1985-05-06 | 2002-08-21 | Fiberglass Reinforced Plastic | Pressurized
BP #24908/GULF #609529 | 690 POWDER SPRINGS RD | MARIETTA | Cobb | 330164 | 2 | [5 empty] | Closed in Ground | Gas (Historical Use) | 10000 | Bare Steel | 1981-05-03 | 1989-03-01 | Galvanized Steel
INTERSTATE NATIONALEASE INC - MA | 1449 COBB PKWY NW | MARIETTA | Cobb | 330154 | 4 |  |  | TRUE |  | TRUE | Removed from Ground | Used Oil | 3000 | Bare Steel | 1982-05-03 | 1998-09-01 | Bare Steel | Gravity Fed
INTERSTATE NATIONALEASE INC - MA | 1449 COBB PKWY NW | MARIETTA | Cobb | 330154 | 5 |  | 1997-07-20 |  | 1997-07-20 |  | Removed from Ground | Diesel | 12000 | Composite | 1997-07-20 | 2008-06-06 | Secondary Containment | Pressurized
AMREP INC | 990 IND PARK DR | MARIETTA | Cobb | 330012 | TT | [5 empty] | Removed from Ground | Gas (Historical Use) | 10000 | Cathodically Protected Steel | 1978-04-06 | 1992-10-01 | Bare Steel
KMART #7184 | 4269 ROSWELL RD & JOHNSON FERRY | MARIETTA | Cobb | 330007 | 1 |  |  | TRUE |  | TRUE | Removed from Ground | Used Oil | 1000 | Bare Steel | 1978-04-06 | 1991-03-26 | Galvanized Steel
MR B'S #119 | 3079 ROSWELL RD | MARIETTA | Cobb | 330001 | SUL-3 | [5 empty] | Removed from Ground | Gas (Historical Use) | 8000 | Bare Steel | 1981-05-02 | 1988-04-11 | Galvanized Steel
QUIKTRIP #754 | 4635 WOODSTOCK RD | ROSWELL | Cobb | 9033345 | 5 | Flapper Valve | 2016-11-01 | FALSE | 2016-10-01 | FALSE | Currently in Use | Regular | 20000 | Fiberglass Double Walled | 2016-06-01 |  | Double-Walled Fiberglass | Pressurized
QUIKTRIP #754 | 4635 WOODSTOCK RD | ROSWELL | Cobb | 9033345 | 7 | Flapper Valve | 2016-11-01 | FALSE | 2016-10-01 | FALSE | Currently in Use | Diesel | 12000 | Fiberglass Double Walled | 2016-06-01 |  | Double-Walled Fiberglass | Pressurized
QUIKTRIP #754 | 4635 WOODSTOCK RD | ROSWELL | Cobb | 9033345 | 4 |  | 2016-11-01 | FALSE | 2016-10-01 | FALSE | Currently in Use | Regular | 20000 | Fiberglass Double Walled | 2016-06-02 |  | Double-Walled Fiberglass | Pressurized
EXXON FOOD MART | 4780 ALABAMA RD | ROSWELL | Cobb | 9060582 | 1 | Ball Float | 1990-01-01 | FALSE | 1990-01-01 | TRUE | Currently in Use | Regular | 10000 | Fiberglass | 1990-08-01 |  | Fiberglass Reinforced Plastic | Pressurized
QUIKTRIP #754 | 4635 WOODSTOCK RD | ROSWELL | Cobb | 9033345 | 2 | Overfill Alarm | 1994-08-15 |  | 1994-08-15 |  | Removed from Ground | Gas (Historical Use) | 12000 | Fiberglass | 1994-11-01 | 2016-09-21 | Fiberglass Reinforced Plastic | Pressurized
CHEVRON STATION #51277 | 4704 WOODSTOCK RD | ROSWELL | Cobb | 330389 | 4 | [5 empty] | Removed from Ground | Diesel | 10000 | Fiberglass | 1981-01-01 | 1999-08-13 | Fiberglass Reinforced Plastic | Pressurized
CHEVRON STATION #51277 | 4704 WOODSTOCK RD | ROSWELL | Cobb | 330389 | 3 |  | 1993-05-17 |  | 1993-05-17 |  | Removed from Ground | Gas (Historical Use) | 10000 | Fiberglass | 1981-01-01 | 1999-08-13 | Fiberglass Reinforced Plastic | Pressurized
QUIKTRIP #754 | 4635 WOODSTOCK RD | ROSWELL | Cobb | 9033345 | 6B | Flapper Valve | 2016-11-01 | FALSE | 2016-10-01 | FALSE | Currently in Use | Premium | 9500 | Fiberglass Double Walled | 2016-06-01 |  | Double-Walled Fiberglass | Pressurized
QUIKTRIP #754 | 4635 WOODSTOCK RD | ROSWELL | Cobb | 9033345 | 6A | Flapper Valve | 2016-11-01 | FALSE | 2016-10-01 | FALSE | Currently in Use | Regular | 10000 | Fiberglass Double Walled | 2016-06-01 |  | Double-Walled Fiberglass | Pressurized
CHEVRON STATION #51277 | 4704 WOODSTOCK RD | ROSWELL | Cobb | 330389 | 2 |  | 1993-05-17 |  | 1993-05-17 |  | Removed from Ground | Gas (Historical Use) | 10000 | Fiberglass | 1980-10-01 | 1999-08-13 | Fiberglass Reinforced Plastic | Pressurized
QUIKTRIP #754 | 4635 WOODSTOCK RD | ROSWELL | Cobb | 9033345 | 3 | Overfill Alarm | 1994-08-15 |  | 1994-08-15 |  | Removed from Ground | Gas (Historical Use) | 12000 | Fiberglass | 1994-11-01 | 2016-09-21 | Fiberglass Reinforced Plastic | Pressurized
QUIKTRIP #754 | 4635 WOODSTOCK RD | ROSWELL | Cobb | 9033345 | 1 | Overfill Alarm | 1994-08-15 |  | 1994-08-15 |  | Removed from Ground | Gas (Historical Use) | 12000 | Fiberglass | 1994-11-01 | 2016-09-21 | Fiberglass Reinforced Plastic | Pressurized
EXXON FOOD MART | 4780 ALABAMA RD | ROSWELL | Cobb | 9060582 | 4 | Ball Float | 1990-01-01 | FALSE | 1990-01-01 | TRUE | Currently in Use | Diesel | 10000 | Fiberglass | 1990-08-01 |  | Fiberglass Reinforced Plastic | Pressurized
CHEVRON STATION #51277 | 4704 WOODSTOCK RD | ROSWELL | Cobb | 330389 | 1 |  | 1993-05-17 |  | 1993-05-17 |  | Removed from Ground | Gas (Historical Use) | 10000 | Fiberglass | 1980-10-01 | 1999-08-13 | Fiberglass Reinforced Plastic | Pressurized
LOST MOUNTAIN STORE | GA HWY 120 & GA HWY 176 | LOST MOUNTAIN | Cobb | 9033244 | 1 | [5 empty] | Permanently Out of Use - historical purposes | Gas (Historical Use) | 1000 | Marked Unknown |  | 1899-12-31 | Unknown
OLD CONCORD BP LLC | 1509 OLD CONCORD RD SE | MARIETTA | Cobb | 10003328 | 1 | Flapper Valve | 2022-03-16 | FALSE | 2021-12-14 | FALSE | Currently in Use | Regular | 20000 | Composite Double Walled | 2021-06-30 |  | Double-Walled Fiberglass | Pressurized
KROGER | 1310 POWERS FERRY RD SE | MARIETTA | Cobb | 10003329 | 2B | Flapper Valve | 2022-12-08 | FALSE | 2022-12-08 | FALSE | Currently in Use | Premium | 8000 | Fiberglass | 2022-11-17 |  | Flex | Pressurized
OLD CONCORD BP LLC | 1509 OLD CONCORD RD SE | MARIETTA | Cobb | 10003328 | 2A | Flapper Valve | 2022-03-16 | FALSE | 2021-12-14 | FALSE | Currently in Use | Premium | 8000 | Composite Double Walled | 2021-06-30 |  | Double-Walled Fiberglass | Pressurized
FORMER SERVICE STATION | 1161 WEST ATLANTA ST | MARIETTA | Cobb | 10003310 | 1 |  |  | FALSE |  | FALSE | Removed from Ground | Empty | 15000 | Bare Steel |  | 2023-04-13
KROGER | 1310 POWERS FERRY RD SE | MARIETTA | Cobb | 10003329 | 1 | Flapper Valve | 2022-12-08 | FALSE | 2022-12-08 | FALSE | Currently in Use | Regular | 20000 | Fiberglass | 2022-11-17 |  | Flex | Pressurized
KROGER | 1310 POWERS FERRY RD SE | MARIETTA | Cobb | 10003329 | 1 | Flapper Valve | 2022-12-08 | FALSE | 2022-12-08 | FALSE | Currently in Use | Regular | 20000 | Fiberglass | 2022-11-17 |  | Flex | Pressurized
CHEVRON FOOD MART | 375 PAT MELL RD SW | MARIETTA | Cobb | 10003327 | 1 | Flapper Valve | 2022-03-16 | FALSE | 2021-12-14 | FALSE | Currently in Use | Regular | 20000 | Composite Double Walled | 2021-06-30 |  | Double-Walled Fiberglass | Pressurized
CHEVRON FOOD MART | 375 PAT MELL RD SW | MARIETTA | Cobb | 10003327 | 2A | Flapper Valve | 2022-03-16 | FALSE | 2021-12-14 | FALSE | Currently in Use | Premium | 8000 | Composite Double Walled | 2021-06-30 |  | Double-Walled Fiberglass | Pressurized
BLUE BELL CREAMERIES LP ATLANTA WEST | 6918 OAK RIDGE COMMERCE WAY | AUSTELL | Cobb | 10000241 | 1 | Flapper Valve | 1997-10-17 | FALSE | 1997-10-17 | FALSE | Currently in Use | Diesel | 10000 | Epoxy | 1997-10-17 |  | Double-Walled Flex | Pressurized
LOST MOUNTAIN STORE | GA HWY 120 & GA HWY 176 | LOST MOUNTAIN | Cobb | 9033244 | 2 | [5 empty] | Permanently Out of Use - historical purposes | Gas (Historical Use) | 1000 | Marked Unknown |  | 1899-12-31 | Unknown
BLUE BELL CREAMERIES LP ATLANTA WEST | 6918 OAK RIDGE COMMERCE WAY | AUSTELL | Cobb | 10000241 | 2 | Flapper Valve | 1997-10-17 | FALSE | 1997-10-17 | FALSE | Currently in Use | Regular | 4000 | Epoxy | 1997-10-17 |  | Double-Walled Flex | Pressurized
CHEVRON FOOD MART | 375 PAT MELL RD SW | MARIETTA | Cobb | 10003327 | 2B | Flapper Valve | 2022-03-16 | FALSE | 2021-12-14 | FALSE | Currently in Use | E-0 | 4000 | Composite Double Walled | 2021-06-30 |  | Double-Walled Fiberglass | Pressurized
CHEVRON FOOD MART | 375 PAT MELL RD SW | MARIETTA | Cobb | 10003327 | 2C | Flapper Valve | 2022-03-16 | FALSE | 2021-12-14 | FALSE | Currently in Use | Diesel | 4000 | Composite Double Walled | 2021-06-30 |  | Double-Walled Fiberglass | Pressurized
PORSCHE ATLANTA NORTHWEST | 2501 WINDY HILL RD | MARIETTA | Cobb | 10003499 | 1 | Flapper Valve | 2024-08-29 | FALSE | 2024-08-29 | FALSE | Currently in Use | Premium | 6000 | Tank Jacket Double Walled | 2024-08-29 |  | Double-Walled Flex | Pressurized
QUIKTRIP #1745 | 31 COBB PKWY | MARIETTA | Cobb | 10003623 | 3 | Flapper Valve | 2025-06-05 | FALSE | 2025-02-18 | FALSE | Currently in Use | E-0 | 15000 | Fiberglass Double Walled | 2025-02-06 |  |  | Pressurized
NORTHSIDE-CUMBERLAND MEDICAL OFFICE BUILDING | 4399 WEST ATLANTA RD | SMYRNA | Cobb | 10003213 | 1 |  |  | FALSE |  | FALSE | Removed from Ground | Empty | 1000 | Bare Steel |  | 2022-06-03 | Bare Steel
RACE TRAC #2312 | 4337 COBB PKWY NW | ACWORTH | Cobb | 10003245 | 3A | Overfill Alarm | 2022-01-25 | FALSE | 2022-01-25 | FALSE | Currently in Use | E-0 | 12000 | Fiberglass Double Walled | 2022-01-21 |  | Double-Walled Fiberglass | Pressurized
QUIKTRIP #753 | 2761 COBB PKWY | KENNESAW | Cobb | 9033616 | 4A |  | 2016-12-01 | FALSE | 2016-12-01 | FALSE | Currently in Use | Gas (Historical Use) | 12000 | Fiberglass Double Walled | 2016-11-06 |  | Double-Walled Fiberglass | Pressurized
LANCE OIL CO | 2057 COBB PKWY N | KENNESAW | Cobb | 330020 | 4 | Ball Float | 1997-08-02 | FALSE | 1997-08-02 | FALSE | Currently in Use | Diesel | 10270 | Steel-Impressed Current | 1977-04-06 |  | Fiberglass Reinforced Plastic | Pressurized
LANCE OIL CO | 2057 COBB PKWY N | KENNESAW | Cobb | 330020 | 1 |  | 1997-08-02 | FALSE | 1997-08-02 | FALSE | Currently in Use | Regular | 10270 | Steel-Impressed Current | 1977-04-06 |  | Fiberglass Reinforced Plastic | Pressurized
DEV-RAK INC | 2650 COBB PKWY NW | KENNESAW | Cobb | 9033409 | 5 | Flapper Valve | 1997-11-21 |  | 1997-11-21 |  | Currently in Use | Gas (Historical Use) | 2000 | Galvanic (STIP-3) | 1998-08-06 |  | Fiberglass Reinforced Plastic | Pressurized
RACE TRAC #2312 | 4337 COBB PKWY NW | ACWORTH | Cobb | 10003245 | 2B | Overfill Alarm | 2022-01-25 | FALSE | 2022-01-25 | FALSE | Currently in Use | Diesel On Road | 12000 | Fiberglass Double Walled | 2022-01-21 |  | Double-Walled Fiberglass | Pressurized
QUIKTRIP #1745 | 31 COBB PKWY | MARIETTA | Cobb | 10003623 | 5 | Flapper Valve | 2025-06-05 | FALSE | 2025-02-18 | FALSE | Currently in Use | Diesel | 15000 | Fiberglass Double Walled | 2025-02-06 |  |  | Pressurized
QUIKTRIP #1745 | 31 COBB PKWY | MARIETTA | Cobb | 10003623 | 4 | Flapper Valve | 2025-06-05 | FALSE | 2025-02-18 | FALSE | Currently in Use | Premium | 15000 | Composite Double Walled | 2025-02-06 |  |  | Pressurized
QUIKTRIP #1745 | 31 COBB PKWY | MARIETTA | Cobb | 10003623 | 1 | Flapper Valve | 2025-06-05 | FALSE | 2025-02-18 | FALSE | Currently in Use | Regular | 15000 | Fiberglass Double Walled | 2025-02-06 |  |  | Pressurized
OLD CONCORD BP LLC | 1509 OLD CONCORD RD SE | MARIETTA | Cobb | 10003328 | 2C | Flapper Valve | 2022-03-16 | FALSE | 2021-12-14 | FALSE | Currently in Use | Diesel | 4000 | Composite Double Walled | 2021-06-30 |  | Double-Walled Fiberglass | Pressurized
OLD CONCORD BP LLC | 1509 OLD CONCORD RD SE | MARIETTA | Cobb | 10003328 | 2B | Flapper Valve | 2022-03-16 | FALSE | 2021-12-14 | FALSE | Currently in Use | Regular | 4000 | Composite Double Walled | 2021-06-30 |  | Double-Walled Fiberglass | Pressurized
QUIKTRIP #1745 | 31 COBB PKWY | MARIETTA | Cobb | 10003623 | 2 | Flapper Valve | 2025-06-05 | FALSE | 2025-02-18 | FALSE | Currently in Use | Regular | 15000 | Fiberglass Double Walled | 2025-02-06 |  |  | Pressurized
RACE TRAC #2312 | 4337 COBB PKWY NW | ACWORTH | Cobb | 10003245 | 4A | Overfill Alarm | 2022-01-25 | FALSE | 2022-01-25 | FALSE | Currently in Use | Biodiesel B5 to B20 | 25000 | Fiberglass Double Walled | 2022-01-21 |  | Double-Walled Fiberglass | Pressurized
VISTA COMMERCIAL PROPERTIES | 1647 COBB PKWY | KENNESAW | Cobb | 10003263 | 2A | Flapper Valve | 2022-10-01 | FALSE | 2022-10-01 | FALSE | Currently in Use | Premium | 10000 | Composite Double Walled | 2022-10-01 |  | Double-Walled Flex | Pressurized
MICHAEL DANIEL | 3590 STILESBORO RD | KENNESAW | Cobb | 9033554 | 1 | [5 empty] | Removed from Ground | Gas (Historical Use) | 500 | Not Marked/Unknown | 1998-10-01 | 1998-10-01 | Not Marked
TEXACO FOODMART | 2675 STILESBORO RD | KENNESAW | Cobb | 9033318 | 4 | Ball Float | 1995-02-01 | FALSE | 1995-02-01 | FALSE | Currently in Use | Regular | 10000 | Composite | 1995-02-01 |  | Double-Walled Fiberglass | Pressurized
TEXACO FOODMART | 2675 STILESBORO RD | KENNESAW | Cobb | 9033318 | 5 | Ball Float | 1995-02-01 | FALSE | 1995-02-01 | FALSE | Currently in Use | Premium | 10000 | Composite | 1995-02-01 |  | Double-Walled Fiberglass | Pressurized
DEV-RAK INC | 2650 COBB PKWY NW | KENNESAW | Cobb | 9033409 | 3 | Flapper Valve | 1997-11-21 |  | 1997-11-21 |  | Currently in Use | Diesel | 8000 | Galvanic (STIP-3) | 1998-08-06 |  | Fiberglass Reinforced Plastic | Pressurized
RACE TRAC #2312 | 4337 COBB PKWY NW | ACWORTH | Cobb | 10003245 | 2A | Overfill Alarm | 2022-01-25 | FALSE | 2022-01-25 | FALSE | Currently in Use | Diesel On Road | 12000 | Fiberglass Double Walled | 2022-01-21 |  | Double-Walled Fiberglass | Pressurized
SQUARES 76 | 3140 COBB PKWY NW | KENNESAW | Cobb | 9033624 | 1 | Ball Float | 2002-01-01 | FALSE | 2002-01-01 | FALSE | Currently in Use | Premium | 10000 | Epoxy | 2002-01-01 |  | Double-Walled Fiberglass | Pressurized
TEAM CONOCO | 1630 OLD HWY 41 @ BARRETT PKWY | KENNESAW | Cobb | 9033572 | 547069B | Ball Float | 1998-10-01 | FALSE | 1998-10-01 | FALSE | Currently in Use | Diesel | 6000 | Epoxy | 1998-10-01 |  | Fiberglass Reinforced Plastic | Pressurized
CHEVRON #40012 | 2520 N COBB PKWY | KENNESAW | Cobb | 9033261 | 3 | Flapper Valve | 1993-06-11 |  | 1993-06-11 |  | Removed from Ground | Gas (Historical Use) | 8775 | Fiberglass | 1986-01-01 | 2015-10-22 | Fiberglass Reinforced Plastic | Pressurized
GENERAL STORE | 2742 S MAIN ST | KENNESAW | Cobb | 9000423 | 1 |  | 1997-06-20 |  | 1997-06-20 |  | Removed from Ground | Gas (Historical Use) | 4000 | Galvanic (STIP-3) | 1988-08-01 | 1999-03-01 | Fiberglass Reinforced Plastic | Suction (American)
RaceTrac #52 - Barrett Pkwy | 1625 BARRETT PARKWAY | KENNESAW | Cobb | 9033610 | 2 | Flapper Valve | 2000-11-01 | FALSE | 2000-11-01 | FALSE | Currently in Use | Premium | 12000 | Composite Double Walled | 2000-11-01 |  | Double-Walled Fiberglass | Pressurized
QUIKTRIP #753 | 2761 COBB PKWY | KENNESAW | Cobb | 9033616 | 3 | Ball Float | 2001-08-01 | FALSE | 2001-08-01 | FALSE | Currently in Use | Plus | 12000 |  | 2001-06-02 |  |  | Pressurized
MICHAEL DANIEL | 3590 STILESBORO RD | KENNESAW | Cobb | 9033554 | 3 | [5 empty] | Removed from Ground | Gas (Historical Use) | 2000 | Not Marked/Unknown | 1998-10-01 | 1998-10-01 | Not Marked
TEXACO FOODMART | 2675 STILESBORO RD | KENNESAW | Cobb | 9033318 | 2 | [5 empty] | Removed from Ground | Gas (Historical Use) | 2000 | Bare Steel | 1976-01-01 | 1899-12-31 | Galvanized Steel | Safe Suction (Euro)
NAS ATLANTA | 1000 HALSEY AVE | Marietta | Cobb | UST-SLOC-330308 | 17 | [5 empty] | Removed from Ground | Gas (Historical Use) | 8000 | Bare Steel | 1959-04-25 | 1992-08-01 | Unknown
NAS ATLANTA | 1000 HALSEY AVE | Marietta | Cobb | UST-SLOC-330310 | 71E |  |  | FALSE |  | FALSE | Removed from Ground | Diesel | 15000 | Double Walled | 1991-06-20 | 2004-04-06
NAS ATLANTA | 1000 HALSEY AVE | Marietta | Cobb | UST-SLOC-9033397 | 85B | [5 empty] | Removed from Ground | Gas (Historical Use) | 6000 | Bare Steel | 1961-01-01 | 1991-07-18 | Bare Steel | Suction (American)
GENERAL STORE | 2742 S MAIN ST | KENNESAW | Cobb | 9000423 | 3 |  | 1997-06-20 |  | 1997-06-20 |  | Removed from Ground | Gas (Historical Use) | 4000 | Galvanic (STIP-3) | 1988-08-01 | 1999-03-01 | Fiberglass Reinforced Plastic | Suction (American)
NAS ATLANTA | 1000 HALSEY AVE | Marietta | Cobb | UST-SLOC-330308 | 17A |  | 1993-05-01 |  | 1993-05-01 |  | Removed from Ground | Diesel | 1000 | Double Walled | 1993-01-07 | 1999-11-24 | Fiberglass Reinforced Plastic | Pressurized
NAS ATLANTA | 1000 HALSEY AVE | Marietta | Cobb | UST-SLOC-330315 | 1101B | [5 empty] | Removed from Ground | Other | 2000 | Bare Steel | 1962-04-24 | 1990-03-15 | Unknown
NAS ATLANTA | 1000 HALSEY AVE | Marietta | Cobb | UST-SLOC-330314 | 655B | [5 empty] | Removed from Ground | Gas (Historical Use) | 275 | Bare Steel | 1952-04-26 | 1991-10-31 | Unknown | Suction (American)
SQUARES 76 | 3140 COBB PKWY NW | KENNESAW | Cobb | 9033624 | 2 | Ball Float | 2002-01-01 | FALSE | 2002-01-01 | FALSE | Currently in Use | Regular | 10000 | Epoxy | 2002-01-01 |  | Double-Walled Fiberglass | Pressurized
TEAM CONOCO | 1630 OLD HWY 41 @ BARRETT PKWY | KENNESAW | Cobb | 9033572 | 547069A | Ball Float | 1998-10-01 | FALSE | 1998-10-01 | FALSE | Currently in Use | Premium | 6000 | Epoxy | 1998-10-01 |  | Fiberglass Reinforced Plastic | Pressurized
CHEVRON #40012 | 2520 N COBB PKWY | KENNESAW | Cobb | 9033261 | 1 | Flapper Valve | 1993-06-11 |  | 1993-06-11 |  | Removed from Ground | Gas (Historical Use) | 8775 | Fiberglass | 1986-01-01 | 2015-10-22 | Fiberglass Reinforced Plastic | Pressurized
QUIKTRIP 1715 | 1400 EARNEST BARRETT PKWY | KENNESAW | Cobb | 10002633 | 1 | Ball Float | 2016-11-01 | FALSE | 2016-11-01 | FALSE | Currently in Use | Regular | 20000 | Fiberglass Double Walled | 2016-06-01 |  | Double-Walled Fiberglass | Pressurized
QUIKTRIP 1715 | 1400 EARNEST BARRETT PKWY | KENNESAW | Cobb | 10002633 | 3B | Ball Float | 2016-11-01 | FALSE | 2016-11-01 | FALSE | Currently in Use | Premium | 9500 | Fiberglass Double Walled | 2016-06-01 |  | Double-Walled Fiberglass | Pressurized
MICHAEL DANIEL | 3590 STILESBORO RD | KENNESAW | Cobb | 9033554 | 2 | [5 empty] | Removed from Ground | Gas (Historical Use) | 500 | Not Marked/Unknown | 1998-10-01 | 1998-10-01 | Not Marked
DEV-RAK INC | 2650 COBB PKWY NW | KENNESAW | Cobb | 9033409 | 2 | Flapper Valve | 1997-11-21 |  | 1997-11-21 |  | Currently in Use | Gas (Historical Use) | 8000 | Galvanic (STIP-3) | 1998-08-06 |  | Fiberglass Reinforced Plastic | Pressurized
QUIKTRIP 1715 | 1400 EARNEST BARRETT PKWY | KENNESAW | Cobb | 10002633 | 4 | Flapper Valve | 2016-11-01 | FALSE | 2016-11-01 | FALSE | Currently in Use | Diesel | 12000 | Fiberglass Double Walled | 2016-06-01 |  | Double-Walled Fiberglass | Pressurized
RaceTrac #52 - Barrett Pkwy | 1625 BARRETT PARKWAY | KENNESAW | Cobb | 9033610 | 3 | Flapper Valve | 2000-11-01 | FALSE | 2000-11-01 | FALSE | Currently in Use | Diesel | 12000 | Composite Double Walled | 2000-11-01 |  | Double-Walled Fiberglass | Pressurized
LANCE OIL CO | 2057 COBB PKWY N | KENNESAW | Cobb | 330020 | 3 | Ball Float | 1997-08-02 | FALSE | 1997-08-02 | FALSE | Currently in Use | Premium | 10270 | Steel-Impressed Current | 1977-04-06 |  | Fiberglass Reinforced Plastic | Pressurized
QUIKTRIP #753 | 2761 COBB PKWY | KENNESAW | Cobb | 9033616 | 1 | Ball Float | 2001-08-01 | FALSE | 2001-08-01 | FALSE | Currently in Use | Regular | 20000 | Fiberglass Double Walled | 2001-06-02 |  |  | Pressurized
MICHAEL DANIEL | 3590 STILESBORO RD | KENNESAW | Cobb | 9033554 | 4 | [5 empty] | Removed from Ground | Gas (Historical Use) | 250 | Not Marked/Unknown | 1998-10-01 | 1998-10-01 | Not Marked
TEXACO FOODMART | 2675 STILESBORO RD | KENNESAW | Cobb | 9033318 | 3 | [5 empty] | Removed from Ground | Gas (Historical Use) | 4000 | Bare Steel | 1976-01-01 | 1899-12-31 | Galvanized Steel | Safe Suction (Euro)
QUIKTRIP #753 | 2761 COBB PKWY | KENNESAW | Cobb | 9033616 | 4B | Flapper Valve | 2016-12-01 | FALSE | 2016-12-01 | FALSE | Currently in Use | Diesel | 10000 | Fiberglass Double Walled | 2016-11-10 |  | Double-Walled Fiberglass | Pressurized
TEXACO FOODMART | 2675 STILESBORO RD | KENNESAW | Cobb | 9033318 | 1 | [5 empty] | Removed from Ground | Gas (Historical Use) | 1000 | Bare Steel | 1976-01-01 | 1899-12-31 | Galvanized Steel | Safe Suction (Euro)
LAURA LAKE DEVELOPMENT | 150 LAURA LAKE RD | MARIETTA | Cobb | 10003278 | 2 |  |  | FALSE |  | FALSE | Removed from Ground |  | 2000 |  |  | 2022-10-27
NAS ATLANTA | 1000 HALSEY AVE | Marietta | Cobb | UST-SLOC-330310 | 71A | [5 empty] | Removed from Ground | Diesel | 15000 | Bare Steel | 1958-04-25 | 1991-06-26 | Unknown
DEV-RAK INC | 2650 COBB PKWY NW | KENNESAW | Cobb | 9033409 | 1 | Flapper Valve | 1997-11-21 |  | 1997-11-21 |  | Currently in Use | Gas (Historical Use) | 8000 | Galvanic (STIP-3) | 1998-08-06 |  | Fiberglass Reinforced Plastic | Pressurized
DEV-RAK INC | 2650 COBB PKWY NW | KENNESAW | Cobb | 9033409 | 4 | Flapper Valve | 1997-11-21 |  | 1997-11-21 |  | Currently in Use | Diesel | 8000 | Galvanic (STIP-3) | 1998-08-06 |  | Fiberglass Reinforced Plastic | Pressurized
QUIKTRIP 1715 | 1400 EARNEST BARRETT PKWY | KENNESAW | Cobb | 10002633 | 3A | Ball Float | 2016-11-01 | FALSE | 2016-11-01 | FALSE | Currently in Use | Premium | 10000 | Fiberglass Double Walled | 2016-11-01 |  | Double-Walled Fiberglass | Pressurized
LANCE OIL CO | 2057 COBB PKWY N | KENNESAW | Cobb | 330020 | 2 | Ball Float | 1997-08-02 | FALSE | 1997-08-02 | FALSE | Currently in Use | Regular | 10270 | Steel-Impressed Current | 1977-04-06 |  | Fiberglass Reinforced Plastic | Pressurized
NAS ATLANTA | 1000 HALSEY AVE | Marietta | Cobb | UST-SLOC-330312 | 85C | [5 empty] | Removed from Ground | Gas (Historical Use) | 10000 | Bare Steel | 1961-04-24 | 1991-07-01 | Unknown
NAS ATLANTA | 1000 HALSEY AVE | Marietta | Cobb | UST-SLOC-9033397 | 85F |  | 1991-09-24 |  | 1991-09-24 |  | Removed from Ground | Gas (Historical Use) | 6000 | Double Walled | 1991-09-10 | 2006-09-22 | Double Walled | Pressurized
NAS ATLANTA | 1000 HALSEY AVE | Marietta | Cobb | UST-SLOC-330310 | 71C |  |  | TRUE |  | TRUE | Removed from Ground | Used Oil | 3000 | Bare Steel | 1958-04-25 | 1991-06-03 | Bare Steel | Suction (American)
NAS ATLANTA | 1000 HALSEY AVE | Marietta | Cobb | UST-SLOC-330314 | 655A | [5 empty] | Removed from Ground | Diesel | 550 | Bare Steel | 1952-04-26 | 1991-10-01 | Unknown
NAS ATLANTA | 1000 HALSEY AVE | Marietta | Cobb | UST-SLOC-9033397 | 85D |  |  | TRUE |  | TRUE | Removed from Ground | Used Oil | 275 | Bare Steel | 1961-01-01 | 1991-07-18 | Not Marked
NAS ATLANTA | 1000 HALSEY AVE | Marietta | Cobb | UST-SLOC-9033397 | 85A | [5 empty] | Removed from Ground | Gas (Historical Use) | 6000 | Bare Steel | 1961-01-01 | 1991-07-18 | Bare Steel | Suction (American)
NAS ATLANTA | 1000 HALSEY AVE | Marietta | Cobb | UST-SLOC-9031132 | 1 | [5 empty] | Removed from Ground | Diesel | 2000 | Bare Steel |  | 1899-12-31 | Bare Steel | Suction (American)
NAS ATLANTA | 1000 HALSEY AVE | Marietta | Cobb | UST-SLOC-9033398 | 74-A | [5 empty] | Removed from Ground | Diesel | 2000 | Bare Steel | 1961-01-01 | 1991-05-01 | Bare Steel | Suction (American)
LAURA LAKE DEVELOPMENT | 150 LAURA LAKE RD | MARIETTA | Cobb | 10003278 | 1 |  |  | FALSE |  | FALSE | Removed from Ground |  | 2000 |  |  | 2022-10-27
NAS ATLANTA | 1000 HALSEY AVE | Marietta | Cobb | UST-SLOC-330313 | 550C |  | 1991-05-16 | FALSE | 1991-05-16 | FALSE | Removed from Ground | Diesel | 550 | Fiberglass Double Walled | 1991-05-16 | 2004-04-08 | Double Walled | Suction (American)
NAS ATLANTA | 1000 HALSEY AVE | Marietta | Cobb | UST-SLOC-9033395 | 5A | [5 empty] | Removed from Ground | Diesel | 1000 | Bare Steel | 1983-12-01 | 1991-05-13 | Bare Steel | Suction (American)
QUIKTRIP #753 | 2761 COBB PKWY | KENNESAW | Cobb | 9033616 | 2 | Ball Float | 2001-08-01 | FALSE | 2001-08-01 | FALSE | Currently in Use | Premium | 20000 | Fiberglass Double Walled | 2001-06-02 |  |  | Pressurized
CHEVRON #40012 | 2520 N COBB PKWY | KENNESAW | Cobb | 9033261 | 2 | Flapper Valve | 1993-06-11 |  | 1993-06-11 |  | Removed from Ground | Gas (Historical Use) | 8775 | Fiberglass | 1986-01-01 | 2015-10-22 | Fiberglass Reinforced Plastic | Pressurized
NORTHSIDE-CUMBERLAND MEDICAL OFFICE BUILDING | 4399 WEST ATLANTA RD | SMYRNA | Cobb | 10003213 | 2 |  |  | FALSE |  | FALSE | Removed from Ground | Empty | 1000 | Bare Steel |  | 2022-06-03
GENERAL STORE | 2742 S MAIN ST | KENNESAW | Cobb | 9000423 | 2 |  | 1997-06-20 |  | 1997-06-20 |  | Removed from Ground | Diesel | 4000 | Galvanic (STIP-3) | 1988-08-01 | 1999-03-01 | Fiberglass Reinforced Plastic | Suction (American)
RACE TRAC #2312 | 4337 COBB PKWY NW | ACWORTH | Cobb | 10003245 | 5B | Overfill Alarm | 2022-01-25 | FALSE | 2022-01-25 | FALSE | Currently in Use | Non-Regulated Substance | 10000 | Fiberglass Double Walled | 2022-01-21 |  | Double-Walled Fiberglass | Pressurized
RACE TRAC #2312 | 4337 COBB PKWY NW | ACWORTH | Cobb | 10003245 | 1 | Overfill Alarm | 2022-01-25 | FALSE | 2022-01-25 | FALSE | Currently in Use | Regular | 20000 | Fiberglass Double Walled | 2022-01-21 |  | Double-Walled Fiberglass | Pressurized
RACE TRAC #2312 | 4337 COBB PKWY NW | ACWORTH | Cobb | 10003245 | 3B | Overfill Alarm | 2022-01-25 | FALSE | 2022-01-25 | FALSE | Currently in Use | Premium | 12000 | Fiberglass Double Walled | 2022-01-21 |  | Double-Walled Fiberglass | Pressurized
RaceTrac #52 - Barrett Pkwy | 1625 BARRETT PARKWAY | KENNESAW | Cobb | 9033610 | 1 |  | 2000-11-01 | FALSE | 2000-11-01 | FALSE | Currently in Use | Regular | 20000 | Fiberglass Double Walled | 2000-11-01 |  | Double-Walled Fiberglass | Pressurized
TEAM CONOCO | 1630 OLD HWY 41 @ BARRETT PKWY | KENNESAW | Cobb | 9033572 | 547061 | Ball Float | 1998-10-01 | FALSE | 1998-10-01 | FALSE | Currently in Use | Regular | 12000 | Epoxy | 1998-10-01 |  | Fiberglass Reinforced Plastic | Pressurized
Gas Express #198 | 2700 Austell Rd | Marietta | Cobb | 9033031 | 2 |  | 1990-02-01 |  | 1990-02-01 |  | Removed from Ground | Gas (Historical Use) | 12000 | Unknown | 1990-03-06 | 2008-09-24 | Fiberglass Reinforced Plastic | Pressurized
Gas Express #198 | 2700 Austell Rd | Marietta | Cobb | 9033031 | 5A | Flapper Valve | 2018-04-01 | FALSE | 2018-03-01 | FALSE | Currently in Use | Diesel | 6000 | Composite Double Walled | 2018-02-01 |  | Double-Walled Fiberglass | Pressurized
HOWARD STOLZ HOWARD | 5322 SOUTH COBB DR | SMYRNA | Cobb | 9033347 | 2 | [5 empty] | Permanently Out of Use - historical purposes | Other | 1 | Not Marked/Unknown |  | 1899-12-31 | Unknown
NAS ATLANTA | 1000 HALSEY AVE | Marietta | Cobb | UST-SLOC-330312 | 85B | [5 empty] | Removed from Ground | Gas (Historical Use) | 6000 | Bare Steel | 1961-04-24 | 1991-07-01 | Unknown
NAS ATLANTA | 1000 HALSEY AVE | Marietta | Cobb | UST-SLOC-9033395 | 5B-2 |  | 1991-06-03 |  | 1991-06-03 |  | Removed from Ground | Diesel | 1000 | Double Walled | 1991-05-21 | 1999-10-26 | Double Walled | Suction (American)
COBB COUNTY FIRE STATION #18 | 1660 MARS HILL RD | MARIETTA | Cobb | 9033383 | 1 | [5 empty] | Removed from Ground | Diesel | 1000 | Bare Steel | 1998-10-29 | 1998-10-29 | Bare Steel | Suction (American)
SANDY SPRINGS LAWN SCAPES | 4625 OAKDALE ROAD | SMYRNA | Cobb | 9033487 | 2 | [5 empty] | Removed from Ground | Gas (Historical Use) | 12000 | Not Marked/Unknown | 1996-06-27 | 1996-06-27 | Not Marked
FRED E RIMER CO INC | 1022 POPLAR SPRINGS RD | DALLAS | Cobb | 9033567 | 2 | [5 empty] | Closed in Ground | Gas (Historical Use) | 500 | Marked Unknown | 1980-01-01 | 1980-01-01 | Galvanized Steel | Safe Suction (Euro)
NAS ATLANTA | 1000 HALSEY AVE | Marietta | Cobb | UST-SLOC-9033397 | 85G |  | 1991-09-24 |  | 1991-09-24 |  | Removed from Ground | Gas (Historical Use) | 6000 | Double Walled | 1991-09-10 | 2006-09-22 | Double Walled | Pressurized
Gas Express #198 | 2700 Austell Rd | Marietta | Cobb | 9033031 | 4A | Flapper Valve | 2018-04-01 | FALSE | 2018-03-01 | FALSE | Currently in Use | Regular | 10000 | Composite Double Walled | 2018-02-01 |  | Double-Walled Fiberglass | Pressurized
Gas Express #198 | 2700 Austell Rd | Marietta | Cobb | 9033031 | 3 |  | 1990-02-01 |  | 1990-02-01 |  | Removed from Ground | Gas (Historical Use) | 12000 | Unknown | 1990-03-06 | 2008-09-24 | Fiberglass Reinforced Plastic | Pressurized
Dobbins AFB | 1555 Atlantic Ave | Marietta | Cobb | UST-SLOC-9033018 | DOB-24 | [5 empty] | Removed from Ground | Other | 25000 | Bare Steel | 1955-01-01 | 1991-08-09 | Bare Steel | Pressurized
GA TECH | 7220 Richardson Rd | Smyrna | Cobb | UST-SLOC-9033557 | 1 | [5 empty] | Removed from Ground | Diesel | 550 | Bare Steel | 1998-05-27 | 1998-05-27 | Bare Steel
Dobbins AFB | 1555 Atlantic Ave | Marietta | Cobb | UST-SLOC-9033215 | DOB-39 | [5 empty] | Removed from Ground | Diesel | 500 | Bare Steel | 1981-01-01 | 1993-12-15 | Bare Steel | Safe Suction (Euro)
Dobbins AFB | 1555 Atlantic Ave | Marietta | Cobb | UST-SLOC-9033173 | DOB-16 |  |  | FALSE |  | FALSE | Removed from Ground | Diesel | 550 | Bare Steel | 1972-01-01 | 2020-09-16 | Bare Steel
Dobbins AFB | 1555 Atlantic Ave | Marietta | Cobb | UST-SLOC-9033290 | 1 | [5 empty] | Removed from Ground | Diesel | 560 | Bare Steel | 1953-01-01 | 1994-02-25 | Bare Steel
Dobbins AFB | 1555 Atlantic Ave | Marietta | Cobb | UST-SLOC-9033189 | DOB-40 | [5 empty] | Removed from Ground | Diesel | 500 | Bare Steel | 1943-01-01 | 1993-12-16 | Bare Steel | Safe Suction (Euro)
Dobbins AFB | 1555 Atlantic Ave | Marietta | Cobb | UST-SLOC-9033203 | DOB-96 |  |  | TRUE |  | TRUE | Removed from Ground | Used Oil | 500 | Bare Steel | 1997-12-05 | 1997-12-05 | Bare Steel
Dobbins AFB | 1555 Atlantic Ave | Marietta | Cobb | UST-SLOC-9033203 | DOB-68 | [5 empty] | Removed from Ground | Other | 500 | Bare Steel | 1980-01-01 | 1997-12-05 | Bare Steel
Dobbins AFB | 1555 Atlantic Ave | Marietta | Cobb | UST-SLOC-9033187 | DOB-46 |  |  | FALSE |  | FALSE | Removed from Ground |  | 560 | Bare Steel | 1984-01-01 | 2020-09-16 | Bare Steel
Dobbins AFB | 1555 Atlantic Ave | Marietta | Cobb | UST-SLOC-9033188 | DOB-47 |  |  | FALSE |  | FALSE | Removed from Ground |  | 5000 | Bare Steel | 1984-01-01 | 2020-09-16 | Bare Steel
Dobbins AFB | 1555 Atlantic Ave | Marietta | Cobb | UST-SLOC-9033207 | DOB-62 | [5 empty] | Removed from Ground | Other | 3000 | Bare Steel | 1972-01-01 | 1997-12-02 | Bare Steel | Suction (American)
Dobbins AFB | 1555 Atlantic Ave | Marietta | Cobb | UST-SLOC-9033018 | DOB-21 | [5 empty] | Removed from Ground | Other | 25000 | Bare Steel | 1955-01-01 | 1991-08-10 | Bare Steel | Pressurized
Dobbins AFB | 1555 Atlantic Ave | Marietta | Cobb | UST-SLOC-9033178 | DOB-26 |  |  | FALSE |  | FALSE | Removed from Ground | Diesel | 7500 | Bare Steel | 1983-01-01 | 2020-09-16 | Bare Steel
Dobbins AFB | 1555 Atlantic Ave | Marietta | Cobb | UST-SLOC-9033199 | DOB-58 | [5 empty] | Removed from Ground | Diesel | 2500 | Bare Steel | 1956-01-01 | 1990-02-02 | Bare Steel
Dobbins AFB | 1555 Atlantic Ave | Marietta | Cobb | UST-SLOC-9033164 | DOB-5 |  |  | FALSE |  | FALSE | Removed from Ground | Diesel | 289 | Bare Steel | 1959-01-01 | 2020-09-16 | Bare Steel
Dobbins AFB | 1555 Atlantic Ave | Marietta | Cobb | UST-SLOC-9033208 | DOB-63 |  |  | TRUE |  | TRUE | Removed from Ground | Used Oil | 1000 | Bare Steel | 1972-01-01 | 2020-09-16 | Bare Steel
Dobbins AFB | 1555 Atlantic Ave | Marietta | Cobb | UST-SLOC-9033174 | DOB-17 |  |  | TRUE |  | TRUE | Removed from Ground | Used Oil | 300 | Bare Steel | 1972-01-01 | 2020-09-16 | Bare Steel
Dobbins AFB | 1555 Atlantic Ave | Marietta | Cobb | UST-SLOC-9033182 | DOB-34 |  |  | FALSE |  | FALSE | Removed from Ground | Diesel | 1600 | Bare Steel | 1972-01-01 | 2020-09-16 | Bare Steel
Dobbins AFB | 1555 Atlantic Ave | Marietta | Cobb | UST-SLOC-9033191 | DOB-35 | [5 empty] | Removed from Ground | Diesel | 300 | Bare Steel | 1967-01-01 | 1993-12-15 | Bare Steel | Safe Suction (Euro)
LOCKHEED MARTIN AERONAUTICS CO. | 86 S COBB DR SE | Marietta | Cobb | UST-SLOC-9000459 | 16 | [5 empty] | Removed from Ground | Other | 12000 | Bare Steel | 1968-05-11 | 1993-01-01 | Bare Steel
LOCKHEED MARTIN AERONAUTICS CO. | 86 S COBB DR SE | Marietta | Cobb | UST-SLOC-9033004 | 90 |  |  | FALSE |  | FALSE | Removed from Ground | Aviation Gas/AV Gas | 30000 | Bare Steel | 1969-01-01 | 2003-12-19 | Fiberglass Reinforced Plastic | Pressurized
LOCKHEED MARTIN AERONAUTICS CO. | 86 S COBB DR SE | Marietta | Cobb | UST-SLOC-9000459 | 20 | [5 empty] | Removed from Ground | Other | 1000 | Concrete | 1968-05-11 | 1993-01-01 | Not Marked
LOCKHEED MARTIN AERONAUTICS CO. | 86 S COBB DR SE | Marietta | Cobb | UST-SLOC-9033422 | 32 |  | 1996-03-01 | FALSE | 1996-03-01 | FALSE | Removed from Ground | Diesel | 9500 | Fiberglass | 1976-05-09 | 2018-10-02 | Fiberglass Reinforced Plastic | Safe Suction (Euro)
Dobbins AFB | 1555 Atlantic Ave | Marietta | Cobb | UST-SLOC-9033022 | DOB-90 |  |  | TRUE |  | TRUE | Removed from Ground | Used Oil | 150 | Bare Steel | 1975-01-01 | 2020-09-16 | Bare Steel
LOCKHEED MARTIN AERONAUTICS CO. | 86 S COBB DR SE | Marietta | Cobb | UST-SLOC-9033422 | 31 |  | 1996-03-01 | FALSE | 1996-03-01 | FALSE | Removed from Ground | Diesel | 9500 | Fiberglass | 1976-05-09 | 2018-10-02 | Fiberglass Reinforced Plastic | Safe Suction (Euro)
LOCKHEED MARTIN AERONAUTICS CO. | 86 S COBB DR SE | Marietta | Cobb | UST-SLOC-330511 | L-9 | [5 empty] | Removed from Ground | Gas (Historical Use) | 12000 | Bare Steel | 1980-05-09 | 1996-01-01 | Bare Steel
LOCKHEED MARTIN AERONAUTICS CO. | 86 S COBB DR SE | Marietta | Cobb | UST-SLOC-9000459 | 15 | [5 empty] | Removed from Ground | Other | 30000 | Bare Steel | 1968-05-11 | 1993-01-01 | Bare Steel
LOCKHEED MARTIN AERONAUTICS CO. | 86 S COBB DR SE | Marietta | Cobb | UST-SLOC-9033157 | 1 |  |  | TRUE |  | TRUE | Removed from Ground | Other | 2000 | Bare Steel | 1970-01-01 | 1899-12-31 | Bare Steel | Gravity Fed
Dobbins AFB | 1555 Atlantic Ave | Marietta | Cobb | UST-SLOC-9033169 | DOB-10 |  |  | FALSE |  | FALSE | Removed from Ground | Diesel | 560 | Bare Steel | 1956-01-01 | 2020-09-16 | Bare Steel
Dobbins AFB | 1555 Atlantic Ave | Marietta | Cobb | UST-SLOC-9033221 | DOB-72 | [5 empty] | Removed from Ground | Diesel | 2500 | Bare Steel | 1952-01-01 | 1990-10-19 | Bare Steel
Dobbins AFB | 1555 Atlantic Ave | Marietta | Cobb | UST-SLOC-9033185 | DOB-44 | [5 empty] | Removed from Ground | Diesel | 50000 | Bare Steel | 1976-01-01 | 1995-04-07 | Bare Steel
Dobbins AFB | 1555 Atlantic Ave | Marietta | Cobb | UST-SLOC-9033185 | DOB-42 | [5 empty] | Removed from Ground | Diesel | 30000 | Bare Steel | 1954-01-01 | 1995-04-07 | Bare Steel
VISTA COMMERCIAL PROPERTIES | 1647 COBB PKWY | KENNESAW | Cobb | 10003263 | 1A | Flapper Valve | 2022-10-01 | FALSE | 2022-10-01 | FALSE | Currently in Use | Regular | 15000 | Composite Double Walled | 2022-10-01 |  | Double-Walled Flex | Pressurized
Dobbins AFB | 1555 Atlantic Ave | Marietta | Cobb | UST-SLOC-9033181 | DOB-38 | [5 empty] | Removed from Ground | Diesel | 1000 | Bare Steel | 1983-01-01 | 1989-12-16 | Bare Steel | Safe Suction (Euro)
Dobbins AFB | 1555 Atlantic Ave | Marietta | Cobb | UST-SLOC-9033177 | DOB-27 | [5 empty] | Removed from Ground | Gas (Historical Use) | 5000 | Bare Steel | 1983-01-01 | 1994-09-01 | Bare Steel | Pressurized
Dobbins AFB | 1555 Atlantic Ave | Marietta | Cobb | UST-SLOC-9033180 | DOB-37 |  |  | FALSE |  | FALSE | Removed from Ground | Diesel | 560 | Bare Steel | 1979-01-01 |  | Bare Steel
Dobbins AFB | 1555 Atlantic Ave | Marietta | Cobb | UST-SLOC-9033221 | DOB-70 | [5 empty] | Removed from Ground | Diesel | 2500 | Bare Steel | 1952-01-01 | 1990-10-19 | Bare Steel
Dobbins AFB | 1555 Atlantic Ave | Marietta | Cobb | UST-SLOC-9033221 | DOB-71 | [5 empty] | Removed from Ground | Diesel | 2500 | Bare Steel | 1952-01-01 | 1990-10-19 | Bare Steel
Dobbins AFB | 1555 Atlantic Ave | Marietta | Cobb | UST-SLOC-9033217 | DOB-86 | [5 empty] | Removed from Ground | Diesel | 2000 | Bare Steel | 1987-01-01 | 1993-12-15 | Bare Steel | Safe Suction (Euro)
Dobbins AFB | 1555 Atlantic Ave | Marietta | Cobb | UST-SLOC-9033185 | DOB-43 | [5 empty] | Removed from Ground | Diesel | 50000 | Bare Steel | 1976-01-01 | 1995-04-07 | Bare Steel
Dobbins AFB | 1555 Atlantic Ave | Marietta | Cobb | UST-SLOC-9033202 | DOB-64 |  |  | FALSE |  | FALSE | Removed from Ground | Diesel | 2000 | Bare Steel | 1980-01-01 | 2020-09-16 | Bare Steel
LOCKHEED MARTIN AERONAUTICS CO. | 86 S COBB DR SE | Marietta | Cobb | UST-SLOC-330511 | L-7 | [5 empty] | Removed from Ground | Hazardous Substance | 10000 | Bare Steel | 1971-05-12 | 1992-01-01 | Bare Steel
Dobbins AFB | 1555 Atlantic Ave | Marietta | Cobb | UST-SLOC-9033176 | DOB-91 | [5 empty] | Removed from Ground | Diesel | 1000 | Bare Steel | 1984-01-01 | 1993-12-15 | Bare Steel | Safe Suction (Euro)
Dobbins AFB | 1555 Atlantic Ave | Marietta | Cobb | UST-SLOC-9033332 | 3/DOB76 |  |  | FALSE |  | FALSE | Removed from Ground | Diesel | 3000 | Bare Steel | 1976-01-01 | 2020-09-16 | Bare Steel | Safe Suction (Euro)
Dobbins AFB | 1555 Atlantic Ave | Marietta | Cobb | UST-SLOC-9033018 | DOB-22 | [5 empty] | Removed from Ground | Other | 25000 | Bare Steel | 1955-01-01 | 1991-08-10 | Bare Steel | Pressurized
Dobbins AFB | 1555 Atlantic Ave | Marietta | Cobb | UST-SLOC-9033183 | DOB-85 |  |  | FALSE |  | FALSE | Removed from Ground | Diesel | 1500 | Bare Steel | 1986-01-01 | 2020-09-16 | Bare Steel
Dobbins AFB | 1555 Atlantic Ave | Marietta | Cobb | UST-SLOC-9033145 | DOB-93 |  |  | FALSE |  | FALSE | Removed from Ground |  | 5000 | Bare Steel | 1992-10-01 | 2020-09-16 | Bare Steel
Dobbins AFB | 1555 Atlantic Ave | Marietta | Cobb | UST-SLOC-9033171 | DOB-94 |  |  | TRUE |  | TRUE | Removed from Ground | Used Oil | 250 | Bare Steel | 1978-01-01 | 2020-09-16 | Bare Steel
LOCKHEED MARTIN AERONAUTICS CO. | 86 S COBB DR SE | Marietta | Cobb | UST-SLOC-9033153 | 122 | [5 empty] | Removed from Ground | Other | 11500 | Bare Steel | 1967-01-01 | 1993-06-01 | Bare Steel
LOCKHEED MARTIN AERONAUTICS CO. | 86 S COBB DR SE | Marietta | Cobb | UST-SLOC-9000459 | 7 | [5 empty] | Removed from Ground | Other | 10000 | Bare Steel | 1971-05-11 | 1993-01-01 | Bare Steel
SOUTH COBB POLICE/FIRE STATION | 1901 CUMBERLAND PKWY | SMYRNA | Cobb | 9033600 | 1 | Flapper Valve | 1999-06-18 | FALSE | 1999-06-18 | FALSE | Currently in Use | Regular | 15000 | Fiberglass Double Walled | 2000-04-21 |  | Double-Walled Flex | Pressurized
Equinix AT4 | 450 INTERSTATE N PKWY | ATLANTA | Cobb | 9033015 | 2 | Overfill Alarm | 1998-08-01 | FALSE | 1998-08-01 | FALSE | Currently in Use | Diesel | 10000 | Fiberglass Double Walled | 1998-08-01 |  | Double-Walled Flex | Safe Suction (Euro)
Gas Express #198 | 2700 Austell Rd | Marietta | Cobb | 9033031 | 5B | Flapper Valve | 2018-04-01 | FALSE | 2018-03-01 | FALSE | Currently in Use | Premium | 4000 | Composite Double Walled | 2018-02-01 |  | Double-Walled Fiberglass | Pressurized
Dobbins AFB | 1555 Atlantic Ave | Marietta | Cobb | UST-SLOC-9033214 | DOB-77 |  |  | FALSE |  | FALSE | Removed from Ground | Diesel | 1000 | Bare Steel | 1978-01-01 | 2020-09-16 | Bare Steel
Dobbins AFB | 1555 Atlantic Ave | Marietta | Cobb | UST-SLOC-9033205 | DOB-65 | [5 empty] | Removed from Ground | Gas (Historical Use) | 2000 | Bare Steel | 1980-01-01 | 1997-12-03 | Bare Steel | Pressurized
Dobbins AFB | 1555 Atlantic Ave | Marietta | Cobb | UST-SLOC-9033175 | DOB-87 | [5 empty] | Permanently Out of Use - historical purposes | Other | 550 | Fiberglass | 1981-01-01 | 1899-12-31 | Bare Steel
Dobbins AFB | 1555 Atlantic Ave | Marietta | Cobb | UST-SLOC-9033188 | DOB-48 | [5 empty] | Currently in Use | Other | 5000 | Bare Steel | 1984-01-01 |  | Bare Steel
Dobbins AFB | 1555 Atlantic Ave | Marietta | Cobb | UST-SLOC-9033205 | DOB-66 | [5 empty] | Removed from Ground | Diesel | 5000 | Bare Steel | 1980-01-01 | 1997-12-05 | Bare Steel | Pressurized
LOCKHEED MARTIN AERONAUTICS CO. | 86 S COBB DR SE | Marietta | Cobb | UST-SLOC-9033418 | 9 | [5 empty] | Removed from Ground | Diesel | 8000 | Bare Steel | 1968-05-11 | 1996-01-11 | Bare Steel | Safe Suction (Euro)
LOCKHEED MARTIN AERONAUTICS CO. | 86 S COBB DR SE | Marietta | Cobb | UST-SLOC-9033418 | 8 | [5 empty] | Removed from Ground | Diesel | 3000 | Bare Steel | 1961-05-13 | 1995-12-15 | Bare Steel | Safe Suction (Euro)
LOCKHEED MARTIN AERONAUTICS CO. | 86 S COBB DR SE | Marietta | Cobb | UST-SLOC-9000459 | 21 | [5 empty] | Removed from Ground | Other | 3000 | Bare Steel | 1968-05-11 | 1993-01-01 | Bare Steel
LOCKHEED MARTIN AERONAUTICS CO. | 86 S COBB DR SE | Marietta | Cobb | UST-SLOC-9033149 | 28-1 | [5 empty] | Removed from Ground | Diesel | 6000 | Bare Steel | 1965-01-01 | 1899-12-31 | Bare Steel
LOCKHEED MARTIN AERONAUTICS CO. | 86 S COBB DR SE | Marietta | Cobb | UST-SLOC-9033158 | 126 | [5 empty] | Removed from Ground | Other | 5000 | Bare Steel | 1966-01-01 | 1993-06-01 | Bare Steel
LOCKHEED MARTIN AERONAUTICS CO. | 86 S COBB DR SE | Marietta | Cobb | UST-SLOC-9033152 | 124 | [5 empty] | Removed from Ground | Other | 15000 | Bare Steel | 1964-01-01 | 1993-06-01 | Bare Steel
LOCKHEED MARTIN AERONAUTICS CO. | 86 S COBB DR SE | Marietta | Cobb | UST-SLOC-9033150 | 35 | [5 empty] | Permanently Out of Use - historical purposes | Diesel | 3000 | Bare Steel | 1961-01-01 | 1899-12-31 | Bare Steel
Dobbins AFB | 1555 Atlantic Ave | Marietta | Cobb | UST-SLOC-9033160 | DOB-1 |  |  | FALSE |  | FALSE | Removed from Ground | Diesel | 3000 | Bare Steel | 1956-01-01 | 2020-09-16 | Bare Steel
Dobbins AFB | 1555 Atlantic Ave | Marietta | Cobb | UST-SLOC-9033219 | DOB-88 | [5 empty] | Removed from Ground | Diesel | 2000 | Bare Steel | 1988-01-01 | 1993-12-15 | Bare Steel | Safe Suction (Euro)
Dobbins AFB | 1555 Atlantic Ave | Marietta | Cobb | UST-SLOC-9033179 | DOB-29 | [5 empty] | Currently in Use | Diesel | 7500 | Bare Steel | 1983-01-01 |  | Bare Steel
Dobbins AFB | 1555 Atlantic Ave | Marietta | Cobb | UST-SLOC-9033218 | DOB-30 | [5 empty] | Removed from Ground | Diesel | 500 | Bare Steel | 1972-01-01 | 1993-12-17 | Bare Steel | Safe Suction (Euro)
Dobbins AFB | 1555 Atlantic Ave | Marietta | Cobb | UST-SLOC-9033168 | DOB-9 |  |  | TRUE |  | TRUE | Removed from Ground | Used Oil | 500 | Bare Steel | 1970-01-01 | 1992-08-01 | Bare Steel
LOCKHEED MARTIN AERONAUTICS CO. | 86 S COBB DR SE | Marietta | Cobb | UST-SLOC-9000459 | 8 | [5 empty] | Removed from Ground | Other | 12000 | Bare Steel | 1961-05-13 | 1993-01-01 | Bare Steel
LOCKHEED MARTIN AERONAUTICS CO. | 86 S COBB DR SE | Marietta | Cobb | UST-SLOC-9000459 | 29 | [5 empty] | Removed from Ground | Other | 30000 | Bare Steel | 1969-05-11 | 1993-01-01 | Bare Steel
LOCKHEED MARTIN AERONAUTICS CO. | 86 S COBB DR SE | Marietta | Cobb | UST-SLOC-9000459 | 2 | [5 empty] | Removed from Ground | Other | 30000 | Bare Steel | 1964-05-12 | 1993-01-01 | Bare Steel
LOCKHEED MARTIN AERONAUTICS CO. | 86 S COBB DR SE | Marietta | Cobb | UST-SLOC-9000459 | 9 | [5 empty] | Removed from Ground | Gas (Historical Use) | 12000 | Bare Steel | 1980-05-08 | 1993-01-01 | Bare Steel
LOCKHEED MARTIN AERONAUTICS CO. | 86 S COBB DR SE | Marietta | Cobb | UST-SLOC-330511 | L-30 | [5 empty] | Removed from Ground | Diesel | 550 | Bare Steel | 1981-05-09 | 1986-01-01 | Bare Steel
LOCKHEED MARTIN AERONAUTICS CO. | 86 S COBB DR SE | Marietta | Cobb | UST-SLOC-9000459 | 22 | [5 empty] | Removed from Ground | Other | 2000 | Bare Steel | 1971-05-11 | 1993-01-01 | Bare Steel
NAS ATLANTA | 1000 HALSEY AVE | Marietta | Cobb | UST-SLOC-330313 | 550A | [5 empty] | Removed from Ground | Other | 550 | Bare Steel | 1973-04-21 | 1991-05-14 | Unknown
Dobbins AFB | 1555 Atlantic Ave | Marietta | Cobb | UST-SLOC-9033192 | DOB-36 |  |  | FALSE |  | FALSE | Removed from Ground | Diesel | 7500 | Bare Steel | 1967-01-01 | 2020-09-16 | Bare Steel
Dobbins AFB | 1555 Atlantic Ave | Marietta | Cobb | UST-SLOC-9033194 | DOB-51 |  |  | FALSE |  | FALSE | Removed from Ground | Diesel | 1000 | Bare Steel | 1956-01-01 | 2020-09-16 | Bare Steel
Dobbins AFB | 1555 Atlantic Ave | Marietta | Cobb | UST-SLOC-9033193 | DOB-50 | [5 empty] | Removed from Ground | Hazardous Substance | 1000 | Bare Steel | 1943-01-01 | 1990-09-15 | Bare Steel
Dobbins AFB | 1555 Atlantic Ave | Marietta | Cobb | UST-SLOC-9033161 | DOB-2 |  |  | FALSE |  | FALSE | Removed from Ground | Diesel | 289 | Bare Steel | 1959-01-01 | 2020-09-16 | Bare Steel
Dobbins AFB | 1555 Atlantic Ave | Marietta | Cobb | UST-SLOC-9033201 | DOB-59 | [5 empty] | Permanently Out of Use - historical purposes | Diesel | 3509 | Bare Steel | 1964-01-01 | 1899-12-31 | Bare Steel
Dobbins AFB | 1555 Atlantic Ave | Marietta | Cobb | UST-SLOC-9033165 | DOB-6 |  |  | FALSE |  | FALSE | Removed from Ground | Diesel | 289 | Bare Steel | 1959-01-01 | 2020-09-16 | Bare Steel
LOCKHEED MARTIN AERONAUTICS CO. | 86 S COBB DR SE | Marietta | Cobb | UST-SLOC-9033246 | 37 |  |  | TRUE |  | TRUE | Removed from Ground | Used Oil | 12000 | Bare Steel |  | 1899-12-31 | Bare Steel | Safe Suction (Euro)
Dobbins AFB | 1555 Atlantic Ave | Marietta | Cobb | UST-SLOC-9033204 | DOB-67 | [5 empty] | Removed from Ground | Other | 500 | Bare Steel | 1980-01-01 | 1997-12-01 | Bare Steel
Dobbins AFB | 1555 Atlantic Ave | Marietta | Cobb | UST-SLOC-9033010 | DOB-89 |  |  | FALSE |  | FALSE | Removed from Ground |  | 550 | Bare Steel | 1976-01-01 | 2020-09-16 | Bare Steel
LOCKHEED MARTIN AERONAUTICS CO. | 86 S COBB DR SE | Marietta | Cobb | UST-SLOC-9000459 | 3 | [5 empty] | Removed from Ground | Other | 2500 | Fiberglass | 1976-05-09 | 1993-01-01 | Bare Steel
LOCKHEED MARTIN AERONAUTICS CO. | 86 S COBB DR SE | Marietta | Cobb | UST-SLOC-330511 | L-16 | [5 empty] | Removed from Ground | Hazardous Substance | 12000 | Bare Steel | 1968-05-12 | 1899-12-31 | Bare Steel
LOCKHEED MARTIN AERONAUTICS CO. | 86 S COBB DR SE | Marietta | Cobb | UST-SLOC-9033422 | 33 |  | 1996-03-01 | FALSE | 1996-03-01 | FALSE | Removed from Ground | Diesel | 9500 | Fiberglass | 1976-05-09 | 2018-10-02 | Fiberglass Reinforced Plastic | Safe Suction (Euro)
LOCKHEED MARTIN AERONAUTICS CO. | 86 S COBB DR SE | Marietta | Cobb | UST-SLOC-9033149 | 17 | [5 empty] | Removed from Ground | Diesel | 6000 | Bare Steel | 1965-01-01 | 1899-12-31 | Bare Steel
LOCKHEED MARTIN AERONAUTICS CO. | 86 S COBB DR SE | Marietta | Cobb | UST-SLOC-330511 | L-13 | [5 empty] | Removed from Ground | Other | 2000 | Bare Steel | 1970-05-12 | 1995-01-01 | Bare Steel
LOCKHEED MARTIN AERONAUTICS CO. | 86 S COBB DR SE | Marietta | Cobb | UST-SLOC-9033154 | 93-A | Flapper Valve | 1996-03-22 | FALSE | 1996-03-22 | FALSE | Currently in Use | Diesel | 12000 | Fiberglass Double Walled | 1996-03-22 |  | Double-Walled Fiberglass | Pressurized
FORMER HILTON | 2055 SOUTH PARK PLACE | MARIETTA | Cobb | 10000757 | 1 |  |  | FALSE |  | FALSE | Removed from Ground | Diesel | 550 | Cathodically Protected Steel | 2004-07-20 | 2004-07-20
ABANDONED USTS | 1648 ATLANTA RD | SMYRNA | Cobb | 9033615 | 1 | [5 empty] | Removed from Ground | Used Oil | 1000 | Bare Steel | 2001-06-20 | 2001-06-20 | Not Marked
Dobbins AFB | 1555 Atlantic Ave | Marietta | Cobb | UST-SLOC-9033132 | DOB-92 | [5 empty] | Removed from Ground | Diesel | 250 | Bare Steel | 1972-01-01 | 1993-02-04 | Bare Steel | Pressurized
Dobbins AFB | 1555 Atlantic Ave | Marietta | Cobb | UST-SLOC-9033210 | DOB-78 | [5 empty] | Removed from Ground | Diesel | 550 | Bare Steel | 1961-01-01 | 1990-10-05 | Bare Steel
Dobbins AFB | 1555 Atlantic Ave | Marietta | Cobb | UST-SLOC-9033190 | DOB-49 | [5 empty] | Removed from Ground | Diesel | 750 | Bare Steel | 1983-01-01 | 1993-12-20 | Bare Steel | Pressurized
LOCKHEED MARTIN AERONAUTICS CO. | 86 S COBB DR SE | Marietta | Cobb | UST-SLOC-9000459 | 24 | [5 empty] | Removed from Ground | Gas (Historical Use) | 10000 | Bare Steel | 1966-05-12 | 1993-01-01 | Bare Steel
LOCKHEED MARTIN AERONAUTICS CO. | 86 S COBB DR SE | Marietta | Cobb | UST-SLOC-9033158 | 1 |  |  | FALSE |  | FALSE | Removed from Ground |  | 10000 | Bare Steel | 1966-01-01 | 1993-06-01 | Bare Steel
LOCKHEED MARTIN AERONAUTICS CO. | 86 S COBB DR SE | Marietta | Cobb | UST-SLOC-9000459 | 23 | [5 empty] | Removed from Ground | Other | 50000 | Bare Steel | 1971-05-11 | 1993-01-01 | Bare Steel
LOCKHEED MARTIN AERONAUTICS CO. | 86 S COBB DR SE | Marietta | Cobb | UST-SLOC-330511 | L-33 | [5 empty] | Closed in Ground | Other | 10000 | Fiberglass | 1981-05-09 | 2002-10-01 | Bare Steel
Gas Express #198 | 2700 Austell Rd | Marietta | Cobb | 9033031 | 1 |  | 1990-02-01 |  | 1990-02-01 |  | Removed from Ground | Gas (Historical Use) | 10000 | Unknown | 1990-03-06 | 2008-09-24 | Fiberglass Reinforced Plastic | Pressurized
QUIKTRIP #729 | 2804 PACES FERRY RD | ATLANTA | Cobb | 9033094 | 3 | Flapper Valve | 1991-12-01 | FALSE | 1991-12-01 | FALSE | Currently in Use | Diesel | 12000 | Fiberglass | 1991-10-24 |  |  | Pressurized
HOWARD STOLZ HOWARD | 5322 SOUTH COBB DR | SMYRNA | Cobb | 9033347 | 1 | [5 empty] | Permanently Out of Use - historical purposes | Other | 1 | Not Marked/Unknown |  | 1899-12-31 | Unknown
HOWARD STOLZ HOWARD | 5322 SOUTH COBB DR | SMYRNA | Cobb | 9033347 | 4 | [5 empty] | Permanently Out of Use - historical purposes | Other | 1 | Not Marked/Unknown |  | 1899-12-31 | Unknown
QUIKTRIP #729 | 2804 PACES FERRY RD | ATLANTA | Cobb | 9033094 | 2 | Flapper Valve | 1991-12-01 | FALSE | 1991-12-01 | FALSE | Currently in Use | Premium | 12000 | Fiberglass | 1991-10-24 |  |  | Pressurized
FRED E RIMER CO INC | 1022 POPLAR SPRINGS RD | DALLAS | Cobb | 9033567 | 1 | [5 empty] | Closed in Ground | Gas (Historical Use) | 500 | Marked Unknown | 1980-01-01 | 1980-01-01 | Galvanized Steel | Safe Suction (Euro)
LOCKHEED MARTIN AERONAUTICS CO. | 86 S COBB DR SE | Marietta | Cobb | UST-SLOC-9000459 | 13 | [5 empty] | Removed from Ground | Other | 2000 | Bare Steel | 1970-05-12 | 1993-01-01 | Bare Steel
LOCKHEED MARTIN AERONAUTICS CO. | 86 S COBB DR SE | Marietta | Cobb | UST-SLOC-9000459 | 30 | [5 empty] | Removed from Ground | Diesel | 550 | Bare Steel | 1981-05-08 | 1993-01-01 | Bare Steel
LOCKHEED MARTIN AERONAUTICS CO. | 86 S COBB DR SE | Marietta | Cobb | UST-SLOC-9000459 | 31 | [5 empty] | Removed from Ground | Other | 10000 | Fiberglass | 1974-05-10 | 1993-01-01 | Bare Steel
HOWARD STOLZ HOWARD | 5322 SOUTH COBB DR | SMYRNA | Cobb | 9033347 | 5 | [5 empty] | Permanently Out of Use - historical purposes | Other | 1 | Not Marked/Unknown |  | 1899-12-31 | Unknown
CLARKE CREEK LIFT STATION | 4981 HAMBY RD | ACWORTH | Cobb | 9033552 | 1 | Flapper Valve | 1998-07-01 | FALSE | 1998-07-01 | FALSE | Currently in Use | Diesel | 2000 | Fiberglass | 1997-09-12 |  | Double-Walled Fiberglass | Suction (American)
Dobbins AFB | 1555 Atlantic Ave | Marietta | Cobb | UST-SLOC-9033221 | DOB-69 | [5 empty] | Removed from Ground | Diesel | 2500 | Bare Steel | 1952-01-01 | 1990-10-19 | Bare Steel
Dobbins AFB | 1555 Atlantic Ave | Marietta | Cobb | UST-SLOC-9033177 | DOB-28 | [5 empty] | Removed from Ground | Gas (Historical Use) | 5000 | Bare Steel | 1983-01-01 | 1994-09-01 | Bare Steel | Pressurized
LOCKHEED MARTIN AERONAUTICS CO. | 86 S COBB DR SE | Marietta | Cobb | UST-SLOC-9033417 | 163 | [5 empty] | Removed from Ground | Other | 1000 | Not Marked/Unknown | 1992-08-01 | 1992-08-01 | Not Marked
LOCKHEED MARTIN AERONAUTICS CO. | 86 S COBB DR SE | Marietta | Cobb | UST-SLOC-330511 | L-15 | [5 empty] | Removed from Ground | Empty | 30000 | Bare Steel | 1968-05-12 | 1899-12-31 | Bare Steel
LOCKHEED MARTIN AERONAUTICS CO. | 86 S COBB DR SE | Marietta | Cobb | UST-SLOC-9033152 | 123 | [5 empty] | Removed from Ground | Other | 22000 | Bare Steel | 1964-01-01 | 1993-06-01 | Bare Steel
LOCKHEED MARTIN AERONAUTICS CO. | 86 S COBB DR SE | Marietta | Cobb | UST-SLOC-9033154 | 94-A | Flapper Valve | 1996-03-22 | FALSE | 1996-03-22 | FALSE | Currently in Use | Regular | 12000 | Fiberglass Double Walled | 1996-03-22 |  | Double-Walled Fiberglass | Pressurized
LOCKHEED MARTIN AERONAUTICS CO. | 86 S COBB DR SE | Marietta | Cobb | UST-SLOC-9033155 | 104-2 | Ball Float | 1995-12-01 | FALSE | 1995-12-01 | FALSE | Currently in Use | Regular | 12000 | Fiberglass Double Walled | 1995-12-01 |  | Double-Walled Fiberglass | Pressurized
Dobbins AFB | 1555 Atlantic Ave | Marietta | Cobb | UST-SLOC-9033195 | DOB-52 |  |  | FALSE |  | FALSE | Removed from Ground | Diesel | 1000 | Bare Steel | 1957-01-01 | 2020-09-16 | Bare Steel
Equinix AT4 | 450 INTERSTATE N PKWY | ATLANTA | Cobb | 9033015 | 1 |  |  | FALSE |  | FALSE | Removed from Ground | Gas (Historical Use) | 10000 | Bare Steel | 1991-04-17 | 1991-04-17 | Bare Steel | Safe Suction (Euro)
SOUTH COBB POLICE/FIRE STATION | 1901 CUMBERLAND PKWY | SMYRNA | Cobb | 9033600 | 2 | Flapper Valve | 1999-06-18 | FALSE | 1999-06-18 | FALSE | Currently in Use | Diesel | 15000 | Fiberglass Double Walled | 2000-04-21 |  | Double-Walled Flex | Pressurized
KENNESAW WAREHOUSE | 6975 COBB INTERNATIONAL BLVD | KENNESAW | Cobb | 9033587 | 2 | Flapper Valve | 1999-10-29 | FALSE | 1999-10-29 | FALSE | Currently in Use | Diesel | 12000 | Fiberglass Double Walled | 1999-10-29 |  | Double-Walled Flex | Pressurized
KENNESAW WAREHOUSE | 6975 COBB INTERNATIONAL BLVD | KENNESAW | Cobb | 9033587 | 2 | Flapper Valve | 1999-10-29 | FALSE | 1999-10-29 | FALSE | Currently in Use | Diesel | 12000 | Fiberglass Double Walled | 1999-10-29 |  | Bare Steel | Pressurized
SESSIONS STREET PUMPING STATION | SESSIONS STREET | MARIETTA | Cobb | 9033574 | 1 | [5 empty] | Removed from Ground | Diesel | 159 | Not Marked/Unknown | 1998-10-30 | 1998-10-30 | Not Marked
Dobbins AFB | 1555 Atlantic Ave | Marietta | Cobb | UST-SLOC-9033167 | DOB-8 | [5 empty] | Removed from Ground | Diesel | 6016 | Bare Steel | 1964-01-01 | 1992-12-01 | Bare Steel
Dobbins AFB | 1555 Atlantic Ave | Marietta | Cobb | UST-SLOC-9033196 | DOB-53 | [5 empty] | Removed from Ground | Gas (Historical Use) | 3000 | Bare Steel | 1950-01-01 | 1992-01-09 | Bare Steel
Dobbins AFB | 1555 Atlantic Ave | Marietta | Cobb | UST-SLOC-9033018 | DOB-23 | [5 empty] | Removed from Ground | Other | 25000 | Bare Steel | 1955-01-01 | 1991-08-09 | Bare Steel | Pressurized
Dobbins AFB | 1555 Atlantic Ave | Marietta | Cobb | UST-SLOC-9033018 | DOB-20 | [5 empty] | Removed from Ground | Other | 25000 | Bare Steel | 1955-01-01 | 1991-08-09 | Bare Steel | Pressurized
LOCKHEED MARTIN AERONAUTICS CO. | 86 S COBB DR SE | Marietta | Cobb | UST-SLOC-9033417 | 164 | [5 empty] | Removed from Ground | Other | 1000 | Not Marked/Unknown | 1992-08-01 | 1992-08-01 | Not Marked
LOCKHEED MARTIN AERONAUTICS CO. | 86 S COBB DR SE | Marietta | Cobb | UST-SLOC-9000459 | 6 | [5 empty] | Removed from Ground | Other | 5000 | Bare Steel | 1971-05-11 | 1993-01-01 | Bare Steel
LOCKHEED MARTIN AERONAUTICS CO. | 86 S COBB DR SE | Marietta | Cobb | UST-SLOC-9000459 | 26 | [5 empty] | Removed from Ground | Other | 30000 | Bare Steel | 1969-05-11 | 1993-01-01 | Bare Steel
LOCKHEED MARTIN AERONAUTICS CO. | 86 S COBB DR SE | Marietta | Cobb | UST-SLOC-9000459 | 10 | [5 empty] | Removed from Ground | Gas (Historical Use) | 12000 | Bare Steel | 1980-05-08 | 1993-01-01 | Bare Steel
NAS ATLANTA | 1000 HALSEY AVE | Marietta | Cobb | UST-SLOC-9033398 | 74B |  | 1991-06-13 |  | 1991-06-13 |  | Removed from Ground | Diesel | 2500 | Double Walled | 1991-06-05 | 1999-12-03 | Double Walled | Suction (American)
NAS ATLANTA | 1000 HALSEY AVE | Marietta | Cobb | UST-SLOC-330309 | 70A | [5 empty] | Removed from Ground | Gas (Historical Use) | 10000 | Bare Steel | 1958-04-25 | 1989-07-20 | Bare Steel | Suction (American)
NAS ATLANTA | 1000 HALSEY AVE | Marietta | Cobb | UST-SLOC-330310 | 71D |  |  | TRUE | 1991-07-13 | TRUE | Removed from Ground | Used Oil | 4000 | Double Walled | 1991-06-20 | 2004-04-06 | Not Marked
ABANDONED USTS | 1648 ATLANTA RD | SMYRNA | Cobb | 9033615 | 2 | [5 empty] | Removed from Ground | Used Oil | 1000 | Bare Steel | 2001-06-20 | 2001-06-20 | Not Marked
LOCKHEED MARTIN AERONAUTICS CO. | 86 S COBB DR SE | Marietta | Cobb | UST-SLOC-9033422 | 30 |  | 1996-03-01 | FALSE | 1996-03-01 | FALSE | Removed from Ground | Diesel | 9500 | Fiberglass | 1976-05-09 | 2018-10-02 | Fiberglass Reinforced Plastic | Safe Suction (Euro)
LOCKHEED MARTIN AERONAUTICS CO. | 86 S COBB DR SE | Marietta | Cobb | UST-SLOC-9000459 | 25 | [5 empty] | Removed from Ground | Other | 35000 | Bare Steel | 1969-05-11 | 1993-01-01 | Bare Steel
LOCKHEED MARTIN AERONAUTICS CO. | 86 S COBB DR SE | Marietta | Cobb | UST-SLOC-9033246 | 41 | [5 empty] | Removed from Ground | Diesel | 2000 | Bare Steel | 1996-02-06 | 1996-02-06 | Bare Steel | Safe Suction (Euro)
LOCKHEED MARTIN AERONAUTICS CO. | 86 S COBB DR SE | Marietta | Cobb | UST-SLOC-9033156 | 153-1 | [5 empty] | Removed from Ground | Diesel | 2000 | Bare Steel | 1968-01-01 | 1899-12-31 | Bare Steel | Safe Suction (Euro)
LOCKHEED MARTIN AERONAUTICS CO. | 86 S COBB DR SE | Marietta | Cobb | UST-SLOC-330511 | L-17 | [5 empty] | Removed from Ground | Diesel | 2000 | Bare Steel | 1968-05-12 | 1993-01-01 | Bare Steel
LOCKHEED MARTIN AERONAUTICS CO. | 86 S COBB DR SE | Marietta | Cobb | UST-SLOC-9033417 | 44 | [5 empty] | Removed from Ground | Diesel | 10000 | Not Marked/Unknown | 1991-06-01 | 1991-06-01 | Not Marked
LOCKHEED MARTIN AERONAUTICS CO. | 86 S COBB DR SE | Marietta | Cobb | UST-SLOC-9000459 | 5 | [5 empty] | Removed from Ground | Other | 5000 | Bare Steel | 1971-05-11 | 1993-01-01 | Bare Steel
LOCKHEED MARTIN AERONAUTICS CO. | 86 S COBB DR SE | Marietta | Cobb | UST-SLOC-9000459 | 4 | [5 empty] | Removed from Ground | Other | 9500 | Fiberglass | 1976-05-09 | 1993-01-01 | Bare Steel
LOCKHEED MARTIN AERONAUTICS CO. | 86 S COBB DR SE | Marietta | Cobb | UST-SLOC-9000459 | 28 | [5 empty] | Removed from Ground | Other | 30000 | Bare Steel | 1969-05-11 | 1993-01-01 | Bare Steel
LOCKHEED MARTIN AERONAUTICS CO. | 86 S COBB DR SE | Marietta | Cobb | UST-SLOC-9000459 | 27 | [5 empty] | Removed from Ground | Other | 30000 | Bare Steel | 1969-05-11 | 1993-01-01 | Bare Steel
NAS ATLANTA | 1000 HALSEY AVE | Marietta | Cobb | UST-SLOC-9033147 | 1108B |  | 1992-01-17 | TRUE | 1992-01-17 | TRUE | Removed from Ground | Used Oil | 550 | Double Walled | 1989-05-20 | 2008-10-07 | Double Walled
NAS ATLANTA | 1000 HALSEY AVE | Marietta | Cobb | UST-SLOC-330316 | 1104A | [5 empty] | Permanently Out of Use - historical purposes | Diesel | 1000 | Bare Steel | 1966-04-23 | 1899-12-31 | Bare Steel | Suction (American)
HOWARD STOLZ HOWARD | 5322 SOUTH COBB DR | SMYRNA | Cobb | 9033347 | 3 | [5 empty] | Permanently Out of Use - historical purposes | Other | 1 | Not Marked/Unknown |  | 1899-12-31 | Unknown
ABANDONED USTS | 1648 ATLANTA RD | SMYRNA | Cobb | 9033615 | 3 | [5 empty] | Removed from Ground | Kerosene | 500 | Bare Steel | 2001-06-20 | 2001-06-20 | Not Marked
LOCKHEED MARTIN AERONAUTICS CO. | 86 S COBB DR SE | Marietta | Cobb | UST-SLOC-9033158 | 121 | [5 empty] | Removed from Ground | Other | 5000 | Bare Steel | 1971-01-01 | 1993-06-01 | Bare Steel
LOCKHEED MARTIN AERONAUTICS CO. | 86 S COBB DR SE | Marietta | Cobb | UST-SLOC-9033154 | 99-4 | [5 empty] | Removed from Ground | Gas (Historical Use) | 12000 | Bare Steel | 1942-01-01 | 1899-12-31 | Bare Steel
GA TECH | 7220 Richardson Rd | Smyrna | Cobb | UST-SLOC-9033558 | 1 | Flapper Valve | 1998-05-20 |  | 1998-05-20 |  | Currently in Use | Diesel | 1000 | Fiberglass Double Walled | 1998-05-20 |  | Copper | Safe Suction (Euro)
Dobbins AFB | 1555 Atlantic Ave | Marietta | Cobb | UST-SLOC-9033172 | DOB-11 |  |  | FALSE |  | FALSE | Removed from Ground | Diesel | 6016 | Bare Steel | 1964-01-01 | 2020-09-16 | Bare Steel
Dobbins AFB | 1555 Atlantic Ave | Marietta | Cobb | UST-SLOC-9033185 | DOB-41 | [5 empty] | Removed from Ground | Diesel | 30000 | Bare Steel | 1954-01-01 | 1995-04-07 | Bare Steel
Dobbins AFB | 1555 Atlantic Ave | Marietta | Cobb | UST-SLOC-9033207 | DOB-95 |  |  | FALSE |  | FALSE | Removed from Ground |  | 2000 | Bare Steel |  | 1899-12-31 | Bare Steel
Dobbins AFB | 1555 Atlantic Ave | Marietta | Cobb | UST-SLOC-9033223 | DOB-25 |  |  | TRUE |  | TRUE | Removed from Ground | Used Oil | 3000 | Bare Steel | 1980-01-01 | 1995-11-01 | Bare Steel
LOCKHEED MARTIN AERONAUTICS CO. | 86 S COBB DR SE | Marietta | Cobb | UST-SLOC-9033004 | 91 |  |  | FALSE |  | FALSE | Removed from Ground | Aviation Gas/AV Gas | 30000 | Bare Steel | 1969-01-01 | 1969-01-01 | Fiberglass Reinforced Plastic | Pressurized
LOCKHEED MARTIN AERONAUTICS CO. | 86 S COBB DR SE | Marietta | Cobb | UST-SLOC-330511 | L-6 | [5 empty] | Removed from Ground | Hazardous Substance | 5000 | Bare Steel | 1971-05-12 | 1992-01-01 | Bare Steel
NAS ATLANTA | 1000 HALSEY AVE | Marietta | Cobb | UST-SLOC-9031132 | 65A | [5 empty] | Currently in Use | Diesel | 2500 | Double Walled |  |  | Double Walled
LOCKHEED MARTIN AERONAUTICS CO. | 86 S COBB DR SE | Marietta | Cobb | UST-SLOC-330511 | L-24 | [5 empty] | Removed from Ground | Gas (Historical Use) | 10000 | Bare Steel | 1966-05-13 | 1995-01-01 | Bare Steel
NAS ATLANTA | 1000 HALSEY AVE | Marietta | Cobb | UST-SLOC-9031132 | 2 | [5 empty] | Permanently Out of Use - historical purposes | Diesel | 2500 | Double Walled | 1991-09-01 | 1899-12-31 | Double Walled
NAS ATLANTA | 1000 HALSEY AVE | Marietta | Cobb | UST-SLOC-330308 | 17B |  | 1993-05-01 |  | 1993-05-01 |  | Removed from Ground | Kerosene | 1000 | Double Walled | 1993-01-07 | 1999-11-24 | Fiberglass Reinforced Plastic | Pressurized
SANDY SPRINGS LAWN SCAPES | 4625 OAKDALE ROAD | SMYRNA | Cobb | 9033487 | 1 | [5 empty] | Removed from Ground | Diesel | 12000 | Not Marked/Unknown | 1996-06-27 | 1996-06-27 | Not Marked
GOODYEAR AUTO SERVICE CENTER #15 | 4750 OLD ALABAMA RD (HWY 92) | ROSWELL | Cobb | 9033461 | 1 |  |  | TRUE |  | TRUE | Removed from Ground | Used Oil | 550 | Marked Unknown | 1995-10-05 | 1995-10-05 | Unknown
LOCKHEED MARTIN AERONAUTICS CO. | 86 S COBB DR SE | Marietta | Cobb | UST-SLOC-9033153 | 128 | [5 empty] | Removed from Ground | Other | 12500 | Bare Steel | 1967-01-01 | 1993-06-01 | Bare Steel
LOCKHEED MARTIN AERONAUTICS CO. | 86 S COBB DR SE | Marietta | Cobb | UST-SLOC-9000459 | 12 | [5 empty] | Removed from Ground | Diesel | 9500 | Fiberglass | 1976-05-09 | 1993-01-01 | Bare Steel
LOCKHEED MARTIN AERONAUTICS CO. | 86 S COBB DR SE | Marietta | Cobb | UST-SLOC-330511 | B-64 | [5 empty] | Removed from Ground | Other | 1000 | Concrete | 1968-05-12 | 1993-01-01 | Not Marked
LOCKHEED MARTIN AERONAUTICS CO. | 86 S COBB DR SE | Marietta | Cobb | UST-SLOC-9033159 | 36 | [5 empty] | Removed from Ground | Other | 1000 | Unknown | 1968-01-01 | 1993-11-01 | Bare Steel | Gravity Fed
LOCKHEED MARTIN AERONAUTICS CO. | 86 S COBB DR SE | Marietta | Cobb | UST-SLOC-330511 | L-32 | [5 empty] | Removed from Ground | Other | 10000 | Fiberglass | 1974-05-11 | 1991-01-01 | Bare Steel
LOCKHEED MARTIN AERONAUTICS CO. | 86 S COBB DR SE | Marietta | Cobb | UST-SLOC-330511 | L-5 | [5 empty] | Removed from Ground | Hazardous Substance | 5000 | Bare Steel | 1971-05-12 | 1992-01-01 | Bare Steel
LOCKHEED MARTIN AERONAUTICS CO. | 86 S COBB DR SE | Marietta | Cobb | UST-SLOC-9000459 | 17 | [5 empty] | Removed from Ground | Diesel | 2000 | Bare Steel | 1968-05-11 | 1993-01-01 | Bare Steel
NAS ATLANTA | 1000 HALSEY AVE | Marietta | Cobb | UST-SLOC-9033147 | 1108A |  | 1992-01-17 | TRUE | 1992-01-17 | TRUE | Removed from Ground | Used Oil | 550 | Double Walled | 1989-05-20 | 2008-10-07 | Double Walled | Gravity Fed
NAS ATLANTA | 1000 HALSEY AVE | Marietta | Cobb | UST-SLOC-9033396 | 70A | [5 empty] | Permanently Out of Use - historical purposes | Gas (Historical Use) | 10000 | Bare Steel | 1958-01-01 | 1899-12-31 | Bare Steel | Suction (American)
NAS ATLANTA | 1000 HALSEY AVE | Marietta | Cobb | UST-SLOC-9033395 | 5B |  |  | TRUE |  | TRUE | Removed from Ground | Used Oil | 250 | Bare Steel | 1983-12-01 | 1991-05-13 | Galvanized Steel | Suction (American)
LOCKHEED MARTIN AERONAUTICS CO. | 86 S COBB DR SE | Marietta | Cobb | UST-SLOC-9000459 | 18 | [5 empty] | Removed from Ground | Diesel | 250 | Bare Steel | 1968-05-11 | 1993-01-01 | Bare Steel
LOCKHEED MARTIN AERONAUTICS CO. | 86 S COBB DR SE | Marietta | Cobb | UST-SLOC-9033417 | 162 | [5 empty] | Removed from Ground | Other | 1000 | Not Marked/Unknown | 1992-08-01 | 1992-08-01 | Not Marked
LOCKHEED MARTIN AERONAUTICS CO. | 86 S COBB DR SE | Marietta | Cobb | UST-SLOC-9000459 | 11 | [5 empty] | Removed from Ground | Diesel | 9500 | Fiberglass | 1976-05-09 | 1993-01-01 | Bare Steel
LOCKHEED MARTIN AERONAUTICS CO. | 86 S COBB DR SE | Marietta | Cobb | UST-SLOC-330511 | L-25 | [5 empty] | Removed from Ground | Other | 35000 | Bare Steel | 1969-05-12 | 1995-01-01 | Bare Steel
LOCKHEED MARTIN AERONAUTICS CO. | 86 S COBB DR SE | Marietta | Cobb | UST-SLOC-9033151 | 40 | [5 empty] | Removed from Ground | Diesel | 2000 | Bare Steel | 1971-05-11 | 1996-03-12 | Bare Steel | Safe Suction (Euro)
NAS ATLANTA | 1000 HALSEY AVE | Marietta | Cobb | UST-SLOC-330310 | 71F |  |  | FALSE |  | FALSE | Removed from Ground | Diesel | 15000 | Double Walled | 1991-06-20 | 2004-04-06
LOCKHEED MARTIN AERONAUTICS CO. | 86 S COBB DR SE | Marietta | Cobb | UST-SLOC-9033155 | 104-1 |  |  |  | 1993-01-01 |  | Removed from Ground | Gas (Historical Use) | 8000 | Bare Steel | 1966-01-01 | 1995-11-09 | Bare Steel | Safe Suction (Euro)
LOCKHEED MARTIN AERONAUTICS CO. | 86 S COBB DR SE | Marietta | Cobb | UST-SLOC-9000459 | 33 | [5 empty] | Removed from Ground | Other | 10000 | Fiberglass | 1981-05-08 | 1993-01-01 | Bare Steel
LOCKHEED MARTIN AERONAUTICS CO. | 86 S COBB DR SE | Marietta | Cobb | UST-SLOC-330511 | L-1 | [5 empty] | Removed from Ground | Diesel | 3000 | Bare Steel | 1961-05-14 | 1993-01-01 | Bare Steel
NAS ATLANTA | 1000 HALSEY AVE | Marietta | Cobb | UST-SLOC-330312 | 85D |  |  | TRUE |  | TRUE | Removed from Ground | Used Oil | 275 | Bare Steel | 1961-04-24 | 1990-03-15 | Unknown
NAS ATLANTA | 1000 HALSEY AVE | Marietta | Cobb | UST-SLOC-330312 | 85A | [5 empty] | Removed from Ground | Gas (Historical Use) | 6000 | Bare Steel | 1961-04-24 | 1991-07-01 | Unknown
QUIKTRIP #729 | 2804 PACES FERRY RD | ATLANTA | Cobb | 9033094 | 1 | Flapper Valve | 1991-12-01 | FALSE | 1991-12-01 | FALSE | Currently in Use | Regular | 12000 | Fiberglass | 1991-10-24 |  |  | Pressurized
NAS ATLANTA | 1000 HALSEY AVE | Marietta | Cobb | UST-SLOC-330310 | 71B | [5 empty] | Removed from Ground | Diesel | 15000 | Bare Steel | 1958-04-25 | 1991-06-26 | Unknown
NAS ATLANTA | 1000 HALSEY AVE | Marietta | Cobb | UST-SLOC-330315 | 1101A | [5 empty] | Removed from Ground | Diesel | 5000 | Bare Steel | 1962-04-24 | 1990-03-15 | Unknown | Suction (American)
GA TECH | 7220 Richardson Rd | Smyrna | Cobb | UST-SLOC-9033557 | 2 | Flapper Valve | 1998-06-17 | FALSE | 1998-06-17 | FALSE | Currently in Use | Diesel | 1000 | Fiberglass Double Walled | 1998-06-30 |  | Copper | Safe Suction (Euro)
Dobbins AFB | 1555 Atlantic Ave | Marietta | Cobb | UST-SLOC-9033184 | DOB-45 | [5 empty] | Removed from Ground | Diesel | 5000 | Bare Steel | 1953-01-01 | 1899-12-31 | Bare Steel | Suction (American)
LOCKHEED MARTIN AERONAUTICS CO. | 86 S COBB DR SE | Marietta | Cobb | UST-SLOC-9033004 | 092-A | [5 empty] | Permanently Out Of Use | Other | 35000 | Bare Steel | 1953-01-01 | 1953-01-01 | Bare Steel | Pressurized
LOCKHEED MARTIN AERONAUTICS CO. | 86 S COBB DR SE | Marietta | Cobb | UST-SLOC-9033366 | 161 | [5 empty] | Removed from Ground | Other | 2000 | Not Marked/Unknown | 1995-05-26 | 1995-05-26 | Unknown
LOCKHEED MARTIN AERONAUTICS CO. | 86 S COBB DR SE | Marietta | Cobb | UST-SLOC-330511 | L-31 | [5 empty] | Removed from Ground | Other | 10000 | Fiberglass | 1974-05-11 | 1991-01-01 | Bare Steel
LOCKHEED MARTIN AERONAUTICS CO. | 86 S COBB DR SE | Marietta | Cobb | UST-SLOC-330511 | L-10 | [5 empty] | Removed from Ground | Gas (Historical Use) | 12000 | Bare Steel | 1980-05-09 | 1996-01-01 | Bare Steel
LOCKHEED MARTIN AERONAUTICS CO. | 86 S COBB DR SE | Marietta | Cobb | UST-SLOC-330511 | L-34 | [5 empty] | Removed from Ground | Other | 10000 | Fiberglass | 1981-05-09 | 2002-10-01 | Bare Steel
NAS ATLANTA | 1000 HALSEY AVE | Marietta | Cobb | UST-SLOC-9033397 | 85E |  | 1991-09-24 |  | 1991-09-24 |  | Removed from Ground | Gas (Historical Use) | 10000 | Double Walled | 1991-09-10 | 2006-09-23 | Double Walled | Pressurized
NAS ATLANTA | 1000 HALSEY AVE | Marietta | Cobb | UST-SLOC-330307 | 5B |  |  | TRUE |  | TRUE | Removed from Ground | Used Oil | 250 | Bare Steel | 1983-04-19 | 1991-05-13 | Unknown
NAS ATLANTA | 1000 HALSEY AVE | Marietta | Cobb | UST-SLOC-330311 | 74A | [5 empty] | Removed from Ground | Diesel | 2000 | Bare Steel | 1961-04-24 | 1991-05-23 | Bare Steel | Suction (American)
NAS ATLANTA | 1000 HALSEY AVE | Marietta | Cobb | UST-SLOC-330307 | 5A | [5 empty] | Removed from Ground | Gas (Historical Use) | 1000 | Bare Steel | 1983-04-19 | 1991-05-13 | Unknown
LOCKHEED MARTIN AERONAUTICS CO. | 86 S COBB DR SE | Marietta | Cobb | UST-SLOC-9033417 | 45 | [5 empty] | Removed from Ground | Diesel | 10000 | Not Marked/Unknown | 1991-06-01 | 1991-06-01 | Not Marked
LOCKHEED MARTIN AERONAUTICS CO. | 86 S COBB DR SE | Marietta | Cobb | UST-SLOC-330511 | L-35 | [5 empty] | Removed from Ground | Gas (Historical Use) | 500 | Bare Steel | 1943-05-19 | 1899-12-31 | Bare Steel
NAS ATLANTA | 1000 HALSEY AVE | Marietta | Cobb | UST-SLOC-9033397 | 85C | [5 empty] | Removed from Ground | Gas (Historical Use) | 10000 | Bare Steel | 1961-01-01 | 1991-07-18 | Bare Steel | Suction (American)
NAS ATLANTA | 1000 HALSEY AVE | Marietta | Cobb | UST-SLOC-9033395 | 5A-1 |  |  | TRUE | 1991-06-03 | TRUE | Removed from Ground | Used Oil | 550 | Double Walled | 1991-05-20 | 1999-10-27 | Double Walled | Gravity Fed
NAS ATLANTA | 1000 HALSEY AVE | Marietta | Cobb | UST-SLOC-330308 | 17C |  | 1993-05-01 |  | 1993-05-01 |  | Removed from Ground | Gas (Historical Use) | 6000 | Double Walled | 1993-01-07 | 1999-11-24 | Fiberglass Reinforced Plastic | Pressurized
Equinix AT4 | 450 INTERSTATE N PKWY | ATLANTA | Cobb | 9033015 | 3 | Overfill Alarm | 1998-08-01 | FALSE | 1998-08-01 | FALSE | Currently in Use | Diesel | 10000 | Fiberglass Double Walled | 1998-08-01 |  | Double-Walled Flex | Safe Suction (Euro)
Gas Express #198 | 2700 Austell Rd | Marietta | Cobb | 9033031 | 4B | Flapper Valve | 2018-04-01 | FALSE | 2018-03-01 | FALSE | Currently in Use | E-0 | 4000 | Composite Double Walled | 2018-02-01 |  | Double-Walled Fiberglass | Pressurized
RUST CHEESE COMPANY | 3274 ATLANTA RD | SMYRNA | Cobb | 9033538 | 1 | [5 empty] | Removed from Ground | Gas (Historical Use) | 550 | Not Marked/Unknown | 1998-05-06 | 1998-05-06 | Not Marked
REDWOOD DR PUMPING STATION | REDWOOD DR | MARIETTA | Cobb | 9033575 | 1 | [5 empty] | Removed from Ground | Diesel | 159 | Not Marked/Unknown | 1998-10-29 | 1998-10-29 | Not Marked
Dobbins AFB | 1555 Atlantic Ave | Marietta | Cobb | UST-SLOC-9033018 | DOB-19 | [5 empty] | Removed from Ground | Other | 25000 | Bare Steel | 1955-01-01 | 1991-08-09 | Bare Steel | Pressurized
Dobbins AFB | 1555 Atlantic Ave | Marietta | Cobb | UST-SLOC-9033162 | DOB-3 |  |  | FALSE |  | FALSE | Removed from Ground | Diesel | 289 | Bare Steel | 1959-01-01 | 2020-09-16 | Bare Steel
Dobbins AFB | 1555 Atlantic Ave | Marietta | Cobb | UST-SLOC-9033166 | DOB-7 | [5 empty] | Removed from Ground | Diesel | 5000 | Bare Steel | 1959-01-01 | 1993-12-06 | Bare Steel
LOCKHEED MARTIN AERONAUTICS CO. | 86 S COBB DR SE | Marietta | Cobb | UST-SLOC-330511 | L-8 | [5 empty] | Removed from Ground | Other | 12000 | Bare Steel | 1961-05-14 | 1970-01-01 | Bare Steel
LOCKHEED MARTIN AERONAUTICS CO. | 86 S COBB DR SE | Marietta | Cobb | UST-SLOC-9000459 | 19 | [5 empty] | Removed from Ground | Other | 3000 | Bare Steel | 1961-05-13 | 1993-01-01 | Bare Steel
LOCKHEED MARTIN AERONAUTICS CO. | 86 S COBB DR SE | Marietta | Cobb | UST-SLOC-9000459 | 14 | [5 empty] | Removed from Ground | Other | 12000 | Bare Steel | 1968-05-11 | 1993-01-01 | Bare Steel
LOCKHEED MARTIN AERONAUTICS CO. | 86 S COBB DR SE | Marietta | Cobb | UST-SLOC-9000459 | 32 | [5 empty] | Removed from Ground | Other | 10000 | Fiberglass | 1974-05-10 | 1993-01-01 | Bare Steel
LOCKHEED MARTIN AERONAUTICS CO. | 86 S COBB DR SE | Marietta | Cobb | UST-SLOC-9000459 | 34 | [5 empty] | Removed from Ground | Other | 10000 | Fiberglass | 1981-05-08 | 1993-01-01 | Bare Steel
LOCKHEED MARTIN AERONAUTICS CO. | 86 S COBB DR SE | Marietta | Cobb | UST-SLOC-9000459 | 1 | [5 empty] | Removed from Ground | Diesel | 3000 | Bare Steel | 1961-05-13 | 1993-01-01 | Bare Steel
LOCKHEED MARTIN AERONAUTICS CO. | 86 S COBB DR SE | Marietta | Cobb | UST-SLOC-9033154 | 99-3 | [5 empty] | Removed from Ground | Gas (Historical Use) | 12000 | Bare Steel | 1942-01-01 | 1899-12-31 | Bare Steel
LOCKHEED MARTIN AERONAUTICS CO. | 86 S COBB DR SE | Marietta | Cobb | UST-SLOC-9033154 | 94 |  | 1993-01-01 |  |  |  | Removed from Ground | Gas (Historical Use) | 12000 | Bare Steel | 1970-01-01 | 1899-12-31 | Bare Steel | Pressurized
UNITED PARCEL SERVICE, INC. (UPS) - ACWORTH | 4246 McEver Rd | Acworth | Cobb | 280147 | 2 |  |  | TRUE |  | TRUE | Removed from Ground | Used Oil | 500 | Cathodically Protected Steel | 1987-01-01 | 1994-01-18 | Not Marked
UNITED PARCEL SERVICE, INC. (UPS) - ACWORTH | 4246 McEver Rd | Acworth | Cobb | 280147 | 2 |  |  | TRUE |  | TRUE | Removed from Ground | Used Oil | 500 | Cathodically Protected Steel | 1987-01-01 | 1994-01-18 | Not Marked
UNITED PARCEL SERVICE, INC. (UPS) - ACWORTH | 4246 McEver Rd | Acworth | Cobb | 280147 | 2 |  |  | TRUE |  | TRUE | Removed from Ground | Used Oil | 500 | Cathodically Protected Steel | 1987-01-01 | 1994-01-18 | Not Marked
UNITED PARCEL SERVICE, INC. (UPS) - ACWORTH | 4246 McEver Rd | Acworth | Cobb | 280147 | 2 |  |  | TRUE |  | TRUE | Removed from Ground | Used Oil | 500 | Cathodically Protected Steel | 1987-01-01 | 1994-01-18 | Not Marked
UNITED PARCEL SERVICE, INC. (UPS) - ACWORTH | 4246 McEver Rd | Acworth | Cobb | 280147 | 2 |  |  | TRUE |  | TRUE | Removed from Ground | Used Oil | 500 | Cathodically Protected Steel | 1987-01-01 | 1994-01-18 | Not Marked
UNITED PARCEL SERVICE, INC. (UPS) - ACWORTH | 4246 McEver Rd | Acworth | Cobb | 280147 | 2 |  |  | TRUE |  | TRUE | Removed from Ground | Used Oil | 500 | Cathodically Protected Steel | 1987-01-01 | 1994-01-18 | Not Marked
UNITED PARCEL SERVICE, INC. (UPS) - ACWORTH | 4246 McEver Rd | Acworth | Cobb | 280147 | 3 | Flapper Valve | 1994-01-01 | FALSE | 1994-01-01 | FALSE | Currently in Use | Diesel | 12000 | Fiberglass Double Walled | 1994-02-02 |  | Fiberglass Reinforced Plastic | Pressurized
UNITED PARCEL SERVICE, INC. (UPS) - ACWORTH | 4246 McEver Rd | Acworth | Cobb | 280147 | 3 | Flapper Valve | 1994-01-01 | FALSE | 1994-01-01 | FALSE | Currently in Use | Diesel | 12000 | Fiberglass Double Walled | 1994-02-02 |  | Fiberglass Reinforced Plastic | Pressurized
UNITED PARCEL SERVICE, INC. (UPS) - ACWORTH | 4246 McEver Rd | Acworth | Cobb | 280147 | 3 | Flapper Valve | 1994-01-01 | FALSE | 1994-01-01 | FALSE | Currently in Use | Diesel | 12000 | Fiberglass Double Walled | 1994-02-02 |  | Fiberglass Reinforced Plastic | Pressurized
DOBBINS ARB BLDG B-513 | 926 INDUSTRIAL DRIVE | DOBBINS ARB | Cobb | 9033170 | DOB-13 | [5 empty] | Removed from Ground | Gas (Historical Use) | 12000 | Bare Steel | 1952-01-01 | 1996-05-01 | Bare Steel | Pressurized
DOBBINS ARB BLDG B-513 | 926 INDUSTRIAL DRIVE | DOBBINS ARB | Cobb | 9033170 | DOB98 | Flapper Valve | 1996-07-19 |  | 1996-07-19 |  | Currently in Use | Diesel | 10000 | Composite Double Walled | 1996-07-19 |  | Fiberglass Reinforced Plastic | Pressurized
Marathon Gas Station | 855 Whitlock Avenue | Marietta | Cobb | 330653 | 1 | Ball Float | 1994-04-01 | FALSE | 1994-04-01 | FALSE | Temporarily out of use |  | 10000 | Galvanic (STIP-3) | 2015-12-18 |  | Fiberglass Reinforced Plastic | Pressurized
Marathon Gas Station | 855 Whitlock Avenue | Marietta | Cobb | 330653 | 1 | Ball Float | 1994-04-01 | FALSE | 1994-04-01 | FALSE | Temporarily out of use |  | 10000 | Galvanic (STIP-3) | 2015-12-18 |  | Fiberglass Reinforced Plastic | Pressurized
Marathon Gas Station | 855 Whitlock Avenue | Marietta | Cobb | 330653 | 1 | Ball Float | 1994-04-01 | FALSE | 1994-04-01 | FALSE | Temporarily out of use |  | 10000 | Galvanic (STIP-3) | 2015-12-18 |  | Fiberglass Reinforced Plastic | Pressurized
Marathon Gas Station | 855 Whitlock Avenue | Marietta | Cobb | 330653 | 1 | Ball Float | 1994-04-01 | FALSE | 1994-04-01 | FALSE | Temporarily out of use |  | 10000 | Galvanic (STIP-3) | 2015-12-18 |  | Fiberglass Reinforced Plastic | Pressurized
Marathon Gas Station | 855 Whitlock Avenue | Marietta | Cobb | 330653 | 1 | Ball Float | 1994-04-01 | FALSE | 1994-04-01 | FALSE | Temporarily out of use |  | 10000 | Galvanic (STIP-3) | 2015-12-18 |  | Fiberglass Reinforced Plastic | Pressurized
Marathon Gas Station | 855 Whitlock Avenue | Marietta | Cobb | 330653 | 1 | Ball Float | 1994-04-01 | FALSE | 1994-04-01 | FALSE | Temporarily out of use |  | 10000 | Galvanic (STIP-3) | 2015-12-18 |  | Fiberglass Reinforced Plastic | Pressurized
RaceTrac #2460 - Burnt Hickory | 900 WHITLOCK AVE | MARIETTA | Cobb | 10002800 | 3A | Overfill Alarm | 2018-02-01 | FALSE |  | FALSE | Currently in Use | Premium | 10000 | Fiberglass Double Walled | 2018-02-01 |  | Double-Walled Fiberglass | Pressurized
UPS FREIGHT - MARIETTA | 8550 Cobb International Blvd NW | Kennesaw | Cobb | 9033260 | 1 |  | 1992-07-23 | FALSE | 1992-07-23 | FALSE | Currently in Use | Diesel | 10000 | Galvanic (STIP-3) | 1992-07-23 |  | Double-Walled Fiberglass | Pressurized
UPS FREIGHT - MARIETTA | 8550 Cobb International Blvd NW | Kennesaw | Cobb | 9033260 | 1 |  | 1992-07-23 | FALSE | 1992-07-23 | FALSE | Currently in Use | Diesel | 10000 | Galvanic (STIP-3) | 1992-07-23 |  | Double-Walled Fiberglass | Pressurized
RaceTrac #2457 - Church & Vann | 840 CHURCH Street | MARIETTA | Cobb | 10002747 | 2A | Overfill Alarm | 2017-10-24 | FALSE | 2017-10-24 | FALSE | Currently in Use | Premium | 10000 | Fiberglass Double Walled | 2017-10-24 |  | Double-Walled Fiberglass | Pressurized
RaceTrac #2457 - Church & Vann | 840 CHURCH Street | MARIETTA | Cobb | 10002747 | 3A | Overfill Alarm | 2017-10-24 | FALSE | 2017-10-24 | FALSE | Currently in Use | Diesel | 10000 | Fiberglass Double Walled | 2017-10-24 |  | Double-Walled Fiberglass | Pressurized
RaceTrac #2452 - Canton & Shallowford | 4410 Canton Rd | Marietta | Cobb | 10002790 | 3B | Overfill Alarm | 2017-04-13 | FALSE |  | FALSE | Currently in Use | E-85 | 10000 | Fiberglass Double Walled | 2017-04-13 |  | Double-Walled Fiberglass | Pressurized
RaceTrac #2457 - Church & Vann | 840 CHURCH Street | MARIETTA | Cobb | 10002747 | 3B | Overfill Alarm | 2017-10-24 | FALSE | 2017-10-17 | FALSE | Currently in Use | Diesel | 10000 | Fiberglass Double Walled | 2017-10-24 |  | Double-Walled Fiberglass | Pressurized
RaceTrac #2457 - Church & Vann | 840 CHURCH Street | MARIETTA | Cobb | 10002747 | 1 | Overfill Alarm | 2017-10-24 | FALSE | 2017-10-24 | FALSE | Currently in Use | Regular | 20000 | Fiberglass Double Walled | 2017-10-24 |  | Double-Walled Fiberglass | Pressurized
RaceTrac #2457 - Church & Vann | 840 CHURCH Street | MARIETTA | Cobb | 10002747 | 2B | Overfill Alarm | 2017-10-24 | FALSE | 2017-10-24 | FALSE | Currently in Use | E-85 | 10000 | Fiberglass Double Walled | 2017-10-24 |  | Double-Walled Fiberglass | Pressurized
DOBBINS ARB BLDG B-513 | 926 INDUSTRIAL DRIVE | DOBBINS ARB | Cobb | 9033170 | DOB-12 | [5 empty] | Removed from Ground | Diesel | 10000 | Bare Steel | 1970-01-01 | 1996-05-01 | Bare Steel | Pressurized
Penske Truck Leasing Co., LP | 550 West Interstate Parkway | Lithia Springs | Cobb | 10002812 | 1 | Flapper Valve | 2017-06-15 | FALSE | 2017-06-15 | FALSE | Currently in Use | Diesel | 20000 | Fiberglass Double Walled | 2017-06-15 |  | Double-Walled Flex | Pressurized
UPS FREIGHT - MARIETTA | 8550 Cobb International Blvd NW | Kennesaw | Cobb | 9033260 | 1 |  | 1992-07-23 | FALSE | 1992-07-23 | FALSE | Currently in Use | Diesel | 10000 | Galvanic (STIP-3) | 1992-07-23 |  | Double-Walled Fiberglass | Pressurized
UPS FREIGHT - MARIETTA | 8550 Cobb International Blvd NW | Kennesaw | Cobb | 9033260 | 1 |  | 1992-07-23 | FALSE | 1992-07-23 | FALSE | Removed from Ground | Diesel | 10000 | Bare Steel | 1992-07-23 |  | Double-Walled Fiberglass | Pressurized
UPS FREIGHT - MARIETTA | 8550 Cobb International Blvd NW | Kennesaw | Cobb | 9033260 | 1 |  | 1992-07-23 | FALSE | 1992-07-23 | FALSE | Removed from Ground | Diesel | 10000 | Bare Steel | 1992-07-23 |  | Double-Walled Fiberglass | Pressurized
UPS FREIGHT - MARIETTA | 8550 Cobb International Blvd NW | Kennesaw | Cobb | 9033260 | 1 |  | 1992-07-23 | FALSE | 1992-07-23 | FALSE | Removed from Ground | Diesel | 10000 | Bare Steel | 1992-07-23 |  | Double-Walled Fiberglass | Pressurized
UNITED PARCEL SERVICE, INC. (UPS) - ACWORTH | 4246 McEver Rd | Acworth | Cobb | 280147 | 3 | Flapper Valve | 1994-01-01 | FALSE | 1994-01-01 | FALSE | Currently in Use | Diesel | 12000 | Fiberglass Double Walled | 1994-02-02 |  | Fiberglass Reinforced Plastic | Pressurized
UNITED PARCEL SERVICE, INC. (UPS) - ACWORTH | 4246 McEver Rd | Acworth | Cobb | 280147 | 3 | Flapper Valve | 1994-01-01 | FALSE | 1994-01-01 | FALSE | Currently in Use | Diesel | 12000 | Fiberglass Double Walled | 1994-02-02 |  | Fiberglass Reinforced Plastic | Pressurized
UNITED PARCEL SERVICE, INC. (UPS) - ACWORTH | 4246 McEver Rd | Acworth | Cobb | 280147 | 3 | Flapper Valve | 1994-01-01 | FALSE | 1994-01-01 | FALSE | Currently in Use | Diesel | 12000 | Fiberglass Double Walled | 1994-02-02 |  | Fiberglass Reinforced Plastic | Pressurized
Marathon Gas Station | 855 Whitlock Avenue | Marietta | Cobb | 330653 | 4 | Ball Float | 1994-04-01 | FALSE | 1994-04-01 | FALSE | Temporarily out of use | Diesel | 10000 | Galvanic (STIP-3) | 2015-12-18 |  | Fiberglass Reinforced Plastic | Pressurized
Marathon Gas Station | 855 Whitlock Avenue | Marietta | Cobb | 330653 | 4 | Ball Float | 1994-04-01 | FALSE | 1994-04-01 | FALSE | Temporarily out of use | Diesel | 10000 | Galvanic (STIP-3) | 2015-12-18 |  | Fiberglass Reinforced Plastic | Pressurized
Marathon Gas Station | 855 Whitlock Avenue | Marietta | Cobb | 330653 | 4 | Ball Float | 1994-04-01 | FALSE | 1994-04-01 | FALSE | Temporarily out of use | Diesel | 10000 | Galvanic (STIP-3) | 2015-12-18 |  | Fiberglass Reinforced Plastic | Pressurized
Marathon Gas Station | 855 Whitlock Avenue | Marietta | Cobb | 330653 | 4 | Ball Float | 1994-04-01 | FALSE | 1994-04-01 | FALSE | Temporarily out of use | Diesel | 10000 | Galvanic (STIP-3) | 2015-12-18 |  | Fiberglass Reinforced Plastic | Pressurized
Marathon Gas Station | 855 Whitlock Avenue | Marietta | Cobb | 330653 | 4 | Ball Float | 1994-04-01 | FALSE | 1994-04-01 | FALSE | Temporarily out of use | Diesel | 10000 | Galvanic (STIP-3) | 2015-12-18 |  | Fiberglass Reinforced Plastic | Pressurized
Marathon Gas Station | 855 Whitlock Avenue | Marietta | Cobb | 330653 | 4 | Ball Float | 1994-04-01 | FALSE | 1994-04-01 | FALSE | Temporarily out of use | Diesel | 10000 | Galvanic (STIP-3) | 2015-12-18 |  | Fiberglass Reinforced Plastic | Pressurized
SHERWIN WILLIAMS | 2868 CANTON RD | MARIETTA | Cobb | 10002961 | 4 |  |  | FALSE |  | FALSE | Closed in Ground | Diesel | 5000 |  |  | 2019-08-26
RT #2510 Mableton Pkwy | 7039 Mableton Pkwy SE | Mableton | Cobb | 10002940 | 1 | Overfill Alarm | 2019-05-14 | FALSE | 2019-05-14 | FALSE | Currently in Use | Regular | 20000 | Fiberglass Double Walled | 2019-03-21 |  | Double-Walled Fiberglass | Pressurized
UNITED PARCEL SERVICE, INC. (UPS) - ACWORTH | 4246 McEver Rd | Acworth | Cobb | 280147 | 1 | [5 empty] | Removed from Ground | Gas (Historical Use) | 10000 | Cathodically Protected Steel | 1987-01-01 | 1994-01-27 | Galvanized Steel
UNITED PARCEL SERVICE, INC. (UPS) - ACWORTH | 4246 McEver Rd | Acworth | Cobb | 280147 | 1 | [5 empty] | Removed from Ground | Gas (Historical Use) | 10000 | Cathodically Protected Steel | 1987-01-01 | 1994-01-27 | Galvanized Steel
UNITED PARCEL SERVICE, INC. (UPS) - ACWORTH | 4246 McEver Rd | Acworth | Cobb | 280147 | 1 | [5 empty] | Removed from Ground | Gas (Historical Use) | 10000 | Cathodically Protected Steel | 1987-01-01 | 1994-01-27 | Galvanized Steel
RaceTrac #2452 - Canton & Shallowford | 4410 Canton Rd | Marietta | Cobb | 10002790 | 2B | Overfill Alarm | 2017-04-13 | FALSE |  | FALSE | Currently in Use | Diesel | 10000 | Fiberglass Double Walled | 2017-04-13 |  | Double-Walled Fiberglass | Pressurized
RaceTrac #2452 - Canton & Shallowford | 4410 Canton Rd | Marietta | Cobb | 10002790 | 1 | Overfill Alarm | 2017-04-13 | FALSE |  | FALSE | Currently in Use | Regular | 20000 | Fiberglass Double Walled | 2017-04-13 |  | Double-Walled Fiberglass | Pressurized
RaceTrac #2460 - Burnt Hickory | 900 WHITLOCK AVE | MARIETTA | Cobb | 10002800 | 1 | Overfill Alarm | 2018-02-01 | FALSE |  | FALSE | Currently in Use | Regular | 20000 | Fiberglass Double Walled | 2018-02-01 |  | Double-Walled Fiberglass | Pressurized
RaceTrac #2460 - Burnt Hickory | 900 WHITLOCK AVE | MARIETTA | Cobb | 10002800 | 2A | Overfill Alarm | 2018-02-01 | FALSE |  | FALSE | Currently in Use | Diesel | 10000 | Fiberglass Double Walled | 2018-02-01 |  | Double-Walled Fiberglass | Pressurized
DOBBINS ARB BASE | 1522 WAREHOUSE RD BLDG 755 | MARIETTA | Cobb | 10002845 | 1 |  |  | FALSE |  | FALSE | Removed from Ground | Aviaion gas/AV Gas | 5000 |  |  | 1985-01-01
Exxon Food Mart | 1250 Atlanta Rd | Marietta | Cobb | 10002866 | 2B | Ball Float | 2017-06-10 | FALSE | 2017-06-10 | FALSE | Currently in Use | Diesel | 4000 | Epoxy Double-Walled | 2017-06-10 |  | Double-Walled Fiberglass | Pressurized
RT #2510 Mableton Pkwy | 7039 Mableton Pkwy SE | Mableton | Cobb | 10002940 | 3B | Overfill Alarm | 2019-05-14 | FALSE | 2019-05-14 | FALSE | Currently in Use | E-85 | 10000 | Fiberglass Double Walled | 2019-03-21 |  | Double-Walled Fiberglass | Pressurized
Marathon Gas Station | 855 Whitlock Avenue | Marietta | Cobb | 330653 | 2 | Ball Float | 1994-04-01 | FALSE | 1994-04-01 | FALSE | Temporarily out of use |  | 10000 | Galvanic (STIP-3) | 2015-12-18 |  | Fiberglass Reinforced Plastic | Pressurized
Marathon Gas Station | 855 Whitlock Avenue | Marietta | Cobb | 330653 | 2 | Ball Float | 1994-04-01 | FALSE | 1994-04-01 | FALSE | Temporarily out of use |  | 10000 | Galvanic (STIP-3) | 2015-12-18 |  | Fiberglass Reinforced Plastic | Pressurized
Marathon Gas Station | 855 Whitlock Avenue | Marietta | Cobb | 330653 | 2 | Ball Float | 1994-04-01 | FALSE | 1994-04-01 | FALSE | Temporarily out of use |  | 10000 | Galvanic (STIP-3) | 2015-12-18 |  | Fiberglass Reinforced Plastic | Pressurized
RT #2510 Mableton Pkwy | 7039 Mableton Pkwy SE | Mableton | Cobb | 10002940 | 3A | Overfill Alarm | 2019-05-14 | FALSE | 2019-05-14 | FALSE | Currently in Use | Premium | 10000 | Fiberglass Double Walled | 2019-03-21 |  | Double-Walled Fiberglass | Pressurized
RaceTrac #2498 - Dallas Highway | 5410 Dallas Hwy SW | Powder Springs | Cobb | 10002955 | 3A | Overfill Alarm | 2019-05-13 | FALSE | 2019-05-13 | FALSE | Currently in Use | E-85 | 10000 | Fiberglass Double Walled | 2019-05-13 |  | Double-Walled Fiberglass | Pressurized
SHERWIN WILLIAMS | 2868 CANTON RD | MARIETTA | Cobb | 10002961 | 2 |  |  | FALSE |  | FALSE | Closed in Ground | Diesel | 5000 |  |  | 2019-08-26
Exxon Food Mart | 1250 Atlanta Rd | Marietta | Cobb | 10002866 | 1 | Ball Float | 2017-06-10 | FALSE | 2017-06-10 | FALSE | Currently in Use | Regular | 12000 | Epoxy Double-Walled | 2017-06-10 |  | Double-Walled Fiberglass | Pressurized
DOBBINS ARB BLDG B-513 | 926 INDUSTRIAL DRIVE | DOBBINS ARB | Cobb | 9033170 | DOB-14 | [5 empty] | Removed from Ground | Gas (Historical Use) | 3000 | Bare Steel | 1958-01-01 | 1996-05-01 | Bare Steel | Pressurized
DOBBINS ARB BLDG B-513 | 926 INDUSTRIAL DRIVE | DOBBINS ARB | Cobb | 9033170 | DOB97 | Flapper Valve | 1996-07-19 |  | 1996-07-19 |  | Currently in Use | Gas (Historical Use) | 10000 | Composite Double Walled | 1996-07-19 |  | Fiberglass Reinforced Plastic | Pressurized
RT #2510 Mableton Pkwy | 7039 Mableton Pkwy SE | Mableton | Cobb | 10002940 | 2B | Overfill Alarm | 2019-05-14 | FALSE | 2019-05-14 | FALSE | Currently in Use | Diesel | 10000 | Fiberglass Double Walled | 2019-03-21 |  | Double-Walled Fiberglass | Pressurized
Marathon Gas Station | 855 Whitlock Avenue | Marietta | Cobb | 330653 | 2 | Ball Float | 1994-04-01 | FALSE | 1994-04-01 | FALSE | Temporarily out of use |  | 10000 | Galvanic (STIP-3) | 2015-12-18 |  | Fiberglass Reinforced Plastic | Pressurized
Marathon Gas Station | 855 Whitlock Avenue | Marietta | Cobb | 330653 | 2 | Ball Float | 1994-04-01 | FALSE | 1994-04-01 | FALSE | Temporarily out of use |  | 10000 | Galvanic (STIP-3) | 2015-12-18 |  | Fiberglass Reinforced Plastic | Pressurized
Marathon Gas Station | 855 Whitlock Avenue | Marietta | Cobb | 330653 | 2 | Ball Float | 1994-04-01 | FALSE | 1994-04-01 | FALSE | Temporarily out of use |  | 10000 | Galvanic (STIP-3) | 2015-12-18 |  | Fiberglass Reinforced Plastic | Pressurized
RaceTrac #2452 - Canton & Shallowford | 4410 Canton Rd | Marietta | Cobb | 10002790 | 3A | Overfill Alarm | 2017-04-13 | FALSE |  | FALSE | Currently in Use | Premium | 10000 | Fiberglass Double Walled | 2017-04-13 |  | Double-Walled Fiberglass | Pressurized
RT #2510 Mableton Pkwy | 7039 Mableton Pkwy SE | Mableton | Cobb | 10002940 | 2A | Overfill Alarm | 2019-05-14 | FALSE | 2019-05-14 | FALSE | Currently in Use | Diesel | 10000 | Fiberglass Double Walled | 2019-03-21 |  | Double-Walled Fiberglass | Pressurized
RaceTrac #2498 - Dallas Highway | 5410 Dallas Hwy SW | Powder Springs | Cobb | 10002955 | 2A | Overfill Alarm | 2019-05-13 | FALSE | 2019-05-13 | FALSE | Currently in Use | Diesel | 10000 | Fiberglass Double Walled | 2019-05-13 |  | Double-Walled Fiberglass | Pressurized
Exxon Food Mart | 1250 Atlanta Rd | Marietta | Cobb | 10002866 | 2C | Ball Float | 2017-06-10 | FALSE | 2017-06-10 | FALSE | Currently in Use | E-85 | 4000 | Epoxy Double-Walled | 2017-06-10 |  | Double-Walled Fiberglass | Pressurized
Penske Truck Leasing Co., LP | 550 West Interstate Parkway | Lithia Springs | Cobb | 10002812 | 2 | Flapper Valve | 2017-06-15 | FALSE | 2017-06-15 | FALSE | Currently in Use | Regular | 4000 | Fiberglass Double Walled | 2017-06-15 |  | Double-Walled Flex | Pressurized
RaceTrac #2452 - Canton & Shallowford | 4410 Canton Rd | Marietta | Cobb | 10002790 | 2A | Overfill Alarm | 2017-04-13 | FALSE |  | FALSE | Currently in Use | Diesel On Road | 10000 | Fiberglass Double Walled | 2017-04-13 |  | Double-Walled Fiberglass | Pressurized
RaceTrac #2460 - Burnt Hickory | 900 WHITLOCK AVE | MARIETTA | Cobb | 10002800 | 3B | Overfill Alarm | 2018-02-01 | FALSE |  | FALSE | Currently in Use | E-85 | 10000 | Fiberglass Double Walled | 2018-02-01 |  | Double-Walled Fiberglass | Pressurized
RaceTrac #2498 - Dallas Highway | 5410 Dallas Hwy SW | Powder Springs | Cobb | 10002955 | 1 | Overfill Alarm | 2019-05-13 | FALSE | 2019-05-13 | FALSE | Currently in Use | Regular | 20000 | Fiberglass Double Walled | 2019-05-13 |  | Double-Walled Fiberglass | Pressurized
RaceTrac #2498 - Dallas Highway | 5410 Dallas Hwy SW | Powder Springs | Cobb | 10002955 | 3B | Overfill Alarm | 2019-05-13 | FALSE | 2019-05-13 | FALSE | Currently in Use | Premium | 10000 | Fiberglass Double Walled | 2019-05-13 |  | Double-Walled Fiberglass | Pressurized
SHERWIN WILLIAMS | 2868 CANTON RD | MARIETTA | Cobb | 10002961 | 1 |  |  | FALSE |  | FALSE | Closed in Ground | Gas (Historical Use) | 10000 |  |  | 2019-08-26
Cobb Electric Membership Corp | 1000 EMC Pkwy | Marietta | Cobb | 330122 | 20 |  | 1990-01-01 | TRUE | 1987-08-01 | TRUE | Closed in Ground | Used Oil | 1000 | Galvanic (STIP-3) | 2017-04-10 |  | Fiberglass Reinforced Plastic
Cobb Electric Membership Corp | 1000 EMC Pkwy | Marietta | Cobb | 330122 | 20 |  | 1990-01-01 | TRUE | 1987-08-01 | TRUE | Closed in Ground | Used Oil | 1000 | Galvanic (STIP-3) | 2017-04-10 |  | Fiberglass Reinforced Plastic
Cobb Electric Membership Corp | 1000 EMC Pkwy | Marietta | Cobb | 10002985 | 1B | Flapper Valve | 2016-09-15 | FALSE | 2016-09-15 | FALSE | Currently in Use | Regular | 10000 | Fiberglass Double Walled | 2016-09-15 |  | Double-Walled Fiberglass | Pressurized
Exxon Food Mart | 1250 Atlanta Rd | Marietta | Cobb | 10002866 | 2A | Ball Float | 2017-06-10 | FALSE | 2017-06-10 | FALSE | Currently in Use | Premium | 4000 | Epoxy Double-Walled | 2017-06-10 |  | Double-Walled Fiberglass | Pressurized
QuikTrip #839 | 695 Veterans Memorial Hwy SE | Mableton | Cobb | 10002884 | 3B | Flapper Valve | 2018-10-01 | FALSE | 2018-07-01 | FALSE | Currently in Use | Premium | 9500 | Fiberglass Double Walled | 2018-06-13 |  | Double-Walled Fiberglass | Pressurized
Cobb Electric Membership Corp | 1000 EMC Pkwy | Marietta | Cobb | 330122 | 16 |  | 1989-06-01 |  | 1989-06-01 |  | Removed from Ground | Other | 500 | Fiberglass | 1989-06-01 | 1998-11-10 | Fiberglass Reinforced Plastic | Suction (American)
Cobb Electric Membership Corp | 1000 EMC Pkwy | Marietta | Cobb | 330122 | 16 |  | 1989-06-01 |  | 1989-06-01 |  | Removed from Ground | Other | 500 | Fiberglass | 1989-06-01 | 1998-11-10 | Fiberglass Reinforced Plastic | Suction (American)
Cobb Electric Membership Corp | 1000 EMC Pkwy | Marietta | Cobb | 330122 | 3B | [5 empty] | Removed from Ground | Gas (Historical Use) | 6000 | Bare Steel | 1978-05-01 | 1988-06-15 | Galvanized Steel
Cobb Electric Membership Corp | 1000 EMC Pkwy | Marietta | Cobb | 330122 | 3B | [5 empty] | Removed from Ground | Gas (Historical Use) | 6000 | Bare Steel | 1978-05-01 | 1988-06-15 | Galvanized Steel
Cobb Electric Membership Corp | 1000 EMC Pkwy | Marietta | Cobb | 330122 | 10 | [5 empty] | Removed from Ground | Other | 550 | Bare Steel | 1979-05-01 | 1988-06-01 | Galvanized Steel
Cobb Electric Membership Corp | 1000 EMC Pkwy | Marietta | Cobb | 330122 | 10 | [5 empty] | Removed from Ground | Other | 550 | Bare Steel | 1979-05-01 | 1988-06-01 | Galvanized Steel
Cobb Electric Membership Corp | 1000 EMC Pkwy | Marietta | Cobb | 330122 | 26 | Overfill Alarm | 2017-04-01 | FALSE | 2017-04-01 | FALSE | Currently in Use | Diesel | 20000 | Fiberglass Double Walled | 2017-04-01 |  | Double-Walled Fiberglass | Pressurized
Cobb Electric Membership Corp | 1000 EMC Pkwy | Marietta | Cobb | 330122 | 26 | Overfill Alarm | 2017-04-01 | FALSE | 2017-04-01 | FALSE | Currently in Use | Diesel | 20000 | Fiberglass Double Walled | 2017-04-01 |  | Double-Walled Fiberglass | Pressurized
Gas Express #204 | 5161 Austell Rd | Austell | Cobb | 10002986 | 2C | Flapper Valve | 2019-05-23 | FALSE |  | FALSE | Currently in Use | E-85 | 4000 | Composite Double Walled | 2019-03-27 |  | Double-Walled Flex | Pressurized
Marathon Gas Station | 855 Whitlock Avenue | Marietta | Cobb | 330653 | 3 | Ball Float | 1994-04-01 | FALSE | 1994-04-01 | FALSE | Temporarily out of use |  | 10000 | Galvanic (STIP-3) | 2015-12-18 |  | Fiberglass Reinforced Plastic | Pressurized
Marathon Gas Station | 855 Whitlock Avenue | Marietta | Cobb | 330653 | 3 | Ball Float | 1994-04-01 | FALSE | 1994-04-01 | FALSE | Temporarily out of use |  | 10000 | Galvanic (STIP-3) | 2015-12-18 |  | Fiberglass Reinforced Plastic | Pressurized
Marathon Gas Station | 855 Whitlock Avenue | Marietta | Cobb | 330653 | 3 | Ball Float | 1994-04-01 | FALSE | 1994-04-01 | FALSE | Temporarily out of use |  | 10000 | Galvanic (STIP-3) | 2015-12-18 |  | Fiberglass Reinforced Plastic | Pressurized
Marathon Gas Station | 855 Whitlock Avenue | Marietta | Cobb | 330653 | 3 | Ball Float | 1994-04-01 | FALSE | 1994-04-01 | FALSE | Temporarily out of use |  | 10000 | Galvanic (STIP-3) | 2015-12-18 |  | Fiberglass Reinforced Plastic | Pressurized
UNITED PARCEL SERVICE, INC. (UPS) - ACWORTH | 4246 McEver Rd | Acworth | Cobb | 280147 | 1 | [5 empty] | Removed from Ground | Gas (Historical Use) | 10000 | Cathodically Protected Steel | 1987-01-01 | 1994-01-27 | Galvanized Steel
UNITED PARCEL SERVICE, INC. (UPS) - ACWORTH | 4246 McEver Rd | Acworth | Cobb | 280147 | 1 | [5 empty] | Removed from Ground | Gas (Historical Use) | 10000 | Cathodically Protected Steel | 1987-01-01 | 1994-01-27 | Galvanized Steel
UNITED PARCEL SERVICE, INC. (UPS) - ACWORTH | 4246 McEver Rd | Acworth | Cobb | 280147 | 1 | [5 empty] | Removed from Ground | Gas (Historical Use) | 10000 | Cathodically Protected Steel | 1987-01-01 | 1994-01-27 | Galvanized Steel
Marathon Gas Station | 855 Whitlock Avenue | Marietta | Cobb | 330653 | 3 | Ball Float | 1994-04-01 | FALSE | 1994-04-01 | FALSE | Temporarily out of use |  | 10000 | Galvanic (STIP-3) | 2015-12-18 |  | Fiberglass Reinforced Plastic | Pressurized
Marathon Gas Station | 855 Whitlock Avenue | Marietta | Cobb | 330653 | 3 | Ball Float | 1994-04-01 | FALSE | 1994-04-01 | FALSE | Temporarily out of use |  | 10000 | Galvanic (STIP-3) | 2015-12-18 |  | Fiberglass Reinforced Plastic | Pressurized
NG Tire & Auto | 3943 Old Austell Road | Powder Springs | Cobb | 10002729 | 1 | Flapper Valve |  | TRUE |  | TRUE | Closed in Ground | Used Oil | 500 |  | 1996-03-01 |  | Bare Steel | Gravity
RaceTrac #2498 - Dallas Highway | 5410 Dallas Hwy SW | Powder Springs | Cobb | 10002955 | 2B | Overfill Alarm | 2019-05-13 | FALSE | 2019-05-13 | FALSE | Currently in Use | Diesel | 10000 | Fiberglass Double Walled | 2019-05-13 |  | Double-Walled Fiberglass | Pressurized
Cobb Electric Membership Corp | 1000 EMC Pkwy | Marietta | Cobb | 330122 | 3A | [5 empty] | Removed from Ground | Gas (Historical Use) | 6000 | Bare Steel | 1978-05-01 | 1988-06-15 | Galvanized Steel
Cobb Electric Membership Corp | 1000 EMC Pkwy | Marietta | Cobb | 330122 | 3A | [5 empty] | Removed from Ground | Gas (Historical Use) | 6000 | Bare Steel | 1978-05-01 | 1988-06-15 | Galvanized Steel
Cobb Electric Membership Corp | 1000 EMC Pkwy | Marietta | Cobb | 330122 | 9 | [5 empty] | Removed from Ground | Other | 550 | Bare Steel | 1979-05-01 | 1988-06-01 | Galvanized Steel
Cobb Electric Membership Corp | 1000 EMC Pkwy | Marietta | Cobb | 330122 | 9 | [5 empty] | Removed from Ground | Other | 550 | Bare Steel | 1979-05-01 | 1988-06-01 | Galvanized Steel
Cobb Electric Membership Corp | 1000 EMC Pkwy | Marietta | Cobb | 330122 | 6 |  | 1990-05-01 | FALSE | 1990-05-01 | FALSE | Removed from Ground | Gas (Historical Use) | 10000 | Steel-Impressed Current | 1979-05-01 | 2017-06-21 |  | Pressurized
Cobb Electric Membership Corp | 1000 EMC Pkwy | Marietta | Cobb | 330122 | 6 |  | 1990-05-01 | FALSE | 1990-05-01 | FALSE | Removed from Ground | Gas (Historical Use) | 10000 | Steel-Impressed Current | 1979-05-01 | 2017-06-21 |  | Pressurized
RaceTrac #2460 - Burnt Hickory | 900 WHITLOCK AVE | MARIETTA | Cobb | 10002800 | 2B | Overfill Alarm | 2018-02-01 | FALSE |  | FALSE | Currently in Use | Diesel | 10000 | Fiberglass Double Walled | 2018-02-01 |  | Double-Walled Fiberglass | Pressurized
SHERWIN WILLIAMS | 2868 CANTON RD | MARIETTA | Cobb | 10002961 | 3 |  |  | FALSE |  | FALSE | Closed in Ground | Gas (Historical Use) | 5000 |  |  | 2019-08-26
Cobb Electric Membership Corp | 1000 EMC Pkwy | Marietta | Cobb | 330122 | 15 |  | 1989-06-01 |  | 1989-06-01 |  | Removed from Ground | Other | 500 | Fiberglass | 1989-06-01 | 1998-11-10 | Fiberglass Reinforced Plastic | Suction (American)
Cobb Electric Membership Corp | 1000 EMC Pkwy | Marietta | Cobb | 330122 | 15 |  | 1989-06-01 |  | 1989-06-01 |  | Removed from Ground | Other | 500 | Fiberglass | 1989-06-01 | 1998-11-10 | Fiberglass Reinforced Plastic | Suction (American)
RACE TRAC #2312 | 4337 COBB PKWY NW | ACWORTH | Cobb | 10003245 | 5A | Overfill Alarm | 2022-01-25 | FALSE | 2022-01-25 | FALSE | Currently in Use | Diesel | 14000 | Fiberglass Double Walled | 2022-01-21 |  | Double-Walled Fiberglass | Pressurized
VISTA COMMERCIAL PROPERTIES | 1647 COBB PKWY | KENNESAW | Cobb | 10003263 | 1B | Flapper Valve | 2022-10-01 | FALSE | 2022-10-01 | FALSE | Currently in Use | Regular | 5000 | Composite Double Walled | 2022-10-01 |  | Double-Walled Flex | Pressurized
QUIKTRIP 1715 | 1400 EARNEST BARRETT PKWY | KENNESAW | Cobb | 10002633 | 2 |  | 2016-11-01 | FALSE | 2016-11-01 | FALSE | Currently in Use | Regular | 20000 | Fiberglass Double Walled | 2016-06-01 |  | Double-Walled Fiberglass | Pressurized
Kennestone Hospital | 115 Cherry St | Marietta | Cobb | 10003003 | 1 | Flapper Valve | 2019-10-08 | FALSE | 2019-08-01 | FALSE | Currently in Use | Diesel | 15000 | Fiberglass Double Walled | 2018-08-23 |  | Double-Walled Fiberglass | Pressurized
Cobb Electric Membership Corp | 1000 EMC Pkwy | Marietta | Cobb | 330122 | 11 | [5 empty] | Removed from Ground | Other | 550 | Bare Steel | 1979-05-01 | 1988-06-01 | Galvanized Steel
Cobb Electric Membership Corp | 1000 EMC Pkwy | Marietta | Cobb | 330122 | 11 | [5 empty] | Removed from Ground | Other | 550 | Bare Steel | 1979-05-01 | 1988-06-01 | Galvanized Steel
QuikTrip #839 | 695 Veterans Memorial Hwy SE | Mableton | Cobb | 10002884 | 3A | Flapper Valve | 2018-10-01 | FALSE | 2018-07-01 | FALSE | Currently in Use | E-0 | 10000 | Fiberglass Double Walled | 2018-06-13 |  | Double-Walled Fiberglass | Pressurized
QuikTrip #839 | 695 Veterans Memorial Hwy SE | Mableton | Cobb | 10002884 | 2 | Flapper Valve | 2018-10-01 | FALSE | 2018-07-01 | FALSE | Currently in Use | Regular | 20000 | Fiberglass Double Walled | 2018-06-13 |  | Double-Walled Fiberglass | Pressurized
Cobb Electric Membership Corp | 1000 EMC Pkwy | Marietta | Cobb | 330122 | 2 | [5 empty] | Removed from Ground | Gas (Historical Use) | 8000 | Bare Steel | 1976-05-01 | 1990-12-01 | Galvanized Steel
Cobb Electric Membership Corp | 1000 EMC Pkwy | Marietta | Cobb | 330122 | 2 | [5 empty] | Removed from Ground | Gas (Historical Use) | 8000 | Bare Steel | 1976-05-01 | 1990-12-01 | Galvanized Steel
Cobb Electric Membership Corp | 1000 EMC Pkwy | Marietta | Cobb | 330122 | 19 |  |  | TRUE | 1989-06-01 | TRUE | Removed from Ground | Used Oil | 500 | Fiberglass | 1989-06-01 | 1998-11-10 | Fiberglass Reinforced Plastic | Gravity Fed
Cobb Electric Membership Corp | 1000 EMC Pkwy | Marietta | Cobb | 330122 | 19 |  |  | TRUE | 1989-06-01 | TRUE | Removed from Ground | Used Oil | 500 | Fiberglass | 1989-06-01 | 1998-11-10 | Fiberglass Reinforced Plastic | Gravity Fed
Cobb Electric Membership Corp | 1000 EMC Pkwy | Marietta | Cobb | 330122 | 14 |  |  | TRUE | 1989-01-01 | TRUE | Removed from Ground | Used Oil | 1000 | Fiberglass | 1989-01-01 | 1998-11-11 | Fiberglass Reinforced Plastic | Gravity Fed
Cobb Electric Membership Corp | 1000 EMC Pkwy | Marietta | Cobb | 330122 | 14 |  |  | TRUE | 1989-01-01 | TRUE | Removed from Ground | Used Oil | 1000 | Fiberglass | 1989-01-01 | 1998-11-11 | Fiberglass Reinforced Plastic | Gravity Fed
Cobb Electric Membership Corp | 1000 EMC Pkwy | Marietta | Cobb | 330122 | 8 | [5 empty] | Removed from Ground | Other | 550 | Bare Steel | 1979-05-01 | 1988-06-01 | Galvanized Steel
Cobb Electric Membership Corp | 1000 EMC Pkwy | Marietta | Cobb | 330122 | 8 | [5 empty] | Removed from Ground | Other | 550 | Bare Steel | 1979-05-01 | 1988-06-01 | Galvanized Steel
Cobb Electric Membership Corp | 1000 EMC Pkwy | Marietta | Cobb | 330122 | 25 | Overfill Alarm | 2017-04-01 | FALSE |  | FALSE | Currently in Use | Regular | 10000 | Fiberglass Double Walled | 2017-04-01 |  | Double-Walled Fiberglass | Pressurized
Kroger GA-454 | 2100 Roswell Rd | Marietta | Cobb | 10003038 | 1 | Flapper Valve | 2020-06-17 | FALSE | 2020-06-08 | FALSE | Currently in Use | Regular | 20000 | Fiberglass Double Walled | 2020-05-28 |  | Double-Walled Flex | Pressurized
RaceTrac #2596 | 695 Powder Springs St | Marietta | Cobb | 10003129 | 2A | Overfill Alarm |  | FALSE |  | FALSE | Currently in Use | Diesel | 12000 | Fiberglass Double Walled | 2021-02-12 |  | Double-Walled Fiberglass | Pressurized
Kroger GA-454 | 2100 Roswell Rd | Marietta | Cobb | 10003038 | 2A | Flapper Valve | 2020-06-17 | FALSE | 2020-06-08 | FALSE | Currently in Use | Premium | 8000 | Fiberglass Double Walled | 2020-05-28 |  | Double-Walled Flex | Pressurized
Cobb Electric Membership Corp | 1000 EMC Pkwy | Marietta | Cobb | 330122 | 25 | Overfill Alarm | 2017-04-01 | FALSE |  | FALSE | Currently in Use | Regular | 10000 | Fiberglass Double Walled | 2017-04-01 |  | Double-Walled Fiberglass | Pressurized
Gas Express #204 | 5161 Austell Rd | Austell | Cobb | 10002986 | 2A | Flapper Valve | 2019-05-23 | FALSE |  | FALSE | Currently in Use | Premium | 4000 | Composite Double Walled | 2019-03-27 |  | Double-Walled Flex | Pressurized
Kennestone Hospital | 115 Cherry St | Marietta | Cobb | 10003003 | 1 | Flapper Valve | 2019-10-08 | FALSE | 2019-08-01 | FALSE | Currently in Use | Diesel | 15000 | Fiberglass Double Walled | 2018-08-23 |  | Double-Walled Fiberglass | Pressurized
Kennestone Hospital | 115 Cherry St | Marietta | Cobb | 10003003 | 1 | Overfill Alarm |  | FALSE |  | FALSE | Currently in Use | Diesel |  |  | 2018-08-23 |  | Double-Walled Fiberglass | Pressurized
Kennestone Hospital | 115 Cherry St | Marietta | Cobb | 10003003 | 1 | Overfill Alarm |  | FALSE |  | FALSE | Currently in Use | Diesel |  |  | 2018-08-23 |  | Double-Walled Fiberglass | Pressurized
Cobb Electric Membership Corp | 1000 EMC Pkwy | Marietta | Cobb | 330122 | 1 |  |  | TRUE |  | TRUE | Closed in Ground | Used Oil | 1000 | Bare Steel | 1957-05-06 | 1987-06-01 | Galvanized Steel
Cobb Electric Membership Corp | 1000 EMC Pkwy | Marietta | Cobb | 330122 | 1 |  |  | TRUE |  | TRUE | Closed in Ground | Used Oil | 1000 | Bare Steel | 1957-05-06 | 1987-06-01 | Galvanized Steel
Cobb Electric Membership Corp | 1000 EMC Pkwy | Marietta | Cobb | 330122 | 22 |  | 1992-06-01 | FALSE | 1992-06-01 | FALSE | Removed from Ground |  | 10000 | Steel-Impressed Current | 2017-04-10 |  |  | Suction (American)
Cobb Electric Membership Corp | 1000 EMC Pkwy | Marietta | Cobb | 330122 | 22 |  | 1992-06-01 | FALSE | 1992-06-01 | FALSE | Removed from Ground |  | 10000 | Steel-Impressed Current | 2017-04-10 |  |  | Suction (American)
Cobb Electric Membership Corp | 1000 EMC Pkwy | Marietta | Cobb | 330122 | 4 |  | 1990-05-01 | FALSE | 1990-05-01 | FALSE | Removed from Ground | Diesel | 6000 | Steel-Impressed Current | 1979-05-01 | 2017-06-22 |  | Pressurized
Cobb Electric Membership Corp | 1000 EMC Pkwy | Marietta | Cobb | 330122 | 4 |  | 1990-05-01 | FALSE | 1990-05-01 | FALSE | Removed from Ground | Diesel | 6000 | Steel-Impressed Current | 1979-05-01 | 2017-06-22 |  | Pressurized
Cobb Electric Membership Corp | 1000 EMC Pkwy | Marietta | Cobb | 330122 | 7 |  |  | TRUE |  | TRUE | Removed from Ground | Used Oil | 1000 | Bare Steel | 1979-05-01 | 1988-06-01 | Galvanized Steel
Cobb Electric Membership Corp | 1000 EMC Pkwy | Marietta | Cobb | 330122 | 7 |  |  | TRUE |  | TRUE | Removed from Ground | Used Oil | 1000 | Bare Steel | 1979-05-01 | 1988-06-01 | Galvanized Steel
QuikTrip #839 | 695 Veterans Memorial Hwy SE | Mableton | Cobb | 10002884 | 1 | Flapper Valve | 2018-10-01 | FALSE | 2018-07-01 | FALSE | Currently in Use | Regular | 20000 | Fiberglass Double Walled | 2018-06-13 |  | Double-Walled Fiberglass | Pressurized
Cobb Electric Membership Corp | 1000 EMC Pkwy | Marietta | Cobb | 330122 | 18 |  | 1989-06-01 |  | 1989-06-01 |  | Removed from Ground | Other | 500 | Fiberglass | 1989-06-01 | 1998-11-10 | Fiberglass Reinforced Plastic | Suction (American)
Cobb Electric Membership Corp | 1000 EMC Pkwy | Marietta | Cobb | 330122 | 18 |  | 1989-06-01 |  | 1989-06-01 |  | Removed from Ground | Other | 500 | Fiberglass | 1989-06-01 | 1998-11-10 | Fiberglass Reinforced Plastic | Suction (American)
Cobb Electric Membership Corp | 1000 EMC Pkwy | Marietta | Cobb | 330122 | 13 | [5 empty] | Removed from Ground | Other | 550 | Bare Steel | 1979-05-01 | 1988-06-01 | Galvanized Steel
Cobb Electric Membership Corp | 1000 EMC Pkwy | Marietta | Cobb | 330122 | 13 | [5 empty] | Removed from Ground | Other | 550 | Bare Steel | 1979-05-01 | 1988-06-01 | Galvanized Steel
Kroger GA-454 | 2100 Roswell Rd | Marietta | Cobb | 10003038 | 2B | Flapper Valve | 2020-06-17 | FALSE | 2020-06-08 | FALSE | Currently in Use | Diesel | 10000 | Fiberglass Double Walled | 2020-05-28 |  | Double-Walled Flex | Pressurized
Cobb Electric Membership Corp | 1000 EMC Pkwy | Marietta | Cobb | 330122 | 23 |  | 1992-06-01 | FALSE | 1992-06-01 | FALSE | Removed from Ground | Diesel | 10000 | Steel-Impressed Current | 2017-04-10 |  |  | Suction (American)
Cobb Electric Membership Corp | 1000 EMC Pkwy | Marietta | Cobb | 330122 | 23 |  | 1992-06-01 | FALSE | 1992-06-01 | FALSE | Removed from Ground | Diesel | 10000 | Steel-Impressed Current | 2017-04-10 |  |  | Suction (American)
Cobb Electric Membership Corp | 1000 EMC Pkwy | Marietta | Cobb | 330122 | 24 |  | 2007-02-01 | FALSE | 2007-02-01 | FALSE | Removed from Ground | Diesel | 10000 | Steel-Impressed Current | 2017-07-10 |  | Steel (Impressed Current) | Pressurized
Cobb Electric Membership Corp | 1000 EMC Pkwy | Marietta | Cobb | 330122 | 24 |  | 2007-02-01 | FALSE | 2007-02-01 | FALSE | Removed from Ground | Diesel | 10000 | Steel-Impressed Current | 2017-07-10 |  | Steel (Impressed Current) | Pressurized
Gas Express #204 | 5161 Austell Rd | Austell | Cobb | 10002986 | 2B | Flapper Valve | 2019-05-23 | FALSE |  | FALSE | Currently in Use | Diesel On Road | 4000 | Composite Double Walled | 2019-03-27 |  | Double-Walled Flex | Pressurized
Gas Express #204 | 5161 Austell Rd | Austell | Cobb | 10002986 | 1 | Flapper Valve | 2019-05-23 | FALSE |  | FALSE | Currently in Use | Regular | 12000 | Composite Double Walled | 2019-03-27 |  | Double-Walled Flex | Pressurized
Racetrac#2558 | 15 Windy Hill Rd | Marietta | Cobb | 10003077 | 3A | Flapper Valve | 2020-07-30 | FALSE | 2020-07-30 | FALSE | Currently in Use | Premium | 12000 | Fiberglass Double Walled | 2020-06-30 |  | Double-Walled Fiberglass | Pressurized
Racetrac#2558 | 15 Windy Hill Rd | Marietta | Cobb | 10003077 | 3B | Overfill Alarm | 2020-07-30 | FALSE | 2020-07-30 | FALSE | Currently in Use | E-85 | 12000 | Fiberglass Double Walled | 2020-06-30 |  | Double-Walled Fiberglass | Pressurized
RaceTrac #2596 | 695 Powder Springs St | Marietta | Cobb | 10003129 | 3A | Overfill Alarm |  | FALSE |  | FALSE | Currently in Use | Premium | 12000 | Fiberglass Double Walled | 2021-02-12 |  | Double-Walled Fiberglass | Pressurized
Cobb Electric Membership Corp | 1000 EMC Pkwy | Marietta | Cobb | 330122 | 12 | [5 empty] | Removed from Ground | Other | 550 | Bare Steel | 1979-05-01 | 1988-06-01 | Galvanized Steel
Cobb Electric Membership Corp | 1000 EMC Pkwy | Marietta | Cobb | 330122 | 12 | [5 empty] | Removed from Ground | Other | 550 | Bare Steel | 1979-05-01 | 1988-06-01 | Galvanized Steel
Cobb Electric Membership Corp | 1000 EMC Pkwy | Marietta | Cobb | 330122 | 17 |  | 1989-06-01 |  | 1989-06-01 |  | Removed from Ground | Other | 500 | Fiberglass | 1989-06-01 | 1998-11-10 | Fiberglass Reinforced Plastic | Suction (American)
Cobb Electric Membership Corp | 1000 EMC Pkwy | Marietta | Cobb | 330122 | 17 |  | 1989-06-01 |  | 1989-06-01 |  | Removed from Ground | Other | 500 | Fiberglass | 1989-06-01 | 1998-11-10 | Fiberglass Reinforced Plastic | Suction (American)
Racetrac#2558 | 15 Windy Hill Rd | Marietta | Cobb | 10003077 | 2A | Overfill Alarm | 2020-07-30 | FALSE | 2020-07-30 | FALSE | Currently in Use | Diesel | 12000 | Fiberglass Double Walled | 2020-06-30 |  | Double-Walled Fiberglass | Pressurized
RaceTrac #2596 | 695 Powder Springs St | Marietta | Cobb | 10003129 | 2B | Overfill Alarm |  | FALSE |  | FALSE | Currently in Use | Diesel | 12000 | Fiberglass Double Walled | 2021-02-12 |  | Double-Walled Fiberglass | Pressurized
RaceTrac #2596 | 695 Powder Springs St | Marietta | Cobb | 10003129 | 3B | Overfill Alarm |  | FALSE |  | FALSE | Currently in Use | E-0 | 12000 | Fiberglass Double Walled | 2021-02-12 |  | Double-Walled Fiberglass | Pressurized
Racetrac#2558 | 15 Windy Hill Rd | Marietta | Cobb | 10003077 | 2B | Overfill Alarm | 2020-07-30 | FALSE | 2020-07-30 | FALSE | Currently in Use | Diesel | 12000 | Fiberglass Double Walled | 2020-06-30 |  | Double-Walled Fiberglass | Pressurized
Cobb Electric Membership Corp | 1000 EMC Pkwy | Marietta | Cobb | 330122 | 1G |  | 1994-06-24 |  | 1994-06-24 |  | Removed from Ground | Diesel | 10000 | Composite | 1994-06-24 | 2003-08-20 | Secondary Containment | Safe Suction (Euro)
Cobb Electric Membership Corp | 1000 EMC Pkwy | Marietta | Cobb | 330122 | 1G |  | 1994-06-24 |  | 1994-06-24 |  | Removed from Ground | Diesel | 10000 | Composite | 1994-06-24 | 2003-08-20 | Secondary Containment | Safe Suction (Euro)
Equinix AT4 | 450 INTERSTATE N PKWY | ATLANTA | Cobb | 9033015 | 4 | Flapper Valve | 2000-10-01 | FALSE | 2000-10-01 | FALSE | Currently in Use | Diesel | 10000 | Fiberglass Double Walled | 2000-10-01 |  | Double-Walled Flex | Safe Suction (Euro)
Equinix AT4 | 450 INTERSTATE N PKWY | ATLANTA | Cobb | 9033015 | 5 | Flapper Valve | 2000-10-01 | FALSE | 2000-10-01 | FALSE | Currently in Use | Diesel | 10000 | Fiberglass Double Walled | 2000-10-01 |  | Double-Walled Flex | Safe Suction (Euro)
SMYRNA WAREHOUSE | 3275 BLAKE DR | SMYRNA | Cobb | 9033333 | 1 | [5 empty] | Removed from Ground | Gas (Historical Use) | 1000 | Bare Steel | 1994-09-10 | 1994-09-10 | Not Marked
KENNESAW WAREHOUSE | 6975 COBB INTERNATIONAL BLVD | KENNESAW | Cobb | 9033587 | 1 | Flapper Valve | 1999-10-29 | FALSE | 1999-10-29 | FALSE | Currently in Use | Regular | 12000 | Fiberglass Double Walled | 1999-10-29 |  | Double-Walled Flex | Pressurized
Dobbins AFB | 1555 Atlantic Ave | Marietta | Cobb | UST-SLOC-9033197 | DOB-54 | [5 empty] | Removed from Ground | Diesel | 1000 | Bare Steel | 1950-01-01 | 1990-10-09 | Bare Steel
Dobbins AFB | 1555 Atlantic Ave | Marietta | Cobb | UST-SLOC-9033209 | DOB-73 |  |  | FALSE |  | FALSE | Removed from Ground | Diesel | 560 | Bare Steel | 1953-01-01 | 2020-09-16 | Bare Steel
Dobbins AFB | 1555 Atlantic Ave | Marietta | Cobb | UST-SLOC-9033224 | DOB-18 | [5 empty] | Removed from Ground | Diesel | 500 | Bare Steel | 1961-01-01 | 1993-12-14 | Bare Steel | Safe Suction (Euro)
LOCKHEED MARTIN AERONAUTICS CO. | 86 S COBB DR SE | Marietta | Cobb | UST-SLOC-9033004 | 96 | [5 empty] | Removed from Ground | Other | 50000 | Bare Steel | 1969-01-01 | 2003-11-10 | Bare Steel | Pressurized
LOCKHEED MARTIN AERONAUTICS CO. | 86 S COBB DR SE | Marietta | Cobb | UST-SLOC-330511 | L-14 | [5 empty] | Removed from Ground | Gas (Historical Use) | 12000 | Bare Steel | 1968-05-12 | 1996-01-01 | Bare Steel
LOCKHEED MARTIN AERONAUTICS CO. | 86 S COBB DR SE | Marietta | Cobb | UST-SLOC-9033154 | 93 |  | 1993-01-01 |  |  |  | Removed from Ground | Diesel | 12000 | Bare Steel | 1970-01-01 | 1996-01-22 | Bare Steel | Pressurized
NAS ATLANTA | 1000 HALSEY AVE | Marietta | Cobb | UST-SLOC-330306 | 1A | [5 empty] | Closed in Ground | Gas (Historical Use) | 1000 | Bare Steel | 1958-04-25 | 1990-03-15 | Unknown | Suction (American)
Cobb Electric Membership Corp | 1000 EMC Pkwy | Marietta | Cobb | 10002985 | 1A | Flapper Valve | 2016-09-15 | FALSE | 2016-09-15 | FALSE | Currently in Use | Regular | 10000 | Fiberglass Double Walled | 2016-09-15 |  | Double-Walled Fiberglass | Pressurized
Cobb Electric Membership Corp | 1000 EMC Pkwy | Marietta | Cobb | 330122 | 21 |  | 1990-05-01 | FALSE | 1990-05-01 | FALSE | Removed from Ground | Gas (Historical Use) | 10000 | Steel-Impressed Current | 1979-05-01 | 2017-06-21 |  | Pressurized
Cobb Electric Membership Corp | 1000 EMC Pkwy | Marietta | Cobb | 330122 | 21 |  | 1990-05-01 | FALSE | 1990-05-01 | FALSE | Removed from Ground | Gas (Historical Use) | 10000 | Steel-Impressed Current | 1979-05-01 | 2017-06-21 |  | Pressurized
Cobb Electric Membership Corp | 1000 EMC Pkwy | Marietta | Cobb | 10002985 | 2 | Ball Float | 2016-09-15 | FALSE | 2016-09-15 | FALSE | Currently in Use | Diesel | 20000 | Fiberglass Double Walled | 2016-09-15 |  | Double-Walled Fiberglass | Pressurized
Cobb Electric Membership Corp | 1000 EMC Pkwy | Marietta | Cobb | 330122 | 5 |  | 1990-05-01 | FALSE | 1990-05-01 | FALSE | Removed from Ground | Diesel | 6000 | Steel-Impressed Current | 1979-05-01 | 2017-06-22 |  | Pressurized
Cobb Electric Membership Corp | 1000 EMC Pkwy | Marietta | Cobb | 330122 | 5 |  | 1990-05-01 | FALSE | 1990-05-01 | FALSE | Removed from Ground | Diesel | 6000 | Steel-Impressed Current | 1979-05-01 | 2017-06-22 |  | Pressurized
QuikTrip #839 | 695 Veterans Memorial Hwy SE | Mableton | Cobb | 10002884 | 4 | Flapper Valve | 2018-10-01 | FALSE | 2018-07-01 | FALSE | Currently in Use | Diesel | 12000 | Fiberglass Double Walled | 2018-06-13 |  | Double-Walled Fiberglass | Pressurized
RaceTrac #2596 | 695 Powder Springs St | Marietta | Cobb | 10003129 | 1 | Overfill Alarm |  | FALSE |  | FALSE | Currently in Use | Regular | 20000 | Fiberglass Double Walled | 2021-02-12 |  | Double-Walled Fiberglass | Pressurized
Racetrac#2558 | 15 Windy Hill Rd | Marietta | Cobb | 10003077 | 1 | Overfill Alarm | 2020-07-30 | FALSE | 2020-07-30 | FALSE | Currently in Use | Regular | 20000 | Fiberglass Double Walled | 2020-06-30 |  | Double-Walled Fiberglass | Pressurized
SMITHS BP | 4170 VICKERS CROSSING | AMBROSE | Coffee | 340084 | 1 |  | 1998-11-01 | FALSE | 1998-11-01 | FALSE | Removed from Ground | Gas (Historical Use) | 6000 | Steel-Impressed Current | 1978-05-10 |  |  | Safe Suction (Euro)
Carter Oil | 4227 Vickers Crossing | AMBROSE | Coffee | 340062 | 1 | Flapper Valve | 1996-12-12 | FALSE | 1996-12-12 | FALSE | Currently in Use | Regular | 4000 | Steel-Impressed Current | 1978-05-10 |  | Fiberglass Reinforced Plastic | Pressurized
Carter Oil | 4227 Vickers Crossing | AMBROSE | Coffee | 340062 | 4 | Flapper Valve | 1996-12-12 | FALSE | 1996-12-12 | FALSE | Currently in Use | Diesel | 2000 | Steel-Impressed Current | 1978-05-10 |  | Fiberglass Reinforced Plastic | Pressurized
TRIPLE S FOOD MART | 9321 HWY 32 W | DOUGLAS | Coffee | 10000072 | 4 | Ball Float | 2002-06-01 | FALSE | 2002-06-01 | FALSE | Currently in Use | Diesel | 4000 | Composite | 2002-06-01 |  | Fiberglass Reinforced Plastic | Pressurized
ADENS MINIT MARKET #42 | 1020 Baker Hwy. E | DOUGLAS | Coffee | 340078 | D | Flapper Valve | 1995-01-12 | FALSE | 1995-01-12 | FALSE | Currently in Use | Diesel | 6000 | Composite | 1985-05-08 |  | Fiberglass Reinforced Plastic | Pressurized
SMITHS BP | 4170 VICKERS CROSSING | AMBROSE | Coffee | 340084 | 3 |  | 1998-11-01 | FALSE | 1998-11-01 | FALSE | Removed from Ground | Gas (Historical Use) | 1000 | Steel-Impressed Current | 1974-05-11 |  |  | Safe Suction (Euro)
Carter Oil | 4227 Vickers Crossing | AMBROSE | Coffee | 340062 | 3 | Flapper Valve | 1996-12-12 | FALSE | 1996-12-12 | FALSE | Currently in Use | Regular | 4000 | Steel-Impressed Current | 1978-05-10 |  | Fiberglass Reinforced Plastic | Suction (American)
BETHEL GROCERY | 1993 WILLACOOHEE HWY | DOUGLAS | Coffee | 9034063 | 1A | Flapper Valve | 2000-12-07 | FALSE | 2000-12-07 | FALSE | Currently in Use | E-10 | 8000 | Composite | 2000-12-05 |  | Fiberglass Reinforced Plastic | Pressurized
TRIPLE S FOOD MART | 9321 HWY 32 W | DOUGLAS | Coffee | 10000072 | 2 | Ball Float | 2002-06-01 | FALSE | 2002-06-01 | FALSE | Currently in Use | Premium | 4000 | Composite | 2002-06-01 |  | Fiberglass Reinforced Plastic | Pressurized
Carter Oil | 4227 Vickers Crossing | AMBROSE | Coffee | 340062 | 2 | Flapper Valve | 1996-12-12 | FALSE | 1996-12-12 | FALSE | Currently in Use | Premium | 4000 | Steel-Impressed Current | 1978-05-10 |  | Fiberglass Reinforced Plastic | Pressurized
ADENS MINIT MARKET #42 | 1020 Baker Hwy. E | DOUGLAS | Coffee | 340078 | SR | Flapper Valve | 1995-01-12 | FALSE | 1995-01-12 | FALSE | Currently in Use | Regular | 4000 | Composite | 1985-05-08 |  | Fiberglass Reinforced Plastic | Pressurized
BETHEL GROCERY | 1993 WILLACOOHEE HWY | DOUGLAS | Coffee | 9034063 | 1B | Flapper Valve | 2000-12-07 | FALSE | 2000-12-07 | FALSE | Currently in Use | Diesel | 4000 | Composite | 2000-12-05 |  | Fiberglass Reinforced Plastic | Pressurized
AMBROSE SCHOOL | 3753 VICKERS CROSSING ROAD | AMBROSE | Coffee | 340118 | 1 | [5 empty] | Removed from Ground | Gas (Historical Use) | 1000 | Bare Steel | 1977-01-03 | 1997-10-21 | Galvanized Steel
SMITHS BP | 4170 VICKERS CROSSING | AMBROSE | Coffee | 340084 | 2 |  | 1998-11-01 | FALSE | 1998-11-01 | FALSE | Removed from Ground | Gas (Historical Use) | 1000 | Steel-Impressed Current | 1974-05-11 |  |  | Safe Suction (Euro)
SATILLA COUNTRY JUNCTION | 7505 OLD AXSON ROAD | DOUGLAS | Coffee | 9034062 | 1B | Flapper Valve | 2000-02-07 | FALSE | 2000-02-07 | FALSE | Currently in Use | E-0 | 2000 | Composite | 2000-02-01 |  | Fiberglass Reinforced Plastic | Safe Suction (Euro)
TRIPLE S FOOD MART | 9321 HWY 32 W | DOUGLAS | Coffee | 10000072 | 3 | Ball Float | 2002-06-01 | FALSE | 2002-06-01 | FALSE | Currently in Use | Diesel Off Road | 8000 | Composite | 2002-06-01 |  | Fiberglass Reinforced Plastic | Pressurized
TRIPLE S FOOD MART | 9321 HWY 32 W | DOUGLAS | Coffee | 10000072 | 1 | Ball Float | 2002-06-02 | FALSE | 2002-06-02 | FALSE | Currently in Use | Regular | 8000 | Composite | 2002-06-01 |  | Fiberglass Reinforced Plastic | Pressurized
VACANT BUILDING | 1008 S PETERSON AVENUE | DOUGLAS | Coffee | 10002372 | 2 |  |  | FALSE |  | FALSE | Removed from Ground | Not Marked/Tank Removed | 2538 | Unknown | 2014-09-09 | 2014-09-09 | Unknown
ADENS MINIT MART #40 | 2150 Broxton Rd | DOUGLAS | Coffee | 340082 | 4 | Flapper Valve | 1995-09-13 | FALSE | 1995-09-13 | FALSE | Currently in Use | Diesel | 6000 | Steel-Impressed Current | 1985-05-08 |  | Fiberglass Reinforced Plastic | Pressurized
QUICK CHANGE #12 | 1656 US Hwy 221 N | DOUGLAS | Coffee | 340080 | 1 | [5 empty] | Removed from Ground | Gas (Historical Use) | 4000 | Bare Steel | 1976-05-10 | 1996-09-01 | Galvanized Steel | Safe Suction (Euro)
LOTT BUILDERS SUPPLY CO | 1102 NORTH PETERSON AVE | DOUGLAS | Coffee | 340077 | 1 | [5 empty] | Removed from Ground | Diesel | 4000 | Bare Steel | 1978-05-10 | 1994-11-04 | Galvanized Steel | Safe Suction (Euro)
SOUTHSIDE 66 | 617 SOUTH PETERSON AVE | DOUGLAS | Coffee | 340064 | 6 | [5 empty] | Removed from Ground | Diesel | 3000 | Bare Steel | 1975-05-11 | 2001-03-23 | Bare Steel
GRANTHAM OIL CO INC | 605 SOUTH PETERSON AVE | DOUGLAS | Coffee | 340052 | 3 | Flapper Valve | 1992-05-01 | FALSE | 1992-05-01 | FALSE | Currently in Use | Premium | 3000 | Galvanic (STIP-3) | 1992-05-01 |  | Fiberglass Reinforced Plastic | Safe Suction (Euro)
QUICK CHANGE #12 | 1656 US Hwy 221 N | DOUGLAS | Coffee | 340080 | 2 | [5 empty] | Removed from Ground | Gas (Historical Use) | 4000 | Bare Steel | 1976-05-10 | 1996-09-06 | Galvanized Steel | Safe Suction (Euro)
UNITED TRACTOR CO | BOWEN MILL HWY | DOUGLAS | Coffee | 340083 | 2 | [5 empty] | Removed from Ground | Gas (Historical Use) | 2000 | Bare Steel | 1983-05-09 | 1994-02-23 | Galvanized Steel | Safe Suction (Euro)
GREEN ACRES GROCERY | US HWY 441 NORTH | DOUGLAS | Coffee | 340053 | 2 | [5 empty] | Removed from Ground | Gas (Historical Use) | 1000 | Bare Steel | 1984-05-05 | 2000-12-13 | Galvanized Steel
EVANS GROCERY | 6277 GEORGIA HWY 32 | DOUGLAS | Coffee | 340085 | 2 | Flapper Valve | 1998-10-15 | FALSE | 1998-10-15 | FALSE | Currently in Use | Premium | 4000 | Steel-Impressed Current | 1978-05-10 |  | Fiberglass Reinforced Plastic | Pressurized
SIMMONS TEXACO | 602 S PETERSON AVE | DOUGLAS | Coffee | 340088 | 3 | [5 empty] | Removed from Ground | Gas (Historical Use) | 2000 | Bare Steel | 1976-05-10 | 2002-02-19 | Galvanized Steel
WEST FIELD HOMES OF GA | US HWY 441 NORTH | DOUGLAS | Coffee | 340072 | 1 | [5 empty] | Removed from Ground | Gas (Historical Use) | 1000 | Bare Steel | 1980-05-09 | 1988-06-01 | Galvanized Steel
CADY'S GROCERY | RT 3 | DOUGLAS | Coffee | 340055 | 2 | [5 empty] | Removed from Ground | Gas (Historical Use) | 1000 | Bare Steel | 1985-05-05 | 1999-05-01 | Galvanized Steel | Suction (American)
WAL-MART STORES INC | 706 SW BOWEN MILL RD | DOUGLAS | Coffee | 340060 | 4 |  | 1997-09-16 |  | 1996-01-01 |  | Removed from Ground | Diesel | 10000 | Fiberglass | 1985-05-08 | 2001-05-09 | Fiberglass Reinforced Plastic | Pressurized
WAL-MART STORES INC | 706 SW BOWEN MILL RD | DOUGLAS | Coffee | 340060 | 5 | Flapper Valve | 1998-11-15 | FALSE | 1998-11-15 | FALSE | Currently in Use | New Oil | 6000 | Fiberglass | 1985-05-08 |  | Fiberglass Reinforced Plastic | Safe Suction (Euro)
WAL-MART STORES INC | 706 SW BOWEN MILL RD | DOUGLAS | Coffee | 340060 | 7 | Ball Float | 2001-06-13 | FALSE | 2001-06-13 | FALSE | Currently in Use | Diesel | 20000 | Fiberglass | 2001-06-13 |  | Fiberglass Reinforced Plastic | Pressurized
SATILLA ELEM SCHOOL | AXON RD | DOUGLAS | Coffee | 340026 | 2 | [5 empty] | Closed in Ground | Empty | 560 | Bare Steel |  | 1899-12-31 | Galvanized Steel
DRUG TRANSPORT INC | WILLACOOCHEE RD RTE 5 | DOUGLAS | Coffee | 340041 | 1 |  | 1997-01-19 |  | 1997-01-19 |  | Temporarily out of use | Diesel | 10000 | Steel-Impressed Current | 1976-04-25 |  | Cathodically Protected | Safe Suction (Euro)
Circle K 2745043 | 101 EAST BAKER ST | DOUGLAS | Coffee | 340043 | 5 |  | 1995-01-31 |  | 1995-01-31 |  | Removed from Ground | Gas (Historical Use) | 8000 | Steel-Impressed Current | 1984-01-01 | 2003-07-23 | Galvanized Steel | Pressurized
Circle K 2745043 | 101 EAST BAKER ST | DOUGLAS | Coffee | 340043 | 7 |  | 1995-01-31 |  | 1995-01-31 |  | Removed from Ground | Gas (Historical Use) | 8000 | Steel-Impressed Current | 1984-01-01 | 2003-07-23 | Galvanized Steel | Pressurized
UNITED TRACTOR CO | BOWEN MILL HWY | DOUGLAS | Coffee | 340083 | 1 | [5 empty] | Removed from Ground | Diesel | 500 | Bare Steel | 1983-05-09 | 1994-02-23 | Galvanized Steel | Safe Suction (Euro)
ADENS MINIT MARKET #44 | 1214 US HWY 221 | DOUGLAS | Coffee | 340081 | 1 |  | 1998-10-08 | FALSE | 1998-09-01 | FALSE | Currently in Use | Regular | 4000 | Steel-Impressed Current | 1976-05-10 |  | Steel (Impressed Current) | Suction (American)
QUICK CHANGE #12 | 1656 US Hwy 221 N | DOUGLAS | Coffee | 340080 | 3 | [5 empty] | Removed from Ground | Gas (Historical Use) | 4000 | Bare Steel | 1976-05-10 | 1996-09-01 | Galvanized Steel | Safe Suction (Euro)
WEBB TRUCKING | 1002 1/2 EAST RAILROAD | DOUGLAS | Coffee | 340075 | 2 | [5 empty] | Removed from Ground | Gas (Historical Use) | 4000 | Bare Steel | 1978-05-10 | 1994-11-04 | Galvanized Steel | Safe Suction (Euro)
PINE STREET GULF | PINE STREET | DOUGLAS | Coffee | 340070 | 2 | [5 empty] | Removed from Ground | Gas (Historical Use) | 3000 | Bare Steel | 1985-05-08 | 1999-12-02 | Galvanized Steel
GRANTHAM OIL CO INC | 605 SOUTH PETERSON AVE | DOUGLAS | Coffee | 340052 | 4 | Flapper Valve | 1995-09-01 | FALSE | 1995-09-01 | FALSE | Temporarily out of use | Diesel | 4000 | Galvanic (STIP-3) | 1995-09-01 |  | Fiberglass Reinforced Plastic | Safe Suction (Euro)
GREEN ACRES GROCERY | US HWY 441 NORTH | DOUGLAS | Coffee | 340053 | 1 | [5 empty] | Removed from Ground | Gas (Historical Use) | 2000 | Bare Steel | 1984-05-05 | 2000-12-13 | Galvanized Steel
ADENS MINIT MART #40 | 2150 Broxton Rd | DOUGLAS | Coffee | 340082 | 3 | Flapper Valve | 1995-09-13 | FALSE | 1995-09-13 | FALSE | Currently in Use | Premium | 6000 | Steel-Impressed Current | 1985-05-08 |  | Fiberglass Reinforced Plastic | Pressurized
QUICK CHANGE #12 | 1656 US Hwy 221 N | DOUGLAS | Coffee | 340080 | 4A | Ball Float | 1996-09-17 | FALSE | 1996-09-17 | FALSE | Currently in Use | Regular | 10000 | Composite | 1996-09-12 |  | Fiberglass Reinforced Plastic | Pressurized
SIMMONS TEXACO | 602 S PETERSON AVE | DOUGLAS | Coffee | 340088 | 2 | [5 empty] | Removed from Ground | Gas (Historical Use) | 2000 | Bare Steel | 1976-05-10 | 2002-02-19 | Galvanized Steel
DOUGLAS ASPHALT SHOP AREA | 425 SW BOWENS MILL RD | DOUGLAS | Coffee | 340094 | 1 | [5 empty] | Removed from Ground | Gas (Historical Use) | 1000 | Epoxy | 1979-05-10 | 1999-01-01 | Galvanized Steel | Safe Suction (Euro)
ADENS MINIT MARKET #44 | 1214 US HWY 221 | DOUGLAS | Coffee | 340081 | 2 | Flapper Valve | 1998-10-08 | FALSE | 1998-09-01 | FALSE | Currently in Use | Premium | 4000 | Steel-Impressed Current | 1976-05-10 |  | Steel (Impressed Current) | Suction (American)
QUICK CHANGE #12 | 1656 US Hwy 221 N | DOUGLAS | Coffee | 340080 | 4B | Ball Float | 1996-09-17 | FALSE | 1996-09-17 | FALSE | Currently in Use | Plus | 5000 | Composite | 1996-09-17 |  | Fiberglass Reinforced Plastic | Pressurized
EVANS GROCERY | 6277 GEORGIA HWY 32 | DOUGLAS | Coffee | 340085 | 1 | Flapper Valve | 1998-10-15 | FALSE | 1998-10-15 | FALSE | Currently in Use | E-10 | 4000 | Steel-Impressed Current | 1978-05-10 |  | Fiberglass Reinforced Plastic | Pressurized
SIMMONS TEXACO | 602 S PETERSON AVE | DOUGLAS | Coffee | 340088 | 1 | [5 empty] | Removed from Ground | Gas (Historical Use) | 2000 | Bare Steel | 1976-05-10 | 2002-02-19 | Galvanized Steel
FLETCHER OIL CO | 401 SHIRLEY AVE | DOUGLAS | Coffee | 340071 | 4 |  |  | TRUE |  | TRUE | Removed from Ground | Used Oil | 560 | Bare Steel | 1979-05-10 | 1999-11-30 | Galvanized Steel
WEST SIDE ELEM SCHOOL | WESTSIDE DR | DOUGLAS | Coffee | 340023 | 2 | [5 empty] | Removed from Ground | Gas (Historical Use) | 4000 | Not Marked/Unknown | 1958-04-17 | 1899-12-31 | Not Marked
SATILLA ELEM SCHOOL | AXON RD | DOUGLAS | Coffee | 340026 | 1 | [5 empty] | Closed in Ground | Empty | 1000 | Bare Steel | 1966-04-15 | 1899-12-31 | Galvanized Steel
Circle K 2745043 | 101 EAST BAKER ST | DOUGLAS | Coffee | 340043 | 9 | Flapper Valve | 2003-09-22 | FALSE | 2003-09-22 | FALSE | Currently in Use | Regular | 15000 | Composite Double Walled | 2003-07-29 |  | Double-Walled Flex | Pressurized
QUICK CHANGE #52 | 1436 BAKER HWY | DOUGLAS | Coffee | 340087 | 1 | Flapper Valve | 1998-10-01 | FALSE | 1998-10-01 | FALSE | Currently in Use | Gas (Historical Use) | 3000 | Steel-Impressed Current | 1974-05-11 |  |  | Pressurized
DOUGLAS ASPHALT SHOP AREA | 425 SW BOWENS MILL RD | DOUGLAS | Coffee | 340094 | 4 |  |  | TRUE |  | TRUE | Removed from Ground | Used Oil | 400 | Bare Steel | 1990-08-01 | 1899-12-31 | Not Marked | Gravity Fed
WOOTENS GARAGE | RAILROAD ST | DOUGLAS | Coffee | 340074 | 1 | [5 empty] | Removed from Ground | Diesel | 4000 | Bare Steel | 1994-11-04 | 1994-11-04 | Galvanized Steel | Safe Suction (Euro)
CADY'S GROCERY | RT 3 | DOUGLAS | Coffee | 340055 | 1 | [5 empty] | Removed from Ground | Gas (Historical Use) | 1000 | Bare Steel | 1985-05-05 | 1999-05-01 | Galvanized Steel | Suction (American)
RYDER TRUCK RENTAL #0445 | 401 MCNEAL DR | DOUGLAS | Coffee | 340019 | 1 | [5 empty] | Removed from Ground | Diesel | 10000 | Bare Steel | 1970-03-24 | 1993-07-20 | Galvanized Steel
GA DOT #10415/DOUGLAS COFFEE CO | 1835 SOUTH PETERSON | DOUGLAS | Coffee | 340037 | 10415-3 | [5 empty] | Removed from Ground | Diesel | 500 | Bare Steel | 1981-04-30 | 1993-05-06 | Galvanized Steel
Circle K 2745043 | 101 EAST BAKER ST | DOUGLAS | Coffee | 340043 | 3 | [5 empty] | Removed from Ground | Gas (Historical Use) | 2000 | Bare Steel | 1981-05-01 | 1984-01-01 | Galvanized Steel
COFFEE CO HIGH SCHOOL | US HWY 441 SOUTH | DOUGLAS | Coffee | 340033 | 1 | [5 empty] | Removed from Ground | Empty | 1000 | Bare Steel | 1956-04-17 | 1899-12-31 | Bare Steel
GA DOT #10415/DOUGLAS COFFEE CO | 1835 SOUTH PETERSON | DOUGLAS | Coffee | 340037 | 10415-2 | [5 empty] | Removed from Ground | Gas (Historical Use) | 1000 | Bare Steel | 1971-05-03 | 1986-06-01 | Galvanized Steel
Circle K 2745043 | 101 EAST BAKER ST | DOUGLAS | Coffee | 340043 | 1 | [5 empty] | Removed from Ground | Gas (Historical Use) | 4000 | Bare Steel | 1981-05-01 | 1984-01-01 | Galvanized Steel
EVANS GROCERY | 6277 GEORGIA HWY 32 | DOUGLAS | Coffee | 340085 | 3 | Flapper Valve | 1998-10-15 | FALSE | 1998-10-15 | FALSE | Currently in Use | Diesel On Road | 6000 | Steel-Impressed Current | 1978-05-10 |  | Fiberglass Reinforced Plastic | Pressurized
DOUGLAS ASPHALT SHOP AREA | 425 SW BOWENS MILL RD | DOUGLAS | Coffee | 340094 | 3 | [5 empty] | Removed from Ground | Diesel | 6000 | Epoxy | 1983-05-09 | 1999-01-01 | Galvanized Steel | Safe Suction (Euro)
NORTHSIDE TEXACO (FORMER) | 518 NORTH PETERSON AVE | DOUGLAS | Coffee | 340096 | 3 | [5 empty] | Removed from Ground | Gas (Historical Use) | 2000 | Bare Steel | 1976-05-10 | 1899-12-31 | Galvanized Steel
BEAR CREEK GROCERY | GA HWY 135 | DOUGLAS | Coffee | 340076 | 2 | [5 empty] | Removed from Ground | Gas (Historical Use) | 2000 | Bare Steel | 1982-05-09 | 1999-11-30 | Galvanized Steel
HUTCHISON SVC STA | 605 SOUTH PETERSON AVE | DOUGLAS | Coffee | 340051 | 1 | [5 empty] | Removed from Ground | Gas (Historical Use) | 1000 | Bare Steel | 1974-01-01 | 1899-12-31 | Galvanized Steel
RYDER TRUCK RENTAL #0445 | 401 MCNEAL DR | DOUGLAS | Coffee | 340019 | 2 | [5 empty] | Removed from Ground | Diesel | 10000 | Bare Steel | 1970-03-24 | 1993-07-20 | Galvanized Steel
QUICK CHANGE #52 | 1436 BAKER HWY | DOUGLAS | Coffee | 340087 | 3 | Flapper Valve | 1998-10-01 | FALSE | 1998-10-01 | FALSE | Currently in Use | Gas (Historical Use) | 4000 | Steel-Impressed Current | 1985-03-01 |  |  | Pressurized
SOUTHSIDE 66 | 617 SOUTH PETERSON AVE | DOUGLAS | Coffee | 340064 | 1 | [5 empty] | Removed from Ground | Gas (Historical Use) | 12000 | Bare Steel | 2002-03-23 | 2002-03-23 | Unknown
SUPER TARAHURAMA | 1300 EAST WARD ST | DOUGLAS | Coffee | 340066 | 3 | [5 empty] | Removed from Ground | Gas (Historical Use) | 2000 | Bare Steel | 1984-05-08 | 1991-10-01 | Galvanized Steel
LOTT BUILDERS SUPPLY CO | 1101 NORTH PETERSON AVE | DOUGLAS | Coffee | 340057 | 2 | [5 empty] | Removed from Ground | Gas (Historical Use) | 2000 | Not Marked/Unknown | 1996-06-24 | 1996-06-24 | Not Marked
WAL-MART STORES INC | 706 SW BOWEN MILL RD | DOUGLAS | Coffee | 340060 | 2 |  | 1997-09-16 |  | 1996-01-01 |  | Removed from Ground | Diesel | 10000 | Fiberglass | 1985-05-08 | 2001-05-09 | Fiberglass Reinforced Plastic | Pressurized
GA DOT #10479 | 206 WEST WALKER ST | DOUGLAS | Coffee | 340038 | 10479-3 | [5 empty] | Removed from Ground | Other | 500 | Marked Unknown | 1971-05-03 | 1993-05-05 | Unknown
Circle K 2745043 | 101 EAST BAKER ST | DOUGLAS | Coffee | 340043 | 10 | Flapper Valve | 2003-09-22 | FALSE | 2003-09-22 | FALSE | Currently in Use | Premium | 12000 | Composite Double Walled | 2003-07-29 |  | Double-Walled Flex | Pressurized
NORTHSIDE TEXACO (FORMER) | 518 NORTH PETERSON AVE | DOUGLAS | Coffee | 340096 | 2 | [5 empty] | Removed from Ground | Gas (Historical Use) | 2000 | Bare Steel | 1976-05-10 | 1899-12-31 | Galvanized Steel
PINE STREET GULF | PINE STREET | DOUGLAS | Coffee | 340070 | 3 | [5 empty] | Removed from Ground | Gas (Historical Use) | 1000 | Bare Steel | 1985-05-08 | 1999-12-02 | Galvanized Steel
FLETCHER OIL CO | 401 SHIRLEY AVE | DOUGLAS | Coffee | 340071 | 3 | [5 empty] | Removed from Ground | Gas (Historical Use) | 560 | Bare Steel | 1974-05-11 | 1999-11-30 | Galvanized Steel
ADENS MINIT MART #40 | 2150 Broxton Rd | DOUGLAS | Coffee | 340082 | 2 | Flapper Valve | 1995-09-13 | FALSE | 1995-09-13 | FALSE | Currently in Use | Regular | 4000 | Steel-Impressed Current | 1985-05-08 |  | Fiberglass Reinforced Plastic | Pressurized
NORTHSIDE TEXACO (FORMER) | 518 NORTH PETERSON AVE | DOUGLAS | Coffee | 340096 | 1 | [5 empty] | Removed from Ground | Gas (Historical Use) | 2000 | Bare Steel | 1976-05-10 | 1899-12-31 | Galvanized Steel
QUICK CHANGE #34 | 3887 Bowens Mill Road | DOUGLAS | Coffee | 340079 | 2 | Flapper Valve | 1998-12-01 | FALSE | 1992-06-10 | FALSE | Currently in Use | Premium | 4000 | Steel-Impressed Current | 1981-05-09 |  | Fiberglass Reinforced Plastic | Suction (American)
ADENS MINIT MART #40 | 2150 Broxton Rd | DOUGLAS | Coffee | 340082 | 1 | Flapper Valve | 1995-09-13 | FALSE | 1995-09-13 | FALSE | Currently in Use | Regular | 4000 | Steel-Impressed Current | 1985-05-08 |  | Fiberglass Reinforced Plastic | Pressurized
SIMMONS TEXACO | 602 S PETERSON AVE | DOUGLAS | Coffee | 340088 | 4 | [5 empty] | Removed from Ground | Used Oil | 500 | Marked Unknown | 1976-05-10 | 2002-02-19 | Unknown
SIMMONS TEXACO | 602 S PETERSON AVE | DOUGLAS | Coffee | 340088 | 5 | [5 empty] | Removed from Ground | Used Oil | 280 | Marked Unknown | 2002-02-19 | 2002-02-19 | Unknown
QUICK CHANGE #52 | 1436 BAKER HWY | DOUGLAS | Coffee | 340087 | 2 | Flapper Valve | 1998-10-01 | FALSE | 1998-10-01 | FALSE | Currently in Use | Gas (Historical Use) | 4000 | Steel-Impressed Current | 1974-05-11 |  |  | Pressurized
QUICK CHANGE #34 | 3887 Bowens Mill Road | DOUGLAS | Coffee | 340079 | 1 | Flapper Valve | 1998-12-01 | FALSE | 1992-06-10 | FALSE | Currently in Use | Regular | 4000 | Steel-Impressed Current | 1981-05-09 |  | Fiberglass Reinforced Plastic | Suction (American)
SOUTHSIDE 66 | 617 SOUTH PETERSON AVE | DOUGLAS | Coffee | 340064 | 2 | [5 empty] | Removed from Ground | Gas (Historical Use) | 12000 | Bare Steel | 2001-03-23 | 2001-03-23 | Unknown
SUPER TARAHURAMA | 1300 EAST WARD ST | DOUGLAS | Coffee | 340066 | 2 | [5 empty] | Removed from Ground | Gas (Historical Use) | 2000 | Bare Steel | 1984-05-08 | 1991-10-01 | Galvanized Steel
GA DOT #10479 | 206 WEST WALKER ST | DOUGLAS | Coffee | 340038 | 10479-1 | [5 empty] | Removed from Ground | Other | 500 | Marked Unknown | 1971-05-03 | 1993-05-05 | Unknown
Circle K 2745043 | 101 EAST BAKER ST | DOUGLAS | Coffee | 340043 | 6 |  | 1995-01-31 |  | 1995-01-31 |  | Removed from Ground | Gas (Historical Use) | 8000 | Steel-Impressed Current | 1984-01-01 | 2003-07-23 | Galvanized Steel | Pressurized
Circle K 2745043 | 101 EAST BAKER ST | DOUGLAS | Coffee | 340043 | 11 | Flapper Valve | 2003-09-22 | FALSE | 2003-09-22 | FALSE | Currently in Use | Diesel | 8000 | Composite Double Walled | 2003-07-29 |  | Double-Walled Flex | Pressurized
WAL-MART STORES INC | 706 SW BOWEN MILL RD | DOUGLAS | Coffee | 340060 | 3 |  | 1997-09-16 |  | 1996-01-01 |  | Removed from Ground | Diesel | 10000 | Fiberglass | 1985-05-08 | 2001-05-09 | Fiberglass Reinforced Plastic | Pressurized
RYDER TRUCK RENTAL #0445 | 401 MCNEAL DR | DOUGLAS | Coffee | 340019 | 3 | [5 empty] | Removed from Ground | Other | 4000 | Bare Steel | 1980-01-01 | 1993-07-20 | Galvanized Steel
EAST SIDE ELEMENTARY | MCDONALD ST | DOUGLAS | Coffee | 340024 | 2 | [5 empty] | Removed from Ground | Gas (Historical Use) | 4000 | Not Marked/Unknown | 1958-01-01 | 1899-12-31 | Not Marked
GA DOT #10479 | 206 WEST WALKER ST | DOUGLAS | Coffee | 340038 | 10479-2 | [5 empty] | Removed from Ground | Other | 1000 | Marked Unknown | 1971-05-03 | 1993-05-05 | Unknown
GA DOT #10415/DOUGLAS COFFEE CO | 1835 SOUTH PETERSON | DOUGLAS | Coffee | 340037 | 415G1 |  | 1990-02-20 |  | 1990-02-20 |  | Removed from Ground | Gas (Historical Use) | 1048 | Cathodically Protected Steel | 1990-02-20 | 2002-06-25 | Galvanized Steel | Safe Suction (Euro)
QUICK CHANGE #34 | 3887 Bowens Mill Road | DOUGLAS | Coffee | 340079 | 3 |  | 1998-12-01 | FALSE | 1992-06-10 | FALSE | Currently in Use | Diesel | 4000 | Steel-Impressed Current | 1981-05-09 |  | Fiberglass Reinforced Plastic | Suction (American)
WAL-MART STORES INC | 706 SW BOWEN MILL RD | DOUGLAS | Coffee | 340060 | 6 | Flapper Valve | 2007-02-02 | TRUE | 2007-02-02 | TRUE | Currently in Use | Used Oil | 2000 | Fiberglass | 1985-05-08 | 2014-10-31 | Fiberglass Reinforced Plastic
RYDER TRUCK RENTAL #0445 | 401 MCNEAL DR | DOUGLAS | Coffee | 340019 | 5 |  |  | TRUE |  | TRUE | Removed from Ground | Used Oil | 1000 | Bare Steel | 1970-03-24 | 1993-08-02 | Galvanized Steel
RYDER TRUCK RENTAL #0445 | 401 MCNEAL DR | DOUGLAS | Coffee | 340019 | 4 |  |  | TRUE |  | TRUE | Removed from Ground | Used Oil | 500 | Bare Steel | 1970-03-24 | 1993-09-19 | Galvanized Steel
CENTRAL SCHOOL | BRYAN ST | DOUGLAS | Coffee | 340025 | 2 | [5 empty] | Permanently Out of Use - historical purposes | Diesel | 1000 | Bare Steel | 1947-01-01 | 1899-12-31 | Bare Steel
COFFEE CO HIGH SCHOOL | US HWY 441 SOUTH | DOUGLAS | Coffee | 340033 | 2 | [5 empty] | Removed from Ground | Empty | 4000 | Bare Steel | 1956-04-17 | 1899-12-31 | Bare Steel
BEAR CREEK GROCERY | GA HWY 135 | DOUGLAS | Coffee | 340076 | 1 | [5 empty] | Removed from Ground | Gas (Historical Use) | 2000 | Bare Steel | 1982-05-09 | 1999-11-30 | Galvanized Steel
HUTCHISON SVC STA | 605 SOUTH PETERSON AVE | DOUGLAS | Coffee | 340051 | 2 | [5 empty] | Removed from Ground | Gas (Historical Use) | 1000 | Bare Steel | 1974-01-01 | 1899-12-31 | Galvanized Steel
GRANTHAM OIL CO INC | 605 SOUTH PETERSON AVE | DOUGLAS | Coffee | 340052 | 1 | Flapper Valve | 1992-05-01 | FALSE | 1992-05-01 | FALSE | Currently in Use | Regular | 4000 | Galvanic (STIP-3) | 1992-05-01 |  | Fiberglass Reinforced Plastic | Safe Suction (Euro)
LOTT BUILDERS SUPPLY CO | 1101 NORTH PETERSON AVE | DOUGLAS | Coffee | 340057 | 1 | [5 empty] | Removed from Ground | Gas (Historical Use) | 2000 | Bare Steel | 1976-05-10 | 1996-06-24 | Galvanized Steel
WAL-MART STORES INC | 706 SW BOWEN MILL RD | DOUGLAS | Coffee | 340060 | 1 |  | 1997-09-16 |  | 1996-01-01 |  | Removed from Ground | Diesel | 10000 | Fiberglass | 1985-05-08 | 2001-05-09 | Fiberglass Reinforced Plastic | Pressurized
Circle K 2745043 | 101 EAST BAKER ST | DOUGLAS | Coffee | 340043 | 2 | [5 empty] | Removed from Ground | Gas (Historical Use) | 3000 | Bare Steel | 1981-05-01 | 1984-01-01 | Galvanized Steel
Circle K 2745043 | 101 EAST BAKER ST | DOUGLAS | Coffee | 340043 | 8 |  | 1995-01-31 |  | 1995-01-31 |  | Removed from Ground | Diesel | 8000 | Steel-Impressed Current | 1984-01-01 | 2003-07-23 | Galvanized Steel | Pressurized
EVANS GROCERY | 6277 GEORGIA HWY 32 | DOUGLAS | Coffee | 340085 | 4 | Flapper Valve | 1998-10-15 | FALSE | 1998-10-15 | FALSE | Currently in Use | E-0 | 4000 | Steel-Impressed Current | 1978-05-10 |  | Fiberglass Reinforced Plastic | Safe Suction (Euro)
DOUGLAS ASPHALT SHOP AREA | 425 SW BOWENS MILL RD | DOUGLAS | Coffee | 340094 | 2 | [5 empty] | Removed from Ground | Diesel | 6000 | Epoxy | 1983-05-09 | 1999-01-01 | Galvanized Steel | Safe Suction (Euro)
PINE STREET GULF | PINE STREET | DOUGLAS | Coffee | 340070 | 1 | [5 empty] | Removed from Ground | Gas (Historical Use) | 4000 | Bare Steel | 1985-05-08 | 1999-12-02 | Galvanized Steel
FLETCHER OIL CO | 401 SHIRLEY AVE | DOUGLAS | Coffee | 340071 | 1 | [5 empty] | Removed from Ground | Diesel | 2000 | Bare Steel | 1974-05-11 | 1999-11-30 | Galvanized Steel
CENTRAL SCHOOL | BRYAN ST | DOUGLAS | Coffee | 340025 | 1 |  |  | FALSE |  | FALSE | Permanently Out of Use - historical purposes |  | 1000 | Bare Steel | 1951-01-01 |  | Bare Steel
UNION CAMP/DOUGLAS | GA HWY 32 | DOUGLAS | Coffee | 340040 | 1 | [5 empty] | Removed from Ground | Diesel | 520 | Bare Steel | 1955-04-18 | 1988-01-01 | Unknown
SATILLA ELEM SCHOOL | AXON RD | DOUGLAS | Coffee | 340026 | 3 | [5 empty] | Permanently Out of Use - historical purposes | Gas (Historical Use) | 1000 | Not Marked/Unknown |  | 1899-12-31 | Not Marked
WEBB TRUCKING | 1002 1/2 EAST RAILROAD | DOUGLAS | Coffee | 340075 | 1 | [5 empty] | Removed from Ground | Diesel | 4000 | Bare Steel | 1978-05-10 | 1994-11-04 | Galvanized Steel | Safe Suction (Euro)
SUPER TARAHURAMA | 1300 EAST WARD ST | DOUGLAS | Coffee | 340066 | 1 | [5 empty] | Removed from Ground | Gas (Historical Use) | 4000 | Bare Steel | 1986-05-08 | 1991-10-01 | Galvanized Steel
HUTCHISON SVC STA | 605 SOUTH PETERSON AVE | DOUGLAS | Coffee | 340051 | 3 | [5 empty] | Removed from Ground | Gas (Historical Use) | 500 | Bare Steel | 1980-01-01 | 1899-12-31 | Galvanized Steel
GRANTHAM OIL CO INC | 605 SOUTH PETERSON AVE | DOUGLAS | Coffee | 340052 | 2 | Flapper Valve | 1992-05-01 | FALSE | 1992-05-01 | FALSE | Currently in Use | Plus | 4000 | Galvanic (STIP-3) | 1992-05-01 |  | Fiberglass Reinforced Plastic | Safe Suction (Euro)
WOOTENS GARAGE | RAILROAD ST | DOUGLAS | Coffee | 340074 | 2 | [5 empty] | Removed from Ground | Gas (Historical Use) | 4000 | Bare Steel | 1994-11-04 | 1994-11-04 | Galvanized Steel | Safe Suction (Euro)
Circle K 2745043 | 101 EAST BAKER ST | DOUGLAS | Coffee | 340043 | 4 | [5 empty] | Removed from Ground | Gas (Historical Use) | 4000 | Bare Steel | 1981-05-01 | 1984-01-01 | Galvanized Steel
SOUTHSIDE 66 | 617 SOUTH PETERSON AVE | DOUGLAS | Coffee | 340064 | 3 | [5 empty] | Removed from Ground | Gas (Historical Use) | 4000 | Bare Steel | 1983-05-09 | 2001-03-23 | Galvanized Steel
CONCRETE PLT @ LOTT BUILDERS SUP | 1101 NORTH PETERSON AVE | DOUGLAS | Coffee | 340058 | 2 | [5 empty] | Removed from Ground | Diesel | 1000 | Bare Steel | 1979-05-10 | 1996-06-24 | Galvanized Steel
WEST SIDE ELEM SCHOOL | WESTSIDE DR | DOUGLAS | Coffee | 340023 | 1 | [5 empty] | Currently in Use | Other | 1000 | Bare Steel | 1958-04-17 |  | Bare Steel | Pressurized
EAST SIDE ELEMENTARY | MCDONALD ST | DOUGLAS | Coffee | 340024 | 1 | [5 empty] | Removed from Ground | Other | 1000 | Not Marked/Unknown | 1958-01-01 | 1899-12-31 | Not Marked
VILLAGE FORD MERCURY INC | 1808 US HWY 441 SOUTH | DOUGLAS | Coffee | 340113 | 1 | [5 empty] | Removed from Ground | Gas (Historical Use) | 1000 | Bare Steel | 1973-05-11 | 1995-03-27 | Galvanized Steel
SOUTHSIDE 66 | 617 SOUTH PETERSON AVE | DOUGLAS | Coffee | 340064 | 4 | [5 empty] | Removed from Ground | Diesel | 3000 | Bare Steel | 1975-05-11 | 2001-03-23 | Bare Steel
SOUTHSIDE 66 | 617 SOUTH PETERSON AVE | DOUGLAS | Coffee | 340064 | 5 | [5 empty] | Removed from Ground | Diesel | 3000 | Bare Steel | 1975-05-11 | 2001-03-23 | Bare Steel
WAL-MART STORES INC | 706 SW BOWEN MILL RD | DOUGLAS | Coffee | 340060 | 8 | Ball Float | 2001-06-13 | FALSE | 2001-06-13 | FALSE | Currently in Use | Diesel | 20000 | Fiberglass | 2001-06-13 |  | Fiberglass Reinforced Plastic | Pressurized
ADENS MINIT MARKET #42 | 1020 Baker Hwy. E | DOUGLAS | Coffee | 340078 | RU | Flapper Valve | 1995-01-12 | FALSE | 1995-01-12 | FALSE | Currently in Use | Regular | 6000 | Composite | 1985-05-08 |  | Fiberglass Reinforced Plastic | Pressurized
ADENS MINIT MARKET #42 | 1020 Baker Hwy. E | DOUGLAS | Coffee | 340078 | SU | Flapper Valve | 1995-01-12 | FALSE | 1995-01-12 | FALSE | Currently in Use | Premium | 4000 | Composite | 1985-05-08 |  | Fiberglass Reinforced Plastic | Pressurized
VACANT BUILDING | 1008 S PETERSON AVENUE | DOUGLAS | Coffee | 10002372 | 1 |  |  | FALSE |  | FALSE | Removed from Ground | Not Marked/Tank Removed | 1320 | Unknown | 2014-09-09 | 2014-09-09 | Unknown
ROBERT FENDER CHEVROLET | 3241 HWY 441 S | DOUGLAS | Coffee | 9048098 | 1 | Flapper Valve | 2001-09-06 | FALSE | 2001-09-06 | FALSE | Currently in Use | Regular | 4000 | Composite | 2001-09-06 |  | Fiberglass Reinforced Plastic | Safe Suction (Euro)
SATILLA COUNTRY JUNCTION | 7505 OLD AXSON ROAD | DOUGLAS | Coffee | 9034062 | 1A | Flapper Valve | 2000-02-07 | FALSE | 2000-02-07 | FALSE | Currently in Use | Regular | 4000 | Composite | 2000-02-01 |  | Fiberglass Reinforced Plastic | Safe Suction (Euro)
VACANT BUILDING | 1008 S PETERSON AVENUE | DOUGLAS | Coffee | 10002372 | 3 |  |  | FALSE |  | FALSE | Removed from Ground | Not Marked/Tank Removed | 3525 | Unknown | 2014-09-09 | 2014-09-09 | Unknown
COFFEE COUNTY BUS GARAGE | 1451 KELLOGG DR | DOUGLAS | Coffee | 340117 | 3 | [5 empty] | Removed from Ground | Gas (Historical Use) | 0 | Bare Steel | 1997-10-22 | 1997-10-22 | Galvanized Steel | Suction (American)
MACKS EXPRESS | 1712 S PETERSON AVE | DOUGLAS | Coffee | 340123 | 3 | [5 empty] | Removed from Ground | Gas (Historical Use) | 6000 | Bare Steel | 1979-02-26 | 1995-03-02 | Galvanized Steel
GOLD KIST COMPLEX | HWY 32 | DOUGLAS | Coffee | 340105 | 1 | [5 empty] | Removed from Ground | Gas (Historical Use) | 1500 | Bare Steel | 1976-05-10 | 1990-06-29 | Galvanized Steel
AIRPORT | 440 ELTON D BROOKS BLVD | DOUGLAS | Coffee | 340108 | JET2 |  | 1988-12-01 |  | 1988-12-01 |  | Closed in Ground | Other | 12000 | Double Walled | 1998-12-01 | 2014-08-06 | Cathodically Protected | Suction (American)
FLETCHER FUEL CENTER | 956 BOWENS MILL ROAD | DOUGLAS | Coffee | 9034061 | 5 | Flapper Valve | 2021-01-21 | FALSE | 2021-01-21 | FALSE | Currently in Use | Diesel Off Road | 20000 | Composite Double Walled | 2020-12-02 |  | Double-Walled Flex | Pressurized
FLETCHER FUEL CENTER | 956 BOWENS MILL ROAD | DOUGLAS | Coffee | 9034061 | 4 | Ball Float | 1998-06-01 | FALSE | 1998-06-01 | FALSE | Currently in Use | Premium | 6000 | Composite | 1998-06-01 |  | Fiberglass Reinforced Plastic | Pressurized
USA DISCOUNT BEVERAGE | 121 EAST GORDON St | DOUGLAS | Coffee | 9034006 | 1 |  | 1989-01-01 |  | 1989-01-01 |  | Removed from Ground | Gas (Historical Use) | 10000 | Composite | 1989-01-01 | 2014-07-15 | Fiberglass Reinforced Plastic | Pressurized
NOURIA 1307 | 29 WILLACOOCHEE HWY | DOUGLAS | Coffee | 9034039 | 5 | Flapper Valve | 2013-04-01 | FALSE | 2013-04-01 | FALSE | Currently in Use | E-10 | 20000 | Composite Double Walled | 2013-04-01 |  | Double-Walled Fiberglass
CT FARM AND COUNTRY INC | 910 W WARD ST | DOUGLAS | Coffee | 9034045 | 2 |  | 1989-01-01 |  | 1989-01-01 |  | Removed from Ground | Gas (Historical Use) | 8000 | Galvanic (STIP-3) | 1989-01-01 | 2003-08-28 | Cathodically Protected | Suction (American)
COURSON'S | 337 BASEWOOD RD | DOUGLAS | Coffee | 9034050 | 1 | [5 empty] | Removed from Ground | Gas (Historical Use) | 1000 | Not Marked/Unknown | 1996-04-23 | 1996-04-23 | Not Marked
COURSON'S | 337 BASEWOOD RD | DOUGLAS | Coffee | 9034050 | 7 | [5 empty] | Removed from Ground | Kerosene | 1000 | Not Marked/Unknown | 1996-04-23 | 1996-04-23 | Not Marked
COFFEE COUNTY BUS GARAGE | 1451 KELLOGG DR | DOUGLAS | Coffee | 340117 | 1 | Flapper Valve | 1998-06-15 | FALSE | 1998-06-15 | FALSE | Removed from Ground | Diesel | 10000 | Steel-Impressed Current | 1982-01-02 |  |  | Suction (American)
Circle K 2745086 | 1716 N PETERSON RD | DOUGLAS | Coffee | 340121 | 1 |  | 1993-04-14 |  | 1993-04-14 |  | Removed from Ground | Gas (Historical Use) | 6000 | Bare Steel | 1976-02-27 | 1996-04-10 | Fiberglass Reinforced Plastic | Pressurized
MACKS EXPRESS | 1712 S PETERSON AVE | DOUGLAS | Coffee | 340123 | 5B | Flapper Valve | 1997-11-25 | FALSE | 1997-11-25 | FALSE | Currently in Use | Diesel | 5000 | Composite | 1997-11-25 |  | Double-Walled Flex | Pressurized
GOLD KIST COMPLEX | HWY 32 | DOUGLAS | Coffee | 340105 | 2 | [5 empty] | Removed from Ground | Diesel | 500 | Bare Steel | 1976-05-10 | 1990-06-29 | Galvanized Steel
WILLIAMS INSTITUTIONAL FOODS | 1325 SW BOWEN MILL ROAD | DOUGLAS | Coffee | 9034052 | 4 | Flapper Valve | 1998-09-08 | FALSE | 1998-09-08 | FALSE | Currently in Use | Diesel | 10000 | Composite | 1998-09-04 |  | Double-Walled Flex | Pressurized
QUICK CHANGE #025 | 3975 HWY 158 WEST | DOUGLAS | Coffee | 9034055 | 3 | Flapper Valve | 1997-01-10 | FALSE | 1997-01-10 | FALSE | Currently in Use | Premium | 6000 | Composite | 1997-01-06 |  | Fiberglass Reinforced Plastic | Pressurized
MURPHYS 76 SVC STA | 1005 NORTH PETERSON AVE | DOUGLAS | Coffee | 9034021 | 3 | [5 empty] | Permanently Out of Use - historical purposes | Gas (Historical Use) | 4000 | Bare Steel |  | 1899-12-31 | Galvanized Steel
CITY OF DOUGLAS MAINTENANCE/UTILITIES FACILITIES | 360 CONN. 206 NW | DOUGLAS | Coffee | 9034010 | 4B |  |  | FALSE |  | FALSE | Currently in Use | Diesel | 6000 | Tank Jacket Double Walled | 2017-03-16 |  | Double-Walled Fiberglass | Pressurized
CITY OF DOUGLAS MAINTENANCE/UTILITIES FACILITIES | 360 CONN. 206 NW | DOUGLAS | Coffee | 9034010 | 1 |  | 1998-10-29 |  | 1997-07-31 |  | Removed from Ground | Gas (Historical Use) | 4000 | Steel-Impressed Current | 1988-04-01 | 2016-03-09 | Steel (Impressed Current) | Pressurized
FAST CHECK FOODS | 1204 EAST WARD ST | DOUGLAS | Coffee | 340102 | 1-A | Ball Float | 1996-12-01 | FALSE | 1996-12-01 | FALSE | Currently in Use | E-10 | 6000 | STIP-3/Impressed Current | 1985-05-08 |  |  | Pressurized
FLOWER HUT | 919 WEST WARD ST | DOUGLAS | Coffee | 9034057 | 1 | [5 empty] | Removed from Ground | Gas (Historical Use) | 8000 | Not Marked/Unknown | 1999-06-22 | 1999-06-22 | Not Marked
COFFEE REGIONAL HOSPITAL | WEST WARD ST | DOUGLAS | Coffee | 9034004 | 1 | [5 empty] | Removed from Ground | Diesel | 1000 | Marked Unknown | 1998-03-01 | 1998-03-01 | Unknown
JP MACKS | 1413 HWY 221 N | DOUGLAS | Coffee | 9034041 | 1 |  | 1998-10-01 | FALSE | 1998-10-01 | FALSE | Temporarily out of use | E-0 | 4000 | Steel-Impressed Current | 1990-03-21 |  | Steel (Impressed Current) | Safe Suction (Euro)
MARATHON #1 | 921 WEST WARD ST | DOUGLAS | Coffee | 9034033 | 2 | [5 empty] | Removed from Ground | Gas (Historical Use) | 4000 | Bare Steel | 1994-10-01 | 1994-10-01 | Galvanized Steel
Papa's Food Mart | 1000 W BAKER HWY | DOUGLAS | Coffee | 9034038 | 3 |  |  |  | 1987-09-01 |  | Removed from Ground | Gas (Historical Use) | 4000 | Bare Steel | 1976-01-01 | 1997-07-01 | Galvanized Steel | Safe Suction (Euro)
COFFEE COUNTY BUS GARAGE | 1451 KELLOGG DR | DOUGLAS | Coffee | 340117 | 2 | Flapper Valve | 1998-06-15 | FALSE | 1998-06-15 | FALSE | Removed from Ground | Regular | 2000 | Steel-Impressed Current | 1982-01-02 |  |  | Suction (American)
MACKS EXPRESS | 1712 S PETERSON AVE | DOUGLAS | Coffee | 340123 | 2 | [5 empty] | Removed from Ground | Gas (Historical Use) | 6000 | Bare Steel | 1979-02-26 | 1995-03-02 | Galvanized Steel
STUBBLEFIELD OIL/BULK PLANT | 1406 WEST BAKER HWY | DOUGLAS | Coffee | 340098 | 6 | [5 empty] | Removed from Ground | Gas (Historical Use) | 6000 | Bare Steel | 1979-05-10 | 1997-07-01 | Galvanized Steel
STUBBLEFIELD OIL/BULK PLANT | 1406 WEST BAKER HWY | DOUGLAS | Coffee | 340098 | 9 | [5 empty] | Removed from Ground | Diesel | 6000 | Bare Steel | 1979-05-10 | 1997-07-01 | Galvanized Steel
FLETCHER FUEL CENTER | 956 BOWENS MILL ROAD | DOUGLAS | Coffee | 9034061 | 3 | Ball Float | 1998-06-01 | FALSE | 1998-06-01 | FALSE | Currently in Use | Regular | 8000 | Composite | 1998-06-01 |  | Fiberglass Reinforced Plastic | Pressurized
WILCOX OIL CO INC (FORMER) | 402 NORTH PETERSON AVE | DOUGLAS | Coffee | 9034003 | 2 | [5 empty] | Removed from Ground | Gas (Historical Use) | 0 | Not Marked/Unknown | 1986-01-01 | 1986-01-01 | Not Marked
SOUTH SIDE PUMP & PANTRY | 1200 SOUTH MADISON | DOUGLAS | Coffee | 340100 | 3 | [5 empty] | Removed from Ground | Gas (Historical Use) | 4000 | Bare Steel | 1978-05-10 | 1998-04-02 | Galvanized Steel
STUBBLEFIELD OIL/BULK PLANT | 1406 WEST BAKER HWY | DOUGLAS | Coffee | 340098 | 3 | [5 empty] | Removed from Ground | Diesel | 12000 | Bare Steel | 1979-05-10 | 1997-07-01 | Galvanized Steel
S&P FOOD STORE | 601 Gaskin Avenue South | DOUGLAS | Coffee | 340101 | 3 |  |  | FALSE |  | FALSE | Removed from Ground |  | 6000 | Bare Steel | 1978-05-10 |  | Galvanized Steel
MARY ANNS FLORIST | 102 N MADISON AVE | DOUGLAS | Coffee | 9034058 | 2 | [5 empty] | Removed from Ground | Other | 2000 | Not Marked/Unknown | 1998-12-01 | 1998-12-01 | Not Marked
FLETCHER FUEL CENTER | 956 BOWENS MILL ROAD | DOUGLAS | Coffee | 9034061 | 1 | Ball Float | 1998-06-01 | FALSE | 1998-06-01 | FALSE | Currently in Use | Diesel | 20000 | Composite | 1998-06-01 |  | Fiberglass Reinforced Plastic | Pressurized
USA DISCOUNT BEVERAGE | 121 EAST GORDON St | DOUGLAS | Coffee | 9034006 | 4B | Flapper Valve | 2014-07-18 | FALSE | 2014-07-18 | FALSE | Currently in Use | Premium | 3000 | Composite Double Walled | 2014-07-18 |  | Double-Walled Fiberglass | Pressurized
CT FARM AND COUNTRY INC | 910 W WARD ST | DOUGLAS | Coffee | 9034045 | 1 |  | 1989-01-01 |  | 1989-01-01 |  | Removed from Ground | Gas (Historical Use) | 8000 | Galvanic (STIP-3) | 1989-01-01 | 2003-08-28 | Cathodically Protected | Suction (American)
WILLIAMS INSTITUTIONAL FOODS | 1325 SW BOWEN MILL ROAD | DOUGLAS | Coffee | 9034052 | 1 |  | 1995-09-01 |  | 1995-09-01 |  | Removed from Ground | Diesel | 8200 | Cathodically Protected Steel | 1995-09-01 | 1998-03-02 | Fiberglass Reinforced Plastic | Pressurized
MACKS EXPRESS | 1712 S PETERSON AVE | DOUGLAS | Coffee | 340123 | 1 | [5 empty] | Removed from Ground | Gas (Historical Use) | 6000 | Bare Steel | 1979-02-26 | 1995-03-02 | Galvanized Steel
FAST CHECK FOODS | 1204 EAST WARD ST | DOUGLAS | Coffee | 340102 | 3B | Flapper Valve | 2015-06-16 | FALSE | 2015-06-16 | FALSE | Currently in Use | Diesel On Road | 5000 | Composite Double Walled | 2015-06-16 |  | Double-Walled Flex | Pressurized
FAST CHECK FOODS | 1204 EAST WARD ST | DOUGLAS | Coffee | 340102 | 3A | Flapper Valve | 2015-06-16 | FALSE | 2015-06-16 | FALSE | Currently in Use | Diesel Off Road | 3000 | Composite Double Walled | 2015-06-16 |  | Double-Walled Flex | Pressurized
BORDEN INC/MEADOW GOLD DAIRY | 329 SOUTH PETERSON AVE | DOUGLAS | Coffee | 9034001 | 19203 | [5 empty] | Permanently Out of Use - historical purposes | Diesel | 3000 | Bare Steel | 1961-01-01 | 1899-12-31 | Unknown
NOURIA 1307 | 29 WILLACOOCHEE HWY | DOUGLAS | Coffee | 9034039 | 1 |  | 1991-03-21 |  | 1998-08-01 |  | Removed from Ground | Gas (Historical Use) | 10000 | Fiberglass | 1990-01-10 | 2013-02-22 | Cathodically Protected | Pressurized
NOURIA 1307 | 29 WILLACOOCHEE HWY | DOUGLAS | Coffee | 9034039 | 4 |  | 1991-03-21 | FALSE | 1998-08-01 | FALSE | Removed from Ground | Gas (Historical Use) | 10000 | Fiberglass | 1990-01-01 | 2013-03-20 | Cathodically Protected | Pressurized
COURSON'S | 337 BASEWOOD RD | DOUGLAS | Coffee | 9034050 | 4 | [5 empty] | Removed from Ground | Gas (Historical Use) | 1000 | Not Marked/Unknown | 1996-04-23 | 1996-04-23 | Not Marked
GTE-SOUTH DOUGLAS CO\EMERGENCY G | 400 BRYAN STEEET | DOUGLAS | Coffee | 340120 | 2 | [5 empty] | Removed from Ground | Gas (Historical Use) | 1000 | Bare Steel | 1977-01-01 | 1991-04-01 | Galvanized Steel
Circle K 2745086 | 1716 N PETERSON RD | DOUGLAS | Coffee | 340121 | 4 | Flapper Valve | 1996-04-10 | FALSE | 1996-04-10 | FALSE | Currently in Use | Regular | 10000 | Composite Double Walled | 1996-04-10 |  | Double-Walled Flex | Pressurized
Circle K 2745086 | 1716 N PETERSON RD | DOUGLAS | Coffee | 340121 | 5 | Flapper Valve | 1996-04-10 | FALSE | 1996-04-10 | FALSE | Currently in Use | Premium | 10000 | Composite Double Walled | 1996-04-10 |  | Double-Walled Flex | Pressurized
STUBBLEFIELD OIL/BULK PLANT | 1406 WEST BAKER HWY | DOUGLAS | Coffee | 340098 | 1 | [5 empty] | Removed from Ground | Diesel | 20000 | Bare Steel | 1979-05-10 | 1997-07-01 | Galvanized Steel
STUBBLEFIELD OIL/BULK PLANT | 1406 WEST BAKER HWY | DOUGLAS | Coffee | 340098 | 4 | [5 empty] | Removed from Ground | Gas (Historical Use) | 12000 | Bare Steel | 1979-05-10 | 1997-07-01 | Galvanized Steel
STUBBLEFIELD OIL/BULK PLANT | 1406 WEST BAKER HWY | DOUGLAS | Coffee | 340098 | 7 | [5 empty] | Removed from Ground | Gas (Historical Use) | 6000 | Bare Steel | 1979-05-10 | 1997-07-01 | Galvanized Steel
S&P FOOD STORE | 601 Gaskin Avenue South | DOUGLAS | Coffee | 340101 | 2 |  |  | FALSE |  | FALSE | Removed from Ground |  | 6000 | Bare Steel | 1978-05-10 |  | Galvanized Steel
FLETCHER FUEL CENTER | 956 BOWENS MILL ROAD | DOUGLAS | Coffee | 9034061 | 2 | Ball Float | 1998-06-01 | FALSE | 1998-06-01 | FALSE | Currently in Use | Diesel | 10000 | Composite | 1998-06-01 |  | Fiberglass Reinforced Plastic | Pressurized
USA DISCOUNT BEVERAGE | 121 EAST GORDON St | DOUGLAS | Coffee | 9034006 | 4A | Flapper Valve | 2014-07-18 | FALSE | 2014-07-18 | FALSE | Currently in Use | E-10 | 5000 | Composite Double Walled | 2014-07-18 |  | Double-Walled Fiberglass | Pressurized
NOURIA 1307 | 29 WILLACOOCHEE HWY | DOUGLAS | Coffee | 9034039 | 2 |  | 1991-03-21 |  | 1998-08-01 |  | Removed from Ground | Gas (Historical Use) | 10000 | Fiberglass | 1990-01-10 | 2013-03-20 | Cathodically Protected | Pressurized
COURSONS 441 | 105 PINE ST | DOUGLAS | Coffee | 9034046 | 2 |  | 1997-06-10 |  | 1997-06-10 |  | Removed from Ground | Gas (Historical Use) | 6000 | Cathodically Protected Steel | 1986-08-14 | 2007-04-18 | Cathodically Protected | Pressurized
WILLIAMS INSTITUTIONAL FOODS | 1325 SW BOWEN MILL ROAD | DOUGLAS | Coffee | 9034052 | 2 |  | 1995-09-01 |  | 1995-09-01 |  | Removed from Ground | Gas (Historical Use) | 4000 | Cathodically Protected Steel | 1995-09-01 | 1998-03-02 | Fiberglass Reinforced Plastic | Pressurized
COURSON'S | 337 BASEWOOD RD | DOUGLAS | Coffee | 9034050 | 5 | [5 empty] | Removed from Ground | Gas (Historical Use) | 1000 | Not Marked/Unknown | 1996-04-23 | 1996-04-23 | Not Marked
DAVIS & SONS CONSTRUCTION CO | LUPO LANE/HUNTER RUN PRJ | DOUGLAS | Coffee | 9034008 | 1 | [5 empty] | Removed from Ground | Gas (Historical Use) | 500 | Bare Steel | 1971-01-01 | 1991-09-01 | Bare Steel
GATE #229 | 1460 SE BOWENS MILL RD | DOUGLAS | Coffee | 9034002 | 4 | Flapper Valve | 1993-07-01 | FALSE | 1993-07-01 | FALSE | Currently in Use | Diesel | 10000 | Composite | 1993-07-07 |  | Fiberglass Reinforced Plastic | Pressurized
BELK HUDSON | 114 NORTH PETERSON AVE | DOUGLAS | Coffee | 9034005 | 1 |  |  | FALSE |  | FALSE | Permanently Out of Use - historical purposes |  | 500 | Bare Steel | 1958-01-01 |  | Galvanized Steel
COURSONS 441 | 105 PINE ST | DOUGLAS | Coffee | 9034046 | 1 |  | 1997-06-10 |  | 1997-06-10 |  | Removed from Ground | Gas (Historical Use) | 6000 | Cathodically Protected Steel | 1986-08-14 | 2007-04-18 | Cathodically Protected | Pressurized
CT FARM AND COUNTRY INC | 910 W WARD ST | DOUGLAS | Coffee | 9034045 | 3 |  | 1989-01-01 |  | 1989-01-01 |  | Removed from Ground | Gas (Historical Use) | 8000 | Galvanic (STIP-3) | 1989-01-01 | 2003-08-28 | Cathodically Protected | Suction (American)
COURSON'S | 337 BASEWOOD RD | DOUGLAS | Coffee | 9034050 | 6 | [5 empty] | Removed from Ground | Diesel | 1000 | Not Marked/Unknown | 1996-04-23 | 1996-04-23 | Not Marked
COURSON'S | 337 BASEWOOD RD | DOUGLAS | Coffee | 9034050 | 8 | [5 empty] | Removed from Ground | Gas (Historical Use) | 550 | Not Marked/Unknown | 1996-04-23 | 1996-04-23 | Not Marked
SOUTHEASTERN BANK | 618 S PETERSON AVE | DOUGLAS | Coffee | 9034020 | 4 | [5 empty] | Removed from Ground | Gas (Historical Use) | 500 | Bare Steel | 1993-04-12 | 1993-04-12 | Bare Steel | Safe Suction (Euro)
T&M FOOD MART | 1628 S PETERSON | DOUGLAS | Coffee | 9034054 | 3 | Ball Float | 1996-05-30 | FALSE | 1996-06-03 | FALSE | Currently in Use | Diesel | 15000 | Galvanic (STIP-3) | 1995-05-25 |  | Fiberglass Reinforced Plastic | Pressurized
QUICK CHANGE #025 | 3975 HWY 158 WEST | DOUGLAS | Coffee | 9034055 | 1 | Flapper Valve | 1997-01-10 | FALSE | 1997-01-10 | FALSE | Currently in Use | Regular | 8000 | Composite | 1997-01-06 |  | Fiberglass Reinforced Plastic | Pressurized
Circle K 2745086 | 1716 N PETERSON RD | DOUGLAS | Coffee | 340121 | 2 |  | 1993-04-14 |  | 1993-04-14 |  | Removed from Ground | Gas (Historical Use) | 6000 | Bare Steel | 1976-02-27 | 1996-04-10 | Fiberglass Reinforced Plastic | Pressurized
MACKS EXPRESS | 1712 S PETERSON AVE | DOUGLAS | Coffee | 340123 | 5A | Flapper Valve | 1997-11-25 | FALSE | 1997-11-25 | FALSE | Temporarily out of use | Premium | 5000 | Composite | 1997-11-25 |  | Double-Walled Flex | Pressurized
FAST CHECK FOODS | 1204 EAST WARD ST | DOUGLAS | Coffee | 340102 | 2 | Ball Float | 1996-12-01 | FALSE | 1996-12-01 | FALSE | Currently in Use | Premium | 6000 | STIP-3/Impressed Current | 1985-05-08 |  |  | Pressurized
QUICK CHANGE #42 | 1400 BOWEN MILL RD | DOUGLAS | Coffee | 9034065 | 1 | Ball Float | 1999-09-01 | FALSE | 1999-09-01 | FALSE | Currently in Use | Regular | 12158 | Composite | 1999-09-01 |  | Fiberglass Reinforced Plastic | Pressurized
Papa's Food Mart | 1000 W BAKER HWY | DOUGLAS | Coffee | 9034038 | 2 |  |  |  | 1987-09-01 |  | Removed from Ground | Gas (Historical Use) | 4000 | Bare Steel | 1976-01-01 | 1997-07-01 | Galvanized Steel | Safe Suction (Euro)
SOUTH GEORGIA COLLEGE/MAINT YARD | 100 WEST COLLEGE PARK DR | DOUGLAS | Coffee | 9034018 | 1 | [5 empty] | Removed from Ground | Gas (Historical Use) | 560 | Bare Steel | 1995-09-24 | 1995-09-24 | Galvanized Steel
MURPHYS 76 SVC STA | 1005 NORTH PETERSON AVE | DOUGLAS | Coffee | 9034021 | 2 | [5 empty] | Permanently Out of Use - historical purposes | Gas (Historical Use) | 4000 | Bare Steel |  | 1899-12-31 | Galvanized Steel
BAGLEY AUTO PARTS | 1401 EAST WARD ST | DOUGLAS | Coffee | 9034032 | 4 | [5 empty] | Removed from Ground | Gas (Historical Use) | 500 | Bare Steel | 1965-04-06 | 1994-11-02 | Galvanized Steel | Safe Suction (Euro)
COFFEE COUNTY BUS GARAGE | 1451 KELLOGG DR | DOUGLAS | Coffee | 340117 | 4 | [5 empty] | Removed from Ground | Empty | 2000 | Bare Steel | 1997-10-22 | 1997-10-22 | Galvanized Steel
MACKS EXPRESS | 1712 S PETERSON AVE | DOUGLAS | Coffee | 340123 | 4 | Flapper Valve | 1997-11-25 | FALSE | 1997-11-25 | FALSE | Currently in Use | E-0 | 10000 | Composite | 1997-11-25 |  | Double-Walled Flex | Pressurized
USA DISCOUNT BEVERAGE | 121 EAST GORDON St | DOUGLAS | Coffee | 9034006 | 2 |  | 1989-01-01 |  | 1989-01-01 |  | Removed from Ground | Gas (Historical Use) | 8000 | Composite | 1989-01-01 | 2014-07-15 | Fiberglass Reinforced Plastic | Pressurized
NOURIA 1307 | 29 WILLACOOCHEE HWY | DOUGLAS | Coffee | 9034039 | 6C | Flapper Valve | 2013-04-01 | FALSE | 2013-04-01 | FALSE | Currently in Use | Diesel On Road | 4000 | Composite Double Walled | 2013-04-01 |  | Double-Walled Fiberglass | Pressurized
MACKS MINIT MART | 1304 MCDONALD RD | DOUGLAS | Coffee | 9034044 | 1 |  | 1995-06-30 |  | 1995-06-30 |  | Removed from Ground | Gas (Historical Use) | 3000 | Steel-Impressed Current | 1990-03-21 | 2008-11-24 | Steel (Impressed Current) | Safe Suction (Euro)
GOLD KIST | 1831 BILL WILLIS BLVD OFF SR 441 | DOUGLAS | Coffee | 9034022 | 2 | [5 empty] | Currently in Use | Diesel | 500 | Bare Steel | 1974-01-01 |  | Galvanized Steel | Safe Suction (Euro)
BAGLEY AUTO PARTS | 1401 EAST WARD ST | DOUGLAS | Coffee | 9034032 | 2 | [5 empty] | Removed from Ground | Gas (Historical Use) | 500 | Bare Steel | 1965-04-06 | 1994-11-02 | Galvanized Steel | Safe Suction (Euro)
QUICK CHANGE #56 DBA JET FOOD STORE #82 | 2897 US HWY 441 SOUTH | DOUGLAS | Coffee | 9034031 | 5 | Flapper Valve | 1994-08-01 | FALSE | 1994-08-01 | FALSE | Currently in Use | Diesel On Road | 20000 | Galvanic (STIP-3) | 1994-08-01 |  | Fiberglass Reinforced Plastic | Pressurized
ENK190 | 202 E BAKER HIGHWAY | DOUGLAS | Coffee | 9000029 | D1 |  | 1987-01-01 |  | 1987-01-01 |  | Temporarily out of use | Diesel | 6000 | Double Walled | 1987-01-01 |  | Fiberglass Reinforced Plastic | Pressurized
DOUGLAS TIRE SERVICE | 835 WEST WARD ST | DOUGLAS | Coffee | 340089 | 3 | [5 empty] | Removed from Ground | Gas (Historical Use) | 1000 | Bare Steel | 1971-05-12 | 1989-01-01 | Galvanized Steel
IN & OUT FOOD N GAS | 608 E BAKER HWY | DOUGLAS | Coffee | 10002436 | 1C | Flapper Valve | 2015-05-20 | FALSE | 2015-05-20 | FALSE | Currently in Use | Diesel On Road | 4000 | Composite Double Walled | 2015-05-01 |  | Double-Walled Fiberglass | Pressurized
QUICK CHANGE #76 | 1001 Van Streat Hwy | NICHOLLS | Coffee | 9034037 | 1 |  | 1998-11-01 |  | 1998-11-01 |  | Removed from Ground | Gas (Historical Use) | 3000 | Steel-Impressed Current | 1998-09-01 | 2003-01-30 | Cathodically Protected | Safe Suction (Euro)
AIRPORT | 440 ELTON D BROOKS BLVD | DOUGLAS | Coffee | 340108 | 1 | [5 empty] | Permanently Out Of Use | Other | 2000 | Bare Steel | 1971-05-09 | 1976-06-01 | Galvanized Steel
KENS MINIT MART #1 | 850 S W BOWENS MILL RD | DOUGLAS | Coffee | 340109 | 3 |  | 1995-01-06 | FALSE | 1995-01-06 | FALSE | Removed from Ground | Gas (Historical Use) | 6000 | Steel-Impressed Current | 1983-05-06 |  |  | Suction (American)
GATE #229 | 1460 SE BOWENS MILL RD | DOUGLAS | Coffee | 9034002 | 3 | Flapper Valve | 1993-07-01 | FALSE | 1993-07-01 | FALSE | Currently in Use | Premium | 10000 | Composite | 1993-07-07 |  | Fiberglass Reinforced Plastic | Pressurized
MARATHON #1 | 921 WEST WARD ST | DOUGLAS | Coffee | 9034033 | 4A | Ball Float | 1994-11-07 | FALSE | 1994-11-07 | FALSE | Currently in Use | Regular | 7520 | Galvanic (STIP-3) | 1994-10-25 |  | Fiberglass Reinforced Plastic | Pressurized
MACKS MINIT MART | 1304 MCDONALD RD | DOUGLAS | Coffee | 9034044 | 2 |  | 1995-06-30 |  | 1995-06-30 |  | Removed from Ground | Gas (Historical Use) | 4000 | Steel-Impressed Current | 1990-03-21 | 2008-11-24 | Steel (Impressed Current) | Safe Suction (Euro)
COURSON'S | 337 BASEWOOD RD | DOUGLAS | Coffee | 9034050 | 2 | [5 empty] | Removed from Ground | Gas (Historical Use) | 1000 | Not Marked/Unknown | 1996-04-23 | 1996-04-23 | Not Marked
GOLD KIST | 1831 BILL WILLIS BLVD OFF SR 441 | DOUGLAS | Coffee | 9034022 | 1 | [5 empty] | Removed from Ground | Gas (Historical Use) | 1000 | Bare Steel | 1982-01-01 | 1993-05-20 | Galvanized Steel | Suction (American)
HERCULES INC | 206 CONNECTOR BEN'S RD | DOUGLAS | Coffee | 9034030 | 2 | [5 empty] | Removed from Ground | Diesel | 2000 | Composite | 1992-12-01 | 1992-12-01 | Unknown
QUICK CHANGE #56 DBA JET FOOD STORE #82 | 2897 US HWY 441 SOUTH | DOUGLAS | Coffee | 9034031 | 2 | Flapper Valve | 1994-08-01 | FALSE | 1994-08-01 | FALSE | Currently in Use | Premium | 6000 | Galvanic (STIP-3) | 1987-03-01 |  | Fiberglass Reinforced Plastic | Pressurized
KYLES CARCARE | 711 NORTH PETERSON AVE | DOUGLAS | Coffee | 340001 | 4 | [5 empty] | Removed from Ground | Diesel | 3000 | Bare Steel | 1964-05-13 | 1997-09-21 | Galvanized Steel | Suction (American)
KYLES CARCARE | 711 NORTH PETERSON AVE | DOUGLAS | Coffee | 340001 | 5 |  |  | TRUE |  | TRUE | Removed from Ground | Used Oil | 1000 | Fiberglass | 1990-01-01 | 1992-07-24 | Fiberglass Reinforced Plastic | Gravity Fed
COFFEE COUNTY FORESTRY UNIT | GA HWY 158/RT 3/1 MI SE OF DOUGL | DOUGLAS | Coffee | 340022 | 1 | [5 empty] | Removed from Ground | Gas (Historical Use) | 2000 | Bare Steel | 1974-04-25 | 1994-05-11 | Galvanized Steel | Safe Suction (Euro)
COFFEE COUNTY FORESTRY UNIT | GA HWY 158/RT 3/1 MI SE OF DOUGL | DOUGLAS | Coffee | 340022 | 4 |  | 1994-05-10 |  | 1994-05-10 |  | Removed from Ground | Gas (Historical Use) | 1000 | Galvanic (STIP-3) | 1994-05-10 | 2008-03-11 | Cathodically Protected | Safe Suction (Euro)
ENK190 | 202 E BAKER HIGHWAY | DOUGLAS | Coffee | 9000029 | 1 | [5 empty] | Removed from Ground | Gas (Historical Use) | 4000 | Bare Steel | 1968-05-11 | 1986-10-01 | Galvanized Steel
ENK190 | 202 E BAKER HIGHWAY | DOUGLAS | Coffee | 9000029 | R1 |  | 1987-01-01 |  | 1987-01-01 |  | Temporarily out of use | Gas (Historical Use) | 12000 | Double Walled | 1987-01-01 |  | Fiberglass Reinforced Plastic | Pressurized
DIXIE BAY STATION #648 | 1028 EAST WARD ST | DOUGLAS | Coffee | 7000101 | 2 | [5 empty] | Removed from Ground | Gas (Historical Use) | 4000 | Bare Steel | 1980-05-01 | 1998-09-01 | Galvanized Steel | Safe Suction (Euro)
NOURIA 1306 | 1601 OCILLA HWY | DOUGLAS | Coffee | 7000018 | 6 | Ball Float | 1998-06-01 | FALSE | 1998-06-01 | FALSE | Currently in Use | Regular | 12000 | Composite | 1998-06-01 |  | Fiberglass Reinforced Plastic | Pressurized
DOUGLAS TIRE SERVICE | 835 WEST WARD ST | DOUGLAS | Coffee | 340089 | 1 | [5 empty] | Removed from Ground | Gas (Historical Use) | 1000 | Bare Steel | 1976-05-10 | 1989-01-01 | Galvanized Steel
AIRPORT | 440 ELTON D BROOKS BLVD | DOUGLAS | Coffee | 340108 | 4 | [5 empty] | Removed from Ground | Other | 11000 | Bare Steel | 1992-05-27 | 1992-05-27 | Galvanized Steel | Pressurized
BAGLEY AUTO PARTS | 1401 EAST WARD ST | DOUGLAS | Coffee | 9034032 | 1 | [5 empty] | Removed from Ground | Gas (Historical Use) | 3000 | Bare Steel | 1970-10-20 | 1994-11-02 | Galvanized Steel | Safe Suction (Euro)
T & R FOOD MART #3 | 108 WEST GREEN HWY | DOUGLAS | Coffee | 340009 | 3 | Flapper Valve | 1998-09-01 | FALSE | 1997-01-28 | FALSE | Currently in Use | Diesel | 6000 | Steel-Impressed Current | 1976-02-27 |  | Steel (Impressed Current) | Safe Suction (Euro)
DUTCH QUALITY HOUSE | NORTH JOHNSON ST | DOUGLAS | Coffee | 340010 | 1 | [5 empty] | Currently in Use | Diesel | 8000 | Galvanic (STIP-3) | 1970-03-09 |  | Unknown
COFFEE COUNTY FORESTRY UNIT | GA HWY 158/RT 3/1 MI SE OF DOUGL | DOUGLAS | Coffee | 340022 | 5 |  | 1994-05-10 |  | 1994-05-10 |  | Removed from Ground | Diesel | 1000 | Galvanic (STIP-3) | 1994-05-10 | 2008-03-11 | Cathodically Protected | Safe Suction (Euro)
SOUTHERN CROP SPRAYING INC | DOUGLAS MUNICIPAL AIRPORT | DOUGLAS | Coffee | 340017 | 1 | [5 empty] | Removed from Ground | Gas (Historical Use) | 10000 | Bare Steel | 1979-03-12 | 1899-12-31 | Not Marked
ENK190 | 202 E BAKER HIGHWAY | DOUGLAS | Coffee | 9000029 | 4 | [5 empty] | Removed from Ground | Gas (Historical Use) | 4000 | Bare Steel | 1979-05-09 | 1986-10-01 | Galvanized Steel
ENK190 | 202 E BAKER HIGHWAY | DOUGLAS | Coffee | 9000029 | 5 | [5 empty] | Removed from Ground | Diesel | 4000 | Bare Steel | 1968-05-11 | 1986-10-01 | Galvanized Steel
MURPHYS 76 SVC STA | 1005 NORTH PETERSON AVE | DOUGLAS | Coffee | 9034021 | 1 | [5 empty] | Permanently Out of Use - historical purposes | Diesel | 10000 | Bare Steel |  | 1899-12-31 | Galvanized Steel
MURPHYS 76 SVC STA | 1005 NORTH PETERSON AVE | DOUGLAS | Coffee | 9034021 | 7 | [5 empty] | Permanently Out of Use - historical purposes | Kerosene | 500 | Bare Steel |  | 1899-12-31 | Galvanized Steel
CITY OF DOUGLAS MAINTENANCE/UTILITIES FACILITIES | 360 CONN. 206 NW | DOUGLAS | Coffee | 9034010 | 2 |  | 1998-10-26 |  | 1997-07-31 |  | Removed from Ground | Diesel | 10000 | Steel-Impressed Current | 1988-04-01 | 2016-03-09 | Steel (Impressed Current) | Pressurized
WAL-MART PROPERTY | US HWY 441 & GA HWY 206 INTERSCT | DOUGLAS | Coffee | 9034015 | DUMMY | [5 empty] | Permanently Out of Use - historical purposes | Other | 0 | Marked Unknown |  | 1899-12-31 | Unknown
FULTON FEDERAL (FORMER)FORMER GA | 101 NORTH PETERSON AVE | DOUGLAS | Coffee | 9034025 | 2 | [5 empty] | Permanently Out of Use - historical purposes | Used Oil | 0 | Not Marked/Unknown |  | 1899-12-31 | Not Marked
R W GRIFFIN FEED SEED & FERTILIZ | 513 S GASKIN AVE | DOUGLAS | Coffee | 342001 | 2 | [5 empty] | Removed from Ground | Diesel | 4000 | Cathodically Protected Steel | 1987-09-01 | 1998-03-02 | Galvanized Steel
TRANS POWER INC | 415 MCNEIL DRIVE | DOUGLAS | Coffee | 340015 | 2 | [5 empty] | Removed from Ground | Gas (Historical Use) | 8000 | Bare Steel | 1966-02-09 | 1988-01-01 | Galvanized Steel
MURPHY USA #5752 | 1448 SE BOWENS MILL RD | DOUGLAS | Coffee | 9048089 | 1 | Flapper Valve | 1999-07-30 | FALSE | 1999-07-30 | FALSE | Currently in Use | Regular | 12000 | Fiberglass Double Walled | 1999-07-28 |  | Double-Walled Flex | Pressurized
GOLDEN POULTRY CO INC | 113 MCNEAL DR | DOUGLAS | Coffee | 7000016 | 2 | [5 empty] | Currently in Use | Diesel | 20000 | Bare Steel | 1974-05-08 |  | Bare Steel | Safe Suction (Euro)
NOURIA 1306 | 1601 OCILLA HWY | DOUGLAS | Coffee | 7000018 | 5 | Ball Float | 1998-06-01 | FALSE | 1998-06-01 | FALSE | Currently in Use | Premium | 8000 | Composite | 1998-06-01 |  | Fiberglass Reinforced Plastic | Pressurized
J & K AUTO SALES | 833 W WARD ST | DOUGLAS | Coffee | 10000280 | 1 |  |  | FALSE |  | FALSE | Removed from Ground | Gas (Historical Use) | 3000 | Unknown | 2003-02-07 | 2003-02-07
SAIM MINI MART | 60 WARREN CARTER RD | DOUGLAS | Coffee | 10001017 | 2B | Ball Float | 2005-10-01 | FALSE | 2005-10-01 | FALSE | Temporarily out of use | Diesel On Road | 5000 | Composite | 2005-09-29 |  | Fiberglass Reinforced Plastic | Pressurized
AIRPORT | 440 ELTON D BROOKS BLVD | DOUGLAS | Coffee | 340108 | 5 | [5 empty] | Removed from Ground | Gas (Historical Use) | 4000 | Bare Steel | 1992-05-27 | 1992-05-27 | Galvanized Steel | Safe Suction (Euro)
STUBBLEFIELD OIL/BULK PLANT | 1406 WEST BAKER HWY | DOUGLAS | Coffee | 340098 | 10 | [5 empty] | Removed from Ground | Diesel | 6000 | Bare Steel | 1979-05-10 | 1997-07-01 | Galvanized Steel
USA DISCOUNT BEVERAGE | 121 EAST GORDON St | DOUGLAS | Coffee | 9034006 | 3 |  | 1989-01-01 |  | 1989-01-01 |  | Removed from Ground | Gas (Historical Use) | 8000 | Composite | 1989-01-01 | 2014-07-15 | Fiberglass Reinforced Plastic | Pressurized
BORDEN INC/MEADOW GOLD DAIRY | 329 SOUTH PETERSON AVE | DOUGLAS | Coffee | 9034001 | 19201 | [5 empty] | Removed from Ground | Diesel | 10000 | Bare Steel | 1984-01-01 | 1991-02-01 | Unknown
WEST SIDE FEED & SEED | 1009 W CHERRY STREET | DOUGLAS | Coffee | 9034053 | 1 | [5 empty] | Removed from Ground | Gas (Historical Use) | 560 | Not Marked/Unknown | 1996-07-01 | 1996-07-01 | Not Marked
PAGELO ANIMAL HEALTH | 606 S GASKIN ST | DOUGLAS | Coffee | 9034056 | 3 | [5 empty] | Removed from Ground | Gas (Historical Use) | 5000 | Not Marked/Unknown | 1997-06-23 | 1997-06-23 | Not Marked
CITY OF DOUGLAS MAINTENANCE/UTILITIES FACILITIES | 360 CONN. 206 NW | DOUGLAS | Coffee | 9034010 | 4A |  |  | FALSE |  | FALSE | Currently in Use | Regular | 6000 | Tank Jacket Double Walled | 2017-03-16 |  | Double-Walled Fiberglass | Pressurized
QUICK CHANGE #56 DBA JET FOOD STORE #82 | 2897 US HWY 441 SOUTH | DOUGLAS | Coffee | 9034031 | 3 | Flapper Valve | 1994-08-01 | FALSE | 1994-08-01 | FALSE | Currently in Use | Regular | 6000 | Galvanic (STIP-3) | 1987-03-01 |  | Fiberglass Reinforced Plastic | Pressurized
DIXIE BAY STATION #648 | 1028 EAST WARD ST | DOUGLAS | Coffee | 7000101 | 3 | [5 empty] | Removed from Ground | Gas (Historical Use) | 4000 | Bare Steel | 1980-05-01 | 1998-09-01 | Galvanized Steel | Safe Suction (Euro)
NOURIA 1306 | 1601 OCILLA HWY | DOUGLAS | Coffee | 7000018 | 4 | [5 empty] | Removed from Ground | Gas (Historical Use) | 4000 | Bare Steel | 1982-05-06 | 1998-05-01 | Galvanized Steel | Suction (American)
QUICK CHANGE #20 | 2595 US Hwy 221 N | DOUGLAS | Coffee | 10000598 | 2A | Ball Float | 2004-02-01 | FALSE | 2004-02-01 | FALSE | Currently in Use | Regular | 10000 | Composite | 2004-01-01 |  | Fiberglass Reinforced Plastic | Pressurized
FAIRWAY FOODS #331 | 9675 HWY 221 NORTH | WEST GREEN | Coffee | 9034049 | 1B |  | 1996-02-21 | FALSE | 1996-02-21 | FALSE | Currently in Use | Premium | 4000 | Composite | 1996-02-19 |  | Fiberglass Reinforced Plastic | Pressurized
SAIM MINI MART | 60 WARREN CARTER RD | DOUGLAS | Coffee | 10001017 | 1 | Ball Float | 2005-10-01 | FALSE | 2005-10-01 | FALSE | Temporarily out of use | Regular | 15000 | Composite | 2005-09-29 |  | Fiberglass Reinforced Plastic | Pressurized
QUICK CHANGE #76 | 1001 Van Streat Hwy | NICHOLLS | Coffee | 9034037 | 6B | Ball Float | 2002-11-11 | FALSE | 2002-11-11 | FALSE | Currently in Use | Diesel | 4000 | Composite | 2002-11-11 |  | Fiberglass Reinforced Plastic | Pressurized
NOURIA 1307 | 29 WILLACOOCHEE HWY | DOUGLAS | Coffee | 9034039 | 3 |  | 1991-03-21 |  | 1998-08-01 |  | Removed from Ground | Gas (Historical Use) | 10000 | Fiberglass | 1990-01-10 | 2013-03-20 | Cathodically Protected | Pressurized
COURSONS 441 | 105 PINE ST | DOUGLAS | Coffee | 9034046 | 3 |  | 1997-06-10 |  | 1997-06-10 |  | Removed from Ground | Gas (Historical Use) | 6000 | Cathodically Protected Steel | 1986-08-14 | 2007-04-18 | Cathodically Protected | Pressurized
SOUTHEASTERN BANK | 618 S PETERSON AVE | DOUGLAS | Coffee | 9034020 | 2 | [5 empty] | Removed from Ground | Gas (Historical Use) | 500 | Bare Steel | 1993-04-12 | 1993-04-12 | Bare Steel | Safe Suction (Euro)
GREENE'S/TRI COUNTY GAS CORP/BUL | GA HWY 32 | DOUGLAS | Coffee | 9034016 | DUMMY | [5 empty] | Currently in Use | Other | 0 | Marked Unknown |  |  | Unknown
MURPHYS 76 SVC STA | 1005 NORTH PETERSON AVE | DOUGLAS | Coffee | 9034021 | 4 | [5 empty] | Permanently Out of Use - historical purposes | Gas (Historical Use) | 4000 | Bare Steel |  | 1899-12-31 | Galvanized Steel
MURPHYS 76 SVC STA | 1005 NORTH PETERSON AVE | DOUGLAS | Coffee | 9034021 | 5 | [5 empty] | Permanently Out of Use - historical purposes | Gas (Historical Use) | 4000 | Bare Steel |  | 1899-12-31 | Galvanized Steel
WARD ST INLAND | 833 WEST WARD ST | DOUGLAS | Coffee | 4430054 | 3 | [5 empty] | Removed from Ground | Gas (Historical Use) | 6000 | Bare Steel | 1974-04-09 | 1998-12-01 | Galvanized Steel | Pressurized
KYLES CARCARE | 711 NORTH PETERSON AVE | DOUGLAS | Coffee | 340001 | 2 | [5 empty] | Removed from Ground | Gas (Historical Use) | 3000 | Bare Steel | 1964-05-13 | 1997-09-21 | Fiberglass Reinforced Plastic | Suction (American)
PRIDGEN CORNER GROCERY | 5146 US HWY 441N | BROXTON | Coffee | 340110 | 2 | [5 empty] | Removed from Ground | Gas (Historical Use) | 4000 | Bare Steel | 1976-05-07 | 1999-01-06 | Galvanized Steel
AIRPORT | 440 ELTON D BROOKS BLVD | DOUGLAS | Coffee | 340108 | GAS1 |  | 1998-12-01 |  | 1998-12-01 |  | Closed in Ground | Gas (Historical Use) | 12000 | Cathodically Protected Steel | 1998-12-01 | 2014-08-06 | Cathodically Protected | Suction (American)
STUBBLEFIELD OIL/BULK PLANT | 1406 WEST BAKER HWY | DOUGLAS | Coffee | 340098 | 5 | [5 empty] | Removed from Ground | Gas (Historical Use) | 4000 | Bare Steel | 1979-05-10 | 1997-07-01 | Galvanized Steel
QUICK CHANGE #42 | 1400 BOWEN MILL RD | DOUGLAS | Coffee | 9034065 | 2 | Ball Float | 1999-09-01 | FALSE | 1999-09-01 | FALSE | Currently in Use | Premium | 8178 | Composite | 1999-09-01 |  | Fiberglass Reinforced Plastic | Pressurized
COFFEE REGIONAL HOSPITAL | WEST WARD ST | DOUGLAS | Coffee | 9034004 | 3 | [5 empty] | Removed from Ground | Diesel | 10000 | Marked Unknown | 1998-03-01 | 1998-03-01 | Unknown
COFFEE COUNTY LAW ENFORCEMENT CE | 225 BRYANT STREET | DOUGLAS | Coffee | 9034051 | 1 | [5 empty] | Currently in Use | Gas (Historical Use) | 1000 | Not Marked/Unknown |  |  | Not Marked
PAGELO ANIMAL HEALTH | 606 S GASKIN ST | DOUGLAS | Coffee | 9034056 | 1 | [5 empty] | Removed from Ground | Gas (Historical Use) | 1000 | Not Marked/Unknown | 1997-06-23 | 1997-06-23 | Not Marked
FULTON FEDERAL (FORMER)FORMER GA | 101 NORTH PETERSON AVE | DOUGLAS | Coffee | 9034025 | 1 | [5 empty] | Permanently Out of Use - historical purposes | Diesel | 0 | Not Marked/Unknown |  | 1899-12-31 | Not Marked
QUICK CHANGE #76 | 1001 Van Streat Hwy | NICHOLLS | Coffee | 9034037 | 3 |  | 1998-11-01 |  | 1998-11-01 |  | Removed from Ground | Gas (Historical Use) | 4000 | Steel-Impressed Current | 1998-09-01 | 2003-01-30 | Cathodically Protected | Safe Suction (Euro)
FOOD MART | GA HWY 32 W | NICHOLLS | Coffee | 340044 | 2 | [5 empty] | Removed from Ground | Gas (Historical Use) | 3000 | Bare Steel | 1981-05-01 | 1988-06-10 | Galvanized Steel
WEST GREEN ELEM SCHOOL | 108 SCHOOL CIRCLE ROAD | WEST GREEN | Coffee | 340027 | 2 | [5 empty] | Removed from Ground | Gas (Historical Use) | 1000 | Bare Steel | 1951-01-01 | 1997-10-21 | Galvanized Steel
JOHNNYS SPORTS SHACK | US HWY 441 SOUTH | BROXTON | Coffee | 340059 | 1 | [5 empty] | Permanently Out of Use - historical purposes | Gas (Historical Use) | 2000 | Bare Steel | 1985-05-08 | 1899-12-31 | Galvanized Steel
AMBROSE SCHOOL | 3753 VICKERS CROSSING ROAD | AMBROSE | Coffee | 340118 | 2 | [5 empty] | Removed from Ground | Empty | 1000 | Bare Steel | 1997-10-21 | 1997-10-21 | Galvanized Steel
MEE MEE & POP POP'S KWIK STOP IN | 8452 BOWENS MILL RD | BROXTON | Coffee | 9034060 | 1A |  | 1998-08-10 | FALSE | 1998-08-10 | FALSE | Temporarily out of use | Gas (Historical Use) | 8000 | Epoxy | 1998-07-29 |  | Fiberglass Reinforced Plastic | Pressurized
QUICK CHANGE #76 | 1001 Van Streat Hwy | NICHOLLS | Coffee | 9034037 | 6A | Ball Float | 2002-11-11 | FALSE | 2002-11-11 | FALSE | Currently in Use | Diesel | 8000 | Composite | 2002-11-11 |  | Fiberglass Reinforced Plastic | Pressurized
RICKYS | 4960 HWY 32 EAST | NICHOLLS | Coffee | 9034042 | 3 | Ball Float | 2006-02-15 | FALSE | 2006-02-15 | FALSE | Currently in Use | E-10 | 8000 | Composite | 2006-02-15 |  | Fiberglass Reinforced Plastic | Pressurized
QUICK CHANGE #62 | 9881 NORTH HWY 221 | WEST GREEN | Coffee | 9034040 | 1C | Flapper Valve | 1994-06-18 | FALSE | 1994-06-18 | FALSE | Currently in Use | Plus | 1500 | Composite | 1994-03-18 |  | Fiberglass Reinforced Plastic | Pressurized
JOHNNYS SPORTS SHACK | US HWY 441 SOUTH | BROXTON | Coffee | 340059 | 2 | [5 empty] | Permanently Out of Use - historical purposes | Gas (Historical Use) | 1000 | Bare Steel | 1985-05-08 | 1899-12-31 | Galvanized Steel
WOOTEN SVC STA | US HWY 441 NORTH | BROXTON | Coffee | 340073 | 3 | [5 empty] | Removed from Ground | Gas (Historical Use) | 950 | Bare Steel | 1971-05-12 | 2000-09-20 | Galvanized Steel
SMITH QUICK STOP | HWY 32 | AMBROSE | Coffee | 9034047 | 1 | [5 empty] | Removed from Ground | Gas (Historical Use) | 1000 | Bare Steel | 1998-12-21 | 1998-12-21 | Bare Steel | Pressurized
AIRPORT | 440 ELTON D BROOKS BLVD | DOUGLAS | Coffee | 340108 | 3 | [5 empty] | Closed in Ground | Other | 2000 | Bare Steel | 1971-05-09 | 1992-05-27 | Galvanized Steel
KENS MINIT MART #1 | 850 S W BOWENS MILL RD | DOUGLAS | Coffee | 340109 | 1 |  | 1995-01-06 | FALSE | 1995-01-06 | FALSE | Removed from Ground | Gas (Historical Use) | 6000 | Steel-Impressed Current | 1983-05-06 | 2019-05-01 |  | Suction (American)
SOUTH SIDE PUMP & PANTRY | 1200 SOUTH MADISON | DOUGLAS | Coffee | 340100 | 2 | [5 empty] | Removed from Ground | Gas (Historical Use) | 4000 | Bare Steel | 1978-05-10 | 1998-04-02 | Galvanized Steel
STUBBLEFIELD OIL/BULK PLANT | 1406 WEST BAKER HWY | DOUGLAS | Coffee | 340098 | 2 | [5 empty] | Removed from Ground | Diesel | 12000 | Bare Steel | 1979-05-10 | 1997-07-01 | Galvanized Steel
STUBBLEFIELD OIL/BULK PLANT | 1406 WEST BAKER HWY | DOUGLAS | Coffee | 340098 | 8 | [5 empty] | Removed from Ground | Diesel | 3000 | Bare Steel | 1979-05-10 | 1997-07-01 | Galvanized Steel
GATE #229 | 1460 SE BOWENS MILL RD | DOUGLAS | Coffee | 9034002 | 1 | Flapper Valve | 1993-07-01 | FALSE | 1993-07-01 | FALSE | Currently in Use | Regular | 10000 | Composite | 1993-07-07 |  | Fiberglass Reinforced Plastic | Pressurized
PAGELO ANIMAL HEALTH | 606 S GASKIN ST | DOUGLAS | Coffee | 9034056 | 2 | [5 empty] | Removed from Ground | Gas (Historical Use) | 5000 | Not Marked/Unknown | 1997-06-23 | 1997-06-23 | Not Marked
SOUTHEASTERN BANK | 618 S PETERSON AVE | DOUGLAS | Coffee | 9034020 | 3 | [5 empty] | Removed from Ground | Gas (Historical Use) | 500 | Bare Steel | 1993-04-12 | 1993-04-12 | Bare Steel | Safe Suction (Euro)
MURPHYS 76 SVC STA | 1005 NORTH PETERSON AVE | DOUGLAS | Coffee | 9034021 | 6 |  |  | TRUE |  | TRUE | Permanently Out of Use - historical purposes | Used Oil | 500 | Bare Steel |  | 1899-12-31 | Galvanized Steel
COFFEE COUNTY ROAD DEPT | RT 4 BOX 64AA | DOUGLAS | Coffee | 9034014 | 1 | [5 empty] | Removed from Ground | Diesel | 1000 | Bare Steel | 1992-05-14 | 1992-05-14 | Bare Steel | Pressurized
DATA TRANSMISSION/DOUGLAS PAGING | HWY 32 W | DOUGLAS | Coffee | 9034034 | 1 | [5 empty] | Removed from Ground | Gas (Historical Use) | 3000 | Bare Steel | 1995-05-08 | 1995-05-08 | Not Marked | Suction (American)
ENK190 | 202 E BAKER HIGHWAY | DOUGLAS | Coffee | 9000029 | ADD | [5 empty] | Removed from Ground | Other | 550 | Composite | 1987-01-01 | 1994-08-01 | Fiberglass Reinforced Plastic
BUSHWELL GROCERY | HWY 32 WEST | DOUGLAS | Coffee | 7000017 | 2 | [5 empty] | Removed from Ground | Gas (Historical Use) | 2000 | Cathodically Protected Steel | 2001-08-08 | 2002-09-24 | Cathodically Protected | Safe Suction (Euro)
QUICK CHANGE #20 | 2595 US Hwy 221 N | DOUGLAS | Coffee | 10000598 | 1 | Ball Float | 2004-02-01 | FALSE | 2004-02-01 | FALSE | Currently in Use | Diesel | 20000 | Composite | 2004-01-01 |  | Fiberglass Reinforced Plastic | Pressurized
RICKYS | 4960 HWY 32 EAST | NICHOLLS | Coffee | 9034042 | 2 | Flapper Valve | 1999-01-26 | FALSE | 1995-09-01 | FALSE | Currently in Use | Diesel | 3000 | Composite | 1988-01-01 |  | Fiberglass Reinforced Plastic | Pressurized
ENK190 | 202 E BAKER HIGHWAY | DOUGLAS | Coffee | 9000029 | D2 |  | 1987-01-01 |  | 1987-01-01 |  | Temporarily out of use | Diesel | 6000 | Double Walled | 1987-01-01 |  | Fiberglass Reinforced Plastic | Pressurized
ENK190 | 202 E BAKER HIGHWAY | DOUGLAS | Coffee | 9000029 | P1 |  | 1987-01-01 |  | 1987-01-01 |  | Temporarily out of use | Gas (Historical Use) | 12000 | Double Walled | 1987-01-01 |  | Fiberglass Reinforced Plastic | Pressurized
NOURIA 1306 | 1601 OCILLA HWY | DOUGLAS | Coffee | 7000018 | 1 | [5 empty] | Removed from Ground | Gas (Historical Use) | 4000 | Bare Steel | 1982-05-06 | 1998-05-01 | Galvanized Steel | Suction (American)
FOUR POINTS | 110 EAST WALKER ST | DOUGLAS | Coffee | 7000019 | 2 | Flapper Valve | 1998-08-01 | FALSE | 1998-08-01 | FALSE | Temporarily out of use | Regular | 4000 | Steel-Impressed Current | 1980-05-06 |  | Steel (Impressed Current) | Suction (American)
MINHAS INC DBA WRIGHT QUICK STOP | 2850 NEW FORREST HWY | DOUGLAS | Coffee | 10000621 | 1 | Ball Float | 2003-04-16 | FALSE | 2003-04-16 | FALSE | Temporarily out of use | Regular | 8000 | Composite | 2003-04-15 |  |  | Pressurized
IN & OUT FOOD N GAS | 608 E BAKER HWY | DOUGLAS | Coffee | 10002436 | 1A | Flapper Valve | 2015-05-20 | FALSE | 2015-05-20 | FALSE | Currently in Use | Regular | 12000 | Composite Double Walled | 2015-05-01 |  | Double-Walled Fiberglass | Pressurized
WIREGRASS GEORGIA TECHNICAL COLLEGE | 706 W BAKER HWY | DOUGLAS | Coffee | 10002432 | 1 |  |  | FALSE |  | FALSE | Removed from Ground | Not Marked/Tank Removed | 0 | Unknown | 2015-06-01 | 2015-06-01 | Unknown
QUICK CHANGE #76 | 1001 Van Streat Hwy | NICHOLLS | Coffee | 9034037 | 2 |  | 1998-11-01 |  | 1998-11-01 |  | Removed from Ground | Diesel | 3000 | Steel-Impressed Current | 1998-09-01 | 2008-01-30 | Cathodically Protected | Safe Suction (Euro)
FOOD MART | GA HWY 32 W | NICHOLLS | Coffee | 340044 | 6 | Flapper Valve | 1997-08-26 | FALSE | 1988-06-11 | FALSE | Temporarily out of use | Plus | 6000 | Composite | 1988-06-11 |  | Fiberglass Reinforced Plastic | Pressurized
BROXTON-MARY HAYES SCHOOL | 105 WEST LITTLE AVE | BROXTON | Coffee | 340119 | 1 | [5 empty] | Removed from Ground | Gas (Historical Use) | 1000 | Bare Steel | 1996-05-06 | 1996-05-06 | Galvanized Steel
R W GRIFFIN FEED SEED & FERTILIZ | 513 S GASKIN AVE | DOUGLAS | Coffee | 342001 | 1 | [5 empty] | Removed from Ground | Gas (Historical Use) | 4000 | Cathodically Protected Steel | 1987-09-01 | 1998-03-02 | Galvanized Steel
TRANS POWER INC | 415 MCNEIL DRIVE | DOUGLAS | Coffee | 340015 | 3 |  |  | TRUE |  | TRUE | Removed from Ground | Used Oil | 1000 | Bare Steel | 1966-02-09 | 1988-09-01 | Galvanized Steel
BUSHWELL GROCERY | HWY 32 WEST | DOUGLAS | Coffee | 7000017 | 1 | [5 empty] | Removed from Ground | Gas (Historical Use) | 2000 | Cathodically Protected Steel | 2001-08-08 | 2002-09-24 | Cathodically Protected | Safe Suction (Euro)
FOUR POINTS | 110 EAST WALKER ST | DOUGLAS | Coffee | 7000019 | 1 | Flapper Valve | 1998-08-01 | FALSE | 1998-08-01 | FALSE | Currently in Use | E-10 | 8000 | Steel-Impressed Current | 1980-05-06 |  | Steel (Impressed Current) | Suction (American)
SUNRISE EXPRESS | 700 VAN STREAT HWY | NICHOLLS | Coffee | 9034007 | 3 | Flapper Valve | 1998-12-01 | FALSE | 1998-12-01 | FALSE | Temporarily out of use | Diesel | 4000 | Steel-Impressed Current | 1980-01-01 |  | Steel (Impressed Current) | Safe Suction (Euro)
WOOTEN SVC STA | US HWY 441 NORTH | BROXTON | Coffee | 340073 | 1 | [5 empty] | Removed from Ground | Gas (Historical Use) | 1060 | Bare Steel | 1971-05-12 | 2000-09-20 | Galvanized Steel
J W WOOTEN | P O BOX 54 | BROXTON | Coffee | 9034009 | 3 | [5 empty] | Permanently Out of Use - historical purposes | Other | 1000 | Marked Unknown | 1979-01-01 | 1899-12-31 | Unknown
RESIDENCE | RT 1 BOX 91 | AMBROSE | Coffee | 9034023 | 1 | [5 empty] | Removed from Ground | Gas (Historical Use) | 1000 | Bare Steel | 1993-12-01 | 1993-12-01 | Galvanized Steel | Suction (American)
MARATHON #1 | 921 WEST WARD ST | DOUGLAS | Coffee | 9034033 | 4B | Flapper Valve | 1994-11-07 | FALSE | 1994-11-07 | FALSE | Currently in Use | Premium | 4512 | Galvanic (STIP-3) | 1994-10-25 |  | Fiberglass Reinforced Plastic | Pressurized
Papa's Food Mart | 1000 W BAKER HWY | DOUGLAS | Coffee | 9034038 | 6 | Ball Float | 1997-07-01 | FALSE | 1997-07-01 | FALSE | Currently in Use | E-10 | 6000 | Fiberglass | 1997-07-01 |  | Fiberglass Reinforced Plastic | Pressurized
COURSONS 441 | 105 PINE ST | DOUGLAS | Coffee | 9034046 | 4 |  | 1997-06-10 |  | 1997-06-10 |  | Removed from Ground | Diesel | 10000 | Cathodically Protected Steel | 1986-08-14 | 2007-04-18 | Cathodically Protected | Pressurized
T&M FOOD MART | 1628 S PETERSON | DOUGLAS | Coffee | 9034054 | 1 | Ball Float | 1996-05-30 | FALSE | 1996-06-03 | FALSE | Currently in Use | Gas (Historical Use) | 10000 | Galvanic (STIP-3) | 1995-05-25 |  | Fiberglass Reinforced Plastic | Pressurized
T&M FOOD MART | 1628 S PETERSON | DOUGLAS | Coffee | 9034054 | 4 | Flapper Valve | 2014-07-15 | FALSE | 2014-07-15 | FALSE | Currently in Use | Diesel | 8000 | Epoxy Double-Walled | 2014-07-15 |  | Fiberglass Reinforced Plastic | Pressurized
SOUTHEASTERN BANK | 618 S PETERSON AVE | DOUGLAS | Coffee | 9034020 | 1 | [5 empty] | Removed from Ground | Gas (Historical Use) | 500 | Bare Steel | 1993-04-12 | 1993-04-12 | Bare Steel | Safe Suction (Euro)
ESCO INDUSTRIES INC | 185 SINK HOLE RD | DOUGLAS | Coffee | 340004 | 1 | [5 empty] | Removed from Ground | Diesel | 10000 | Bare Steel | 1981-02-25 | 1997-08-01 | Galvanized Steel
QUICK CHANGE #20 | 2595 US Hwy 221 N | DOUGLAS | Coffee | 10000598 | 2B | Ball Float | 2004-02-01 | FALSE | 2004-02-01 | FALSE | Currently in Use | Diesel Off Road | 5000 | Composite | 2004-01-01 |  | Fiberglass Reinforced Plastic | Pressurized
Circle K 2745086 | 1716 N PETERSON RD | DOUGLAS | Coffee | 340121 | 3 |  | 1993-04-14 |  | 1993-04-14 |  | Removed from Ground | Gas (Historical Use) | 6000 | Bare Steel | 1976-02-27 | 1996-04-10 | Fiberglass Reinforced Plastic | Pressurized
KENS MINIT MART #1 | 850 S W BOWENS MILL RD | DOUGLAS | Coffee | 340109 | 2 |  | 1995-01-06 | FALSE | 1995-01-06 | FALSE | Removed from Ground | Gas (Historical Use) | 6000 | Steel-Impressed Current | 1983-05-06 |  |  | Suction (American)
SOUTH SIDE PUMP & PANTRY | 1200 SOUTH MADISON | DOUGLAS | Coffee | 340100 | 1 | [5 empty] | Removed from Ground | Gas (Historical Use) | 6000 | Bare Steel | 1978-05-10 | 1998-04-02 | Galvanized Steel
MARY ANNS FLORIST | 102 N MADISON AVE | DOUGLAS | Coffee | 9034058 | 1 | [5 empty] | Removed from Ground | Other | 2000 | Not Marked/Unknown | 1998-12-01 | 1998-12-01 | Not Marked
QUICK CHANGE #78 | WAYS HWY | DOUGLAS | Coffee | 9034036 | 1 |  | 1998-10-01 |  | 1998-10-01 |  | Removed from Ground | Gas (Historical Use) | 8000 | Steel-Impressed Current | 1998-11-01 | 2011-08-22 | Cathodically Protected | Safe Suction (Euro)
Papa's Food Mart | 1000 W BAKER HWY | DOUGLAS | Coffee | 9034038 | 1 |  |  |  | 1987-09-01 |  | Removed from Ground | Gas (Historical Use) | 4000 | Bare Steel | 1976-01-01 | 1997-07-01 | Galvanized Steel | Safe Suction (Euro)
T&M FOOD MART | 1628 S PETERSON | DOUGLAS | Coffee | 9034054 | 2 | Ball Float | 1996-05-30 | FALSE | 1996-06-03 | FALSE | Currently in Use | Gas (Historical Use) | 10000 | Galvanic (STIP-3) | 1995-05-25 |  | Fiberglass Reinforced Plastic | Pressurized
WILCOX OIL CO INC (FORMER) | 402 NORTH PETERSON AVE | DOUGLAS | Coffee | 9034003 | 1 | [5 empty] | Removed from Ground | Gas (Historical Use) | 0 | Not Marked/Unknown | 1986-01-01 | 1986-01-01 | Not Marked
GATE #229 | 1460 SE BOWENS MILL RD | DOUGLAS | Coffee | 9034002 | 2 | Flapper Valve | 1993-07-01 | FALSE | 1993-07-01 | FALSE | Currently in Use | Regular | 10000 | Composite | 1993-07-07 |  | Fiberglass Reinforced Plastic | Pressurized
QUICK CHANGE #78 | WAYS HWY | DOUGLAS | Coffee | 9034036 | 2 |  | 1998-10-01 |  | 1998-10-01 |  | Removed from Ground | Gas (Historical Use) | 8000 | Steel-Impressed Current | 1998-11-01 | 2011-08-22 | Cathodically Protected | Safe Suction (Euro)
MARATHON #1 | 921 WEST WARD ST | DOUGLAS | Coffee | 9034033 | 3 | [5 empty] | Removed from Ground | Gas (Historical Use) | 4000 | Bare Steel | 1994-10-01 | 1994-10-01 | Galvanized Steel
COURSON'S | 337 BASEWOOD RD | DOUGLAS | Coffee | 9034050 | 3 | [5 empty] | Removed from Ground | Gas (Historical Use) | 1000 | Not Marked/Unknown | 1996-04-23 | 1996-04-23 | Not Marked
QUICK CHANGE #56 DBA JET FOOD STORE #82 | 2897 US HWY 441 SOUTH | DOUGLAS | Coffee | 9034031 | 4 | Flapper Valve | 1994-08-01 | FALSE | 1994-08-01 | FALSE | Currently in Use | Diesel Off Road | 8000 | Galvanic (STIP-3) | 1987-03-01 |  | Fiberglass Reinforced Plastic | Pressurized
QUICK CHANGE #56 DBA JET FOOD STORE #82 | 2897 US HWY 441 SOUTH | DOUGLAS | Coffee | 9034031 | 1 | Flapper Valve | 1994-08-01 | FALSE | 1994-08-01 | FALSE | Currently in Use | Regular | 6000 | Galvanic (STIP-3) | 1987-03-01 |  | Fiberglass Reinforced Plastic | Pressurized
DUTCH QUALITY HOUSE | NORTH JOHNSON ST | DOUGLAS | Coffee | 340010 | 2 | [5 empty] | Removed from Ground | Gas (Historical Use) | 560 | Bare Steel | 1984-05-08 | 1985-01-01 | Galvanized Steel
COFFEE COUNTY FORESTRY UNIT | GA HWY 158/RT 3/1 MI SE OF DOUGL | DOUGLAS | Coffee | 340022 | 3 | [5 empty] | Removed from Ground | Diesel | 560 | Bare Steel | 1962-04-28 | 1994-05-11 | Galvanized Steel | Safe Suction (Euro)
ENK190 | 202 E BAKER HIGHWAY | DOUGLAS | Coffee | 9000029 | 3 | [5 empty] | Removed from Ground | Gas (Historical Use) | 4000 | Bare Steel | 1968-05-11 | 1986-10-01 | Galvanized Steel
DIXIE BAY STATION #648 | 1028 EAST WARD ST | DOUGLAS | Coffee | 7000101 | 4 | [5 empty] | Removed from Ground | Gas (Historical Use) | 4000 | Bare Steel | 1980-05-01 | 1998-09-01 | Galvanized Steel | Safe Suction (Euro)
MINHAS INC DBA WRIGHT QUICK STOP | 2850 NEW FORREST HWY | DOUGLAS | Coffee | 10000621 | 2 | Ball Float | 2003-04-16 | FALSE | 2003-04-16 | FALSE | Temporarily out of use | Empty | 4000 | Composite | 2003-04-15 |  |  | Pressurized
QUICK CHANGE #76 | 1001 Van Streat Hwy | NICHOLLS | Coffee | 9034037 | 5B | Ball Float | 2002-11-11 | FALSE | 2002-11-11 | FALSE | Currently in Use | Premium | 5000 | Composite | 2002-11-11 |  | Fiberglass Reinforced Plastic | Pressurized
FOOD MART | GA HWY 32 W | NICHOLLS | Coffee | 340044 | 7 | Flapper Valve | 1997-08-26 | FALSE | 1988-06-11 | FALSE | Currently in Use | E-10 | 6000 | Composite | 1988-06-11 |  | Fiberglass Reinforced Plastic | Pressurized
WARD ST INLAND | 833 WEST WARD ST | DOUGLAS | Coffee | 4430054 | 1 | [5 empty] | Removed from Ground | Gas (Historical Use) | 6000 | Bare Steel | 1974-04-09 | 1998-12-01 | Galvanized Steel | Pressurized
GA ST PATROL POST 36 | 1705 SOUTH PETERSON AVE | DOUGLAS | Coffee | 340008 | 1 | [5 empty] | Removed from Ground | Gas (Historical Use) | 3000 | Bare Steel | 1966-03-11 | 2004-12-08 | Unknown
MURPHY USA #5752 | 1448 SE BOWENS MILL RD | DOUGLAS | Coffee | 9048089 | 2 | Flapper Valve | 1999-07-30 | FALSE | 1999-07-30 | FALSE | Currently in Use | Premium | 12000 | Fiberglass Double Walled | 1999-07-28 |  | Double-Walled Flex | Pressurized
SAIM MINI MART | 60 WARREN CARTER RD | DOUGLAS | Coffee | 10001017 | 2A | Ball Float | 2005-10-01 | FALSE | 2005-10-01 | FALSE | Temporarily out of use | Premium | 10000 | Composite | 2005-09-29 |  | Fiberglass Reinforced Plastic | Pressurized
BAGLEY AUTO PARTS | 1401 EAST WARD ST | DOUGLAS | Coffee | 9034032 | 3 | [5 empty] | Removed from Ground | Gas (Historical Use) | 500 | Bare Steel | 1965-04-06 | 1994-11-02 | Galvanized Steel | Safe Suction (Euro)
HERCULES INC | 206 CONNECTOR BEN'S RD | DOUGLAS | Coffee | 9034030 | 3 | [5 empty] | Removed from Ground | Diesel | 1000 | Composite | 1992-12-01 | 1992-12-01 | Unknown
KYLES CARCARE | 711 NORTH PETERSON AVE | DOUGLAS | Coffee | 340001 | 3 | [5 empty] | Removed from Ground | Gas (Historical Use) | 3000 | Bare Steel | 1964-05-13 | 1997-09-21 | Fiberglass Reinforced Plastic | Suction (American)
ENK190 | 202 E BAKER HIGHWAY | DOUGLAS | Coffee | 9000029 | NL1 |  | 1987-01-01 |  | 1987-01-01 |  | Temporarily out of use | Gas (Historical Use) | 12000 | Double Walled | 1987-01-01 |  | Fiberglass Reinforced Plastic | Pressurized
DIXIE BAY STATION #648 | 1028 EAST WARD ST | DOUGLAS | Coffee | 7000101 | 1 | [5 empty] | Removed from Ground | Gas (Historical Use) | 4000 | Bare Steel | 1980-05-01 | 1998-09-01 | Galvanized Steel | Safe Suction (Euro)
GOLDEN POULTRY CO INC | 113 MCNEAL DR | DOUGLAS | Coffee | 7000016 | 3 | [5 empty] | Closed in Ground | Diesel | 1000 | Bare Steel | 1971-05-09 | 1988-12-01 | Bare Steel | Suction (American)
FOOD MART | GA HWY 32 W | NICHOLLS | Coffee | 340044 | 3 | [5 empty] | Removed from Ground | Gas (Historical Use) | 2000 | Bare Steel | 1981-05-01 | 1988-06-10 | Galvanized Steel
WEST GREEN ELEM SCHOOL | 108 SCHOOL CIRCLE ROAD | WEST GREEN | Coffee | 340027 | 3 | [5 empty] | Removed from Ground | Gas (Historical Use) | 1000 | Not Marked/Unknown | 1966-01-01 | 1899-12-31 | Not Marked
FAIRWAY FOODS #331 | 9675 HWY 221 NORTH | WEST GREEN | Coffee | 10001027 | 2 |  | 2005-09-25 | FALSE | 2005-09-25 | FALSE | Currently in Use | Diesel | 3000 | Composite | 2005-09-25 |  |  | Pressurized
PRIDGEN CORNER GROCERY | 5146 US HWY 441N | BROXTON | Coffee | 340110 | 3 | [5 empty] | Removed from Ground | Empty | 2000 | Bare Steel | 1978-05-07 | 1999-01-01 | Galvanized Steel
MEE MEE & POP POP'S KWIK STOP IN | 8452 BOWENS MILL RD | BROXTON | Coffee | 9034060 | 2 |  | 1998-08-10 |  | 1998-08-10 |  | Temporarily out of use | Diesel | 4000 | Epoxy | 1998-07-29 |  | Fiberglass Reinforced Plastic | Pressurized
WARD ST INLAND | 833 WEST WARD ST | DOUGLAS | Coffee | 4430054 | 4 | [5 empty] | Removed from Ground | Diesel | 2000 | Bare Steel | 1978-04-09 | 1998-12-01 | Galvanized Steel | Pressurized
T & R FOOD MART #3 | 108 WEST GREEN HWY | DOUGLAS | Coffee | 340009 | 1 | Flapper Valve | 1998-09-01 | FALSE | 1997-01-28 | FALSE | Currently in Use | Regular | 8000 | Steel-Impressed Current | 1976-02-27 |  | Steel (Impressed Current) | Safe Suction (Euro)
DUTCH QUALITY HOUSE | NORTH JOHNSON ST | DOUGLAS | Coffee | 340010 | 3 | [5 empty] | Removed from Ground | Gas (Historical Use) | 560 | Bare Steel | 1984-05-08 | 1985-01-01 | Galvanized Steel
COFFEE COUNTY FORESTRY UNIT | GA HWY 158/RT 3/1 MI SE OF DOUGL | DOUGLAS | Coffee | 340022 | 2 | [5 empty] | Removed from Ground | Diesel | 560 | Bare Steel | 1964-04-27 | 1994-05-11 | Galvanized Steel | Safe Suction (Euro)
PCC AIRFOILS INC/TRW INC | 1400 POPE DR | DOUGLAS | Coffee | 340020 | 1 | [5 empty] | Removed from Ground | Diesel | 500 | Bare Steel | 1980-01-01 | 1994-05-25 | Bare Steel
ENK190 | 202 E BAKER HIGHWAY | DOUGLAS | Coffee | 9000029 | 2 | [5 empty] | Removed from Ground | Gas (Historical Use) | 4000 | Bare Steel | 1968-05-11 | 1986-10-01 | Galvanized Steel
NOURIA 1306 | 1601 OCILLA HWY | DOUGLAS | Coffee | 7000018 | 3 | [5 empty] | Removed from Ground | Gas (Historical Use) | 4000 | Bare Steel | 1982-05-06 | 1998-05-01 | Galvanized Steel
QUICK CHANGE #20 | 2595 US Hwy 221 N | DOUGLAS | Coffee | 10000598 | 3 | Ball Float | 2004-02-01 | FALSE | 2004-02-01 | FALSE | Currently in Use | Diesel On Road | 15000 | Composite | 2004-01-01 |  | Fiberglass Reinforced Plastic | Pressurized
DOUGLAS TIRE SERVICE | 835 WEST WARD ST | DOUGLAS | Coffee | 340089 | 2 | [5 empty] | Removed from Ground | Gas (Historical Use) | 1000 | Bare Steel | 1971-05-12 | 1989-01-01 | Galvanized Steel
QUICK CHANGE #76 | 1001 Van Streat Hwy | NICHOLLS | Coffee | 9034037 | 5A | Ball Float | 2002-11-11 | FALSE | 2002-11-11 | FALSE | Currently in Use | Regular | 10000 | Composite | 2002-11-11 |  | Fiberglass Reinforced Plastic | Pressurized
QUICK CHANGE #76 | 1001 Van Streat Hwy | NICHOLLS | Coffee | 9034037 | 4 |  | 1998-11-01 |  | 1998-11-01 |  | Removed from Ground | Gas (Historical Use) | 4000 | Steel-Impressed Current | 1998-09-01 | 2008-01-30 | Cathodically Protected | Safe Suction (Euro)
AIRPORT | 440 ELTON D BROOKS BLVD | DOUGLAS | Coffee | 340108 | 2 | [5 empty] | Removed from Ground | Gas (Historical Use) | 2000 | Bare Steel | 1971-05-09 | 1992-05-27 | Galvanized Steel
FAST CHECK FOODS | 1204 EAST WARD ST | DOUGLAS | Coffee | 340102 | 1-B | Ball Float | 1996-12-01 | FALSE | 1996-12-01 | FALSE | Currently in Use | E-10 | 6000 | STIP-3/Impressed Current | 1985-05-08 |  |  | Pressurized
COFFEE REGIONAL HOSPITAL | WEST WARD ST | DOUGLAS | Coffee | 9034004 | 2 | [5 empty] | Removed from Ground | Diesel | 500 | Marked Unknown | 1998-03-01 | 1998-03-01 | Unknown
Papa's Food Mart | 1000 W BAKER HWY | DOUGLAS | Coffee | 9034038 | 4 |  |  |  | 1987-09-01 |  | Removed from Ground | Gas (Historical Use) | 4000 | Bare Steel | 1976-01-01 | 1997-07-01 | Galvanized Steel | Safe Suction (Euro)
Papa's Food Mart | 1000 W BAKER HWY | DOUGLAS | Coffee | 9034038 | 5 | Flapper Valve | 1997-07-01 | FALSE | 1997-07-01 | FALSE | Currently in Use | E-0 | 10000 | Fiberglass | 1997-07-01 |  | Fiberglass Reinforced Plastic | Pressurized
NOURIA 1307 | 29 WILLACOOCHEE HWY | DOUGLAS | Coffee | 9034039 | 6A | Flapper Valve | 2013-04-01 | FALSE | 2013-04-01 | FALSE | Currently in Use | Premium | 4000 | Composite Double Walled | 2013-04-01 |  | Double-Walled Fiberglass | Pressurized
NOURIA 1307 | 29 WILLACOOCHEE HWY | DOUGLAS | Coffee | 9034039 | 6B | Flapper Valve | 2013-04-01 | FALSE | 2013-04-01 | FALSE | Currently in Use | E-0 | 4000 | Composite Double Walled | 2013-04-01 |  | Double-Walled Fiberglass | Pressurized
TRANS POWER INC | 415 MCNEIL DRIVE | DOUGLAS | Coffee | 340015 | 4 | [5 empty] | Removed from Ground | Other | 2000 | Bare Steel | 1966-02-09 | 1988-09-01 | Galvanized Steel
FOUR POINTS | 110 EAST WALKER ST | DOUGLAS | Coffee | 7000019 | 3 | Flapper Valve | 1998-08-01 | FALSE | 1998-08-01 | FALSE | Currently in Use | E-10 | 4000 | Steel-Impressed Current | 1980-05-06 |  | Steel (Impressed Current) | Suction (American)
IN & OUT FOOD N GAS | 608 E BAKER HWY | DOUGLAS | Coffee | 10002436 | 1B | Flapper Valve | 2015-05-01 | FALSE | 2015-05-20 | FALSE | Currently in Use | Premium | 4000 | Composite Double Walled | 2015-05-01 |  | Double-Walled Fiberglass | Pressurized
RICKYS | 4960 HWY 32 EAST | NICHOLLS | Coffee | 9034042 | 1 | Flapper Valve | 1999-01-26 | FALSE | 1995-09-01 | FALSE | Currently in Use | Premium | 3000 | Composite | 1988-01-01 |  | Fiberglass Reinforced Plastic | Pressurized
SUNRISE EXPRESS | 700 VAN STREAT HWY | NICHOLLS | Coffee | 9034007 | 2 | Flapper Valve | 1998-12-01 | FALSE | 1998-12-01 | FALSE | Currently in Use | Gas (Historical Use) | 4000 | Steel-Impressed Current | 1980-01-01 |  | Steel (Impressed Current) | Safe Suction (Euro)
CITY OF DOUGLAS MAINTENANCE/UTILITIES FACILITIES | 360 CONN. 206 NW | DOUGLAS | Coffee | 9034010 | 3 |  | 1998-10-26 |  | 1997-07-31 |  | Removed from Ground | Diesel | 10000 | Steel-Impressed Current | 1988-04-01 | 2016-03-09 | Steel (Impressed Current) | Pressurized
WALRON FARM SUPPLY | SYCAMORE ST | DOUGLAS | Coffee | 9034011 | 1 | [5 empty] | Removed from Ground | Gas (Historical Use) | 6000 | Bare Steel | 1961-01-01 | 1991-12-01 | Bare Steel
HERCULES INC | 206 CONNECTOR BEN'S RD | DOUGLAS | Coffee | 9034030 | 1 | [5 empty] | Removed from Ground | Diesel | 4000 | Composite | 1992-12-01 | 1992-12-01 | Unknown
WARD ST INLAND | 833 WEST WARD ST | DOUGLAS | Coffee | 4430054 | 2 | [5 empty] | Removed from Ground | Gas (Historical Use) | 3000 | Bare Steel | 1980-04-09 | 1998-12-01 | Galvanized Steel | Pressurized
T & R FOOD MART #3 | 108 WEST GREEN HWY | DOUGLAS | Coffee | 340009 | 2 | Flapper Valve | 1998-09-01 | FALSE | 1997-01-28 | FALSE | Currently in Use | Premium | 6000 | Steel-Impressed Current | 1976-02-27 |  | Steel (Impressed Current) | Safe Suction (Euro)
TRANS POWER INC | 415 MCNEIL DRIVE | DOUGLAS | Coffee | 340015 | 1 | [5 empty] | Removed from Ground | Diesel | 8000 | Bare Steel | 1966-02-09 | 1988-01-01 | Galvanized Steel
GOLDEN POULTRY CO INC | 113 MCNEAL DR | DOUGLAS | Coffee | 7000016 | 1 | [5 empty] | Removed from Ground | Diesel | 20000 | Bare Steel | 1974-05-08 | 1992-07-29 | Bare Steel | Suction (American)
RICKYS | 4960 HWY 32 EAST | NICHOLLS | Coffee | 9034042 | 4 | Flapper Valve | 2006-02-15 | FALSE | 2006-02-15 | FALSE | Currently in Use | Diesel Off Road | 3000 | Composite | 2006-02-15 |  | Fiberglass Reinforced Plastic | Safe Suction (Euro)
RESIDENCE | RT 1 BOX 91 | AMBROSE | Coffee | 9034023 | 2 | [5 empty] | Removed from Ground | Gas (Historical Use) | 1000 | Bare Steel | 1993-12-01 | 1993-12-01 | Galvanized Steel | Suction (American)
GTE-SOUTH DOUGLAS CO\EMERGENCY G | 400 BRYAN STEEET | DOUGLAS | Coffee | 340120 | 1 | [5 empty] | Removed from Ground | Other | 3000 | Bare Steel | 1977-03-08 | 1991-04-01 | Galvanized Steel
S&P FOOD STORE | 601 Gaskin Avenue South | DOUGLAS | Coffee | 340101 | 1 |  |  | FALSE |  | FALSE | Removed from Ground |  | 6000 | Bare Steel | 1978-05-10 |  | Galvanized Steel
BORDEN INC/MEADOW GOLD DAIRY | 329 SOUTH PETERSON AVE | DOUGLAS | Coffee | 9034001 | 19202 | [5 empty] | Permanently Out of Use - historical purposes | Gas (Historical Use) | 1000 | Bare Steel | 1984-01-01 | 1899-12-31 | Unknown
JP MACKS | 1413 HWY 221 N | DOUGLAS | Coffee | 9034041 | 2 | Flapper Valve | 1998-10-01 | FALSE | 1998-10-01 | FALSE | Temporarily out of use | Regular | 4000 | Steel-Impressed Current | 1990-03-21 |  | Steel (Impressed Current) | Safe Suction (Euro)
MARATHON #1 | 921 WEST WARD ST | DOUGLAS | Coffee | 9034033 | 1 | [5 empty] | Removed from Ground | Gas (Historical Use) | 4000 | Bare Steel | 1994-10-01 | 1994-10-01 | Galvanized Steel
WILLIAMS INSTITUTIONAL FOODS | 1325 SW BOWEN MILL ROAD | DOUGLAS | Coffee | 9034052 | 3 | Flapper Valve | 1998-09-08 | FALSE | 1998-09-08 | FALSE | Currently in Use | Plus | 5000 | Composite | 1998-09-04 |  | Double-Walled Flex | Pressurized
QUICK CHANGE #025 | 3975 HWY 158 WEST | DOUGLAS | Coffee | 9034055 | 2 | Flapper Valve | 1997-01-10 | FALSE | 1997-01-10 | FALSE | Currently in Use | Diesel | 2000 | Composite | 1997-01-06 |  | Fiberglass Reinforced Plastic | Pressurized
COFFEE COUNTY ROAD DEPT | RT 4 BOX 64AA | DOUGLAS | Coffee | 9034014 | 2 | [5 empty] | Removed from Ground | Gas (Historical Use) | 1000 | Bare Steel | 1992-05-14 | 1992-05-14 | Bare Steel | Pressurized
J & K AUTO SALES | 833 W WARD ST | DOUGLAS | Coffee | 10000280 | 2 |  |  | FALSE |  | FALSE | Removed from Ground | Gas (Historical Use) | 3000 | Unknown | 2003-02-07 | 2003-02-07
SUNRISE EXPRESS | 700 VAN STREAT HWY | NICHOLLS | Coffee | 9034007 | 1 | Flapper Valve | 1998-12-01 | FALSE | 1998-12-01 | FALSE | Currently in Use | Gas (Historical Use) | 4000 | Steel-Impressed Current | 1980-01-01 |  | Steel (Impressed Current) | Safe Suction (Euro)
NICHOLLS SCHOOL | 704 ATLANTIC AVENUE | NICHOLLS | Coffee | 340031 | 4 | [5 empty] | Removed from Ground | Empty | 1000 | Bare Steel | 1997-10-01 | 1997-10-01 | Bare Steel
NICHOLLS SCHOOL | 704 ATLANTIC AVENUE | NICHOLLS | Coffee | 340031 | 1 | [5 empty] | Removed from Ground | Gas (Historical Use) | 1000 | Bare Steel | 1951-04-19 | 1997-10-07 | Bare Steel | Suction (American)
NICHOLLS RADIO TOWER AT&T RADIO | GA HWY 32 WEST\5 MILE EAST OF GA | NICHOLLS | Coffee | 340048 | 1 | [5 empty] | Removed from Ground | Diesel | 2000 | Cathodically Protected Steel | 1966-05-04 | 1992-04-29 | Copper
QUICK CHANGE #62 | 9881 NORTH HWY 221 | WEST GREEN | Coffee | 9034040 | 1A | Flapper Valve | 1994-03-18 | FALSE | 1994-03-18 | FALSE | Currently in Use | Regular | 4000 | Composite | 1994-03-18 |  | Fiberglass Reinforced Plastic | Pressurized
GOLDEN POULTRY FEED MILL | AMBROSE BUSHNELL RD | AMBROSE | Coffee | 9034024 | 1 | [5 empty] | Removed from Ground | Diesel | 8000 | Composite | 1987-11-01 | 1993-12-01 | Fiberglass Reinforced Plastic | Suction (American)
JOHNNYS SPORTS SHACK | US HWY 441 SOUTH | BROXTON | Coffee | 340059 | 3 | [5 empty] | Permanently Out of Use - historical purposes | Gas (Historical Use) | 1000 | Bare Steel | 1985-05-08 | 1899-12-31 | Galvanized Steel
ADENS MINIT MARKET #46 | 104 ALABAMA STREET | BROXTON | Coffee | 9034012 | 3 | Flapper Valve | 1998-11-14 | FALSE | 1998-11-14 | FALSE | Removed from Ground | Plus | 4000 | Steel-Impressed Current | 1996-08-21 | 2014-05-28 | Fiberglass Reinforced Plastic | Pressurized
KYLES CARCARE | 711 NORTH PETERSON AVE | DOUGLAS | Coffee | 340001 | 1 | [5 empty] | Removed from Ground | Gas (Historical Use) | 3000 | Bare Steel | 1964-05-13 | 1997-09-21 | Fiberglass Reinforced Plastic | Suction (American)
SATILLA REMC DIST OFF | 197 SHIRLEY AVE | DOUGLAS | Coffee | 340018 | 1 | [5 empty] | Removed from Ground | Gas (Historical Use) | 1000 | Bare Steel | 1961-03-23 | 1990-02-01 | Galvanized Steel
GOODYEAR ASC | 529 S PETERSON AVE | DOUGLAS | Coffee | 480073 | 1 |  |  | TRUE |  | TRUE | Removed from Ground | Used Oil | 550 | Bare Steel | 1971-05-09 | 1994-04-01 | Bare Steel
NOURIA 1306 | 1601 OCILLA HWY | DOUGLAS | Coffee | 7000018 | 2 | [5 empty] | Removed from Ground | Gas (Historical Use) | 4000 | Bare Steel | 1982-05-06 | 1998-05-01 | Galvanized Steel | Suction (American)
PRIDGEN CORNER GROCERY | 5146 US HWY 441N | BROXTON | Coffee | 340110 | 1 | [5 empty] | Removed from Ground | Gas (Historical Use) | 4000 | Bare Steel | 1976-05-07 | 1999-01-06 | Galvanized Steel
ADENS MINIT MARKET #46 | 104 ALABAMA STREET | BROXTON | Coffee | 9034012 | 4 | Flapper Valve | 1998-11-14 | FALSE | 1998-11-14 | FALSE | Removed from Ground | Diesel | 2000 | Steel-Impressed Current | 1996-08-21 |  | Fiberglass Reinforced Plastic | Pressurized
MEE MEE & POP POP'S KWIK STOP IN | 8452 BOWENS MILL RD | BROXTON | Coffee | 9034060 | 1B |  | 1998-08-10 | FALSE | 1998-08-10 | FALSE | Temporarily out of use | Gas (Historical Use) | 4000 | Epoxy | 1998-07-29 |  | Fiberglass Reinforced Plastic | Pressurized
NICHOLLS SCHOOL | 704 ATLANTIC AVENUE | NICHOLLS | Coffee | 340031 | 3 | [5 empty] | Removed from Ground | Empty | 1000 | Bare Steel | 1997-10-01 | 1997-10-01 | Bare Steel
SCOTTS AUTO CENTER | 702 VAN STREAT HWY | NICHOLLS | Coffee | 340068 | 2 | [5 empty] | Removed from Ground | Gas (Historical Use) | 4000 | Bare Steel | 1970-04-23 | 1899-12-31 | Galvanized Steel | Safe Suction (Euro)
QUICK CHANGE #62 | 9881 NORTH HWY 221 | WEST GREEN | Coffee | 9034040 | 1B | Flapper Valve | 1994-03-18 | FALSE | 1994-03-18 | FALSE | Currently in Use | Diesel | 2500 | Composite | 1994-03-18 |  | Fiberglass Reinforced Plastic | Pressurized
FAIRWAY FOODS #331 | 9675 HWY 221 NORTH | WEST GREEN | Coffee | 9034049 | 1A |  | 1996-02-21 | FALSE | 1996-02-21 | FALSE | Currently in Use | Regular | 8000 | Composite | 1996-02-19 |  | Fiberglass Reinforced Plastic | Pressurized
ADENS MINIT MART #74 | 405 N Alabama St | BROXTON | Coffee | 9034026 | 2 | Flapper Valve | 1996-05-09 | FALSE | 1996-05-09 | FALSE | Temporarily out of use | Regular | 4000 | Steel-Impressed Current | 1979-01-01 |  | Steel (Impressed Current) | Pressurized
NICHOLLS SCHOOL | 704 ATLANTIC AVENUE | NICHOLLS | Coffee | 340031 | 2 | [5 empty] | Removed from Ground | Empty | 1000 | Bare Steel | 1951-04-19 | 1997-10-01 | Bare Steel | Suction (American)
SCOTTS AUTO CENTER | 702 VAN STREAT HWY | NICHOLLS | Coffee | 340068 | 1 | [5 empty] | Removed from Ground | Gas (Historical Use) | 1000 | Bare Steel | 1985-04-23 | 1899-12-31 | Galvanized Steel | Safe Suction (Euro)
ADENS MINIT MART #74 | 405 N Alabama St | BROXTON | Coffee | 9034026 | 3 | Flapper Valve | 1996-05-09 | FALSE | 1996-05-09 | FALSE | Currently in Use | Premium | 4000 | Steel-Impressed Current | 1979-01-01 |  | Steel (Impressed Current) | Pressurized
J W WOOTEN | P O BOX 54 | BROXTON | Coffee | 9034009 | 1 | [5 empty] | Permanently Out of Use - historical purposes | Other | 1000 | Marked Unknown | 1965-01-01 | 1899-12-31 | Unknown
AT&T PRIDGEN RADIO TOWER | US HWY 441/5 MI NORTH | PRIDGEN | Coffee | 340046 | 1 | [5 empty] | Removed from Ground | Diesel | 3000 | Bare Steel | 1966-05-04 | 1992-07-14 | Copper | Suction (American)
ADENS MINIT MART #74 | 405 N Alabama St | BROXTON | Coffee | 9034026 | 1 | Flapper Valve | 1996-05-09 | FALSE | 1996-05-09 | FALSE | Currently in Use | Regular | 6000 | Steel-Impressed Current | 1979-01-01 |  | Steel (Impressed Current) | Pressurized
ADENS MINIT MARKET #46 | 104 ALABAMA STREET | BROXTON | Coffee | 9034012 | 1 | Flapper Valve | 1998-11-14 | FALSE | 1998-11-14 | FALSE | Removed from Ground | Regular | 10000 | Steel-Impressed Current | 1992-01-09 |  | Fiberglass Reinforced Plastic | Pressurized
WEST GREEN ELEM SCHOOL | 108 SCHOOL CIRCLE ROAD | WEST GREEN | Coffee | 340027 | 1 | [5 empty] | Removed from Ground | Diesel | 2000 | Bare Steel | 1956-04-17 | 1997-10-21 | Bare Steel
WOOTEN SVC STA | US HWY 441 NORTH | BROXTON | Coffee | 340073 | 2 | [5 empty] | Removed from Ground | Gas (Historical Use) | 1060 | Bare Steel | 1971-05-12 | 2000-09-20 | Galvanized Steel
FOOD MART | GA HWY 32 W | NICHOLLS | Coffee | 340044 | 5 | Flapper Valve | 1997-08-26 | FALSE | 1988-06-11 | FALSE | Temporarily out of use | Premium | 6000 | Composite | 1988-06-11 |  | Fiberglass Reinforced Plastic | Pressurized
BROXTON-MARY HAYES SCHOOL | 105 WEST LITTLE AVE | BROXTON | Coffee | 340119 | 2 | [5 empty] | Removed from Ground | Empty | 2000 | Bare Steel | 1976-04-12 | 1996-06-06 | Galvanized Steel
FOOD MART | GA HWY 32 W | NICHOLLS | Coffee | 340044 | 1 | [5 empty] | Removed from Ground | Gas (Historical Use) | 4000 | Bare Steel | 1981-05-01 | 1988-06-10 | Galvanized Steel
FOOD MART | GA HWY 32 W | NICHOLLS | Coffee | 340044 | 4 | [5 empty] | Removed from Ground | Diesel | 4000 | Bare Steel | 1981-05-01 | 1988-06-10 | Galvanized Steel
SCOTTS AUTO CENTER | 702 VAN STREAT HWY | NICHOLLS | Coffee | 340068 | 3 | [5 empty] | Removed from Ground | Gas (Historical Use) | 4000 | Bare Steel | 1970-04-23 | 1899-12-31 | Galvanized Steel | Safe Suction (Euro)
ADENS MINIT MARKET #46 | 104 ALABAMA STREET | BROXTON | Coffee | 9034012 | 2 | Flapper Valve | 1998-11-14 | FALSE | 1998-11-14 | FALSE | Removed from Ground | Premium | 4000 | Steel-Impressed Current | 1996-08-21 |  | Fiberglass Reinforced Plastic | Pressurized
BRIDGETOWN GROCERY | 10 BRIDGETOWN RD | AMBROSE | Coffee | 9034035 | PREM |  | 1998-11-01 | FALSE | 1997-03-01 | FALSE | Removed from Ground | Gas (Historical Use) | 3000 | Steel-Impressed Current | 1988-02-01 | 1899-12-31 |  | Suction (American)
BRIDGETOWN GROCERY | 10 BRIDGETOWN RD | AMBROSE | Coffee | 9034035 | UNL |  | 1998-11-01 | FALSE | 1997-03-01 | FALSE | Removed from Ground | Gas (Historical Use) | 3000 | Steel-Impressed Current | 1988-02-01 | 1899-12-31 |  | Suction (American)
J W WOOTEN | P O BOX 54 | BROXTON | Coffee | 9034009 | 2 | [5 empty] | Permanently Out of Use - historical purposes | Other | 1000 | Marked Unknown | 1965-01-01 | 1899-12-31 | Unknown
SMITH QUICK STOP | HWY 32 | AMBROSE | Coffee | 9034047 | 2 | [5 empty] | Removed from Ground | Gas (Historical Use) | 1000 | Bare Steel | 1998-12-21 | 1998-12-21 | Bare Steel | Pressurized
DEEP SOUTH FUEL CENTER | 1262 BOWNENS MILL RD SE | DOUGLAS | Coffee | 9034059 | 2 | Flapper Valve | 1998-10-09 | FALSE | 1998-10-09 | FALSE | Currently in Use | Regular | 8000 | Composite | 1998-10-01 |  |  | Pressurized
GUTHRIES GROCERY #272 | 20 OLD PEARSON RD | WILLACOOCHEE | Coffee | 9034043 | 2 | Flapper Valve | 1998-06-01 | FALSE | 1998-06-01 | FALSE | Currently in Use | Regular | 10000 | Composite | 1998-06-01 |  | Double-Walled Flex | Pressurized
DEEP SOUTH FUEL CENTER | 1262 BOWNENS MILL RD SE | DOUGLAS | Coffee | 9034059 | 3A | Flapper Valve | 1998-10-09 | FALSE | 1998-10-09 | FALSE | Currently in Use | Plus | 4000 | Composite | 1998-10-01 |  |  | Pressurized
GUTHRIES GROCERY #272 | 20 OLD PEARSON RD | WILLACOOCHEE | Coffee | 9034043 | PREM | [5 empty] | Removed from Ground | Gas (Historical Use) | 1000 | Bare Steel | 1998-03-01 | 1998-03-01 | Galvanized Steel | Suction (American)
Circle K 2707332 | 910 VAN ST HWY | NICHOLLS | Coffee | 10003592 | 1 |  |  | FALSE | 2025-02-03 | FALSE | Currently in Use | Regular | 20000 | Fiberglass Double Walled | 2025-02-03 |  | Double-Walled Flex | Pressurized
Circle K 2707332 | 910 VAN ST HWY | NICHOLLS | Coffee | 10003592 | 2B |  |  | FALSE | 2025-02-03 | FALSE | Currently in Use | E-0 | 8000 | Fiberglass Double Walled | 2025-02-03 |  | Double-Walled Flex | Pressurized
FORMER NEWTONS BODY SHOP | 930 -934 PETERSON AVENUE | DOUGLAS | Coffee | 9034064 | 2 | [5 empty] | Removed from Ground | Gas (Historical Use) | 1000 | Bare Steel | 1977-01-01 | 1977-01-01 | Bare Steel | Safe Suction (Euro)
DEEP SOUTH FUEL CENTER | 1262 BOWNENS MILL RD SE | DOUGLAS | Coffee | 9034059 | 3B | Flapper Valve | 1998-10-09 | FALSE | 1998-10-09 | FALSE | Currently in Use | Premium | 4000 | Composite | 1998-10-01 |  |  | Pressurized
GUTHRIES GROCERY #272 | 20 OLD PEARSON RD | WILLACOOCHEE | Coffee | 9034043 | 1 | Flapper Valve | 1998-06-01 | FALSE | 1998-06-01 | FALSE | Currently in Use | Diesel | 8000 | Composite | 1998-06-01 |  | Double-Walled Flex | Pressurized
GUTHRIES GROCERY #272 | 20 OLD PEARSON RD | WILLACOOCHEE | Coffee | 9034043 | UNL | [5 empty] | Removed from Ground | Gas (Historical Use) | 5000 | Bare Steel | 1998-03-01 | 1998-03-01 | Galvanized Steel | Suction (American)
Circle K 2707332 | 910 VAN ST HWY | NICHOLLS | Coffee | 10003592 | 2A |  |  | FALSE | 2025-02-03 | FALSE | Currently in Use | Premium | 12000 | Fiberglass Double Walled | 2025-02-03 |  | Double-Walled Flex | Pressurized
Circle K 2707332 | 910 VAN ST HWY | NICHOLLS | Coffee | 10003592 | 3 |  |  | FALSE | 2025-02-03 | FALSE | Currently in Use | Diesel | 12000 | Fiberglass Double Walled | 2025-02-03 |  | Double-Walled Flex | Pressurized
FORMER NEWTONS BODY SHOP | 930 -934 PETERSON AVENUE | DOUGLAS | Coffee | 9034064 | 1 | [5 empty] | Removed from Ground | Gas (Historical Use) | 1000 | Bare Steel | 1977-01-01 | 1977-01-01 | Bare Steel | Safe Suction (Euro)
DL Properties of Georgia LLC | 1515 Perrin Drive | Douglas | Coffee | 10002701 | 1 |  |  | FALSE |  | FALSE | Removed from Ground | Diesel |  |  |  | 2017-05-26
ABANDONED TANKS GDOT RIGHT OF WAY | 6180 HWY 32 WEST | DOUGLAS | Coffee | 10002947 | 3 |  |  | FALSE |  | FALSE | Removed from Ground |  | 1000 | Bare Steel |  | 2019-06-26
GDOT RIGHT OF WAY | 6180 HWY 32 WEST | DOUGLAS | Coffee | 10002970 | 5 |  |  | FALSE |  | FALSE | Removed from Ground |  | 1000 | Bare Steel |  | 2019-06-26 | Galvanized Steel
ABANDONED TANKS GDOT RIGHT OF WAY | 6180 HWY 32 WEST | DOUGLAS | Coffee | 10002947 | 4 |  |  | FALSE |  | FALSE | Removed from Ground |  | 1000 | Bare Steel |  | 2019-06-26
GDOT RIGHT OF WAY | 6180 HWY 32 WEST | DOUGLAS | Coffee | 10002970 | 1 |  |  | FALSE |  | FALSE | Removed from Ground |  | 1000 | Bare Steel |  | 2019-06-26 | Galvanized Steel
ABANDONED TANKS GDOT RIGHT OF WAY | 6180 HWY 32 WEST | DOUGLAS | Coffee | 10002947 | 1 |  |  | FALSE |  | FALSE | Removed from Ground |  | 1000 | Bare Steel |  | 2019-06-26
ABANDONED TANKS GDOT RIGHT OF WAY | 6180 HWY 32 WEST | DOUGLAS | Coffee | 10002947 | 5 |  |  | FALSE |  | FALSE | Removed from Ground |  | 1000 | Bare Steel |  | 2019-06-26
GDOT RIGHT OF WAY | 6180 HWY 32 WEST | DOUGLAS | Coffee | 10002970 | 2 |  |  | FALSE |  | FALSE | Removed from Ground |  | 1000 | Bare Steel |  | 2019-06-26 | Galvanized Steel
GDOT RIGHT OF WAY | 6180 HWY 32 WEST | DOUGLAS | Coffee | 10002970 | 4 |  |  | FALSE |  | FALSE | Removed from Ground |  | 1000 | Bare Steel |  | 2019-06-26 | Galvanized Steel
GDOT RIGHT OF WAY | 6180 HWY 32 WEST | DOUGLAS | Coffee | 10002970 | 3 |  |  | FALSE |  | FALSE | Removed from Ground |  | 1000 | Bare Steel |  | 2019-06-26 | Galvanized Steel
Sierra Crossing | 849 Bowens Mill Rd | Douglas | Coffee | 10003086 | 2C | Overfill Alarm | 2020-01-08 | FALSE | 2019-11-14 | FALSE | Currently in Use | Diesel | 5000 | Tank Jacket Double Walled | 2019-12-06 |  | Double-Walled Fiberglass | Pressurized
Sierra Crossing | 849 Bowens Mill Rd | Douglas | Coffee | 10003086 | 2B | Overfill Alarm | 2020-01-08 | FALSE | 2019-11-14 | FALSE | Currently in Use | E-0 | 5000 | Tank Jacket Double Walled | 2019-12-06 |  | Double-Walled Fiberglass | Pressurized
Sierra Crossing | 849 Bowens Mill Rd | Douglas | Coffee | 10003086 | 1A | Overfill Alarm | 2020-01-08 | FALSE | 2019-11-14 | FALSE | Currently in Use | Regular | 15000 | Tank Jacket Double Walled | 2019-11-11 |  | Double-Walled Fiberglass | Pressurized
Sierra Crossing | 849 Bowens Mill Rd | Douglas | Coffee | 10003086 | 2A | Overfill Alarm | 2020-01-08 | FALSE | 2019-11-14 | FALSE | Currently in Use | Premium | 5000 | Tank Jacket Double Walled | 2019-12-06 |  | Double-Walled Fiberglass | Pressurized
Sierra Crossing | 849 Bowens Mill Rd | Douglas | Coffee | 10003086 | 1B | Overfill Alarm | 2020-01-08 | FALSE | 2019-11-14 | FALSE | Currently in Use | Premium | 5000 | Tank Jacket Double Walled | 2019-11-11 |  | Double-Walled Fiberglass | Pressurized
GUTHRIES GROCERY #272 | 20 OLD PEARSON RD | WILLACOOCHEE | Coffee | 9034043 | PLUS | [5 empty] | Removed from Ground | Gas (Historical Use) | 3000 | Bare Steel | 1998-03-01 | 1998-03-01 | Galvanized Steel | Suction (American)
DEEP SOUTH FUEL CENTER | 1262 BOWNENS MILL RD SE | DOUGLAS | Coffee | 9034059 | 1 | Flapper Valve | 1998-10-09 | FALSE | 1998-10-09 | FALSE | Currently in Use | Diesel | 10000 | Composite | 1998-10-01 |  |  | Pressurized
ABANDONED TANKS GDOT RIGHT OF WAY | 6180 HWY 32 WEST | DOUGLAS | Coffee | 10002947 | 2 |  |  | FALSE |  | FALSE | Removed from Ground |  | 1000 | Bare Steel |  | 2019-06-26
WELLS ALUMINUM | 371 INDUSTRIAL PKWY | MOULTRIE | Colquitt | 350133 | 1 | [5 empty] | Removed from Ground | Gas (Historical Use) | 1000 | Bare Steel | 1984-06-01 | 1989-06-15 | Galvanized Steel
BLANTON PETROLEUM DISTRIBUTORS | 704 WEST CENTRAL AVE | MOULTRIE | Colquitt | 350136 | 2 | [5 empty] | Removed from Ground | Diesel | 10000 | Bare Steel | 1961-04-27 | 1994-03-26 | Galvanized Steel
COASTAL PLAINS TRUCKING CO | 1320 NORTH MAIN ST | MOULTRIE | Colquitt | 350156 | 1 | [5 empty] | Closed in Ground | Diesel | 10000 | Bare Steel | 1981-05-09 | 1998-08-14 | Galvanized Steel
MCKELLAR ENTERPRISES LLC DBA BUNKER SERVICE CENTER | 323 S MAIN | MOULTRIE | Colquitt | 350155 | 3 |  | 1989-08-01 |  | 1989-08-01 |  | Removed from Ground | Gas (Historical Use) | 3000 | Cathodically Protected Steel | 1958-05-15 | 2010-09-28 | Cathodically Protected | Suction (American)
ENK370 | 915 FIRST AVE SE | MOULTRIE | Colquitt | 350110 | 2 | Flapper Valve | 1995-12-06 | FALSE | 1995-12-06 | FALSE | Removed from Ground | Gas (Historical Use) | 6000 | Steel-Impressed Current | 1995-12-06 |  | Steel (Impressed Current) | Pressurized
CENTER HILL GROCERY | RT 4 CORNER OF ROCKY FORD RD & | MOULTRIE | Colquitt | 350076 | 1 | [5 empty] | Removed from Ground | Gas (Historical Use) | 1000 | Bare Steel | 1978-05-10 | 1996-08-07 | Galvanized Steel | Suction (American)
S&S #1 | SYLVESTER HWY | MOULTRIE | Colquitt | 350095 | 1 | [5 empty] | Removed from Ground | Gas (Historical Use) | 4000 | Bare Steel | 1982-05-09 | 1984-01-01 | Galvanized Steel
SUWANNEE #131 | 903 N MAIN ST | MOULTRIE | Colquitt | 350093 | 2 | [5 empty] | Removed from Ground | Gas (Historical Use) | 4000 | Bare Steel | 1981-05-09 | 1996-07-24 | Galvanized Steel | Suction (American)
ONE STOP #2 | 1721 TALLOKAS RD | MOULTRIE | Colquitt | 9035022 | 1 | [5 empty] | Removed from Ground | Gas (Historical Use) | 10000 | Bare Steel | 1981-01-02 | 1987-04-30 | Galvanized Steel
SHREEJI S & B INVESTMENT INC | 515 TWENTY SIXTH AVE | MOULTRIE | Colquitt | 9035023 | 3 | Flapper Valve | 1999-01-04 | FALSE | 1999-01-04 | FALSE | Currently in Use | Premium | 6000 | Steel-Impressed Current | 1999-01-04 |  | Steel (Impressed Current) | Pressurized
SPENCEFIELD GENERAL STORE | 2356 GA HWY 135 SOUTH | MOULTRIE | Colquitt | 9035027 | 2 | [5 empty] | Removed from Ground | Gas (Historical Use) | 2000 | Bare Steel | 1965-01-01 | 1899-12-31 | Galvanized Steel | Suction (American)
WILLIS GROCERY | 2144 GEORGIA HWY 37 | MOULTRIE | Colquitt | 350070 | 5 | [5 empty] | Removed from Ground | Gas (Historical Use) | 3000 | Bare Steel | 1999-05-17 | 1999-05-17 | Bare Steel | Suction (American)
FORMER AUTO REPAIR SHOP | FIRST STREET NE | MOULTRIE | Colquitt | 10001464 | 3 |  |  | FALSE |  | FALSE | Removed from Ground | Diesel | 1000 | Unknown | 2007-12-06 | 2007-12-06 | Unknown
BEADLES AND BALFOUR LLC | 900 6TH STREET NE | MOULTRIE | Colquitt | 350104 | 1 | [5 empty] | Removed from Ground | Diesel | 10000 | Bare Steel | 1976-05-10 | 1994-10-17 | Galvanized Steel
WILLIS GROCERY | 2144 GEORGIA HWY 37 | MOULTRIE | Colquitt | 350070 | 6 | [5 empty] | Permanently Out Of Use | Gas (Historical Use) | 3000 | Bare Steel | 1999-04-27 | 1999-04-27 | Bare Steel | Suction (American)
NEW CITY MAIN OFFICE | FIRST ST NE | MOULTRIE | Colquitt | 9035048 | 1 | [5 empty] | Removed from Ground | Gas (Historical Use) | 881 | Bare Steel | 1997-10-06 | 1997-10-06 | Bare Steel
HARSHA FOOD MART | 2011 WEST BLVD | MOULTRIE | Colquitt | 9035038 | 1 | [5 empty] | Removed from Ground | Gas (Historical Use) | 2000 | Not Marked/Unknown | 1996-08-01 | 1996-08-01 | Not Marked
CITY OF MOULTRIE WATER POLLUTION | 1610 15TH STREET | MOULTRIE | Colquitt | 9035043 | 1 | [5 empty] | Removed from Ground | Diesel | 0 | Bare Steel |  | 1899-12-31 | Bare Steel
RALPH ALEXANDER | 831 WEST BY-PASS ROAD | MOULTRIE | Colquitt | 9035041 | 1 | [5 empty] | Removed from Ground | Gas (Historical Use) | 2000 | Not Marked/Unknown | 1997-07-07 | 1997-07-07 | Not Marked
RICKS MERCHANDISE | 2812 OLD ADEL HWY | MOULTRIE | Colquitt | 350130 | 2 |  | 1998-06-11 |  | 1983-04-22 |  | Removed from Ground | Gas (Historical Use) | 4000 | Steel-Impressed Current | 1983-04-22 | 2002-01-01 | Cathodically Protected | Pressurized
SKINNER FURNITURE CO | 509 EAST CENTRAL AVE | MOULTRIE | Colquitt | 350072 | 1 | [5 empty] | Removed from Ground | Gas (Historical Use) | 2000 | Bare Steel | 1974-05-11 | 1994-06-17 | Galvanized Steel
La Cabana | 2219 HWY 111 | MOULTRIE | Colquitt | 350081 | 2 | [5 empty] | Removed from Ground | Gas (Historical Use) | 2000 | Bare Steel | 1971-05-12 | 1999-04-28 | Galvanized Steel | Suction (American)
HARTSFIELD QUICK EXPRESS | 5348 HWY 37 W | MOULTRIE | Colquitt | 350079 | 4 | Flapper Valve | 1998-08-01 | FALSE | 1998-08-01 | FALSE | Currently in Use | E-0 | 6000 | Steel-Impressed Current | 1983-05-09 |  | Steel (Impressed Current) | Safe Suction (Euro)
HARTSFIELD QUICK EXPRESS | 5348 HWY 37 W | MOULTRIE | Colquitt | 350079 | 7 |  |  | FALSE |  | FALSE | Removed from Ground | Not Marked/Tank Removed | 1000 | Unknown | 2010-11-01 | 2010-11-01 | Unknown
HARTSFIELD QUICK EXPRESS | 5348 HWY 37 W | MOULTRIE | Colquitt | 350079 | 1 |  | 1998-08-01 |  | 1998-08-01 |  | Removed from Ground | Gas (Historical Use) | 2000 | Steel-Impressed Current | 1976-05-10 | 1999-12-12 | Cathodically Protected | Suction (American)
CHEVRON OIL BULK PLANT | 1020 NORTH MAIN ST | MOULTRIE | Colquitt | 9035024 | 2 |  | 1998-09-01 | FALSE | 1998-09-01 | FALSE | Removed from Ground | Gas (Historical Use) | 10000 | Steel-Impressed Current | 1980-01-01 | 2006-04-17 |  | Pressurized
ONE STOP #2 | 1721 TALLOKAS RD | MOULTRIE | Colquitt | 9035022 | 3 | [5 empty] | Removed from Ground | Gas (Historical Use) | 3000 | Bare Steel | 1969-01-05 | 1987-04-30 | Galvanized Steel
SHREEJI S & B INVESTMENT INC | 515 TWENTY SIXTH AVE | MOULTRIE | Colquitt | 9035023 | 1 | Overfill Alarm | 1999-01-04 | FALSE | 1999-01-04 | FALSE | Currently in Use | Diesel | 8000 | Steel-Impressed Current | 1999-01-04 |  | Steel (Impressed Current) | Pressurized
ONE STOP NO #4 | 2725 S MAIN ST | MOULTRIE | Colquitt | 9035021 | D | [5 empty] | Removed from Ground | Diesel | 3000 | Bare Steel | 1999-03-10 | 1999-03-10 | Galvanized Steel | Suction (American)
ONE STOP NO #4 | 2725 S MAIN ST | MOULTRIE | Colquitt | 9035021 | UT | [5 empty] | Removed from Ground | Gas (Historical Use) | 4000 | Bare Steel | 1999-03-10 | 1999-03-10 | Galvanized Steel | Suction (American)
BROCKS ONE STOP | 2471 GEORGIA HWY 33 S | MOULTRIE | Colquitt | 9035030 | 2 | [5 empty] | Removed from Ground | Gas (Historical Use) | 1064 | Cathodically Protected Steel | 1997-05-28 | 1997-05-28 | Galvanized Steel | Suction (American)
COURTHOUSE ANNEX | COURTHOUSE ANNEX | MOULTRIE | Colquitt | 9035052 | 4 | [5 empty] | Removed from Ground | Diesel | 0 | Not Marked/Unknown |  | 1899-12-31 | Not Marked
COURTHOUSE ANNEX | COURTHOUSE ANNEX | MOULTRIE | Colquitt | 9035052 | 5 | [5 empty] | Removed from Ground | Gas (Historical Use) | 0 | Not Marked/Unknown |  | 1899-12-31 | Not Marked
BEADLES AND BALFOUR LLC | 900 6TH STREET NE | MOULTRIE | Colquitt | 350104 | 5 | Flapper Valve | 1994-10-01 | FALSE | 1994-10-01 | FALSE | Closed in Ground | Diesel | 10000 | Composite | 1994-10-01 |  | Fiberglass Reinforced Plastic | Safe Suction (Euro)
BEADLES AND BALFOUR LLC | 900 6TH STREET NE | MOULTRIE | Colquitt | 350104 | 4 |  |  | TRUE |  | TRUE | Removed from Ground | Used Oil | 250 | Bare Steel | 1984-05-08 | 1996-09-30 | Not Marked
R&R QUICK MART 212 | 1009 FIFTH AVE SE | MOULTRIE | Colquitt | 350147 | 2 | Flapper Valve | 1986-01-01 | FALSE | 1986-01-01 | FALSE | Currently in Use | E-10 | 6000 | Epoxy | 1986-01-01 |  | Fiberglass Reinforced Plastic | Pressurized
MILLER BREWING CO CONTAINER DIV | US HWY 319 S | MOULTRIE | Colquitt | 350001 | 2 | [5 empty] | Removed from Ground | Hazardous Substance | 7500 | Bare Steel | 1981-04-10 | 1988-09-12 | Not Marked
RIVERSIDE MFG/MAIN PLANT | WEST CENTRAL AVE | MOULTRIE | Colquitt | 9035018 | 3 | [5 empty] | Removed from Ground | Diesel | 1000 | Bare Steel | 1955-05-16 | 1986-12-15 | Bare Steel
BEADLES AND BALFOUR LLC | 900 6TH STREET NE | MOULTRIE | Colquitt | 350104 | 3 | [5 empty] | Removed from Ground | Gas (Historical Use) | 600 | Bare Steel | 1969-05-12 | 1992-06-30 | Galvanized Steel
R&R QUICK MART 212 | 1009 FIFTH AVE SE | MOULTRIE | Colquitt | 350147 | 1 | Flapper Valve | 1986-01-01 | FALSE | 1986-01-01 | FALSE | Currently in Use | E-0 | 8000 | Epoxy | 1986-01-01 |  | Fiberglass Reinforced Plastic | Pressurized
RIVERSIDE MANUFACTURING CO | WEST CENTRAL AVE | MOULTRIE | Colquitt | 9035016 | 1 | [5 empty] | Removed from Ground | Gas (Historical Use) | 10000 | Bare Steel | 1980-05-09 | 1993-07-05 | Bare Steel
NEW CITY MAIN OFFICE | FIRST ST NE | MOULTRIE | Colquitt | 9035048 | 3 | [5 empty] | Removed from Ground | Gas (Historical Use) | 881 | Bare Steel | 1997-10-06 | 1997-10-06 | Bare Steel
PACKERS FOOD MART | 1409 NORTH MAIN ST | MOULTRIE | Colquitt | 350037 | 3B | Flapper Valve | 1996-06-06 | FALSE | 1996-06-06 | FALSE | Currently in Use | Premium | 8000 | Composite Double Walled | 1996-06-06 |  | Double-Walled Flex | Pressurized
RIVERSIDE MFG/MAIN PLANT | WEST CENTRAL AVE | MOULTRIE | Colquitt | 9035017 | 1 | [5 empty] | Removed from Ground | Diesel | 10000 | Bare Steel | 1955-05-16 | 1986-12-15 | Bare Steel
COUNTRY CORNER | 1221 HWY 133 SOUTH | MOULTRIE | Colquitt | 9035036 | 2 | Ball Float | 1995-07-15 | FALSE | 1995-07-15 | FALSE | Currently in Use | E-10 | 6000 | STIP-3/Impressed Current | 1995-07-15 |  | Double-Walled Flex | Pressurized
NEW CITY MAIN OFFICE | FIRST ST NE | MOULTRIE | Colquitt | 9035048 | 2 | [5 empty] | Removed from Ground | Gas (Historical Use) | 881 | Bare Steel | 1997-10-06 | 1997-10-06 | Bare Steel
FORMER SWIFT & COMPANY MEAT PROC | 1189 N MAIN ST | MOULTRIE | Colquitt | 9035053 | 1 | [5 empty] | Removed from Ground | Other | 5000 | Marked Unknown |  | 1899-12-31 | Unknown
RICKS MERCHANDISE | 2812 OLD ADEL HWY | MOULTRIE | Colquitt | 350130 | 3 |  | 1998-06-11 |  | 1983-04-22 |  | Removed from Ground | Gas (Historical Use) | 4000 | Steel-Impressed Current | 1983-04-22 | 2002-01-01 | Cathodically Protected | Pressurized
SUSIE QS #32 | 1607 CAMILLA HWY | MOULTRIE | Colquitt | 350096 | 2 |  | 1981-01-01 |  | 1981-01-01 |  | Removed from Ground | Gas (Historical Use) | 4000 | Bare Steel | 1981-05-09 | 1997-09-01 | Galvanized Steel | Suction (American)
HARTSFIELD QUICK EXPRESS | 5348 HWY 37 W | MOULTRIE | Colquitt | 350079 | 6 | Flapper Valve | 1996-04-04 | FALSE | 1996-04-04 | FALSE | Temporarily out of use | Diesel | 1500 | Steel-Impressed Current | 1996-04-04 |  | Steel (Impressed Current) | Suction (American)
Mega Mart #2 | 1406 W BYPASS | MOULTRIE | Colquitt | 350090 | 1 | Flapper Valve | 1998-12-01 | FALSE | 1998-12-01 | FALSE | Temporarily out of use | Regular | 8000 | Steel-Impressed Current | 1977-05-10 |  |  | Safe Suction (Euro)
S&S #1 | SYLVESTER HWY | MOULTRIE | Colquitt | 350095 | 2 | [5 empty] | Removed from Ground | Gas (Historical Use) | 4000 | Bare Steel | 1982-05-09 | 1984-01-01 | Galvanized Steel
AYERS GROCERY | COUNTY LINE RD | MOULTRIE | Colquitt | 350084 | 1 | [5 empty] | Removed from Ground | Gas (Historical Use) | 1065 | Bare Steel | 1963-05-14 | 1978-08-01 | Galvanized Steel
CHEVRON OIL BULK PLANT | 1020 NORTH MAIN ST | MOULTRIE | Colquitt | 9035024 | 3 |  | 1998-09-01 | FALSE | 1998-09-01 | FALSE | Removed from Ground | Gas (Historical Use) | 10000 | Steel-Impressed Current | 1980-01-01 | 2006-04-17 |  | Pressurized
LARRYS QUICK STOP | 1305 FIRST NE | MOULTRIE | Colquitt | 9035026 | UPLUS | [5 empty] | Removed from Ground | Gas (Historical Use) | 4000 | Not Marked/Unknown | 1960-01-01 | 1998-10-29 | Not Marked
ONE STOP #2 | 1721 TALLOKAS RD | MOULTRIE | Colquitt | 9035022 | PU1 | Flapper Valve | 1998-05-26 | FALSE | 1987-05-15 | FALSE | Currently in Use | Plus | 4000 | STIP-3/Impressed Current | 1987-05-15 |  | Fiberglass Reinforced Plastic | Pressurized
ONE STOP #2 | 1721 TALLOKAS RD | MOULTRIE | Colquitt | 9035022 | RU1 | Flapper Valve | 1998-05-26 | FALSE | 1987-05-15 | FALSE | Currently in Use | Premium | 4000 | STIP-3/Impressed Current | 1987-05-15 |  | Fiberglass Reinforced Plastic | Pressurized
SAPP TRUCKING INC | 2215 SYLVESTER HWY | MOULTRIE | Colquitt | 9035029 | 1 | [5 empty] | Removed from Ground | Diesel | 10152 | Not Marked/Unknown | 1986-11-01 | 1998-12-10 | Not Marked
FASTRAC # 4 | 401 VETERANS PKWY NORTH | MOULTRIE | Colquitt | 9035050 | 3 | Ball Float | 2000-10-02 | FALSE | 2000-10-02 | FALSE | Currently in Use | E-10 | 10000 | Composite | 2000-09-26 |  | Double-Walled Flex | Pressurized
MATTCO REALTORS (VACANT LOT) | 200 1ST AVE SE @ 2ND ST SE | MOULTRIE | Colquitt | 9035011 | 3 | [5 empty] | Removed from Ground | Gas (Historical Use) | 3000 | Marked Unknown | 1992-07-31 | 1992-07-31 | Unknown
ONE STOP #1 | 503 FIRST AVE SE | MOULTRIE | Colquitt | 350159 | 53578 |  | 1987-01-01 | FALSE | 1987-01-01 | FALSE | Currently in Use | E-10 | 6000 | Galvanic (STIP-3) | 1987-01-01 |  | Fiberglass Reinforced Plastic | Pressurized
ENK370 | 915 FIRST AVE SE | MOULTRIE | Colquitt | 350110 | 1 | Flapper Valve | 1995-12-06 | FALSE | 1995-12-06 | FALSE | Removed from Ground | Gas (Historical Use) | 8000 | Steel-Impressed Current | 1995-12-06 |  | Steel (Impressed Current) | Pressurized
ENK370 | 915 FIRST AVE SE | MOULTRIE | Colquitt | 350110 | 4 | Flapper Valve | 1995-12-06 | FALSE | 1995-12-06 | FALSE | Removed from Ground | Diesel | 8000 | Steel-Impressed Current | 1995-12-06 |  | Steel (Impressed Current) | Pressurized
SERVICE STATION | 500 NORTH MAIN ST | MOULTRIE | Colquitt | 350115 | 3 | [5 empty] | Removed from Ground | Diesel | 2000 | Bare Steel | 1958-05-15 | 1999-02-01 | Galvanized Steel
OLD SHUMAN PROPERTY 33TS | GA HWY 33 | MOULTRIE | Colquitt | 350080 | 1 | [5 empty] | Removed from Ground | Gas (Historical Use) | 5201 | Bare Steel | 1965-05-13 | 1976-12-01 | Galvanized Steel
QUIKMART #23 | 602 SPENCE FIELD RD HWY 133 S | MOULTRIE | Colquitt | 350091 | 2 |  | 1998-04-01 |  | 1998-04-01 |  | Removed from Ground | Gas (Historical Use) | 4000 | Steel-Impressed Current | 1977-05-10 | 2014-05-20 | Cathodically Protected | Suction (American)
LARRYS QUICK STOP | 1305 FIRST NE | MOULTRIE | Colquitt | 9035026 | RU | [5 empty] | Removed from Ground | Gas (Historical Use) | 6000 | Not Marked/Unknown | 1960-01-01 | 1998-10-29 | Not Marked
LARRYS QUICK STOP | 1305 FIRST NE | MOULTRIE | Colquitt | 9035026 | SUPER | [5 empty] | Removed from Ground | Gas (Historical Use) | 2000 | Not Marked/Unknown | 1982-01-01 | 1998-10-29 | Not Marked
ONE STOP #2 | 1721 TALLOKAS RD | MOULTRIE | Colquitt | 9035022 | 2 | [5 empty] | Removed from Ground | Gas (Historical Use) | 4000 | Bare Steel | 1969-01-05 | 1987-04-30 | Galvanized Steel
ONE STOP #2 | 1721 TALLOKAS RD | MOULTRIE | Colquitt | 9035022 | UP1 | Flapper Valve | 1998-05-26 | FALSE | 1987-05-15 | FALSE | Currently in Use | E-10 | 4000 | STIP-3/Impressed Current | 1987-05-15 |  | Fiberglass Reinforced Plastic | Pressurized
CIRCLE N FOOD STORE | 1600 CAMILLA HIGHWAY | MOULTRIE | Colquitt | 9035028 | 3 | [5 empty] | Permanently Out Of Use | Gas (Historical Use) | 3000 | Bare Steel | 1977-04-01 | 1999-02-17 | Bare Steel | Suction (American)
HARSHA FOOD MART | 2011 WEST BLVD | MOULTRIE | Colquitt | 9035038 | 4 | Ball Float | 1996-08-08 | FALSE | 1996-08-08 | FALSE | Currently in Use | Premium | 10000 | Epoxy Double-Walled | 1996-08-01 |  | Double-Walled Flex | Pressurized
HARSHA FOOD MART | 2011 WEST BLVD | MOULTRIE | Colquitt | 9035038 | 5 | Ball Float | 1996-08-08 | FALSE | 1996-08-08 | FALSE | Currently in Use | E-10 | 10000 | Epoxy Double-Walled | 1996-08-01 |  | Double-Walled Flex | Pressurized
RALPH ALEXANDER | 831 WEST BY-PASS ROAD | MOULTRIE | Colquitt | 9035041 | 2 | [5 empty] | Removed from Ground | Gas (Historical Use) | 2000 | Not Marked/Unknown | 1997-07-07 | 1997-07-07 | Not Marked
WILLIS GROCERY | 2144 GEORGIA HWY 37 | MOULTRIE | Colquitt | 350070 | 4 |  | 1998-06-01 |  | 1992-08-01 |  | Removed from Ground | Gas (Historical Use) | 1500 | Cathodically Protected Steel | 1992-08-01 | 1899-12-31 | Fiberglass Reinforced Plastic | Suction (American)
WILLIS GROCERY | 2144 GEORGIA HWY 37 | MOULTRIE | Colquitt | 350070 | 1 | [5 empty] | Removed from Ground | Gas (Historical Use) | 1000 | Bare Steel | 1968-05-12 | 1992-08-10 | Galvanized Steel
BEST LITTLE STORE IN GEORGIA | 619 W CENTRAL AVE | MOULTRIE | Colquitt | 10000397 | 1 | Ball Float | 2002-11-11 | FALSE | 2002-11-11 | FALSE | Currently in Use | E-10 | 12000 | Composite | 2002-11-08 |  | Fiberglass Reinforced Plastic | Pressurized
SUSIE QS #32 | 1607 CAMILLA HWY | MOULTRIE | Colquitt | 350096 | 4 | Ball Float | 1997-10-01 | FALSE | 1997-10-01 | FALSE | Currently in Use | Premium | 8000 | Epoxy | 1997-01-01 |  | Double-Walled Flex | Pressurized
SUSIE QS #32 | 1607 CAMILLA HWY | MOULTRIE | Colquitt | 350096 | 1 |  | 1981-01-01 |  | 1981-01-01 |  | Removed from Ground | Gas (Historical Use) | 8000 | Bare Steel | 1981-05-09 | 1997-09-01 | Galvanized Steel | Suction (American)
KEIGANS SVC STA | 123 FIRST AVE NE | MOULTRIE | Colquitt | 350119 | 2 | [5 empty] | Removed from Ground | Gas (Historical Use) | 550 | Bare Steel | 1955-05-16 | 1999-02-01 | Galvanized Steel
SERVICE STATION | 500 NORTH MAIN ST | MOULTRIE | Colquitt | 350115 | 1 | [5 empty] | Removed from Ground | Gas (Historical Use) | 2000 | Bare Steel | 1973-05-11 | 1999-02-01 | Galvanized Steel
La Cabana | 2219 HWY 111 | MOULTRIE | Colquitt | 350081 | 4B | Flapper Valve | 1999-04-19 | FALSE | 1999-04-19 | FALSE | Temporarily out of use | Diesel | 2000 |  | 1999-04-20 |  | Fiberglass Reinforced Plastic | Safe Suction (Euro)
OLD SHUMAN PROPERTY 33TS | GA HWY 33 | MOULTRIE | Colquitt | 350080 | 3 | [5 empty] | Removed from Ground | Diesel | 8317 | Bare Steel | 1965-05-13 | 1988-12-01 | Galvanized Steel
Mega Mart #2 | 1406 W BYPASS | MOULTRIE | Colquitt | 350090 | 3 | Flapper Valve | 1998-12-01 | FALSE | 1998-12-01 | FALSE | Currently in Use | Diesel | 4000 | Steel-Impressed Current | 1977-05-10 |  |  | Safe Suction (Euro)
CHAPMAN GROCERY | UPPER MEIGS RD | MOULTRIE | Colquitt | 350082 | 1 | [5 empty] | Removed from Ground | Gas (Historical Use) | 560 | Bare Steel | 1964-05-13 | 1988-05-21 | Galvanized Steel
AYERS GROCERY | COUNTY LINE RD | MOULTRIE | Colquitt | 350084 | 2 | [5 empty] | Removed from Ground | Gas (Historical Use) | 1065 | Bare Steel | 1963-05-14 | 1978-08-01 | Galvanized Steel
C&M GROCERY | QUITMAN HWY/RT 5 | MOULTRIE | Colquitt | 350087 | 3 | [5 empty] | Removed from Ground | Gas (Historical Use) | 2000 | Bare Steel | 1978-05-10 | 1982-08-01 | Galvanized Steel
ONE STOP NO #4 | 2725 S MAIN ST | MOULTRIE | Colquitt | 9035021 | 1B | Ball Float | 2003-08-23 | FALSE | 2003-08-23 | FALSE | Currently in Use | Premium | 8000 | Epoxy | 2003-08-23 |  | Fiberglass Reinforced Plastic | Pressurized
RALPH ALEXANDER | 831 WEST BY-PASS ROAD | MOULTRIE | Colquitt | 9035041 | 4 | [5 empty] | Removed from Ground | Diesel | 2000 | Not Marked/Unknown | 1997-07-08 | 1997-07-08 | Not Marked
SERVICE STATION (ABANDONED) | 100 NORTH MAIN ST NE | MOULTRIE | Colquitt | 9035012 | 7 | [5 empty] | Removed from Ground | Other | 1000 | Marked Unknown |  | 1899-12-31 | Unknown
SERVICE STATION (ABANDONED) | 100 NORTH MAIN ST NE | MOULTRIE | Colquitt | 9035012 | 5 | [5 empty] | Removed from Ground | Other | 275 | Marked Unknown |  | 1899-12-31 | Unknown
FORMER AUTO REPAIR SHOP | FIRST STREET NE | MOULTRIE | Colquitt | 10001464 | 4 |  |  | FALSE |  | FALSE | Removed from Ground | Not Marked | 6000 | Unknown | 2008-06-16 | 2008-06-25
FORMER AUTO REPAIR SHOP | FIRST STREET NE | MOULTRIE | Colquitt | 10001464 | 1 |  |  | FALSE |  | FALSE | Removed from Ground | Gas (Historical Use) | 12000 | Unknown | 2007-12-06 | 2007-12-06 | Unknown
BEADLES AND BALFOUR LLC | 900 6TH STREET NE | MOULTRIE | Colquitt | 350104 | 2 | [5 empty] | Removed from Ground | Diesel | 8000 | Bare Steel | 1976-05-10 | 1994-10-17 | Galvanized Steel
PACKERS FOOD MART | 1409 NORTH MAIN ST | MOULTRIE | Colquitt | 350037 | 2 | [5 empty] | Removed from Ground | Gas (Historical Use) | 8068 | Bare Steel | 1980-04-16 | 1899-12-31 | Galvanized Steel | Suction (American)
PETERSON OIL CO | 1020 NORTH MAIN ST | MOULTRIE | Colquitt | 350146 | 4 | [5 empty] | Currently in Use | Gas (Historical Use) | 10000 | Bare Steel | 1982-05-09 |  | Galvanized Steel
PETERSON OIL CO | 1020 NORTH MAIN ST | MOULTRIE | Colquitt | 350146 | 1 | [5 empty] | Currently in Use | Diesel | 10000 | Bare Steel | 1982-05-09 |  | Galvanized Steel
SUSIE QS #32 | 1607 CAMILLA HWY | MOULTRIE | Colquitt | 350096 | 5 | Ball Float | 1997-10-01 | FALSE | 1997-10-01 | FALSE | Currently in Use | E-10 | 12000 | Epoxy | 1997-01-01 |  | Double-Walled Flex | Pressurized
SERVICE STATION | 500 NORTH MAIN ST | MOULTRIE | Colquitt | 350115 | 4 | [5 empty] | Removed from Ground | Kerosene | 550 | Bare Steel | 1958-05-15 | 1999-02-01 | Galvanized Steel
SERVICE STATION | 500 NORTH MAIN ST | MOULTRIE | Colquitt | 350115 | 5 |  |  | TRUE |  | TRUE | Removed from Ground | Used Oil | 550 | Bare Steel | 1958-05-15 | 1999-02-01 | Not Marked
QUICK-SERVE | 425 WEST CENTRAL AVE | MOULTRIE | Colquitt | 350113 | 2 | [5 empty] | Removed from Ground | Gas (Historical Use) | 6000 | Bare Steel | 1959-05-15 | 1998-05-20 | Galvanized Steel
ONE STOP NO #4 | 2725 S MAIN ST | MOULTRIE | Colquitt | 9035021 | PU | [5 empty] | Removed from Ground | Gas (Historical Use) | 4000 | Bare Steel | 1999-03-10 | 1999-03-10 | Galvanized Steel | Suction (American)
CIRCLE N FOOD STORE | 1600 CAMILLA HIGHWAY | MOULTRIE | Colquitt | 9035028 | 1 | [5 empty] | Permanently Out Of Use | Gas (Historical Use) | 6000 | Bare Steel | 1977-04-01 | 1999-02-17 | Galvanized Steel | Suction (American)
ROY PATE | CORNER OF HWY & SWIFT CANTEEN RO | MOULTRIE | Colquitt | 9035049 | 1 | [5 empty] | Removed from Ground | Gas (Historical Use) | 6000 | Bare Steel | 1970-01-01 | 1899-12-31 | Bare Steel
FASTRAC # 4 | 401 VETERANS PKWY NORTH | MOULTRIE | Colquitt | 9035050 | 1 | Ball Float | 2000-10-02 | FALSE | 2000-10-02 | FALSE | Currently in Use | Premium | 10000 | Composite | 2000-09-26 |  | Double-Walled Flex | Pressurized
SUSIE QS #90 | 135 US HWY 319 S | MOULTRIE | Colquitt | 9035046 | 2 | Overfill Alarm | 1997-09-10 | FALSE | 1997-09-10 | FALSE | Currently in Use | Premium | 10000 | Composite | 1997-09-10 |  | Double-Walled Flex | Pressurized
VACANT LOT | 1004 W CENTRAL AVE | MOULTRIE | Colquitt | 9035039 | 2 | [5 empty] | Removed from Ground | Gas (Historical Use) | 4000 | Not Marked/Unknown | 1996-08-01 | 1996-08-01 | Not Marked
RICH OIL | 1424 N Main St | MOULTRIE | Colquitt | 9035010 | 3 | [5 empty] | Removed from Ground | Gas (Historical Use) | 6000 | Bare Steel | 1977-01-01 | 1992-12-01 | Galvanized Steel | Safe Suction (Euro)
SERVICE STATION (ABANDONED) | 100 NORTH MAIN ST NE | MOULTRIE | Colquitt | 9035012 | 1 | [5 empty] | Removed from Ground | Other | 65 | Marked Unknown |  | 1899-12-31 | Unknown
DAVID I PETERSON INC | 911 N MAIN ST | MOULTRIE | Colquitt | 350134 | 3 | Flapper Valve | 1995-04-20 | FALSE | 1983-04-22 | FALSE | Currently in Use | Diesel Off Road | 12000 | STIP-3/Impressed Current | 1982-04-22 |  | Steel (Impressed Current) | Pressurized
BLANTON PETROLEUM DISTRIBUTORS | 704 WEST CENTRAL AVE | MOULTRIE | Colquitt | 350136 | 1 | [5 empty] | Removed from Ground | Diesel | 10000 | Bare Steel | 1961-04-27 | 1994-03-26 | Galvanized Steel
SERVICE STATION | 500 NORTH MAIN ST | MOULTRIE | Colquitt | 350115 | 2 | [5 empty] | Removed from Ground | Gas (Historical Use) | 2000 | Bare Steel | 1973-05-11 | 1999-02-01 | Galvanized Steel
HARTSFIELD QUICK EXPRESS | 5348 HWY 37 W | MOULTRIE | Colquitt | 350079 | 5 |  | 1996-04-04 |  | 1996-04-04 |  | Removed from Ground | Gas (Historical Use) | 3000 | Epoxy | 1996-04-04 | 2010-11-01 | Fiberglass Reinforced Plastic | Suction (American)
Mega Mart #2 | 1406 W BYPASS | MOULTRIE | Colquitt | 350090 | 2 | Flapper Valve | 1998-12-01 | FALSE | 1998-12-01 | FALSE | Currently in Use | Premium | 4000 | Steel-Impressed Current | 1977-05-10 |  |  | Safe Suction (Euro)
LISSIE GROCERY | ADEL HWY/RT 2 | MOULTRIE | Colquitt | 350085 | 2 | [5 empty] | Removed from Ground | Gas (Historical Use) | 1065 | Bare Steel | 1971-05-12 | 1978-06-01 | Galvanized Steel
AYERS GROCERY | COUNTY LINE RD | MOULTRIE | Colquitt | 350084 | 3 | [5 empty] | Removed from Ground | Gas (Historical Use) | 560 | Bare Steel | 1960-05-14 | 1978-08-01 | Galvanized Steel
CIRCLE N FOOD STORE | 1600 CAMILLA HIGHWAY | MOULTRIE | Colquitt | 9035028 | 2 | [5 empty] | Permanently Out Of Use | Gas (Historical Use) | 3000 | Bare Steel | 1977-04-01 | 1999-02-17 | Bare Steel | Suction (American)
COURTHOUSE ANNEX | COURTHOUSE ANNEX | MOULTRIE | Colquitt | 9035052 | 1 | [5 empty] | Removed from Ground | Used Oil | 0 | Not Marked/Unknown |  | 1899-12-31 | Not Marked
SUSIE QS #90 | 135 US HWY 319 S | MOULTRIE | Colquitt | 9035046 | 1 | Overfill Alarm | 1997-09-10 | FALSE | 1997-09-10 | FALSE | Currently in Use | E-10 | 12000 | Composite | 1997-09-10 |  | Double-Walled Flex | Pressurized
DAVID I PETERSON INC | 911 N MAIN ST | MOULTRIE | Colquitt | 350134 | 6 |  | 1995-04-20 | FALSE | 1983-04-22 | FALSE | Temporarily out of use | Empty | 3000 |  | 1982-04-22 |  | Steel (Impressed Current)
FLAV-O-RICH INC | 503 NORTH MAIN ST | MOULTRIE | Colquitt | 350149 | 1 | [5 empty] | Removed from Ground | Gas (Historical Use) | 1000 | Bare Steel | 1961-05-14 | 1899-12-31 | Galvanized Steel
DAVID I PETERSON INC | 911 N MAIN ST | MOULTRIE | Colquitt | 350134 | 1 | Flapper Valve | 1995-04-20 | FALSE | 1983-04-22 | FALSE | Currently in Use | E-0 | 15000 | Steel-Impressed Current | 1983-04-22 |  | Steel (Impressed Current) | Pressurized
WELLS ALUMINUM | 371 INDUSTRIAL PKWY | MOULTRIE | Colquitt | 350133 | 2 | [5 empty] | Removed from Ground | Diesel | 550 | Bare Steel | 1984-06-01 | 1989-06-15 | Galvanized Steel
PETERSON OIL CO | 1020 NORTH MAIN ST | MOULTRIE | Colquitt | 350146 | 3 | [5 empty] | Currently in Use | Gas (Historical Use) | 10000 | Bare Steel | 1982-05-09 |  | Galvanized Steel
MCKELLAR ENTERPRISES LLC DBA BUNKER SERVICE CENTER | 323 S MAIN | MOULTRIE | Colquitt | 350155 | 1 |  | 1989-08-01 |  | 1989-08-01 |  | Removed from Ground | Gas (Historical Use) | 3000 | Cathodically Protected Steel | 1958-05-15 | 2010-09-28 | Cathodically Protected | Suction (American)
MCKELLAR ENTERPRISES LLC DBA BUNKER SERVICE CENTER | 323 S MAIN | MOULTRIE | Colquitt | 350155 | 4 |  | 1989-08-01 |  | 1989-08-01 |  | Removed from Ground | Gas (Historical Use) | 3000 | Cathodically Protected Steel | 1958-05-15 | 2010-09-28 | Cathodically Protected | Suction (American)
OLD SHUMAN PROPERTY 33TS | GA HWY 33 | MOULTRIE | Colquitt | 350080 | 2 | [5 empty] | Removed from Ground | Gas (Historical Use) | 5201 | Bare Steel | 1965-05-13 | 1976-12-01 | Galvanized Steel
LAKE VIEW | RT 6 | MOULTRIE | Colquitt | 350086 | 1 | [5 empty] | Removed from Ground | Gas (Historical Use) | 3000 | Bare Steel | 1976-05-10 | 1985-10-01 | Galvanized Steel
CHEVRON OIL BULK PLANT | 1020 NORTH MAIN ST | MOULTRIE | Colquitt | 9035024 | 1 |  | 1998-09-01 | FALSE | 1998-09-01 | FALSE | Removed from Ground | Diesel | 10000 | Steel-Impressed Current | 1980-01-01 | 2006-04-17 |  | Pressurized
SHREEJI S & B INVESTMENT INC | 515 TWENTY SIXTH AVE | MOULTRIE | Colquitt | 9035023 | 2 | Flapper Valve | 1999-01-04 | FALSE | 1999-01-04 | FALSE | Currently in Use | E-10 | 8000 | Steel-Impressed Current | 1999-01-04 |  | Steel (Impressed Current) | Pressurized
ALLTEL CENTRAL OFFICE BUILDING/G | 282 INDUSTRIAL DRIVE | MOULTRIE | Colquitt | 9035034 | 1 | [5 empty] | Removed from Ground | Diesel | 0 | Not Marked/Unknown | 1996-03-01 | 1996-03-01 | Not Marked
ROY PATE | CORNER OF HWY & SWIFT CANTEEN RO | MOULTRIE | Colquitt | 9035049 | 2 | [5 empty] | Removed from Ground | Gas (Historical Use) | 6000 | Bare Steel | 1970-01-01 | 1899-12-31 | Bare Steel
FASTRAC # 4 | 401 VETERANS PKWY NORTH | MOULTRIE | Colquitt | 9035050 | 2 | Ball Float | 2000-10-02 | FALSE | 2000-10-02 | FALSE | Currently in Use | Diesel On Road | 10000 | Composite | 2000-09-26 |  | Double-Walled Flex | Pressurized
SUSIE QS #90 | 135 US HWY 319 S | MOULTRIE | Colquitt | 9035046 | 3 | Overfill Alarm | 1997-09-10 | FALSE | 1997-09-10 | FALSE | Currently in Use | Diesel | 10000 | Composite | 1997-09-10 |  | Double-Walled Flex | Pressurized
SHELL FOOD MART | 1900 S MAIN STREET | MOULTRIE | Colquitt | 9035037 | 2 | Ball Float | 1995-10-06 | FALSE | 1995-10-06 | FALSE | Currently in Use | E-10 | 12000 | Epoxy | 1995-09-27 |  | Double-Walled Flex | Pressurized
Moultrie Quik Serve | 1350 E BYPASS NE | MOULTRIE | Colquitt | 9035042 | 2 | Overfill Alarm | 1996-06-01 | FALSE | 1996-06-01 | FALSE | Currently in Use | E-10 | 10000 | Composite | 1996-06-01 |  |  | Pressurized
RICH OIL | 1424 N Main St | MOULTRIE | Colquitt | 9035010 | 6 | [5 empty] | Removed from Ground | Gas (Historical Use) | 6000 | Bare Steel | 1962-01-01 | 1899-12-31 | Galvanized Steel | Pressurized
SERVICE STATION (ABANDONED) | 100 NORTH MAIN ST NE | MOULTRIE | Colquitt | 9035012 | 6 | [5 empty] | Removed from Ground | Other | 1000 | Marked Unknown |  | 1899-12-31 | Unknown
HARSHA FOOD MART | 2011 WEST BLVD | MOULTRIE | Colquitt | 9035038 | 3 | Flapper Valve | 1996-08-08 | FALSE | 1996-08-08 | FALSE | Temporarily out of use | Kerosene | 2000 | Epoxy Double-Walled | 1996-08-01 |  | Fiberglass Reinforced Plastic | Safe Suction (Euro)
RALPH ALEXANDER | 831 WEST BY-PASS ROAD | MOULTRIE | Colquitt | 9035041 | 3 | [5 empty] | Removed from Ground | Gas (Historical Use) | 2000 | Not Marked/Unknown | 1997-07-08 | 1997-07-08 | Not Marked
Moultrie Quik Serve | 1350 E BYPASS NE | MOULTRIE | Colquitt | 9035042 | 4 | Overfill Alarm | 1996-06-01 | FALSE | 1996-06-01 | FALSE | Currently in Use | Diesel | 10000 | Composite | 1996-06-01 |  |  | Pressurized
RICH OIL | 1424 N Main St | MOULTRIE | Colquitt | 9035010 | WEST1 | Ball Float | 1992-11-02 | FALSE | 1992-11-02 | FALSE | Currently in Use | Diesel | 10000 | Galvanic (STIP-3) | 1992-11-02 |  | Double-Walled Fiberglass | Pressurized
DON HORNE JR | GEORGIA HWY 33 N | DOERUN | Colquitt | 350151 | 2 | [5 empty] | Closed in Ground | Gas (Historical Use) | 4000 | Bare Steel | 1977-01-01 | 1998-06-04 | Galvanized Steel | Safe Suction (Euro)
SUSIE QS #32 | 1607 CAMILLA HWY | MOULTRIE | Colquitt | 350096 | 3 |  | 1981-01-01 |  | 1981-01-01 |  | Removed from Ground | Gas (Historical Use) | 4000 | Bare Steel | 1981-05-09 | 1997-09-01 | Galvanized Steel | Suction (American)
KEIGANS SVC STA | 123 FIRST AVE NE | MOULTRIE | Colquitt | 350119 | 1 | [5 empty] | Removed from Ground | Gas (Historical Use) | 550 | Bare Steel | 1955-05-16 | 1999-02-01 | Galvanized Steel
SHELL FOOD MART | 1900 S MAIN STREET | MOULTRIE | Colquitt | 9035037 | 1 | Ball Float | 1995-10-06 | FALSE | 1995-10-06 | FALSE | Currently in Use | Premium | 8000 | Epoxy | 1995-09-27 |  | Double-Walled Flex | Pressurized
Moultrie Quik Serve | 1350 E BYPASS NE | MOULTRIE | Colquitt | 9035042 | 1 | Overfill Alarm | 1996-06-01 | FALSE | 1996-06-01 | FALSE | Currently in Use | E-10 | 10000 | Composite | 1996-06-01 |  |  | Pressurized
MATTCO REALTORS (VACANT LOT) | 200 1ST AVE SE @ 2ND ST SE | MOULTRIE | Colquitt | 9035011 | 2 | [5 empty] | Removed from Ground | Gas (Historical Use) | 3000 | Marked Unknown | 1992-07-31 | 1992-07-31 | Unknown
ONE STOP #1 | 503 FIRST AVE SE | MOULTRIE | Colquitt | 350159 | 53581 |  | 1987-01-01 | FALSE | 1987-01-01 | FALSE | Temporarily out of use | Plus | 6000 | Galvanic (STIP-3) | 1987-01-01 |  | Fiberglass Reinforced Plastic | Pressurized
ONE STOP #1 | 503 FIRST AVE SE | MOULTRIE | Colquitt | 350159 | 53580 |  | 1987-01-01 | FALSE | 1987-01-01 | FALSE | Currently in Use | Premium | 6000 | Galvanic (STIP-3) | 1987-01-01 |  | Fiberglass Reinforced Plastic | Pressurized
SLOAN & SLOAN AUTO SERVICE | 801 NORTH MAIN ST | MOULTRIE | Colquitt | 350071 | 1 | [5 empty] | Removed from Ground | Gas (Historical Use) | 1000 | Bare Steel | 1971-05-12 | 1993-11-09 | Galvanized Steel
La Cabana | 2219 HWY 111 | MOULTRIE | Colquitt | 350081 | 1 | [5 empty] | Removed from Ground | Gas (Historical Use) | 2000 | Bare Steel | 1971-05-12 | 1999-04-28 | Galvanized Steel | Suction (American)
HARTSFIELD QUICK EXPRESS | 5348 HWY 37 W | MOULTRIE | Colquitt | 350079 | 2 | [5 empty] | Removed from Ground | Gas (Historical Use) | 3000 | Bare Steel | 1966-05-13 | 1999-12-12 | Galvanized Steel | Suction (American)
ROSEHILL GROCERY | THIGPEN TRAIL\DUNN RD\NE INTERSE | MOULTRIE | Colquitt | 350083 | 1 | [5 empty] | Removed from Ground | Gas (Historical Use) | 1065 | Bare Steel | 1967-05-13 | 1988-12-01 | Galvanized Steel
DON & LUCY ETHRIDGE | COUNTY ST/QUITMAN HWY | MOULTRIE | Colquitt | 350088 | 1 | [5 empty] | Removed from Ground | Gas (Historical Use) | 2000 | Bare Steel | 1976-05-10 | 1980-01-01 | Galvanized Steel
CIRCLE N FOOD STORE | 1600 CAMILLA HIGHWAY | MOULTRIE | Colquitt | 9035028 | 4 | [5 empty] | Permanently Out Of Use | Diesel | 4000 | Bare Steel | 1977-04-01 | 1999-02-17 | Bare Steel | Suction (American)
MCKELLAR ENTERPRISES LLC DBA BUNKER SERVICE CENTER | 323 S MAIN | MOULTRIE | Colquitt | 350155 | 2 |  | 1989-08-01 |  | 1989-08-01 |  | Removed from Ground | Gas (Historical Use) | 3000 | Cathodically Protected Steel | 1958-05-15 | 2010-09-28 | Cathodically Protected | Suction (American)
CITY OF MOULTRIE | 21 1st AVENUE NE | MOULTRIE | Colquitt | 350108 | 1 | [5 empty] | Removed from Ground | Gas (Historical Use) | 10000 | Bare Steel | 1974-05-11 | 1991-11-01 | Unknown
QUICK-SERVE | 425 WEST CENTRAL AVE | MOULTRIE | Colquitt | 350113 | 4 | [5 empty] | Removed from Ground | Kerosene | 1000 | Bare Steel | 1959-05-15 | 1998-05-20 | Galvanized Steel
QUIKMART #23 | 602 SPENCE FIELD RD HWY 133 S | MOULTRIE | Colquitt | 350091 | 3 | Flapper Valve | 1998-04-01 |  | 1998-04-01 |  | Removed from Ground | Gas (Historical Use) | 4000 | Steel-Impressed Current | 1977-05-10 | 2014-05-20 | Steel (Impressed Current) | Safe Suction (Euro)
SUWANNEE #131 | 903 N MAIN ST | MOULTRIE | Colquitt | 350093 | 1 | [5 empty] | Removed from Ground | Gas (Historical Use) | 8000 | Bare Steel | 1981-05-09 | 1996-07-24 | Galvanized Steel | Suction (American)
LAKE VIEW | RT 6 | MOULTRIE | Colquitt | 350086 | 2 | [5 empty] | Removed from Ground | Gas (Historical Use) | 1000 | Bare Steel | 1964-05-13 | 1985-10-01 | Galvanized Steel
ONE STOP NO #4 | 2725 S MAIN ST | MOULTRIE | Colquitt | 9035021 | 2 | Ball Float | 2003-08-25 | FALSE | 2003-08-25 | FALSE | Currently in Use | Diesel | 6000 | Epoxy | 2003-08-23 |  | Fiberglass Reinforced Plastic | Pressurized
MOBLEY PLANT COMPANY | 1265 GA HWY 133 NORTH | MOULTRIE | Colquitt | 9035044 | 2 | [5 empty] | Removed from Ground | Diesel | 2000 | Not Marked/Unknown | 1998-03-23 | 1998-03-23 | Not Marked
HANCOCK'S WESTERN WEAR/ABANDONED | 304 1ST AVE SE | MOULTRIE | Colquitt | 9035015 | 2 | [5 empty] | Removed from Ground | Gas (Historical Use) | 0 | Not Marked/Unknown | 1993-04-08 | 1993-06-01 | Not Marked
Quick Stop # 5 | 131 SOUTH MILLS ST | DOERUN | Colquitt | 350092 | 3 | [5 empty] | Removed from Ground | Gas (Historical Use) | 4000 | Bare Steel | 1981-05-09 | 1998-06-01 | Galvanized Steel | Suction (American)
Bishop's Cigarette Outlet | 402 1ST ST SE | MOULTRIE | Colquitt | 350036 | 4 | Ball Float | 2005-07-27 | FALSE | 2005-07-27 | FALSE | Currently in Use | E-10 | 12000 | Composite | 2005-07-27 |  | Fiberglass Reinforced Plastic | Pressurized
FLOWERS BAKING CO THOMASVILLE | INDUSTRIAL DRIVE | MOULTRIE | Colquitt | 350048 | 1 | [5 empty] | Removed from Ground | Other | 5000 | Bare Steel | 1961-04-10 | 1983-05-01 | Bare Steel
VICTORY LANE #2 | 1000 FIRST AVE SE | MOULTRIE | Colquitt | 9035001 | 4 | Overfill Alarm | 1992-01-15 | FALSE | 1992-01-15 | FALSE | Currently in Use | Diesel | 6000 | Galvanic (STIP-3) | 1989-01-01 |  | Double-Walled Flex | Pressurized
Quick Mart #22 | 536 W BROAD ST | DOERUN | Colquitt | 350143 | 2 | Flapper Valve | 1997-05-20 | FALSE | 1997-05-20 | FALSE | Removed from Ground | Regular | 10000 | Steel-Impressed Current | 1974-05-10 |  | Fiberglass Reinforced Plastic | Pressurized
CHARLIES FRIED CHICKEN | 123 MOULTRIE RD | DOERUN | Colquitt | 10000359 | 3 |  |  | FALSE |  | FALSE | Removed from Ground | Gas (Historical Use) | 2000 | Bare Steel | 2003-04-29 | 2003-04-29 | Bare Steel | Safe Suction (Euro)
Bishop's Cigarette Outlet | 402 1ST ST SE | MOULTRIE | Colquitt | 350036 | 1 |  | 1998-05-18 |  | 1998-05-18 |  | Removed from Ground | Gas (Historical Use) | 2000 | Steel-Impressed Current | 1972-04-18 | 2005-07-08 | Cathodically Protected | Pressurized
LINDSEYS CASH & CARRY | 2658 ELLINGTON-NORMAN PARK RD | NORMAN PARK | Colquitt | 350058 | 2 | Flapper Valve | 1998-08-01 | FALSE | 1998-08-01 | FALSE | Currently in Use | Regular | 10000 | Steel-Impressed Current | 1982-05-06 |  | Steel (Impressed Current) | Pressurized
CITY OF MOULTRIE | 21 1st AVENUE NE | MOULTRIE | Colquitt | 350108 | 2 | [5 empty] | Removed from Ground | Diesel | 4000 | Bare Steel | 1981-05-09 | 1991-11-01 | Unknown
La Cabana | 2219 HWY 111 | MOULTRIE | Colquitt | 350081 | 3 |  | 1999-05-04 |  | 1999-05-04 |  | Removed from Ground | Gas (Historical Use) | 4000 | Cathodically Protected Steel | 1978-05-10 | 1999-04-19 | Fiberglass Reinforced Plastic | Suction (American)
LAKE VIEW | RT 6 | MOULTRIE | Colquitt | 350086 | 3 | [5 empty] | Removed from Ground | Gas (Historical Use) | 1000 | Bare Steel | 1964-05-13 | 1985-10-01 | Galvanized Steel
ABANDONED GAS STATION | 1038 W CENTRAL AVE | MOULTRIE | Colquitt | 9035054 | 1 | [5 empty] | Closed in Ground | Gas (Historical Use) | 0 | Not Marked/Unknown | 1970-01-01 | 1970-01-01 | Not Marked
VACANT LOT | 1004 W CENTRAL AVE | MOULTRIE | Colquitt | 9035039 | 1 | [5 empty] | Removed from Ground | Gas (Historical Use) | 4000 | Not Marked/Unknown | 1996-08-01 | 1996-08-01 | Not Marked
MOBLEY PLANT COMPANY | 1265 GA HWY 133 NORTH | MOULTRIE | Colquitt | 9035044 | 1 | [5 empty] | Removed from Ground | Gas (Historical Use) | 1000 | Not Marked/Unknown | 1998-03-23 | 1998-03-23 | Not Marked
Marathon Food Mart | 1524 FOURTH AVE NE | MOULTRIE | Colquitt | 9035005 | 2B | Overfill Alarm | 2020-06-15 | FALSE | 2020-06-15 | FALSE | Currently in Use | Premium | 4000 | Composite Double Walled | 2020-06-15 |  | Double-Walled Fiberglass | Pressurized
Marathon Food Mart | 1524 FOURTH AVE NE | MOULTRIE | Colquitt | 9035005 | 2C | Overfill Alarm | 2020-06-15 | FALSE | 2020-06-15 | FALSE | Currently in Use | Diesel | 4000 | Composite Double Walled | 2020-06-15 |  | Double-Walled Fiberglass | Pressurized
COASTAL PLAINS TRUCKING CO | 1320 NORTH MAIN ST | MOULTRIE | Colquitt | 350156 | 2 | [5 empty] | Removed from Ground | Gas (Historical Use) | 1000 | Bare Steel | 1998-08-14 | 1998-08-14 | Galvanized Steel
MCKELLAR ENTERPRISES LLC DBA BUNKER SERVICE CENTER | 323 S MAIN | MOULTRIE | Colquitt | 350155 | 5 | [5 empty] | Removed from Ground | Empty | 500 | Bare Steel | 1958-05-15 | 1998-06-23 | Galvanized Steel
ENK370 | 915 FIRST AVE SE | MOULTRIE | Colquitt | 350110 | 3 | Flapper Valve | 1995-12-06 | FALSE | 1995-12-06 | FALSE | Removed from Ground |  | 6000 | Steel-Impressed Current | 1995-12-06 |  | Steel (Impressed Current) | Pressurized
ZIPPY MART GA-547 | 1912 SOUTH MAIN ST | MOULTRIE | Colquitt | 350109 | 1 | [5 empty] | Removed from Ground | Gas (Historical Use) | 10000 | Bare Steel | 1976-05-09 | 1993-05-18 | Galvanized Steel | Pressurized
H&H SERVICE CENTER | 141 E BROAD ST | DOERUN | Colquitt | 9035006 | 4 |  | 1999-01-13 |  | 1999-01-13 |  | Removed from Ground | Diesel | 2000 | Cathodically Protected Steel | 1979-01-01 | 2007-01-24 | Cathodically Protected | Safe Suction (Euro)
H&H SERVICE CENTER | 141 E BROAD ST | DOERUN | Colquitt | 9035006 | 5 | [5 empty] | Removed from Ground | Empty | 0 | Bare Steel | 1996-04-01 | 1996-04-01 | Not Marked
Quick Mart #22 | 536 W BROAD ST | DOERUN | Colquitt | 350143 | 1 | Flapper Valve | 1997-05-20 | FALSE | 1997-05-20 | FALSE | Removed from Ground | Premium | 10000 | Steel-Impressed Current | 1974-05-10 |  | Fiberglass Reinforced Plastic | Pressurized
QUICK MART | 214 EAST BROAD ST | DOERUN | Colquitt | 350016 | 2 | [5 empty] | Closed in Ground | Gas (Historical Use) | 4000 | Bare Steel | 1967-01-06 | 1991-10-16 | Galvanized Steel
UNKNOWN | 509 GA HIGHWAY 133 SOUTH | MOULTRIE | Colquitt | 10001455 | 1 |  |  | FALSE |  | FALSE | Removed from Ground | Not Marked | 0 | Unknown |  | 1899-12-31 | Unknown
CONGER GULF SERVICE | US HWY 19 N | NORMAN PARK | Colquitt | 350123 | 1 | [5 empty] | Removed from Ground | Gas (Historical Use) | 1000 | Bare Steel | 1972-05-11 | 1999-02-01 | Galvanized Steel
BEAR CREEK ENTERPRISES | 4326 US HWY 319 N | NORMAN PARK | Colquitt | 9035003 | 2 | Flapper Valve | 1997-12-01 | FALSE | 1997-12-01 | FALSE | Temporarily out of use | Premium | 6000 | Steel-Impressed Current | 1976-01-01 |  | Fiberglass Reinforced Plastic | Pressurized
SOUTH GEORGA DISCOUNT GROCERY | 5448 HWY 133 | BERLIN | Colquitt | 350089 | 5 | [5 empty] | Removed from Ground | Gas (Historical Use) | 1065 | Bare Steel | 1986-05-08 | 1988-04-01 | Galvanized Steel
QUICK-SERVE | 425 WEST CENTRAL AVE | MOULTRIE | Colquitt | 350113 | 3 | [5 empty] | Removed from Ground | Gas (Historical Use) | 6000 | Bare Steel | 1980-05-09 | 1998-05-20 | Galvanized Steel
CHAPMAN GROCERY | UPPER MEIGS RD | MOULTRIE | Colquitt | 350082 | 2 | [5 empty] | Removed from Ground | Gas (Historical Use) | 560 | Bare Steel | 1964-05-13 | 1988-05-21 | Galvanized Steel
CHEVRON OIL BULK PLANT | 1020 NORTH MAIN ST | MOULTRIE | Colquitt | 9035024 | 4 |  | 1998-09-01 | FALSE | 1998-09-01 | FALSE | Removed from Ground | Diesel | 10000 | Steel-Impressed Current | 1980-01-01 | 2006-04-17 |  | Pressurized
ABANDONED GAS STATION | 1038 W CENTRAL AVE | MOULTRIE | Colquitt | 9035054 | 2 | [5 empty] | Closed in Ground | Diesel | 0 | Not Marked/Unknown | 1970-01-01 | 1970-01-01 | Not Marked
COURTHOUSE ANNEX | COURTHOUSE ANNEX | MOULTRIE | Colquitt | 9035052 | 2 | [5 empty] | Removed from Ground | Diesel | 0 | Not Marked/Unknown |  | 1899-12-31 | Not Marked
VACANT LOT | 1004 W CENTRAL AVE | MOULTRIE | Colquitt | 9035039 | 3 | [5 empty] | Removed from Ground | Gas (Historical Use) | 6000 | Not Marked/Unknown | 1996-08-01 | 1996-08-01 | Not Marked
RICH OIL | 1424 N Main St | MOULTRIE | Colquitt | 9035010 | 2 | [5 empty] | Removed from Ground | Diesel | 2000 | Bare Steel | 1962-01-01 | 1992-12-01 | Galvanized Steel | Safe Suction (Euro)
SERVICE STATION (ABANDONED) | 100 NORTH MAIN ST NE | MOULTRIE | Colquitt | 9035012 | 2 | [5 empty] | Removed from Ground | Other | 65 | Marked Unknown |  | 1899-12-31 | Unknown
SERVICE STATION (ABANDONED) | 100 NORTH MAIN ST NE | MOULTRIE | Colquitt | 9035012 | 8 | [5 empty] | Removed from Ground | Other | 560 | Marked Unknown |  | 1899-12-31 | Unknown
SOUTHWEST PDC PROBATION DETENTIO | SOUTH VANDENBERG DR SPENCE FIELD | MOULTRIE | Colquitt | 9035009 | 1 | [5 empty] | Removed from Ground | Gas (Historical Use) | 5000 | Bare Steel | 1989-01-01 | 2007-12-12 | Fiberglass Reinforced Plastic
Marathon Food Mart | 1524 FOURTH AVE NE | MOULTRIE | Colquitt | 9035005 | 2A | Overfill Alarm | 2020-06-15 | FALSE | 2020-06-15 | FALSE | Currently in Use | E-10 | 12000 | Composite Double Walled | 2020-06-15 |  | Double-Walled Fiberglass | Pressurized
VICTORY LANE #2 | 1000 FIRST AVE SE | MOULTRIE | Colquitt | 9035001 | 1 | Overfill Alarm | 1992-01-15 | FALSE | 1992-01-15 | FALSE | Currently in Use | E-10 | 8000 | Galvanic (STIP-3) | 1989-01-01 |  | Double-Walled Flex | Pressurized
COURTHOUSE ANNEX | COURTHOUSE ANNEX | MOULTRIE | Colquitt | 9035052 | 3 | [5 empty] | Removed from Ground | Gas (Historical Use) | 0 | Not Marked/Unknown |  | 1899-12-31 | Not Marked
MAULE AIR INC | 2099 GA HWY 133 SOUTH | MOULTRIE | Colquitt | 9035047 | 2 | [5 empty] | Removed from Ground | Other | 8000 | Bare Steel | 1999-03-16 | 1999-03-16 | Bare Steel | Safe Suction (Euro)
HAYES GROCERY | 301 EMK DRIVE | MOULTRIE | Colquitt | 9035040 | 1 | [5 empty] | Removed from Ground | Gas (Historical Use) | 1000 | Not Marked/Unknown | 1997-06-28 | 1997-06-28 | Not Marked
MATTCO REALTORS (VACANT LOT) | 200 1ST AVE SE @ 2ND ST SE | MOULTRIE | Colquitt | 9035011 | 1 | [5 empty] | Removed from Ground | Gas (Historical Use) | 3000 | Marked Unknown | 1992-07-31 | 1992-07-31 | Unknown
ALLTEL GEORGIA INC | FOURTH ST SE | MOULTRIE | Colquitt | 9035007 | 1 | [5 empty] | Removed from Ground | Diesel | 5000 | Double Walled | 1989-01-01 | 1994-10-04 | Fiberglass Reinforced Plastic
COLQUITT CO FLEET BUS FUELING STATION | 2228 COUNTY FARM RD | MOULTRIE | Colquitt | 10001554 | 2 | Overfill Alarm | 2008-02-01 | FALSE | 2008-02-01 | FALSE | Currently in Use | Diesel On Road | 12000 | Fiberglass | 2008-02-25 |  | Double-Walled Fiberglass | Pressurized
DAVID I PETERSON INC | 911 N MAIN ST | MOULTRIE | Colquitt | 350134 | 2 | Flapper Valve | 1995-04-20 | FALSE | 1983-04-22 | FALSE | Currently in Use | Diesel | 15000 | Steel-Impressed Current | 1982-04-22 |  | Steel (Impressed Current) | Pressurized
PETERSON OIL CO | 1020 NORTH MAIN ST | MOULTRIE | Colquitt | 350146 | 2 | [5 empty] | Currently in Use | Gas (Historical Use) | 10000 | Bare Steel | 1982-05-09 |  | Galvanized Steel
COASTAL PLAINS TRUCKING CO | 1320 NORTH MAIN ST | MOULTRIE | Colquitt | 350156 | 4 | [5 empty] | Removed from Ground | Gas (Historical Use) | 1000 | Bare Steel | 1998-08-14 | 1998-08-14 | Galvanized Steel
HANCOCK'S WESTERN WEAR/ABANDONED | 304 1ST AVE SE | MOULTRIE | Colquitt | 9035015 | 3 | [5 empty] | Removed from Ground | Gas (Historical Use) | 0 | Not Marked/Unknown | 1993-04-08 | 1993-06-01 | Not Marked
RICH OIL | 1424 N Main St | MOULTRIE | Colquitt | 9035010 | 1 | [5 empty] | Removed from Ground | Diesel | 2000 | Bare Steel | 1962-01-01 | 1992-12-01 | Galvanized Steel | Safe Suction (Euro)
RICH OIL | 1424 N Main St | MOULTRIE | Colquitt | 9035010 | 7 | [5 empty] | Removed from Ground | Gas (Historical Use) | 6000 | Bare Steel | 1977-01-01 | 1899-12-31 | Galvanized Steel | Gravity Fed
EASY CORNER | 1100 W CENTRAL | MOULTRIE | Colquitt | 9035002 | 2 | Flapper Valve | 1990-03-12 | FALSE | 1990-03-12 | FALSE | Currently in Use | Plus | 6000 | Galvanic (STIP-3) | 1990-01-01 |  | Fiberglass Reinforced Plastic | Pressurized
DON HORNE JR | GEORGIA HWY 33 N | DOERUN | Colquitt | 350151 | 3 | [5 empty] | Closed in Ground | Diesel | 10000 | Bare Steel | 1986-01-01 | 1998-06-04 | Galvanized Steel | Safe Suction (Euro)
QUICK MART | 214 EAST BROAD ST | DOERUN | Colquitt | 350016 | 1 | [5 empty] | Closed in Ground | Gas (Historical Use) | 2000 | Bare Steel | 1967-01-06 | 1991-10-16 | Galvanized Steel
ONE STOP | 4254 US HWY 319 NORTH | NORMAN PARK | Colquitt | 350052 | 1 | Flapper Valve | 1995-10-01 | FALSE | 1995-10-01 | FALSE | Currently in Use | E-10 | 6000 | Steel-Impressed Current | 1978-05-01 |  | Fiberglass Reinforced Plastic | Pressurized
SHREEJI BILLY ENTERPRISE LLC D M FOOD MART | 163 BAKER ST | ELLENTON | Colquitt | 350107 | 1 | [5 empty] | Removed from Ground | Other | 1 | Marked Unknown | 1988-05-01 | 1988-05-01 | Unknown
SHREEJI BILLY ENTERPRISE LLC D M FOOD MART | 163 BAKER ST | ELLENTON | Colquitt | 350107 | 4 |  | 1990-05-01 |  | 1990-05-01 |  | Removed from Ground | Gas (Historical Use) | 6000 | Cathodically Protected Steel | 1990-05-01 | 1999-06-28 | Fiberglass Reinforced Plastic | Pressurized
SHREEJI BILLY ENTERPRISE LLC D M FOOD MART | 163 BAKER ST | ELLENTON | Colquitt | 350107 | 7 | Ball Float | 2001-11-01 | FALSE | 2001-11-01 | FALSE | Currently in Use | Diesel | 8000 | Galvanic (STIP-3) | 2001-11-01 |  | Fiberglass Reinforced Plastic | Pressurized
SLOAN & SLOAN AUTO SERVICE | 801 NORTH MAIN ST | MOULTRIE | Colquitt | 350071 | 2 | [5 empty] | Removed from Ground | Gas (Historical Use) | 1000 | Bare Steel | 1971-05-12 | 1993-11-09 | Galvanized Steel
QUIKMART #23 | 602 SPENCE FIELD RD HWY 133 S | MOULTRIE | Colquitt | 350091 | 1 | Flapper Valve | 1998-04-01 |  | 1998-04-01 |  | Removed from Ground | Gas (Historical Use) | 8000 | Steel-Impressed Current | 1977-05-10 | 2014-05-20 | Steel (Impressed Current) | Safe Suction (Euro)
SUWANNEE #131 | 903 N MAIN ST | MOULTRIE | Colquitt | 350093 | 3 | [5 empty] | Removed from Ground | Gas (Historical Use) | 4000 | Bare Steel | 1981-05-09 | 1996-07-24 | Galvanized Steel | Suction (American)
ROSEHILL GROCERY | THIGPEN TRAIL\DUNN RD\NE INTERSE | MOULTRIE | Colquitt | 350083 | 3 | [5 empty] | Removed from Ground | Gas (Historical Use) | 2000 | Bare Steel | 1976-05-10 | 1987-12-01 | Galvanized Steel
C&M GROCERY | QUITMAN HWY/RT 5 | MOULTRIE | Colquitt | 350087 | 2 | [5 empty] | Removed from Ground | Gas (Historical Use) | 2000 | Bare Steel | 1976-05-10 | 1982-08-01 | Galvanized Steel
BROCKS ONE STOP | 2471 GEORGIA HWY 33 S | MOULTRIE | Colquitt | 9035030 | 1 | [5 empty] | Removed from Ground | Gas (Historical Use) | 560 | Cathodically Protected Steel | 1986-01-01 | 1997-05-28 | Galvanized Steel | Suction (American)
CITY OF MOULTRIE WATER POLLUTION | 1610 15TH STREET | MOULTRIE | Colquitt | 9035043 | 2 | [5 empty] | Closed in Ground | Diesel | 1500 | Not Marked/Unknown |  | 1899-12-31 | Not Marked
Quick Stop # 5 | 131 SOUTH MILLS ST | DOERUN | Colquitt | 350092 | 1 | [5 empty] | Removed from Ground | Gas (Historical Use) | 8000 | Bare Steel | 1981-05-09 | 1998-06-01 | Galvanized Steel | Suction (American)
Quick Stop # 5 | 131 SOUTH MILLS ST | DOERUN | Colquitt | 350092 | 4B | Flapper Valve | 2001-06-01 | FALSE | 2001-06-01 | FALSE | Currently in Use | Diesel On Road | 4000 | Composite | 2001-06-01 |  | Fiberglass Reinforced Plastic | Pressurized
Bishop's Cigarette Outlet | 402 1ST ST SE | MOULTRIE | Colquitt | 350036 | 5B | Ball Float | 2005-07-27 | FALSE | 2005-07-27 | FALSE | Currently in Use | Diesel | 6000 | Composite | 2005-07-27 |  | Fiberglass Reinforced Plastic | Pressurized
Bishop's Cigarette Outlet | 402 1ST ST SE | MOULTRIE | Colquitt | 350036 | 2 |  | 1998-05-18 |  | 1998-05-18 |  | Removed from Ground | Gas (Historical Use) | 8000 | Steel-Impressed Current | 1972-04-18 | 2005-07-08 | Cathodically Protected | Pressurized
ONE STOP | 4254 US HWY 319 NORTH | NORMAN PARK | Colquitt | 350052 | 3 | Flapper Valve | 1995-10-01 | FALSE | 1995-10-01 | FALSE | Currently in Use | Diesel | 4000 | Steel-Impressed Current | 1978-05-01 |  | Fiberglass Reinforced Plastic | Pressurized
EASY CORNER | 1100 W CENTRAL | MOULTRIE | Colquitt | 9035002 | 1 | Flapper Valve | 1990-03-12 | FALSE | 1990-03-12 | FALSE | Currently in Use | E-10 | 6000 | Galvanic (STIP-3) | 1990-01-01 |  | Fiberglass Reinforced Plastic | Pressurized
J T HORTMAN SVC STA | BROAD ST | DOERUN | Colquitt | 350075 | 1 | [5 empty] | Removed from Ground | Gas (Historical Use) | 560 | Bare Steel | 1970-05-12 | 1988-06-01 | Galvanized Steel
PIGGLY WIGGLY EXPRESS | 140 EAST BROAD STREET | DOERUN | Colquitt | 10002043 | 562129C | Flapper Valve | 2011-10-01 | FALSE | 2011-10-01 | FALSE | Currently in Use | Diesel On Road | 4000 | Epoxy Double-Walled | 2011-10-01 |  | Double-Walled Fiberglass | Pressurized
COLQUITT CO FLEET BUS FUELING STATION | 2228 COUNTY FARM RD | MOULTRIE | Colquitt | 10001554 | 1 | Overfill Alarm | 2008-02-01 | FALSE | 2008-02-01 | FALSE | Currently in Use | E-0 | 10000 | Fiberglass | 2008-02-25 |  | Double-Walled Fiberglass | Pressurized
MURPHY EXPRESS #8512 | 505 VETERANS PKWY SOUTH | MOULTRIE | Colquitt | 10001580 | 2A | Flapper Valve | 2008-05-21 | FALSE | 2008-05-21 | FALSE | Currently in Use | Diesel | 12000 | Fiberglass Double Walled | 2008-05-21 |  | Double-Walled Fiberglass | Pressurized
W C JONES GROCERY | 1910 ELLENTON OMEGA RD | NORMAN PARK | Colquitt | 350129 | UP1 |  | 1998-09-09 | FALSE | 1998-09-09 | FALSE | Temporarily out of use | Gas (Historical Use) | 550 | Galvanic (STIP-3) | 1987-12-04 |  |  | Suction (American)
ALLTEL GEORGIA INC | MOULTRIE GA HWY 33 | BERLIN | Colquitt | 350127 | 1 | [5 empty] | Permanently Out of Use - historical purposes | Diesel | 1000 | Bare Steel | 1974-03-09 | 1899-12-31 | Copper
HARTSFIELD QUICK EXPRESS | 5348 HWY 37 W | MOULTRIE | Colquitt | 350079 | 3 | [5 empty] | Removed from Ground | Gas (Historical Use) | 1500 | Bare Steel | 1966-05-13 | 1999-12-12 | Galvanized Steel | Suction (American)
QUIKMART #23 | 602 SPENCE FIELD RD HWY 133 S | MOULTRIE | Colquitt | 350091 | 5 | Ball Float | 2014-08-07 | FALSE | 2014-08-07 | FALSE | Currently in Use | Diesel On Road | 4000 | Tank Jacket | 2014-08-07 |  | Double-Walled Fiberglass | Pressurized
QUIKMART #23 | 602 SPENCE FIELD RD HWY 133 S | MOULTRIE | Colquitt | 350091 | 4 | Ball Float | 2014-08-07 | FALSE | 2014-08-07 | FALSE | Currently in Use | E-10 | 8000 | Tank Jacket | 2014-08-07 |  | Double-Walled Fiberglass | Pressurized
LISSIE GROCERY | ADEL HWY/RT 2 | MOULTRIE | Colquitt | 350085 | 1 | [5 empty] | Removed from Ground | Gas (Historical Use) | 1065 | Bare Steel | 1971-05-12 | 1978-06-01 | Galvanized Steel
SPENCEFIELD GENERAL STORE | 2356 GA HWY 135 SOUTH | MOULTRIE | Colquitt | 9035027 | 1 | [5 empty] | Removed from Ground | Gas (Historical Use) | 3000 | Bare Steel | 1965-01-01 | 1899-12-31 | Galvanized Steel | Suction (American)
COASTAL PLAINS TRUCKING CO | 602 WEST BYPASS | MOULTRIE | Colquitt | 9035051 | 1 | [5 empty] | Removed from Ground | Diesel | 8 | Bare Steel | 1993-01-01 | 1998-08-24 | Galvanized Steel | Suction (American)
MAULE AIR INC | 2099 GA HWY 133 SOUTH | MOULTRIE | Colquitt | 9035047 | 3 | Ball Float | 1999-03-22 | FALSE | 1999-03-22 | FALSE | Temporarily out of use | Empty | 8000 | Composite | 1999-03-22 |  | Fiberglass Reinforced Plastic | Safe Suction (Euro)
HAYES GROCERY | 301 EMK DRIVE | MOULTRIE | Colquitt | 9035040 | 2 | [5 empty] | Removed from Ground | Gas (Historical Use) | 1000 | Not Marked/Unknown | 1997-06-28 | 1997-06-28 | Not Marked
Moultrie Quik Serve | 1350 E BYPASS NE | MOULTRIE | Colquitt | 9035042 | 3 | Overfill Alarm | 1996-06-01 | FALSE | 1996-06-01 | FALSE | Currently in Use | Premium | 10000 | Composite | 1996-06-01 |  |  | Pressurized
MOBLEY PLANT COMPANY | 1265 GA HWY 133 NORTH | MOULTRIE | Colquitt | 9035044 | 3 | [5 empty] | Removed from Ground | Diesel | 5000 | Not Marked/Unknown | 1998-03-23 | 1998-03-23 | Not Marked
RICH OIL | 1424 N Main St | MOULTRIE | Colquitt | 9035010 | WEST 3B | Ball Float | 1992-11-02 | FALSE | 1992-11-02 | FALSE | Currently in Use | Premium | 4000 | Galvanic (STIP-3) | 1992-11-02 |  | Double-Walled Fiberglass | Pressurized
EASY CORNER | 1100 W CENTRAL | MOULTRIE | Colquitt | 9035002 | 3 | Flapper Valve | 1990-03-12 | FALSE | 1990-03-12 | FALSE | Currently in Use | Premium | 6000 | Galvanic (STIP-3) | 1990-01-01 |  | Fiberglass Reinforced Plastic | Pressurized
Marathon Food Mart | 1524 FOURTH AVE NE | MOULTRIE | Colquitt | 9035005 | 1A | Ball Float | 1992-02-28 | FALSE | 1992-02-28 | FALSE | Removed from Ground |  | 8000 | Galvanic (STIP-3) | 1992-02-28 | 2020-05-26 | Fiberglass Reinforced Plastic | Pressurized
J T HORTMAN SVC STA | BROAD ST | DOERUN | Colquitt | 350075 | 3 | [5 empty] | Removed from Ground | Gas (Historical Use) | 560 | Bare Steel | 1926-05-23 | 1985-12-01 | Galvanized Steel
FLINT RIVER GROCERY #3 | 4351 US HWY 319 N | NORMAN PARK | Colquitt | 350067 | 1 | Ball Float | 1986-05-08 | FALSE | 1986-05-08 | FALSE | Currently in Use | E-10 | 8000 | Galvanic (STIP-3) | 1986-05-08 |  | Fiberglass Reinforced Plastic | Pressurized
DIPA FOOD MART, Quick Mart 8 | 5858 HWY 133 S & ASHLEY ST | BERLIN | Colquitt | 350053 | 1 |  | 1996-10-01 | FALSE | 1996-10-01 | FALSE | Currently in Use | E-10 | 8000 | Steel-Impressed Current | 1997-01-16 |  | Fiberglass Reinforced Plastic | Pressurized
SHREEJI BILLY ENTERPRISE LLC D M FOOD MART | 163 BAKER ST | ELLENTON | Colquitt | 350107 | 3 | [5 empty] | Removed from Ground | Other | 1 | Marked Unknown | 1988-05-01 | 1988-05-01 | Unknown
DAVID I PETERSON INC | 911 N MAIN ST | MOULTRIE | Colquitt | 350134 | 4 | Flapper Valve | 1995-04-20 | FALSE | 1983-04-22 | FALSE | Currently in Use | Diesel | 15000 | Steel-Impressed Current | 1982-04-22 |  | Steel (Impressed Current) | Pressurized
DAVID I PETERSON INC | 911 N MAIN ST | MOULTRIE | Colquitt | 350134 | 5 |  | 1995-04-20 | FALSE | 1983-04-22 | FALSE | Temporarily out of use | Empty | 6000 |  | 1982-04-22 |  | Steel (Impressed Current) | Pressurized
COASTAL PLAINS TRUCKING CO | 1320 NORTH MAIN ST | MOULTRIE | Colquitt | 350156 | 3 | [5 empty] | Removed from Ground | Gas (Historical Use) | 1000 | Bare Steel | 1998-08-14 | 1998-08-14 | Galvanized Steel
KEIGANS SVC STA | 123 FIRST AVE NE | MOULTRIE | Colquitt | 350119 | 3 | [5 empty] | Removed from Ground | Gas (Historical Use) | 1000 | Bare Steel | 1957-05-15 | 1999-02-01 | Galvanized Steel
OLD SHUMAN PROPERTY 33TS | GA HWY 33 | MOULTRIE | Colquitt | 350080 | 4 | [5 empty] | Removed from Ground | Gas (Historical Use) | 2000 | Bare Steel | 1965-05-13 | 1976-12-01 | Galvanized Steel
ROSEHILL GROCERY | THIGPEN TRAIL\DUNN RD\NE INTERSE | MOULTRIE | Colquitt | 350083 | 2 | [5 empty] | Removed from Ground | Gas (Historical Use) | 1065 | Bare Steel | 1967-05-13 | 1988-12-01 | Galvanized Steel
ONE STOP NO #4 | 2725 S MAIN ST | MOULTRIE | Colquitt | 9035021 | 1A | Ball Float | 2003-08-25 | FALSE | 2003-08-25 | FALSE | Currently in Use | E-10 | 12000 | Epoxy | 2003-08-23 |  | Fiberglass Reinforced Plastic
RICH OIL | 1424 N Main St | MOULTRIE | Colquitt | 9035010 | 5 | [5 empty] | Removed from Ground | Gas (Historical Use) | 8300 | Bare Steel | 1962-01-01 | 1992-12-01 | Galvanized Steel | Pressurized
RICH OIL | 1424 N Main St | MOULTRIE | Colquitt | 9035010 | 4 | [5 empty] | Removed from Ground | Gas (Historical Use) | 4000 | Bare Steel | 1977-01-01 | 1992-12-01 | Galvanized Steel | Safe Suction (Euro)
BEAR CREEK ENTERPRISES | 4326 US HWY 319 N | NORMAN PARK | Colquitt | 9035003 | 3 | Flapper Valve | 1997-12-01 | FALSE | 1997-12-01 | FALSE | Temporarily out of use | Diesel | 4000 | Steel-Impressed Current | 1976-01-01 |  | Fiberglass Reinforced Plastic | Pressurized
FASTRAC CONV STORE | 1331 US HWY 319 N | NORMAN PARK | Colquitt | 10002585 | 1 | Ball Float | 2016-05-12 | FALSE | 2016-05-12 | FALSE | Currently in Use | Diesel | 12000 | Tank Jacket | 2016-05-12 |  | Double-Walled Fiberglass | Pressurized
SHREEJI BILLY ENTERPRISE LLC D M FOOD MART | 163 BAKER ST | ELLENTON | Colquitt | 350107 | 5 |  | 1990-05-01 |  | 1990-05-01 |  | Removed from Ground | Gas (Historical Use) | 6000 | Cathodically Protected Steel | 1990-05-01 | 1999-06-28 | Fiberglass Reinforced Plastic | Pressurized
DON HORNE JR | GEORGIA HWY 33 N | DOERUN | Colquitt | 350151 | 1 | [5 empty] | Closed in Ground | Gas (Historical Use) | 2000 | Bare Steel | 1972-01-01 | 1998-06-04 | Galvanized Steel | Safe Suction (Euro)
QUICK MART | 214 EAST BROAD ST | DOERUN | Colquitt | 350016 | 5A | Flapper Valve | 1992-05-15 | FALSE | 1992-05-15 | FALSE | Currently in Use | E-10 | 9000 | Composite Double Walled | 1992-05-15 |  | Double-Walled Fiberglass | Pressurized
Bishop's Cigarette Outlet | 402 1ST ST SE | MOULTRIE | Colquitt | 350036 | 5A | Ball Float | 2005-07-27 | FALSE | 2005-07-27 | FALSE | Currently in Use | Premium | 4000 | Composite | 2005-07-27 |  | Fiberglass Reinforced Plastic | Pressurized
ONE STOP | 4254 US HWY 319 NORTH | NORMAN PARK | Colquitt | 350052 | 2 | Flapper Valve | 1995-10-01 | FALSE | 1995-10-01 | FALSE | Currently in Use | Premium | 4000 | Steel-Impressed Current | 1978-05-01 |  | Fiberglass Reinforced Plastic | Pressurized
FASTRAC CONV STORE | 1331 US HWY 319 N | NORMAN PARK | Colquitt | 10002585 | 3 | Ball Float | 2016-05-12 | FALSE | 2016-05-12 | FALSE | Currently in Use | Premium | 4000 | Tank Jacket | 2016-05-12 |  | Double-Walled Fiberglass | Pressurized
DIPA FOOD MART, Quick Mart 8 | 5858 HWY 133 S & ASHLEY ST | BERLIN | Colquitt | 350053 | 2 |  | 1996-10-01 | FALSE | 1996-10-01 | FALSE | Currently in Use | Premium | 8000 | Steel-Impressed Current | 1997-01-16 |  | Fiberglass Reinforced Plastic | Pressurized
SHREEJI BILLY ENTERPRISE LLC D M FOOD MART | 163 BAKER ST | ELLENTON | Colquitt | 350107 | 8 | Ball Float | 2001-11-01 | FALSE | 2001-11-01 | FALSE | Currently in Use | Premium | 3000 | Galvanic (STIP-3) | 2001-11-01 |  | Fiberglass Reinforced Plastic | Pressurized
SHREEJI BILLY ENTERPRISE LLC D M FOOD MART | 163 BAKER ST | ELLENTON | Colquitt | 350107 | 2 | [5 empty] | Removed from Ground | Other | 1 | Marked Unknown | 1988-05-01 | 1988-05-01 | Unknown
GA DOT #10475 DOERUN MAINT HDQT | ROBERTS ST | DOERUN | Colquitt | 9035013 | 10475-1 | [5 empty] | Removed from Ground | Gas (Historical Use) | 1000 | Bare Steel | 1971-01-01 | 1993-04-07 | Galvanized Steel
COUNTRY CROSSING GENERAL STORE & REST | 10772 HWY 112 | DOERUN | Colquitt | 9101052 | 1B | Ball Float | 2001-05-22 | FALSE | 2001-05-22 | FALSE | Temporarily out of use | E-0 | 5000 | Epoxy | 2001-05-15 |  | Fiberglass Reinforced Plastic | Pressurized
LINDSEYS CASH & CARRY | 2658 ELLINGTON-NORMAN PARK RD | NORMAN PARK | Colquitt | 350058 | 1 | Flapper Valve | 1998-07-17 | FALSE | 1998-07-17 | FALSE | Currently in Use | E-10 | 10000 | Steel-Impressed Current | 1982-03-05 |  | Steel (Impressed Current) | Pressurized
BEAR CREEK ENTERPRISES | 4326 US HWY 319 N | NORMAN PARK | Colquitt | 9035003 | 1 | Flapper Valve | 1997-12-01 | FALSE | 1997-12-01 | FALSE | Temporarily out of use | Regular | 4000 | Steel-Impressed Current | 1976-01-01 |  | Fiberglass Reinforced Plastic | Pressurized
SOUTH GEORGA DISCOUNT GROCERY | 5448 HWY 133 | BERLIN | Colquitt | 350089 | 3 | Flapper Valve | 1998-06-01 | FALSE | 1998-06-01 | FALSE | Currently in Use | E-10 | 6000 | Steel-Impressed Current | 1981-05-09 |  | Steel (Impressed Current) | Suction (American)
SUTTON SYSTEMS | 200 S BAKER ST | ELLENTON | Colquitt | 350060 | 1 | Flapper Valve | 1997-02-10 | FALSE | 1997-02-10 | FALSE | Currently in Use | E-0 | 10000 | Steel-Impressed Current | 1981-05-06 |  | Steel (Impressed Current) | Safe Suction (Euro)
SERVICE STATION (ABANDONED) | 100 NORTH MAIN ST NE | MOULTRIE | Colquitt | 9035012 | 3 | [5 empty] | Removed from Ground | Other | 65 | Marked Unknown |  | 1899-12-31 | Unknown
H&H SERVICE CENTER | 141 E BROAD ST | DOERUN | Colquitt | 9035006 | 2 |  | 1999-01-13 |  | 1999-01-13 |  | Removed from Ground | Gas (Historical Use) | 4000 | Steel-Impressed Current | 1979-01-01 | 2007-01-24 | Cathodically Protected | Suction (American)
Quick Stop # 5 | 131 SOUTH MILLS ST | DOERUN | Colquitt | 350092 | 4A | Flapper Valve | 2001-06-01 | FALSE | 2001-06-01 | FALSE | Currently in Use | E-10 | 8000 | Composite | 2001-06-01 |  | Fiberglass Reinforced Plastic | Pressurized
J T HORTMAN SVC STA | BROAD ST | DOERUN | Colquitt | 350075 | 2 | [5 empty] | Removed from Ground | Gas (Historical Use) | 560 | Bare Steel | 1926-05-23 | 1988-06-01 | Galvanized Steel
QUICK MART | 214 EAST BROAD ST | DOERUN | Colquitt | 350016 | 5B | Flapper Valve | 1992-05-15 | FALSE | 1992-05-15 | FALSE | Currently in Use | Diesel | 3000 | Composite Double Walled | 1992-05-15 |  | Double-Walled Fiberglass | Pressurized
QUICK MART | 214 EAST BROAD ST | DOERUN | Colquitt | 350016 | 4 | [5 empty] | Removed from Ground | Gas (Historical Use) | 6000 | Bare Steel | 1967-01-06 | 1991-10-16 | Galvanized Steel
PIGGLY WIGGLY EXPRESS | 140 EAST BROAD STREET | DOERUN | Colquitt | 10002043 | 562129A | Flapper Valve | 2011-10-01 | FALSE | 2011-10-01 | FALSE | Currently in Use | E-10 | 12000 | Epoxy Double-Walled | 2011-10-01 |  | Double-Walled Fiberglass | Pressurized
CHARLIES FRIED CHICKEN | 123 MOULTRIE RD | DOERUN | Colquitt | 10000359 | 1 |  |  | FALSE |  | FALSE | Removed from Ground | Gas (Historical Use) | 2000 | Bare Steel | 2003-04-29 | 2003-04-29 | Bare Steel | Safe Suction (Euro)
FLINT RIVER GROCERY #3 | 4351 US HWY 319 N | NORMAN PARK | Colquitt | 350067 | 3 | Ball Float | 1986-05-08 | FALSE | 1986-05-08 | FALSE | Currently in Use | E-10 | 8000 | Galvanic (STIP-3) | 1986-05-08 |  | Fiberglass Reinforced Plastic | Pressurized
VICTORY LANE #2 | 1000 FIRST AVE SE | MOULTRIE | Colquitt | 9035001 | 2 | Overfill Alarm | 1992-01-15 | FALSE | 1992-10-15 | FALSE | Currently in Use | Premium | 8000 | Galvanic (STIP-3) | 1989-01-01 |  | Double-Walled Flex | Pressurized
GA DOT #10475 DOERUN MAINT HDQT | ROBERTS ST | DOERUN | Colquitt | 9035013 | 10475-2 | [5 empty] | Removed from Ground | Gas (Historical Use) | 1000 | Bare Steel | 1980-01-01 | 1993-04-07 | Galvanized Steel
Quick Stop # 5 | 131 SOUTH MILLS ST | DOERUN | Colquitt | 350092 | 2 | [5 empty] | Removed from Ground | Diesel | 4000 | Bare Steel | 1981-05-09 | 1998-06-01 | Galvanized Steel | Suction (American)
COUNTRY CROSSING GENERAL STORE & REST | 10772 HWY 112 | DOERUN | Colquitt | 9101052 | 1A | Flapper Valve | 2001-05-22 | FALSE | 2001-05-22 | FALSE | Currently in Use | E-10 | 5000 | Epoxy | 2001-05-15 |  | Fiberglass Reinforced Plastic | Pressurized
MURPHY EXPRESS #8512 | 505 VETERANS PKWY SOUTH | MOULTRIE | Colquitt | 10001580 | 1 | Flapper Valve | 2008-05-21 | FALSE | 2008-05-21 | FALSE | Currently in Use | E-10 | 20000 | Fiberglass Double Walled | 2008-05-21 |  | Double-Walled Fiberglass | Pressurized
AT&T NORMAN PARK RADIO RELAY STA |  | NORMAN PARK | Colquitt | 350061 | 1 | [5 empty] | Removed from Ground | Diesel | 6000 | Bare Steel | 1966-05-11 | 1990-04-16 | Galvanized Steel
W C JONES GROCERY | 1910 ELLENTON OMEGA RD | NORMAN PARK | Colquitt | 350129 | 1 | [5 empty] | Removed from Ground | Gas (Historical Use) | 550 | Bare Steel | 1969-04-25 | 1987-11-18 | Galvanized Steel
CONGER GULF SERVICE | US HWY 19 N | NORMAN PARK | Colquitt | 350123 | 3 | [5 empty] | Removed from Ground | Gas (Historical Use) | 1000 | Bare Steel | 1972-05-11 | 1999-02-01 | Galvanized Steel
HARSHA FOOD MART | 2011 WEST BLVD | MOULTRIE | Colquitt | 9035038 | 2 | [5 empty] | Removed from Ground | Gas (Historical Use) | 2000 | Not Marked/Unknown | 1996-08-01 | 1996-08-01 | Not Marked
HANCOCK'S WESTERN WEAR/ABANDONED | 304 1ST AVE SE | MOULTRIE | Colquitt | 9035015 | 1 | [5 empty] | Removed from Ground | Gas (Historical Use) | 0 | Not Marked/Unknown | 1993-04-08 | 1993-06-01 | Not Marked
RICH OIL | 1424 N Main St | MOULTRIE | Colquitt | 9035010 | WEST2 | Ball Float | 1992-11-02 | FALSE | 1992-11-02 | FALSE | Currently in Use | E-10 | 10000 | Galvanic (STIP-3) | 1992-11-02 |  | Double-Walled Fiberglass | Pressurized
RICH OIL | 1424 N Main St | MOULTRIE | Colquitt | 9035010 | WEST3A | Ball Float | 1992-11-02 | FALSE | 1992-11-02 | FALSE | Currently in Use | E-0 | 6000 | Galvanic (STIP-3) | 1992-11-02 |  | Double-Walled Fiberglass | Pressurized
Marathon Food Mart | 1524 FOURTH AVE NE | MOULTRIE | Colquitt | 9035005 | 1B | Ball Float | 1992-02-28 | FALSE | 1992-02-28 | FALSE | Removed from Ground |  | 4000 | Galvanic (STIP-3) | 1992-02-28 | 2020-05-26 | Fiberglass Reinforced Plastic | Pressurized
QUICK MART | 214 EAST BROAD ST | DOERUN | Colquitt | 350016 | 5C | Flapper Valve | 1992-05-15 | FALSE | 1992-05-15 | FALSE | Currently in Use | Premium | 3000 | Composite Double Walled | 1992-05-15 |  | Double-Walled Fiberglass | Pressurized
SUTTON SYSTEMS | 200 S BAKER ST | ELLENTON | Colquitt | 350060 | 2 | Flapper Valve | 1997-02-10 | FALSE | 1997-02-10 | FALSE | Currently in Use | Diesel | 10000 | Steel-Impressed Current | 1981-05-06 |  | Steel (Impressed Current) | Safe Suction (Euro)
BOZEMANS GROCERY | GA 37 WEST | HARTSFIELD | Colquitt | 9035045 | 2 | [5 empty] | Removed from Ground | Gas (Historical Use) | 750 | Marked Unknown | 1998-12-05 | 1998-12-05 | Galvanized Steel | Safe Suction (Euro)
W H MIMS GENERAL MERCHANDISE | GENERAL DELIVERY | HARTSFIELD | Colquitt | 350154 | 2 | [5 empty] | Removed from Ground | Gas (Historical Use) | 0 | Bare Steel |  | 1899-12-31 | Galvanized Steel
HARTSFIELD RAINBOW CENTER | GA HWY 37 EAST | HARTSFIELD | Colquitt | 350069 | 1 | [5 empty] | Removed from Ground | Gas (Historical Use) | 560 | Bare Steel | 1990-09-24 | 1990-09-24 | Galvanized Steel
BUCKNER'S GROCERY | UNKNOWN | HARTSFIELD | Colquitt | 350077 | 1 | [5 empty] | Removed from Ground | Gas (Historical Use) | 1000 | Bare Steel | 1976-05-10 | 1988-06-01 | Galvanized Steel
ROSE HILL GROCERY | 1660 THIGPEN TRL RD | HARTSFIELD | Colquitt | 9035008 | 1 | Flapper Valve | 1992-02-29 | FALSE | 1992-02-29 | FALSE | Removed from Ground |  | 3000 | Galvanic (STIP-3) | 1992-02-29 | 2017-12-05 | Fiberglass Reinforced Plastic | Safe Suction (Euro)
MCKELLAR ENTERPRISES LLC DBA BUNKER SERVICE CENTER | 323 S MAIN | MOULTRIE | Colquitt | 350155 | 6 |  |  | TRUE |  | TRUE | Removed from Ground | Used Oil | 500 | Bare Steel | 1958-05-15 | 1998-06-23 | Galvanized Steel
ZIPPY MART GA-547 | 1912 SOUTH MAIN ST | MOULTRIE | Colquitt | 350109 | 2 | [5 empty] | Removed from Ground | Gas (Historical Use) | 10000 | Bare Steel | 1976-05-09 | 1993-05-18 | Galvanized Steel | Pressurized
QUICK-SERVE | 425 WEST CENTRAL AVE | MOULTRIE | Colquitt | 350113 | 1 | [5 empty] | Removed from Ground | Gas (Historical Use) | 4000 | Bare Steel | 1959-05-15 | 1998-05-20 | Galvanized Steel
La Cabana | 2219 HWY 111 | MOULTRIE | Colquitt | 350081 | 4A | Flapper Valve | 1999-04-19 | FALSE | 1999-04-19 | FALSE | Temporarily out of use | Gas (Historical Use) | 2000 |  | 1999-04-20 |  | Fiberglass Reinforced Plastic | Safe Suction (Euro)
CENTER HILL GROCERY | RT 4 CORNER OF ROCKY FORD RD & | MOULTRIE | Colquitt | 350076 | 2 | [5 empty] | Removed from Ground | Gas (Historical Use) | 1000 | Bare Steel | 1978-05-10 | 1996-08-07 | Galvanized Steel | Suction (American)
C&M GROCERY | QUITMAN HWY/RT 5 | MOULTRIE | Colquitt | 350087 | 1 | [5 empty] | Removed from Ground | Gas (Historical Use) | 2000 | Bare Steel | 1976-05-10 | 1982-08-01 | Galvanized Steel
ONE STOP #2 | 1721 TALLOKAS RD | MOULTRIE | Colquitt | 9035022 | DL1 | Flapper Valve | 1998-05-26 | FALSE | 1987-05-15 | FALSE | Currently in Use | Diesel | 2000 | STIP-3/Impressed Current | 1987-05-15 |  | Fiberglass Reinforced Plastic | Pressurized
ONE STOP NO #4 | 2725 S MAIN ST | MOULTRIE | Colquitt | 9035021 | RU | [5 empty] | Removed from Ground | Gas (Historical Use) | 6000 | Bare Steel | 1999-03-10 | 1999-03-10 | Galvanized Steel | Suction (American)
MAULE AIR INC | 2099 GA HWY 133 SOUTH | MOULTRIE | Colquitt | 9035047 | 1 | [5 empty] | Removed from Ground | Gas (Historical Use) | 2000 | Bare Steel | 1999-03-16 | 1999-03-16 | Bare Steel | Safe Suction (Euro)
H&H SERVICE CENTER | 141 E BROAD ST | DOERUN | Colquitt | 9035006 | 3 |  | 1999-01-13 |  | 1999-01-13 |  | Removed from Ground | Gas (Historical Use) | 2000 | Cathodically Protected Steel | 1984-01-01 | 2007-01-24 | Cathodically Protected | Suction (American)
FLINT RIVER GROCERY #3 | 4351 US HWY 319 N | NORMAN PARK | Colquitt | 350067 | 2 | Ball Float | 1986-05-08 | FALSE | 1986-05-08 | FALSE | Currently in Use | E-10 | 8000 | Galvanic (STIP-3) | 1986-05-08 |  | Fiberglass Reinforced Plastic | Pressurized
SERVICE STATION (ABANDONED) | 100 NORTH MAIN ST NE | MOULTRIE | Colquitt | 9035012 | 4 | [5 empty] | Removed from Ground | Other | 65 | Marked Unknown |  | 1899-12-31 | Unknown
VICTORY LANE #2 | 1000 FIRST AVE SE | MOULTRIE | Colquitt | 9035001 | 3 | Overfill Alarm | 1992-01-15 | FALSE | 1992-01-15 | FALSE | Currently in Use | E-10 | 6000 | Galvanic (STIP-3) | 1989-01-01 |  | Double-Walled Flex | Pressurized
H&H SERVICE CENTER | 141 E BROAD ST | DOERUN | Colquitt | 9035006 | 1 |  | 1999-01-13 |  | 1999-01-13 |  | Removed from Ground | Gas (Historical Use) | 4000 | Steel-Impressed Current | 1985-01-01 | 2007-01-24 | Cathodically Protected | Suction (American)
LINDSEYS CASH & CARRY | 2658 ELLINGTON-NORMAN PARK RD | NORMAN PARK | Colquitt | 350058 | 3 | Ball Float | 2007-11-21 | FALSE | 2007-11-21 | FALSE | Currently in Use | Diesel | 5000 | Epoxy | 2007-11-20 |  | Fiberglass Reinforced Plastic | Pressurized
SOUTH GEORGA DISCOUNT GROCERY | 5448 HWY 133 | BERLIN | Colquitt | 350089 | 4 | [5 empty] | Removed from Ground | Gas (Historical Use) | 1065 | Bare Steel | 1986-05-08 | 1988-04-01 | Galvanized Steel | Suction (American)
SOUTH GEORGA DISCOUNT GROCERY | 5448 HWY 133 | BERLIN | Colquitt | 350089 | 1 | [5 empty] | Removed from Ground | Gas (Historical Use) | 2000 | Bare Steel | 1980-05-09 | 1990-09-02 | Galvanized Steel | Suction (American)
W H MIMS GENERAL MERCHANDISE | GENERAL DELIVERY | HARTSFIELD | Colquitt | 350154 | 1 | [5 empty] | Removed from Ground | Gas (Historical Use) | 0 | Bare Steel |  | 1899-12-31 | Galvanized Steel
W C JONES GROCERY | 1910 ELLENTON OMEGA RD | NORMAN PARK | Colquitt | 350129 | RU1 |  | 1998-09-09 | FALSE | 1998-09-09 | FALSE | Temporarily out of use | Gas (Historical Use) | 550 | Galvanic (STIP-3) | 1987-12-04 |  |  | Suction (American)
CONGER GULF SERVICE | US HWY 19 N | NORMAN PARK | Colquitt | 350123 | 2 | [5 empty] | Removed from Ground | Gas (Historical Use) | 1000 | Bare Steel | 1972-05-11 | 1999-02-01 | Galvanized Steel
QUICK MART | 214 EAST BROAD ST | DOERUN | Colquitt | 350016 | 3 | [5 empty] | Removed from Ground | Gas (Historical Use) | 6000 | Bare Steel | 1967-01-06 | 1991-10-16 | Galvanized Steel
CHARLIES FRIED CHICKEN | 123 MOULTRIE RD | DOERUN | Colquitt | 10000359 | 2 |  |  | FALSE |  | FALSE | Removed from Ground | Gas (Historical Use) | 2000 | Bare Steel | 2003-04-29 | 2003-04-29 | Bare Steel | Safe Suction (Euro)
FLINT RIVER GROCERY #3 | 4351 US HWY 319 N | NORMAN PARK | Colquitt | 350067 | 4 |  | 1986-05-08 | FALSE | 1986-05-08 | FALSE | Currently in Use | Diesel On Road | 8000 | Galvanic (STIP-3) | 1986-05-08 |  | Fiberglass Reinforced Plastic | Pressurized
FLINT RIVER GROCERY #3 | 4351 US HWY 319 N | NORMAN PARK | Colquitt | 350067 | 5 | Ball Float | 1986-05-08 | FALSE | 1986-05-08 | FALSE | Currently in Use | Diesel Off Road | 4000 | Galvanic (STIP-3) | 1986-05-08 |  | Fiberglass Reinforced Plastic | Pressurized
ROSE HILL GROCERY | 1660 THIGPEN TRL RD | HARTSFIELD | Colquitt | 9035008 | 2 | Flapper Valve | 1992-02-29 | FALSE | 1992-02-29 | FALSE | Removed from Ground |  | 3000 | Galvanic (STIP-3) | 1992-02-29 | 2017-12-05 | Fiberglass Reinforced Plastic | Safe Suction (Euro)
BOZEMANS GROCERY | GA 37 WEST | HARTSFIELD | Colquitt | 9035045 | 1 | [5 empty] | Removed from Ground | Gas (Historical Use) | 750 | Marked Unknown | 1998-12-05 | 1998-12-05 | Galvanized Steel | Safe Suction (Euro)
MURPHY EXPRESS #8512 | 505 VETERANS PKWY SOUTH | MOULTRIE | Colquitt | 10001580 | 2B | Flapper Valve | 2008-05-21 | FALSE | 2008-05-21 | FALSE | Currently in Use | Premium | 8000 | Fiberglass Double Walled | 2008-05-21 |  | Double-Walled Fiberglass | Pressurized
Bishop's Cigarette Outlet | 402 1ST ST SE | MOULTRIE | Colquitt | 350036 | 3 |  | 1998-05-18 |  | 1998-05-18 |  | Removed from Ground | Gas (Historical Use) | 8000 | Steel-Impressed Current | 1972-04-18 | 2005-07-08 | Cathodically Protected | Pressurized
SHREEJI BILLY ENTERPRISE LLC D M FOOD MART | 163 BAKER ST | ELLENTON | Colquitt | 350107 | 6 | Ball Float | 2001-11-01 | FALSE | 2001-11-01 | FALSE | Currently in Use | E-10 | 8000 | Galvanic (STIP-3) | 2001-11-01 |  | Fiberglass Reinforced Plastic | Pressurized
GA DOT #10475 DOERUN MAINT HDQT | ROBERTS ST | DOERUN | Colquitt | 9035013 | 10475-3 | [5 empty] | Removed from Ground | Diesel | 500 | Bare Steel | 1993-04-07 | 1993-04-07 | Galvanized Steel
Quick Stop # 5 | 131 SOUTH MILLS ST | DOERUN | Colquitt | 350092 | 5 | Flapper Valve | 2003-06-01 | FALSE | 2003-06-01 | FALSE | Currently in Use | Diesel Off Road | 4000 | Composite | 2003-06-01 |  | Fiberglass Reinforced Plastic | Pressurized
COUNTRY CROSSING GENERAL STORE & REST | 10772 HWY 112 | DOERUN | Colquitt | 9101052 | 2 | Flapper Valve | 2001-05-22 | FALSE | 2001-05-22 | FALSE | Currently in Use | Diesel | 4000 | Epoxy | 2001-05-15 |  | Fiberglass Reinforced Plastic | Pressurized
PIGGLY WIGGLY EXPRESS | 140 EAST BROAD STREET | DOERUN | Colquitt | 10002043 | 562129B | Flapper Valve | 2011-10-01 | FALSE | 2011-10-01 | FALSE | Currently in Use | Diesel Off Road | 4000 | Epoxy Double-Walled | 2011-10-01 |  | Double-Walled Fiberglass | Pressurized
FASTRAC CONV STORE | 1331 US HWY 319 N | NORMAN PARK | Colquitt | 10002585 | 2 | Ball Float | 2016-05-12 | FALSE | 2016-05-12 | FALSE | Currently in Use | E-10 | 8000 | Tank Jacket | 2016-05-12 |  | Double-Walled Fiberglass | Pressurized
W C JONES GROCERY | 1910 ELLENTON OMEGA RD | NORMAN PARK | Colquitt | 350129 | 2 | [5 empty] | Removed from Ground | Gas (Historical Use) | 550 | Bare Steel | 1969-04-25 | 1987-11-18 | Galvanized Steel
SOUTH GEORGA DISCOUNT GROCERY | 5448 HWY 133 | BERLIN | Colquitt | 350089 | 2 | Flapper Valve | 1998-06-01 | FALSE | 1998-06-01 | FALSE | Currently in Use | E-0 | 4000 | Steel-Impressed Current | 1980-05-09 |  | Steel (Impressed Current) | Suction (American)
PACKERS FOOD MART | 1409 NORTH MAIN ST | MOULTRIE | Colquitt | 350037 | 1 | [5 empty] | Removed from Ground | Gas (Historical Use) | 8068 | Bare Steel | 1980-04-16 | 1899-12-31 | Galvanized Steel | Suction (American)
WILLIS GROCERY | 2144 GEORGIA HWY 37 | MOULTRIE | Colquitt | 350070 | 2 | [5 empty] | Removed from Ground | Gas (Historical Use) | 1000 | Bare Steel | 1968-05-12 | 1992-08-10 | Galvanized Steel
RIVERSIDE MANUFACTURING CO | WEST CENTRAL AVE | MOULTRIE | Colquitt | 9035016 | 2 | [5 empty] | Removed from Ground | Gas (Historical Use) | 10000 | Bare Steel | 1980-05-09 | 1993-07-05 | Bare Steel
COUNTRY CORNER | 1221 HWY 133 SOUTH | MOULTRIE | Colquitt | 9035036 | L-89835 | Ball Float | 1995-07-15 | FALSE | 1995-07-15 | FALSE | Currently in Use | E-10 | 6000 | STIP-3/Impressed Current | 1995-07-15 |  | Double-Walled Flex | Pressurized
BEST LITTLE STORE IN GEORGIA | 619 W CENTRAL AVE | MOULTRIE | Colquitt | 10000397 | 2 | Ball Float | 2002-11-11 | FALSE | 2002-11-11 | FALSE | Currently in Use | Premium | 4000 | Composite | 2002-11-08 |  | Fiberglass Reinforced Plastic | Pressurized
ART CARVED SIGNS | GA HWY 33 N/RT 3 | MOULTRIE | Colquitt | 350012 | 3 | [5 empty] | Removed from Ground | Empty | 2000 | Bare Steel | 1980-01-15 | 1988-05-01 | Galvanized Steel | Safe Suction (Euro)
ESTECH BRANDED FERTILIZER INC | 1050 NORTH MAIN ST | MOULTRIE | Colquitt | 350013 | 1 | [5 empty] | Removed from Ground | Diesel | 1000 | Bare Steel | 1976-01-09 | 1989-01-01 | Unknown
ALLEGOOD GROCERY | 2 SIXTEENTH AVE SE | MOULTRIE | Colquitt | 350068 | T1 | [5 empty] | Removed from Ground | Gas (Historical Use) | 1000 | Bare Steel | 1984-05-08 | 1998-04-06 | Galvanized Steel | Suction (American)
SINGLETARY BROTHERS CAR WASH (DOT) | 1104 FIRST AVE SE | MOULTRIE | Colquitt | 10000774 | 1 |  |  | FALSE |  | FALSE | Removed from Ground | Not Marked | 0 | Unknown | 1984-12-01 | 1984-12-01
MILLER BREWING CO CONTAINER DIV | US HWY 319 S | MOULTRIE | Colquitt | 350001 | 1 |  |  | TRUE |  | TRUE | Removed from Ground | Used Oil | 5220 | Bare Steel | 1981-04-10 | 1988-09-12 | Not Marked
COUNTRY CORNER | 1221 HWY 133 SOUTH | MOULTRIE | Colquitt | 9035036 | 1 | Ball Float | 1995-07-15 | FALSE | 1995-07-15 | FALSE | Currently in Use | Diesel | 6000 | STIP-3/Impressed Current | 1995-07-15 |  | Double-Walled Flex | Pressurized
COUNTRY CORNER | 1221 HWY 133 SOUTH | MOULTRIE | Colquitt | 9035036 | 3 | Ball Float | 1995-07-15 | FALSE | 1995-07-15 | FALSE | Currently in Use | Premium | 10000 | STIP-3/Impressed Current | 1995-07-15 |  | Double-Walled Flex | Pressurized
BHUMIS ENTERPRISE LLC | HWY 133 & OLD ADEL HWY | MOULTRIE | Colquitt | 10000436 | 1 |  |  | FALSE |  | FALSE | Removed from Ground | Gas (Historical Use) | 4000 | Bare Steel | 2003-06-13 | 2003-06-13 | Bare Steel
Plymel Food Mart | 800 GA HWY 133 | MOULTRIE | Colquitt | 10002311 | 1 | Flapper Valve | 2013-09-01 | FALSE | 2013-09-01 | FALSE | Currently in Use | E-10 | 20000 | Composite Double Walled | 2013-09-01 |  | Double-Walled Fiberglass | Pressurized
ALLEGOOD GROCERY | 2 SIXTEENTH AVE SE | MOULTRIE | Colquitt | 350068 | T3 | [5 empty] | Removed from Ground | Gas (Historical Use) | 1000 | Bare Steel | 1984-05-08 | 1998-04-06 | Galvanized Steel | Suction (American)
QUIK MART #25 | 103 VETERANS PKWY | MOULTRIE | Colquitt | 350040 | 6 | Flapper Valve | 2003-08-13 | FALSE | 2003-08-13 | FALSE | Currently in Use | Premium | 6000 | Composite | 2003-08-13 |  | Double-Walled Fiberglass | Pressurized
QUICK MART #129 | 2720 FIRST AVE SE | MOULTRIE | Colquitt | 9000529 | 4 | Ball Float | 1995-04-01 |  | 1995-04-01 |  | Removed from Ground | Gas (Historical Use) | 8000 | Composite | 1995-04-01 | 2012-03-07 | Double-Walled Flex | Pressurized
ART CARVED SIGNS | GA HWY 33 N/RT 3 | MOULTRIE | Colquitt | 350012 | 1 | [5 empty] | Removed from Ground | Gas (Historical Use) | 4000 | Bare Steel | 1971-01-17 | 1988-05-01 | Galvanized Steel | Safe Suction (Euro)
ESTECH BRANDED FERTILIZER INC | 1050 NORTH MAIN ST | MOULTRIE | Colquitt | 350013 | 3 | [5 empty] | Closed in Ground | Other | 1 | Bare Steel | 1976-01-09 | 1989-01-01 | Unknown
UNIVERSAL FOREST PRODUCTS INC | INDUSTRIAL PARK BLVD | MOULTRIE | Colquitt | 350030 | 1 | [5 empty] | Removed from Ground | Other | 1000 | Bare Steel | 1965-03-08 | 1986-07-26 | Unknown
BHUMIS ENTERPRISE LLC | HWY 133 & OLD ADEL HWY | MOULTRIE | Colquitt | 10000436 | 3 |  |  | FALSE |  | FALSE | Removed from Ground | Gas (Historical Use) | 4000 | Bare Steel | 2003-06-13 | 2003-06-13 | Bare Steel
FOOD DEPOT | 806 FOURTH AVE NE | MOULTRIE | Colquitt | 350017 | 1 | Flapper Valve | 1999-01-05 | FALSE | 1999-01-05 | FALSE | Removed from Ground | Diesel | 6000 | Steel-Impressed Current | 1966-01-18 | 2018-06-26 |  | Pressurized
COLQUITT CO | 2020 COUNTY FARM RD | MOULTRIE | Colquitt | 350031 | 2 | Flapper Valve | 1990-01-31 | FALSE | 1990-01-31 | FALSE | Currently in Use | E-10 | 12000 | Galvanic (STIP-3) | 1990-01-31 |  | Fiberglass Reinforced Plastic | Pressurized
FORMER SPUR STA #1086 | 200 FIRST ST NW | MOULTRIE | Colquitt | 350057 | 3 | [5 empty] | Permanently Out of Use - historical purposes | Other | 9811 | Bare Steel | 1965-05-10 | 1899-12-31 | Unknown
TOMMYS SERVICE CENTER | 201 SOUTH MAIN ST | MOULTRIE | Colquitt | 350043 | 3 | [5 empty] | Removed from Ground | Gas (Historical Use) | 5000 | Bare Steel | 1967-04-28 | 1996-12-12 | Galvanized Steel
BHUMIS ENTERPRISE LLC | HWY 133 & OLD ADEL HWY | MOULTRIE | Colquitt | 10000436 | 4 |  |  | FALSE |  | FALSE | Removed from Ground | Gas (Historical Use) | 4000 | Bare Steel | 2003-06-13 | 2003-06-13 | Bare Steel
Susie Q's # 22 | 1604 CAMILLA HWY | MOULTRIE | Colquitt | 10001114 | 1 | Flapper Valve | 2005-05-01 | FALSE |  | FALSE | Currently in Use | E-10 | 12000 | Composite | 2005-03-11 |  | Fiberglass Reinforced Plastic | Pressurized
NORTH MAIN QUICK SERVE | 424 N MAIN ST | MOULTRIE | Colquitt | 350101 | 2 | [5 empty] | Permanently Out Of Use | Diesel | 1500 | Bare Steel | 1973-12-01 | 1973-12-01 | Galvanized Steel
QUICK MART #129 | 2720 FIRST AVE SE | MOULTRIE | Colquitt | 9000529 | 1 | [5 empty] | Removed from Ground | Gas (Historical Use) | 8000 | Bare Steel | 1981-01-01 | 1994-01-24 | Galvanized Steel
FOOD DEPOT | 806 FOURTH AVE NE | MOULTRIE | Colquitt | 350017 | 3 | Flapper Valve | 1999-01-05 | FALSE | 1999-01-05 | FALSE | Removed from Ground |  | 6000 | Steel-Impressed Current | 1966-01-18 | 2018-06-26 |  | Pressurized
MOULTRIE MUNICIPAL AIRPORT | 189 AIRPORT DR | MOULTRIE | Colquitt | 350020 | 4 | Overfill Alarm | 2006-07-01 | FALSE | 2006-07-01 | FALSE | Currently in Use | Jet fuel | 12000 | Composite | 2006-07-01 |  | Fiberglass Reinforced Plastic | Safe Suction (Euro)
TANK N TUMMY | 725 FIRST ST | MOULTRIE | Colquitt | 350066 | 2 | [5 empty] | Removed from Ground | Gas (Historical Use) | 6000 | Bare Steel | 1986-06-01 | 1986-06-01 | Galvanized Steel
FORMER SPUR STA #1086 | 200 FIRST ST NW | MOULTRIE | Colquitt | 350057 | 1 | [5 empty] | Permanently Out of Use - historical purposes | Other | 6000 | Bare Steel | 1962-05-11 | 1899-12-31 | Unknown
QUIK MART #25 | 103 VETERANS PKWY | MOULTRIE | Colquitt | 350040 | 5B | Flapper Valve | 2003-08-13 | FALSE | 2003-08-13 | FALSE | Currently in Use | Diesel | 6000 | Composite | 2003-08-13 |  | Double-Walled Fiberglass | Pressurized
GA FC-COLQUITT CO UNIT | US HWY 319 4 MILES FROM MOULTRIE | MOULTRIE | Colquitt | 350045 | 1 | [5 empty] | Removed from Ground | Gas (Historical Use) | 2000 | Bare Steel | 1980-04-23 | 1992-04-13 | Galvanized Steel
TOMMYS SERVICE CENTER | 201 SOUTH MAIN ST | MOULTRIE | Colquitt | 350043 | 1 | [5 empty] | Removed from Ground | Gas (Historical Use) | 10000 | Bare Steel | 1967-04-28 | 1996-12-12 | Galvanized Steel
GA DOT #10417/AREAWIDE | 401 SIXTH AVE NE | MOULTRIE | Colquitt | 350047 | 10417-3 | [5 empty] | Removed from Ground | Diesel | 500 | Bare Steel | 1993-04-06 | 1993-04-06 | Galvanized Steel
GA DOT #10459/COLQUITT CO MAINT | 23 RD ST NE/INDUSTRIAL PARK | MOULTRIE | Colquitt | 350144 | 459G2 | [5 empty] | Removed from Ground | Gas (Historical Use) | 1080 | Bare Steel | 1982-10-10 | 2004-03-24 | Galvanized Steel | Suction (American)
GA DOT #10459/COLQUITT CO MAINT | 23 RD ST NE/INDUSTRIAL PARK | MOULTRIE | Colquitt | 350144 | 459D1 | [5 empty] | Removed from Ground | Diesel | 1130 | Bare Steel | 1982-01-01 | 2004-03-24 | Galvanized Steel | Suction (American)
Fastrac #5 | 404 1st Ave SE | Moultrie | Colquitt | 350124 | 2 | [5 empty] | Closed in Ground | Gas (Historical Use) | 3000 | Bare Steel | 1957-05-15 | 1998-10-01 | Galvanized Steel
FORMER AUTO REPAIR SHOP | FIRST STREET NE | MOULTRIE | Colquitt | 10001464 | 2 |  |  | FALSE |  | FALSE | Removed from Ground | Gas (Historical Use) | 1000 | Unknown | 2007-12-06 | 2007-12-06 | Unknown
PACKERS FOOD MART | 1409 NORTH MAIN ST | MOULTRIE | Colquitt | 350037 | 3A | Flapper Valve | 1996-06-06 | FALSE | 1996-06-06 | FALSE | Currently in Use | E-10 | 12000 | Composite Double Walled | 1996-06-06 |  | Double-Walled Flex | Pressurized
WILLIS GROCERY | 2144 GEORGIA HWY 37 | MOULTRIE | Colquitt | 350070 | 4A |  | 1998-06-01 |  | 1992-08-01 |  | Removed from Ground | Gas (Historical Use) | 2500 | Cathodically Protected Steel | 1992-08-01 | 1899-12-31 | Fiberglass Reinforced Plastic | Suction (American)
WILLIS GROCERY | 2144 GEORGIA HWY 37 | MOULTRIE | Colquitt | 350070 | 3 | [5 empty] | Removed from Ground | Gas (Historical Use) | 1000 | Bare Steel | 1976-05-10 | 1992-08-10 | Galvanized Steel
SANDERSON FARMS LLC | 700 GA-133 S | MOULTRIE | Colquitt | 10001072 | 1 | Flapper Valve | 2010-04-01 | FALSE | 2005-08-01 | FALSE | Currently in Use | Diesel On Road | 10000 | Tank Jacket | 2005-09-10 |  | Flex | Safe Suction (Euro)
SOLAR FOOD 24 | 527 N 319 HWY | MOULTRIE | Colquitt | 350033 | 1 | Flapper Valve | 1998-08-01 | FALSE | 1998-08-01 | FALSE | Currently in Use | E-10 | 10000 | Steel-Impressed Current | 1981-04-16 |  | Fiberglass Reinforced Plastic | Pressurized
ONE STOP | 1033 S MAIN ST | MOULTRIE | Colquitt | 350064 | 1 |  | 1992-02-01 |  | 1992-02-01 |  | Removed from Ground | Gas (Historical Use) | 6000 | Steel-Impressed Current | 1980-05-08 | 2004-11-01 | Double Walled | Pressurized
US FOOD MART | 3025 MAIN ST | MOULTRIE | Colquitt | 350062 | 1 | Flapper Valve | 1994-12-08 | FALSE | 1994-12-08 | FALSE | Currently in Use | Diesel | 6000 | Composite | 1985-05-07 |  | Fiberglass Reinforced Plastic | Pressurized
COLQUITT CO | 2020 COUNTY FARM RD | MOULTRIE | Colquitt | 350031 | 1 | Flapper Valve | 1990-01-31 | FALSE | 1990-01-31 | FALSE | Currently in Use | Diesel | 12000 | Galvanic (STIP-3) | 1990-01-31 |  | Fiberglass Reinforced Plastic | Pressurized
TOMMYS SERVICE CENTER | 201 SOUTH MAIN ST | MOULTRIE | Colquitt | 350043 | 4 |  |  | TRUE |  | TRUE | Removed from Ground | Used Oil | 550 | Bare Steel | 1967-04-28 | 1996-12-12 | Galvanized Steel
ONE STOP #3 | 409 1ST AVE SE | MOULTRIE | Colquitt | 350044 | 2 |  | 1998-11-01 |  | 1998-11-01 |  | Removed from Ground | Gas (Historical Use) | 10000 | Cathodically Protected Steel | 1970-04-27 | 2010-08-20 | Cathodically Protected | Pressurized
GA FC-COLQUITT CO UNIT | US HWY 319 4 MILES FROM MOULTRIE | MOULTRIE | Colquitt | 350045 | 2 | [5 empty] | Removed from Ground | Diesel | 560 | Bare Steel | 1963-04-28 | 1992-04-13 | Galvanized Steel
FOY E SMITH & CO INC | 133 NORTH MAIN ST | MOULTRIE | Colquitt | 350050 | 1 | [5 empty] | Removed from Ground | Gas (Historical Use) | 8000 | Bare Steel | 1956-05-07 | 1990-01-31 | Galvanized Steel
HAM'S SVC STA | 300 FIRST ST NW | MOULTRIE | Colquitt | 350131 | 1 | [5 empty] | Removed from Ground | Gas (Historical Use) | 1000 | Bare Steel | 1979-04-23 | 1990-11-01 | Galvanized Steel
RICKS MERCHANDISE | 2812 OLD ADEL HWY | MOULTRIE | Colquitt | 350130 | 1 |  | 1998-06-11 |  | 1983-04-22 |  | Removed from Ground | Gas (Historical Use) | 8000 | Steel-Impressed Current | 1983-04-22 | 2002-01-01 | Cathodically Protected | Pressurized
BEST LITTLE STORE IN GEORGIA | 619 W CENTRAL AVE | MOULTRIE | Colquitt | 10000397 | 3 | Ball Float | 2002-11-11 | FALSE | 2002-11-11 | FALSE | Currently in Use | E-0 | 4000 | Composite | 2002-11-11 |  | Fiberglass Reinforced Plastic | Pressurized
QUICK MART #129 | 2720 FIRST AVE SE | MOULTRIE | Colquitt | 9000529 | 2 | [5 empty] | Removed from Ground | Gas (Historical Use) | 8000 | Bare Steel | 1981-01-01 | 1994-01-24 | Galvanized Steel
FOOD DEPOT | 806 FOURTH AVE NE | MOULTRIE | Colquitt | 350017 | 2 | Flapper Valve | 1999-01-05 | FALSE | 1999-01-05 | FALSE | Removed from Ground | Gas (Historical Use) | 6000 | Steel-Impressed Current | 1966-01-18 | 2018-06-26 |  | Pressurized
TANK N TUMMY | 725 FIRST ST | MOULTRIE | Colquitt | 350066 | 3 | [5 empty] | Removed from Ground | Gas (Historical Use) | 6000 | Bare Steel | 1986-06-01 | 1986-06-01 | Galvanized Steel
VEAL'S STOP & GO | 1173 GA 133 SO | MOULTRIE | Colquitt | 350054 | 1 | [5 empty] | Closed in Ground | Gas (Historical Use) | 4000 | Bare Steel | 1956-05-07 | 1899-12-31 | Galvanized Steel | Safe Suction (Euro)
GA DOT #10417/AREAWIDE | 401 SIXTH AVE NE | MOULTRIE | Colquitt | 350047 | 417G1 | [5 empty] | Removed from Ground | Gas (Historical Use) | 480 | Bare Steel | 1980-04-30 | 2004-03-23 | Galvanized Steel
KIMBRELL'S BP | 324 SOUTH MAIN ST | MOULTRIE | Colquitt | 350125 | 4 | [5 empty] | Removed from Ground | Gas (Historical Use) | 3000 | Bare Steel | 1958-05-15 | 1999-02-01 | Galvanized Steel | Pressurized
KIMBRELL'S BP | 324 SOUTH MAIN ST | MOULTRIE | Colquitt | 350125 | 5 | [5 empty] | Removed from Ground | Gas (Historical Use) | 3000 | Bare Steel | 1969-05-12 | 1999-02-01 | Galvanized Steel
GTE/REGULAR FUEL/GENERATOR | 259 LENOX POST RD | MOULTRIE | Colquitt | 350126 | 360054-1 | [5 empty] | Removed from Ground | Gas (Historical Use) | 12000 | Fiberglass | 1985-03-06 | 1992-07-30 | Not Marked
GA DOT #10459/COLQUITT CO MAINT | 23 RD ST NE/INDUSTRIAL PARK | MOULTRIE | Colquitt | 350144 | 459G1 | [5 empty] | Removed from Ground | Gas (Historical Use) | 1080 | Bare Steel | 1982-01-01 | 2004-03-24 | Galvanized Steel | Suction (American)
WILVEREEN PLANT | 1015 17TH AVE SW | MOULTRIE | Colquitt | 350140 | 1 | [5 empty] | Removed from Ground | Diesel | 6000 | Bare Steel | 1955-05-16 | 1899-12-31 | Bare Steel
BERLIN GROCERY & MARKET | ASHLEY ST | BERLIN | Colquitt | 350122 | 2 | [5 empty] | Removed from Ground | Gas (Historical Use) | 550 | Bare Steel | 1951-05-17 | 1999-02-01 | Galvanized Steel
NORTH MAIN QUICK SERVE | 424 N MAIN ST | MOULTRIE | Colquitt | 350101 | 1 | [5 empty] | Permanently Out Of Use | Diesel | 1500 | Bare Steel | 1973-12-01 | 1973-12-01 | Galvanized Steel
RaceWay #6853 - Moultrie | 1301 VETERANS PKWY NORTH | MOULTRIE | Colquitt | 10001849 | 2 | Overfill Alarm | 2010-04-15 | FALSE | 2010-04-15 | FALSE | Currently in Use | Premium | 12000 | Composite Double Walled | 2010-04-15 |  | Double-Walled Fiberglass | Pressurized
ONE STOP | 1033 S MAIN ST | MOULTRIE | Colquitt | 350064 | 3 |  | 1992-02-01 |  | 1992-02-01 |  | Removed from Ground | Gas (Historical Use) | 6000 | Steel-Impressed Current | 1980-05-08 | 2004-11-01 | Double Walled | Pressurized
QUIK MART #25 | 103 VETERANS PKWY | MOULTRIE | Colquitt | 350040 | 3 |  | 1998-12-01 |  | 1998-12-01 |  | Removed from Ground | Gas (Historical Use) | 4000 | Steel-Impressed Current | 1979-04-23 | 2003-08-13 | Cathodically Protected | Pressurized
BHUMIS ENTERPRISE LLC | HWY 133 & OLD ADEL HWY | MOULTRIE | Colquitt | 10000436 | 2 |  |  | FALSE |  | FALSE | Removed from Ground | Gas (Historical Use) | 4000 | Bare Steel | 2003-06-13 | 2003-06-13 | Bare Steel
ALLTEL/GTE/EMERGENCY GENERATOR T | 216 FOURTH ST SE | MOULTRIE | Colquitt | 350015 | 1 | [5 empty] | Removed from Ground | Other | 5500 | Bare Steel | 1984-03-06 | 1994-10-04 | Galvanized Steel | Suction (American)
PLYMEL BROTHERS INC | 1121 FIRST ST NE | MOULTRIE | Colquitt | 350022 | 1 | [5 empty] | Removed from Ground | Gas (Historical Use) | 3000 | Bare Steel | 1978-03-06 | 1987-01-01 | Galvanized Steel
FORMER SPUR STA #1086 | 200 FIRST ST NW | MOULTRIE | Colquitt | 350057 | 2 | [5 empty] | Permanently Out of Use - historical purposes | Other | 550 | Bare Steel | 1962-05-11 | 1899-12-31 | Unknown
US FOOD MART | 3025 MAIN ST | MOULTRIE | Colquitt | 350062 | 3 | Flapper Valve | 1994-12-08 | FALSE | 1994-12-08 | FALSE | Currently in Use | Premium | 6000 | Composite | 1985-05-07 |  | Fiberglass Reinforced Plastic | Pressurized
BECK INDUSTRIAL BLDG | INDUSTRIAL BLVD | MOULTRIE | Colquitt | 9035019 | 1 | [5 empty] | Removed from Ground | Diesel | 560 | Not Marked/Unknown | 1992-08-01 | 1992-08-01 | Not Marked
Susie Q's # 22 | 1604 CAMILLA HWY | MOULTRIE | Colquitt | 10001114 | 2B | Flapper Valve | 2005-05-01 | FALSE |  | FALSE | Currently in Use | Diesel | 4000 | Composite | 2005-03-11 |  | Fiberglass Reinforced Plastic | Pressurized
NORTH MAIN QUICK SERVE | 424 N MAIN ST | MOULTRIE | Colquitt | 350101 | 3 | [5 empty] | Permanently Out Of Use | Diesel | 3000 | Bare Steel | 1973-12-01 | 1973-12-01 | Galvanized Steel
ESTECH BRANDED FERTILIZER INC | 1050 NORTH MAIN ST | MOULTRIE | Colquitt | 350013 | 2 | [5 empty] | Removed from Ground | Gas (Historical Use) | 1000 | Bare Steel | 1976-01-09 | 1989-01-01 | Unknown
SCRUGGS CONCRETE CO | OLD DOERUN HWY | MOULTRIE | Colquitt | 350025 | 2 | [5 empty] | Removed from Ground | Diesel | 0 | Bare Steel | 1986-08-01 | 1986-08-01 | Galvanized Steel
GA DOT #10417/AREAWIDE | 401 SIXTH AVE NE | MOULTRIE | Colquitt | 350047 | 10417-2 | [5 empty] | Removed from Ground | Gas (Historical Use) | 500 | Bare Steel | 1971-05-03 | 1993-04-06 | Galvanized Steel
FOY E SMITH & CO INC | 619 FOURTH AVE NE | MOULTRIE | Colquitt | 350138 | 1 | [5 empty] | Removed from Ground | Kerosene | 4000 | Bare Steel | 1987-10-29 | 1987-10-29 | Galvanized Steel
ONE STOP | 1033 S MAIN ST | MOULTRIE | Colquitt | 350064 | 2 |  | 1992-02-01 |  | 1992-02-01 |  | Removed from Ground | Gas (Historical Use) | 8000 | Steel-Impressed Current | 1980-05-08 | 2004-11-01 | Double Walled | Pressurized
TANK N TUMMY | 725 FIRST ST | MOULTRIE | Colquitt | 350066 | 4 |  |  | TRUE |  | TRUE | Removed from Ground | Used Oil | 560 | Bare Steel | 1986-06-01 | 1986-06-01 | Galvanized Steel
TANK N TUMMY | 725 FIRST ST | MOULTRIE | Colquitt | 350066 | 5 | [5 empty] | Removed from Ground | Diesel | 560 | Bare Steel | 1986-06-01 | 1986-06-01 | Galvanized Steel
US FOOD MART | 3025 MAIN ST | MOULTRIE | Colquitt | 350062 | 2 | Flapper Valve | 1994-12-08 | FALSE | 1994-12-08 | FALSE | Currently in Use | E-10 | 8000 | Composite | 1985-05-07 |  | Fiberglass Reinforced Plastic | Pressurized
KIMBRELL'S BP | 324 SOUTH MAIN ST | MOULTRIE | Colquitt | 350125 | 3 | [5 empty] | Removed from Ground | Gas (Historical Use) | 3000 | Bare Steel | 1958-05-15 | 1999-02-01 | Galvanized Steel | Pressurized
Fastrac #5 | 404 1st Ave SE | Moultrie | Colquitt | 350124 | 7 | [5 empty] | Closed in Ground | Empty | 550 | Bare Steel | 1957-05-15 | 1998-10-01 | Not Marked
Fastrac #5 | 404 1st Ave SE | Moultrie | Colquitt | 350124 | 1 | [5 empty] | Closed in Ground | Gas (Historical Use) | 3000 | Epoxy | 1957-05-15 | 1998-10-01 | Galvanized Steel | Suction (American)
Fastrac #5 | 404 1st Ave SE | Moultrie | Colquitt | 350124 | 3 | [5 empty] | Closed in Ground | Gas (Historical Use) | 3000 | Bare Steel | 1957-05-15 | 1998-10-01 | Galvanized Steel
Ocho Harvesting LLC | 153 W MULBERRY ST | FUNSTON | Colquitt | 350105 | 1 | Flapper Valve | 1998-10-22 | FALSE | 1998-10-22 | FALSE | Temporarily out of use | Empty | 2000 | Steel-Impressed Current | 1979-05-10 |  | Fiberglass Reinforced Plastic | Suction (American)
C R JACKSON APIARIES | 185 CHURCH STREET | FUNSTON | Colquitt | 350135 | 1 | [5 empty] | Removed from Ground | Gas (Historical Use) | 1060 | Bare Steel | 1970-04-25 | 1899-12-31 | Galvanized Steel | Suction (American)
TOMMYS SERVICE CENTER | 201 SOUTH MAIN ST | MOULTRIE | Colquitt | 350043 | 2 | [5 empty] | Removed from Ground | Gas (Historical Use) | 10000 | Bare Steel | 1967-04-28 | 1996-12-12 | Galvanized Steel
ONE STOP #3 | 409 1ST AVE SE | MOULTRIE | Colquitt | 350044 | 1 |  | 1998-11-01 |  | 1998-11-01 |  | Removed from Ground | Gas (Historical Use) | 10000 | Cathodically Protected Steel | 1970-04-27 | 2010-08-20 | Cathodically Protected | Pressurized
COLQUITT EMC | 16 ROWLAND DR NE | MOULTRIE | Colquitt | 350049 | 4 | [5 empty] | Removed from Ground | Diesel | 4000 | Not Marked/Unknown | 1996-03-01 | 1996-03-01 | Not Marked
COLQUITT EMC | 16 ROWLAND DR NE | MOULTRIE | Colquitt | 350049 | 5 | [5 empty] | Removed from Ground | Gas (Historical Use) | 2500 | Not Marked/Unknown | 1996-03-01 | 1996-03-01 | Not Marked
FOY E SMITH & CO INC | 133 NORTH MAIN ST | MOULTRIE | Colquitt | 350050 | 2 | [5 empty] | Removed from Ground | Gas (Historical Use) | 6000 | Bare Steel | 1956-05-07 | 1990-01-31 | Galvanized Steel
HAM'S SVC STA | 300 FIRST ST NW | MOULTRIE | Colquitt | 350131 | 2 | [5 empty] | Removed from Ground | Gas (Historical Use) | 550 | Bare Steel | 1979-04-23 | 1990-11-01 | Galvanized Steel
GOLD KIST COMPLEX | WEST BYPASS | MOULTRIE | Colquitt | 350099 | 1 | [5 empty] | Removed from Ground | Gas (Historical Use) | 0 | Bare Steel | 1990-06-28 | 1990-06-28 | Galvanized Steel
BERLIN GROCERY & MARKET | ASHLEY ST | BERLIN | Colquitt | 350122 | 1 | [5 empty] | Removed from Ground | Gas (Historical Use) | 550 | Bare Steel | 1951-05-17 | 1999-02-01 | Galvanized Steel
Susie Q's # 22 | 1604 CAMILLA HWY | MOULTRIE | Colquitt | 10001114 | 2A | Flapper Valve | 2005-05-01 | FALSE |  | FALSE | Currently in Use | Premium | 8000 | Composite | 2005-03-11 |  | Fiberglass Reinforced Plastic | Pressurized
RaceWay #6853 - Moultrie | 1301 VETERANS PKWY NORTH | MOULTRIE | Colquitt | 10001849 | 1 | Overfill Alarm | 2010-04-15 | FALSE | 2010-04-15 | FALSE | Currently in Use | E-10 | 20000 | Composite Double Walled | 2010-04-15 |  | Double-Walled Fiberglass | Pressurized
SOLAR FOOD 24 | 527 N 319 HWY | MOULTRIE | Colquitt | 350033 | 3 | Flapper Valve | 1998-08-01 | FALSE | 1998-08-01 | FALSE | Currently in Use | Premium | 12000 | Steel-Impressed Current | 1981-04-16 |  | Fiberglass Reinforced Plastic | Pressurized
TANK N TUMMY | 725 FIRST ST | MOULTRIE | Colquitt | 350066 | 1 | [5 empty] | Removed from Ground | Gas (Historical Use) | 4000 | Bare Steel | 1986-06-01 | 1986-06-01 | Galvanized Steel
PREMIUM PORK INC | WEST BY PASS | MOULTRIE | Colquitt | 350038 | 1 | [5 empty] | Removed from Ground | Diesel | 12000 | Bare Steel |  | 1899-12-31 | Bare Steel
QUIK MART #25 | 103 VETERANS PKWY | MOULTRIE | Colquitt | 350040 | 4 |  | 1998-12-01 |  | 1998-12-01 |  | Removed from Ground | Gas (Historical Use) | 6000 | Steel-Impressed Current | 1979-04-23 | 2003-08-13 | Cathodically Protected | Pressurized
QUIK MART #25 | 103 VETERANS PKWY | MOULTRIE | Colquitt | 350040 | 1 |  | 1998-12-01 |  | 1998-12-01 |  | Removed from Ground | Gas (Historical Use) | 10000 | Steel-Impressed Current | 1979-04-23 | 2003-08-13 | Cathodically Protected | Pressurized
ONE STOP #3 | 409 1ST AVE SE | MOULTRIE | Colquitt | 350044 | 3 |  | 1998-11-01 |  | 1998-11-01 |  | Removed from Ground | Gas (Historical Use) | 6000 | Cathodically Protected Steel | 1970-04-27 | 2010-08-20 | Cathodically Protected | Pressurized
KMART #9145 | 103 TALMADGE DR | MOULTRIE | Colquitt | 350046 | 1 |  |  | TRUE |  | TRUE | Removed from Ground | Used Oil | 1000 | Bare Steel | 1978-04-06 | 1991-05-31 | Galvanized Steel
COLQUITT EMC | 16 ROWLAND DR NE | MOULTRIE | Colquitt | 350049 | 2 | Flapper Valve | 1997-03-01 | FALSE | 1997-03-01 | FALSE | Removed from Ground | Diesel | 10000 | Steel-Impressed Current | 1977-04-25 | 2018-01-24 | Steel (Impressed Current) | Pressurized
JONES MARINE | 319 BYPASS | MOULTRIE | Colquitt | 350094 | 2 | [5 empty] | Removed from Ground | Gas (Historical Use) | 3000 | Bare Steel | 1981-05-09 | 1988-12-01 | Galvanized Steel
FORMER GAS STATION | 6138 U S HIGHWAY 319 NORGH | OMEGA | Colquitt | 10002108 | 1 |  |  | FALSE |  | FALSE | Removed from Ground | Gas (Historical Use) | 500 | Bare Steel | 2012-02-27 | 2012-02-27 | Galvanized Steel
FORMER GAS STATION | 6138 U S HIGHWAY 319 NORGH | OMEGA | Colquitt | 10002108 | 2 |  |  | FALSE |  | FALSE | Removed from Ground | Gas (Historical Use) | 500 | Bare Steel | 2012-02-27 | 2012-02-27 | Galvanized Steel
FASTRAC #9 | 1045 GA HWY 133 N | MOULTRIE | Colquitt | 10003585 | 1B | Flapper Valve | 2025-03-14 | FALSE | 2025-03-14 | FALSE | Currently in Use | Premium | 5000 | Composite Double Walled | 2024-07-17 |  | Double-Walled Flex | Pressurized
FASTRAC #9 | 1045 GA HWY 133 N | MOULTRIE | Colquitt | 10003585 | 1A | Flapper Valve | 2025-03-14 | FALSE | 2025-03-14 | FALSE | Currently in Use | Regular | 15000 | Composite Double Walled | 2024-07-17 |  | Double-Walled Flex | Pressurized
COLQUITT ELECTRIC MEMBERSHIP CORP | 15 ROWLAND Drive | MOULTRIE | Colquitt | 10002745 | 1A | Overfill Alarm | 2017-09-28 | FALSE | 2017-09-28 | FALSE | Currently in Use | Regular | 12000 | Tank Jacket | 2017-09-28 |  | Double-Walled Fiberglass | Pressurized
COLQUITT ELECTRIC MEMBERSHIP CORP | 15 ROWLAND Drive | MOULTRIE | Colquitt | 10002745 | 1B | Overfill Alarm | 2017-09-28 | FALSE | 2017-09-28 | FALSE | Currently in Use | Diesel | 8000 | Tank Jacket | 2017-09-28 |  | Double-Walled Fiberglass | Pressurized
SUSIE Q's #35 | 2819 1st Ave SE | Moultrie | Colquitt | 10002752 | 1C | Flapper Valve |  | FALSE |  | FALSE | Currently in Use | Premium | 4000 | Composite Double Walled | 2017-04-01 |  | Double-Walled Fiberglass | Pressurized
SUSIE Q's #35 | 2819 1st Ave SE | Moultrie | Colquitt | 10002752 | 1D | Flapper Valve | 2017-04-01 | FALSE | 2017-04-01 | FALSE | Currently in Use | Diesel | 4000 | Composite Double Walled | 2017-04-01 |  | Double-Walled Fiberglass | Pressurized
SUSIE Q's #35 | 2819 1st Ave SE | Moultrie | Colquitt | 10002752 | 1A | Flapper Valve | 2017-04-01 | FALSE | 2017-04-01 | FALSE | Currently in Use | E-10 | 12000 | Composite Double Walled | 2017-04-01 |  | Double-Walled Fiberglass | Pressurized
Fastrac #2 | 1881 Tallokas Road | Moultrie | Colquitt | 10002782 | 2B | Overfill Alarm | 2017-11-28 | FALSE |  | FALSE | Currently in Use | Premium | 4000 | Composite Double Walled | 2017-11-28 |  | Double-Walled Fiberglass | Pressurized
Fastrac #2 | 1881 Tallokas Road | Moultrie | Colquitt | 10002782 | 2C | Overfill Alarm | 2018-04-05 | FALSE |  | FALSE | Currently in Use | Diesel | 4000 | Composite Double Walled | 2017-11-28 |  | Double-Walled Fiberglass | Pressurized
Fastrac #2 | 1881 Tallokas Road | Moultrie | Colquitt | 10002782 | 1 | Overfill Alarm | 2017-11-28 | FALSE |  | FALSE | Currently in Use | E-10 | 12000 | Composite Double Walled | 2017-11-28 |  | Double-Walled Fiberglass | Pressurized
Fastrac #2 | 1881 Tallokas Road | Moultrie | Colquitt | 10002782 | 2A | Overfill Alarm | 2017-11-28 | FALSE |  | FALSE | Currently in Use | E-0 | 4000 | Composite Double Walled | 2017-11-28 |  | Double-Walled Fiberglass | Pressurized
SUSIE Q's #35 | 2819 1st Ave SE | Moultrie | Colquitt | 10002752 | 1B | Flapper Valve |  | FALSE |  | FALSE | Currently in Use | E-0 | 4000 | Composite Double Walled | 2017-04-01 |  | Double-Walled Fiberglass | Pressurized
Fastrac 3 | 1435 Hwy 133 S | Moultrie | Colquitt | 10003073 | 2A | Overfill Alarm | 2019-10-23 | FALSE | 2019-10-23 | FALSE | Currently in Use | Premium | 4000 | Composite Double Walled | 2019-10-23 |  | Double-Walled Fiberglass | Gravity
Fastrac 3 | 1435 Hwy 133 S | Moultrie | Colquitt | 10003073 | 2B | Overfill Alarm | 2019-10-23 | FALSE | 2019-10-23 | FALSE | Currently in Use | Diesel | 4000 | Composite Double Walled | 2019-10-23 |  | Double-Walled Fiberglass | Pressurized
Fastrac 3 | 1435 Hwy 133 S | Moultrie | Colquitt | 10003073 | 2C | Overfill Alarm | 2019-10-23 | FALSE | 2019-10-23 | FALSE | Currently in Use | E-0 | 4000 | Composite Double Walled | 2019-10-23 |  | Double-Walled Fiberglass | Pressurized
Fastrac 3 | 1435 Hwy 133 S | Moultrie | Colquitt | 10003073 | 1 | Overfill Alarm | 2019-10-23 | FALSE | 2019-10-23 | FALSE | Currently in Use | E-10 | 12000 | Composite Double Walled | 2019-10-23 |  | Double-Walled Fiberglass | Pressurized
ONE STOP | 1033 S MAIN ST | MOULTRIE | Colquitt | 350064 | 4 | [5 empty] | Removed from Ground | Diesel | 6000 | Cathodically Protected Steel | 1980-01-15 | 1993-01-06 | Galvanized Steel | Pressurized
ONE STOP | 1033 S MAIN ST | MOULTRIE | Colquitt | 350064 | 5 |  |  | TRUE |  | TRUE | Removed from Ground | Used Oil | 550 | Bare Steel | 1980-05-08 | 1992-10-10 | Galvanized Steel
MOULTRIE MUNICIPAL AIRPORT | 189 AIRPORT DR | MOULTRIE | Colquitt | 350020 | 1 | [5 empty] | Removed from Ground | Gas (Historical Use) | 10000 | Bare Steel | 1970-03-02 | 1996-06-20 | Unknown | Suction (American)
UNIVERSAL FOREST PRODUCTS INC | INDUSTRIAL PARK BLVD | MOULTRIE | Colquitt | 350030 | 2 | [5 empty] | Removed from Ground | Other | 1000 | Bare Steel | 1965-03-08 | 1986-07-26 | Unknown
FORMER SPUR STA #1086 | 200 FIRST ST NW | MOULTRIE | Colquitt | 350057 | 4 | [5 empty] | Permanently Out of Use - historical purposes | Other | 9811 | Bare Steel | 1965-05-10 | 1899-12-31 | Unknown
FORMER SPUR STA #1086 | 200 FIRST ST NW | MOULTRIE | Colquitt | 350057 | 5 | [5 empty] | Permanently Out of Use - historical purposes | Other | 12142 | Bare Steel | 1965-05-10 | 1899-12-31 | Unknown
PREMIUM PORK INC | WEST BY PASS | MOULTRIE | Colquitt | 350038 | 2 | [5 empty] | Removed from Ground | Diesel | 25000 | Bare Steel |  | 1899-12-31 | Bare Steel
VEAL'S STOP & GO | 1173 GA 133 SO | MOULTRIE | Colquitt | 350054 | 2 | [5 empty] | Closed in Ground | Gas (Historical Use) | 2500 | Bare Steel | 1956-05-07 | 1899-12-31 | Galvanized Steel | Safe Suction (Euro)
Fastrac #5 | 404 1st Ave SE | Moultrie | Colquitt | 350124 | 8 | [5 empty] | Closed in Ground | Empty | 260 | Bare Steel | 1957-05-15 | 1998-10-01 | Galvanized Steel
Fastrac #5 | 404 1st Ave SE | Moultrie | Colquitt | 350124 | 6 |  |  | TRUE |  | TRUE | Closed in Ground | Used Oil | 550 | Bare Steel | 1957-05-15 | 1998-10-01 | Not Marked
Fastrac #5 | 404 1st Ave SE | Moultrie | Colquitt | 350124 | 9 | Flapper Valve | 2021-02-23 | FALSE | 2021-02-23 | FALSE | Currently in Use | E-10 | 12000 | Composite Double Walled | 2021-02-23 |  | Double-Walled Flex | Pressurized
Fastrac #6 | 2160 GA Hwy 37 | Moultrie | Colquitt | 10003180 | 2A | Flapper Valve | 2021-02-25 | FALSE | 2021-02-25 | FALSE | Currently in Use | Premium | 4000 | Composite Double Walled | 2021-02-25 |  | Double-Walled Flex | Pressurized
Fastrac #6 | 2160 GA Hwy 37 | Moultrie | Colquitt | 10003180 | 1 | Flapper Valve | 2021-02-25 | FALSE | 2021-02-25 | FALSE | Currently in Use | E-10 | 15000 | Composite Double Walled | 2021-02-25 |  | Double-Walled Flex | Pressurized
RIVERSIDE UNIFORM RENTALS | 420 11TH ST SW | MOULTRIE | Colquitt | 350141 | 1 | [5 empty] | Removed from Ground | Diesel | 1500 | Bare Steel | 1970-01-05 | 1899-12-31 | Galvanized Steel
RIVERSIDE/RIVCO PLANT | 11 TH ST SW | MOULTRIE | Colquitt | 350139 | 1 | [5 empty] | Removed from Ground | Diesel | 10000 | Bare Steel | 1966-05-13 | 1899-12-31 | Unknown
KIMBRELL'S BP | 324 SOUTH MAIN ST | MOULTRIE | Colquitt | 350125 | 6 |  |  | TRUE |  | TRUE | Removed from Ground | Used Oil | 550 | Bare Steel | 1958-05-15 | 1992-01-01 | Not Marked
KIMBRELL'S BP | 324 SOUTH MAIN ST | MOULTRIE | Colquitt | 350125 | 8 | [5 empty] | Removed from Ground | Other | 260 | Bare Steel | 1958-05-15 | 1899-12-31 | Galvanized Steel
GTE/REGULAR FUEL/GENERATOR | 259 LENOX POST RD | MOULTRIE | Colquitt | 350126 | 360054-2 | [5 empty] | Removed from Ground | Diesel | 2000 | Bare Steel | 1977-01-01 | 1992-07-30 | Not Marked
Fastrac #5 | 404 1st Ave SE | Moultrie | Colquitt | 350124 | 5 | [5 empty] | Closed in Ground | Gas (Historical Use) | 3000 | Bare Steel | 1957-05-15 | 1998-10-01 | Galvanized Steel
Fastrac #5 | 404 1st Ave SE | Moultrie | Colquitt | 350124 | 10C | Flapper Valve | 2021-02-23 | FALSE | 2021-02-23 | FALSE | Currently in Use | Diesel | 4000 | Composite Double Walled | 2021-02-23 |  | Double-Walled Flex | Pressurized
Fastrac #5 | 404 1st Ave SE | Moultrie | Colquitt | 350124 | 10A | Flapper Valve | 2021-02-23 | FALSE | 2021-02-23 | FALSE | Currently in Use | Premium | 4000 | Composite Double Walled | 2021-02-23 |  | Double-Walled Flex | Pressurized
Fastrac #5 | 404 1st Ave SE | Moultrie | Colquitt | 350124 | 4 | [5 empty] | Closed in Ground | Gas (Historical Use) | 3000 | Bare Steel | 1957-05-15 | 1998-10-01 | Galvanized Steel
SANDERSON FARMS LLC | 700 GA-133 S | MOULTRIE | Colquitt | 10001072 | 2 | Flapper Valve | 2010-04-01 | FALSE | 2005-08-01 | FALSE | Currently in Use | Diesel Off Road | 5000 | Tank Jacket | 2005-09-10 |  | Flex | Safe Suction (Euro)
FOY E SMITH & CO INC | 133 NORTH MAIN ST | MOULTRIE | Colquitt | 350050 | 4 | [5 empty] | Removed from Ground | Kerosene | 1000 | Bare Steel | 1990-01-31 | 1990-01-31 | Galvanized Steel
FOY E SMITH & CO INC | 133 NORTH MAIN ST | MOULTRIE | Colquitt | 350050 | 5 |  |  | TRUE |  | TRUE | Removed from Ground | Used Oil | 500 | Bare Steel | 1990-01-31 | 1990-01-31 | Galvanized Steel
KIMBRELL'S BP | 324 SOUTH MAIN ST | MOULTRIE | Colquitt | 350125 | 2 | [5 empty] | Removed from Ground | Gas (Historical Use) | 3000 | Bare Steel | 1958-05-15 | 1999-02-01 | Galvanized Steel | Pressurized
Ocho Harvesting LLC | 153 W MULBERRY ST | FUNSTON | Colquitt | 350105 | 2 | Flapper Valve | 1998-10-22 | FALSE | 1998-10-22 | FALSE | Temporarily out of use | Regular | 2000 | Steel-Impressed Current | 1979-05-10 |  | Fiberglass Reinforced Plastic | Suction (American)
NORTH MAIN QUICK SERVE | 424 N MAIN ST | MOULTRIE | Colquitt | 350101 | 4 | [5 empty] | Permanently Out Of Use | Diesel | 3000 | Bare Steel | 1973-12-01 | 1973-12-01 | Galvanized Steel
Plymel Food Mart | 800 GA HWY 133 | MOULTRIE | Colquitt | 10002311 | 3 | Flapper Valve | 2013-09-01 | FALSE | 2013-09-01 | FALSE | Currently in Use | Premium | 4000 | Composite Double Walled | 2013-09-01 |  | Double-Walled Fiberglass | Pressurized
QUICK MART #129 | 2720 FIRST AVE SE | MOULTRIE | Colquitt | 9000529 | 3 | Flapper Valve | 1995-04-01 |  | 1995-04-01 |  | Removed from Ground | Gas (Historical Use) | 12000 | Composite | 1995-04-01 | 2012-03-07 | Double-Walled Flex | Pressurized
ART CARVED SIGNS | GA HWY 33 N/RT 3 | MOULTRIE | Colquitt | 350012 | 2 | [5 empty] | Removed from Ground | Gas (Historical Use) | 3000 | Bare Steel | 1971-01-17 | 1988-05-01 | Galvanized Steel | Safe Suction (Euro)
SCRUGGS CONCRETE CO | OLD DOERUN HWY | MOULTRIE | Colquitt | 350025 | 1 | [5 empty] | Removed from Ground | Diesel | 0 | Bare Steel | 1986-08-01 | 1986-08-01 | Galvanized Steel
SOLAR FOOD 24 | 527 N 319 HWY | MOULTRIE | Colquitt | 350033 | 2 | Flapper Valve | 1998-08-01 | FALSE | 1998-08-01 | FALSE | Currently in Use | Regular | 12000 | Steel-Impressed Current | 1981-04-16 |  | Fiberglass Reinforced Plastic | Pressurized
SUNSET COUNTRY CLUB | 2900 S MAIN STREET | MOULTRIE | Colquitt | 350137 | 1 | [5 empty] | Removed from Ground | Gas (Historical Use) | 550 | Bare Steel | 1974-04-24 | 1989-10-01 | Galvanized Steel
RaceWay #6853 - Moultrie | 1301 VETERANS PKWY NORTH | MOULTRIE | Colquitt | 10001849 | 3 | Overfill Alarm | 2010-04-15 | FALSE | 2010-04-15 | FALSE | Currently in Use | Diesel | 12000 | Composite Double Walled | 2010-04-15 |  | Double-Walled Fiberglass | Pressurized
MOULTRIE MUNICIPAL AIRPORT | 189 AIRPORT DR | MOULTRIE | Colquitt | 350020 | 2 | [5 empty] | Removed from Ground | Gas (Historical Use) | 10000 | Bare Steel | 1970-03-02 | 1996-06-20 | Unknown | Suction (American)
QUIK MART #25 | 103 VETERANS PKWY | MOULTRIE | Colquitt | 350040 | 2 |  | 1998-12-01 |  | 1998-12-01 |  | Removed from Ground | Diesel | 3000 | Steel-Impressed Current | 1984-04-21 | 2003-08-13 | Cathodically Protected | Pressurized
Fastrac #6 | 2160 GA Hwy 37 | Moultrie | Colquitt | 10003180 | 2C | Flapper Valve | 2021-02-25 | FALSE | 2021-02-25 | FALSE | Currently in Use | Diesel On Road | 4000 | Composite Double Walled | 2021-02-25 |  | Double-Walled Flex | Pressurized
ONE STOP #3 | 409 1ST AVE SE | MOULTRIE | Colquitt | 350044 | 4 |  |  | TRUE |  | TRUE | Removed from Ground | Used Oil | 550 | Cathodically Protected Steel | 1970-04-27 | 2010-08-20 | Cathodically Protected | Gravity Fed
GA FC-COLQUITT CO UNIT | US HWY 319 4 MILES FROM MOULTRIE | MOULTRIE | Colquitt | 350045 | 4 | [5 empty] | Removed from Ground | Diesel | 1000 | Cathodically Protected Steel | 1992-04-15 | 1996-11-02 | Cathodically Protected | Safe Suction (Euro)
COLQUITT EMC | 16 ROWLAND DR NE | MOULTRIE | Colquitt | 350049 | 1 | Flapper Valve | 1997-03-01 | FALSE | 1997-03-01 | FALSE | Removed from Ground | Regular | 10000 | Steel-Impressed Current | 1977-04-25 | 2018-01-24 | Steel (Impressed Current) | Pressurized
FOY E SMITH & CO INC | 619 FOURTH AVE NE | MOULTRIE | Colquitt | 350138 | 2 | [5 empty] | Removed from Ground | Kerosene | 4000 | Bare Steel | 1987-10-29 | 1987-10-29 | Galvanized Steel
BOZEMANS GROCERY | GA 37 WEST | HARTSFIELD | Colquitt | 9035045 | 3 | [5 empty] | Removed from Ground | Gas (Historical Use) | 500 | Marked Unknown | 1998-12-05 | 1998-12-05 | Galvanized Steel | Safe Suction (Euro)
Fastrac #5 | 404 1st Ave SE | Moultrie | Colquitt | 350124 | 10B | Flapper Valve | 2021-02-23 | FALSE | 2021-02-23 | FALSE | Currently in Use | E-0 | 4000 | Composite Double Walled | 2021-02-23 |  | Double-Walled Flex | Pressurized
JONES MARINE | 319 BYPASS | MOULTRIE | Colquitt | 350094 | 1 | [5 empty] | Removed from Ground | Gas (Historical Use) | 3000 | Bare Steel | 1981-05-09 | 1988-12-01 | Galvanized Steel
RICKS MERCHANDISE | 2812 OLD ADEL HWY | MOULTRIE | Colquitt | 350130 | 4 |  | 1998-06-11 |  | 1983-04-22 |  | Removed from Ground | Diesel | 4000 | Steel-Impressed Current | 1983-04-22 | 2002-01-02 | Cathodically Protected | Pressurized
Plymel Food Mart | 800 GA HWY 133 | MOULTRIE | Colquitt | 10002311 | 2 | Flapper Valve | 2013-09-01 | FALSE | 2013-09-01 | FALSE | Currently in Use | Diesel | 8000 | Composite Double Walled | 2013-09-01 |  | Double-Walled Fiberglass | Pressurized
COLQUITT REGIONAL MEDICAL CENTER | 3131 S MAIN | MOULTRIE | Colquitt | 350011 | 1 |  | 1998-05-27 |  | 1998-05-27 |  | Removed from Ground | Diesel | 12000 | Cathodically Protected Steel | 1976-03-06 | 2004-12-31 | Copper | Safe Suction (Euro)
MOULTRIE MUNICIPAL AIRPORT | 189 AIRPORT DR | MOULTRIE | Colquitt | 350020 | 3 | Overfill Alarm | 1996-06-25 | FALSE | 1996-06-25 | FALSE | Currently in Use | Aviaion gas/AV Gas | 10000 | Epoxy | 1996-06-25 |  | Fiberglass Reinforced Plastic | Pressurized
PLYMEL BROTHERS INC | 1121 FIRST ST NE | MOULTRIE | Colquitt | 350022 | 2 | [5 empty] | Removed from Ground | Gas (Historical Use) | 6000 | Bare Steel | 1980-03-05 | 1899-12-31 | Galvanized Steel
QUIK MART #25 | 103 VETERANS PKWY | MOULTRIE | Colquitt | 350040 | 5A | Flapper Valve | 2003-08-13 | FALSE | 2003-08-13 | FALSE | Currently in Use | E-10 | 6000 | Composite | 2003-08-13 |  | Double-Walled Fiberglass | Pressurized
GA FC-COLQUITT CO UNIT | US HWY 319 4 MILES FROM MOULTRIE | MOULTRIE | Colquitt | 350045 | 3 |  | 1992-04-15 |  | 1992-04-15 |  | Removed from Ground | Gas (Historical Use) | 1000 | Cathodically Protected Steel | 1992-04-15 | 1996-11-02 | Cathodically Protected | Safe Suction (Euro)
FOY E SMITH & CO INC | 619 FOURTH AVE NE | MOULTRIE | Colquitt | 350138 | 3 | [5 empty] | Removed from Ground | Kerosene | 2000 | Bare Steel | 1987-10-29 | 1987-10-29 | Galvanized Steel
FOY E SMITH & CO INC | 133 NORTH MAIN ST | MOULTRIE | Colquitt | 350050 | 3 | [5 empty] | Removed from Ground | Gas (Historical Use) | 2000 | Bare Steel | 1961-05-06 | 1990-01-31 | Galvanized Steel
KIMBRELL'S BP | 324 SOUTH MAIN ST | MOULTRIE | Colquitt | 350125 | 1 | [5 empty] | Removed from Ground | Gas (Historical Use) | 3000 | Bare Steel | 1958-05-15 | 1999-02-01 | Galvanized Steel
FASTRAC #9 | 1045 GA HWY 133 N | MOULTRIE | Colquitt | 10003585 | 1C | Flapper Valve | 2025-03-14 | FALSE | 2025-03-14 | FALSE | Currently in Use | Diesel | 5000 | Composite Double Walled | 2024-07-17 |  | Double-Walled Flex | Pressurized
MAJIK MARKET #42910 | 255 NORTH BELAIRE RD | EVANS | Columbia | 9000145 | 3 | [5 empty] | Temporarily out of use | Gas (Historical Use) | 8000 | Bare Steel |  |  | Galvanized Steel
MURPHY USA #6767 | 4433 WASHINGTON RD | EVANS | Columbia | 9036067 | 1B | Flapper Valve | 2002-01-07 | FALSE | 2002-01-07 | FALSE | Currently in Use | Premium | 7000 | Fiberglass Double Walled | 2001-12-20 |  | Double-Walled Flex | Pressurized
MAJIK MARKET #42910 | 255 NORTH BELAIRE RD | EVANS | Columbia | 9000145 | 2 | [5 empty] | Temporarily out of use | Gas (Historical Use) | 8000 | Bare Steel |  |  | Galvanized Steel
MURPHY USA #6767 | 4433 WASHINGTON RD | EVANS | Columbia | 9036067 | 2A | Flapper Valve | 2002-01-07 | FALSE | 2002-01-07 | FALSE | Currently in Use | Regular | 14000 | Fiberglass Double Walled | 2001-12-20 |  | Double-Walled Flex | Pressurized
CIRCLE K STORE #3182 | 1045 FURY FERRY RD | EVANS | Columbia | 9036063 | 2 |  | 2000-05-03 | FALSE | 2000-05-03 | FALSE | Currently in Use | Gas (Historical Use) | 15000 | Composite | 2000-03-09 |  | Fiberglass Reinforced Plastic | Pressurized
CIRCLE K #2705381 | 4256 WASHINGTON RD | EVANS | Columbia | 9036044 | 3 |  | 1995-03-15 | FALSE | 1995-03-15 | FALSE | Currently in Use | Gas (Historical Use) | 12000 |  | 1995-03-09 |  | Fiberglass Reinforced Plastic | Pressurized
SUPER EXPRESS #4 | 4277 WASHINGTON RD | EVANS | Columbia | 9036002 | 5 | Ball Float | 1991-09-15 | FALSE | 1991-09-15 | FALSE | Currently in Use | E-0 | 12000 | Galvanic (STIP-3) | 1991-09-15 |  | Fiberglass Reinforced Plastic | Pressurized
EVANS AMOCO | 4317 WASHINGTON RD | EVANS | Columbia | 9036035 | 2 | Ball Float | 1994-09-07 | FALSE | 1994-09-07 | FALSE | Removed from Ground | Gas (Historical Use) | 10000 | Galvanic (STIP-3) | 1994-09-07 | 2020-07-17 | Double-Walled Fiberglass | Pressurized
BULL GROCERY | 1047 FURY'S FERRY RD | EVANS | Columbia | 9036009 | 2 | [5 empty] | Removed from Ground | Other | 500 | Bare Steel | 1961-01-01 | 1986-01-01 | Unknown
CIRCLE K #2705381 | 4256 WASHINGTON RD | EVANS | Columbia | 9036044 | 2 |  | 1995-03-15 | FALSE | 1995-03-15 | FALSE | Currently in Use | Gas (Historical Use) | 12000 |  | 1995-03-09 |  |  | Pressurized
COLUMBIA COUNTY WATER DEPT | 4325 EVANS TO LOCKS RD | EVANS | Columbia | 9036045 | 2 | [5 empty] | Removed from Ground | Gas (Historical Use) | 6000 | Bare Steel | 1996-05-10 | 1996-05-10 | Bare Steel | Safe Suction (Euro)
ROUNTREE'S GROCERY | 549 OLD EVANS RD | EVANS | Columbia | 9036012 | 2 | [5 empty] | Removed from Ground | Empty | 1000 | Bare Steel | 1956-01-01 | 1991-01-04 | Not Marked
COLUMBIA COUNTY WATER DEPT | 4325 EVANS TO LOCKS RD | EVANS | Columbia | 9036045 | 1 | [5 empty] | Removed from Ground | Gas (Historical Use) | 6000 | Bare Steel | 1996-05-10 | 1996-05-10 | Bare Steel | Safe Suction (Euro)
CIRCLE K STORE #3177 | 4403 WASHINGTON RD | EVANS | Columbia | 9036023 | 3 |  | 1993-07-31 | FALSE | 1993-07-31 | FALSE | Currently in Use | Diesel | 10000 | Composite | 1993-07-31 |  | Fiberglass Reinforced Plastic | Pressurized
SUPER EXPRESS #4 | 4277 WASHINGTON RD | EVANS | Columbia | 9036002 | 1 | [5 empty] | Removed from Ground | Gas (Historical Use) | 10000 | Cathodically Protected Steel | 1987-01-01 | 1899-12-31 | Fiberglass Reinforced Plastic
SUPER EXPRESS #4 | 4277 WASHINGTON RD | EVANS | Columbia | 9036002 | 4 | [5 empty] | Removed from Ground | Diesel | 10000 | Cathodically Protected Steel | 1987-01-01 | 1899-12-31 | Fiberglass Reinforced Plastic
SUPER EXPRESS #4 | 4277 WASHINGTON RD | EVANS | Columbia | 9036002 | 7 | Ball Float | 1991-09-15 | FALSE | 1991-09-15 | FALSE | Currently in Use | Regular | 6000 | Galvanic (STIP-3) | 1991-09-15 |  | Fiberglass Reinforced Plastic | Pressurized
SMILE GAS #113 | 4106 EVANS TO LOCK RD | EVANS | Columbia | 360070 | 2 | [5 empty] | Removed from Ground | Gas (Historical Use) | 8200 | Cathodically Protected Steel | 1987-01-01 | 1899-12-31 | Fiberglass Reinforced Plastic | Pressurized
BEL AIR ELEMENTARY | 325 N BEL AIR RD | EVANS | Columbia | 9036040 | 3D |  | 1993-07-30 | FALSE | 1993-07-30 | FALSE | Removed from Ground | Diesel | 10000 | Galvanic (STIP-3) | 1987-08-15 |  | Fiberglass Reinforced Plastic | Safe Suction (Euro)
CIRCLE K #2705381 | 4256 WASHINGTON RD | EVANS | Columbia | 9036044 | 4 |  | 1995-03-15 | FALSE | 1995-03-15 | FALSE | Currently in Use | Diesel | 12000 |  | 1995-03-09 |  | Fiberglass Reinforced Plastic | Pressurized
COLUMBIA COUNTY GOVERNMENT COMPL | 630 WASHINGTON WEST DR | EVANS | Columbia | 9036046 | 1 |  | 1987-01-01 |  | 1987-01-01 |  | Removed from Ground | Gas (Historical Use) | 10000 | Bare Steel | 1996-04-24 | 1996-04-24 | Fiberglass Reinforced Plastic | Pressurized
PANTRY #3259 DBA DEPOT | 4305 WASHINGTON RD | EVANS | Columbia | 9036022 | 1 |  | 1991-08-01 |  | 1991-08-01 |  | Removed from Ground | Gas (Historical Use) | 10000 | Composite | 1991-08-05 | 2002-08-13 | Fiberglass Reinforced Plastic | Pressurized
CIRCLE K #2705587 | 4649 WASHINGTON RD | EVANS | Columbia | 36004 | 3 | [5 empty] | Removed from Ground | Gas (Historical Use) | 10000 | Bare Steel | 1975-05-08 | 1899-12-31 | Galvanized Steel | Pressurized
KROGER GA-414 | 4355 WASHINGTON RD | EVANS | Columbia | 10000264 | 1A | Flapper Valve | 2002-08-29 | FALSE | 2002-08-29 | FALSE | Currently in Use | Regular | 20000 | Fiberglass Double Walled | 2002-08-22 |  | Double-Walled Fiberglass | Pressurized
T P S #18 | 5142 WASHINGTON RD | EVANS | Columbia | 10000691 | 1 | Flapper Valve | 2003-08-21 | FALSE | 2003-08-21 | FALSE | Currently in Use | Regular | 12000 | Composite | 2003-07-21 |  | Double-Walled Flex | Pressurized
JONES CREEK COUNTRY CLUB | 4101 HAMMONDS FERRY RD | EVANS | Columbia | 9036055 | 1 | [5 empty] | Removed from Ground | Gas (Historical Use) | 1000 | Not Marked/Unknown | 1997-01-01 | 1997-01-01 | Not Marked
PANTRY #3259 DBA DEPOT | 4305 WASHINGTON RD | EVANS | Columbia | 9036022 | 2 |  | 1991-08-01 |  | 1991-08-01 |  | Removed from Ground | Gas (Historical Use) | 10000 | Composite | 1991-08-05 | 2002-08-13 | Fiberglass Reinforced Plastic | Pressurized
SUPER EXPRESS #4 | 4277 WASHINGTON RD | EVANS | Columbia | 9036002 | 3 | [5 empty] | Removed from Ground | Gas (Historical Use) | 10000 | Cathodically Protected Steel | 1987-01-01 | 1899-12-31 | Fiberglass Reinforced Plastic
WBI/AUGUSTA BLOCK #B7 | 791 INDUSTRIAL PARK | EVANS | Columbia | 9036008 | 1 | [5 empty] | Removed from Ground | Diesel | 10000 | Cathodically Protected Steel | 1987-01-01 | 1992-02-01 | Galvanized Steel
CIRCLE K #2725 | 318 N BELAIR RD | EVANS | Columbia | 9036057 | 2 | Ball Float | 1996-10-14 |  | 1996-10-14 |  | Currently in Use | Gas (Historical Use) | 12000 | Composite | 1996-10-14 |  | Double-Walled Flex | Pressurized
GA POWER/EVANS OPER HQ | 4220 EVANS TO LOCKS RD | EVANS | Columbia | 9036013 | 1 |  | 1989-05-30 |  | 1989-05-30 |  | Removed from Ground | Diesel | 10000 | Double Walled | 1989-05-30 | 2002-08-14 | Fiberglass Reinforced Plastic | Pressurized
ROUNTREE'S GROCERY | 549 OLD EVANS RD | EVANS | Columbia | 9036012 | 3 | [5 empty] | Removed from Ground | Empty | 500 | Bare Steel | 1956-01-01 | 1991-01-04 | Not Marked
BULL GROCERY | 1047 FURY'S FERRY RD | EVANS | Columbia | 9036009 | 1 | [5 empty] | Removed from Ground | Other | 500 | Bare Steel | 1961-01-01 | 1986-01-01 | Unknown
KRUEGER RINGIER INC | 4301 EVANS TO LOCK RD | EVANS | Columbia | 360009 | 2 | [5 empty] | Removed from Ground | Hazardous Substance | 20000 | Cathodically Protected Steel | 1980-02-29 | 1990-11-05 | Bare Steel
KRUEGER RINGIER INC | 4301 EVANS TO LOCK RD | EVANS | Columbia | 360009 | 3 | [5 empty] | Removed from Ground | Hazardous Substance | 20000 | Cathodically Protected Steel | 1980-02-29 | 1990-11-05 | Bare Steel
EVANS AMOCO | 4317 WASHINGTON RD | EVANS | Columbia | 9036035 | 3 | Ball Float | 1994-09-07 | FALSE | 1994-09-07 | FALSE | Removed from Ground | Gas (Historical Use) | 10000 | Galvanic (STIP-3) | 1994-09-07 | 2020-07-17 | Double-Walled Fiberglass | Pressurized
T P S #18 | 5142 WASHINGTON RD | EVANS | Columbia | 10000691 | 3 | Flapper Valve | 2003-07-21 | FALSE | 2003-07-21 | FALSE | Currently in Use | Premium | 12000 | Composite | 2003-07-21 |  | Double-Walled Flex | Pressurized
THE PUMPING STATION #10 | 4318 EVANS TO LOCK RD | EVANS | Columbia | 9036060 | 2 | Flapper Valve | 1998-04-01 | FALSE | 1998-04-01 | FALSE | Currently in Use | Premium | 10000 | Composite | 1997-12-01 |  | Fiberglass Reinforced Plastic | Pressurized
CIRCLE K STORE #3177 | 4403 WASHINGTON RD | EVANS | Columbia | 9036023 | 1 |  | 1993-07-31 | FALSE | 1993-07-31 | FALSE | Currently in Use | Gas (Historical Use) | 15000 | Composite | 1993-07-31 |  | Fiberglass Reinforced Plastic | Pressurized
CIRCLE K #2705587 | 4649 WASHINGTON RD | EVANS | Columbia | 36004 | 5 |  | 1997-04-10 |  | 1997-04-10 |  | Currently in Use | Gas (Historical Use) | 11627 | Double Walled | 1997-04-03 |  | Fiberglass Reinforced Plastic | Pressurized
CIRCLE K #2705587 | 4649 WASHINGTON RD | EVANS | Columbia | 36004 | 4 |  | 1997-04-10 |  | 1997-04-10 |  | Currently in Use | Gas (Historical Use) | 11627 | Double Walled | 1997-04-03 |  | Fiberglass Reinforced Plastic | Pressurized
SMILE GAS #113 | 4106 EVANS TO LOCK RD | EVANS | Columbia | 360070 | 4 | [5 empty] | Removed from Ground | Diesel | 8200 | Cathodically Protected Steel | 1987-01-01 | 1899-12-31 | Fiberglass Reinforced Plastic | Pressurized
MAJIK MARKET #42910 | 255 NORTH BELAIRE RD | EVANS | Columbia | 9000145 | 1 | [5 empty] | Temporarily out of use | Gas (Historical Use) | 8000 | Bare Steel |  |  | Galvanized Steel
CIRCLE K STORE #3177 | 4403 WASHINGTON RD | EVANS | Columbia | 9036023 | 2 |  | 1993-07-31 | FALSE | 1993-07-31 | FALSE | Currently in Use | Gas (Historical Use) | 10000 | Composite | 1993-07-31 |  | Fiberglass Reinforced Plastic | Pressurized
EVANS AMOCO | 4317 WASHINGTON RD | EVANS | Columbia | 9036035 | 1 | Ball Float | 1994-09-07 | FALSE | 1994-09-07 | FALSE | Removed from Ground | Gas (Historical Use) | 10000 | Galvanic (STIP-3) | 1974-09-07 | 2020-07-17 | Double-Walled Fiberglass | Pressurized
CIRCLE K #2705587 | 4649 WASHINGTON RD | EVANS | Columbia | 36004 | 7 |  | 1997-04-10 |  | 1997-04-10 |  | Currently in Use | Diesel | 7829 | Double Walled | 1997-04-03 |  | Fiberglass Reinforced Plastic | Pressurized
CIRCLE K #2705587 | 4649 WASHINGTON RD | EVANS | Columbia | 36004 | 1 | [5 empty] | Removed from Ground | Gas (Historical Use) | 10000 | Bare Steel | 1975-05-08 | 1899-12-31 | Galvanized Steel | Pressurized
KRUEGER RINGIER INC | 4301 EVANS TO LOCK RD | EVANS | Columbia | 360009 | 5 | [5 empty] | Removed from Ground | Diesel | 1000 | Not Marked/Unknown | 1996-08-02 | 1996-08-02 | Not Marked
CIRCLE K #2705587 | 4649 WASHINGTON RD | EVANS | Columbia | 36004 | 6 |  | 1997-04-10 |  | 1997-04-10 |  | Currently in Use | Gas (Historical Use) | 11627 | Double Walled | 1997-04-03 |  | Fiberglass Reinforced Plastic | Pressurized
SMILE GAS #113 | 4106 EVANS TO LOCK RD | EVANS | Columbia | 360070 | 3 | [5 empty] | Removed from Ground | Gas (Historical Use) | 8200 | Cathodically Protected Steel | 1987-01-01 | 1899-12-31 | Fiberglass Reinforced Plastic | Pressurized
KRUEGER RINGIER INC | 4301 EVANS TO LOCK RD | EVANS | Columbia | 360009 | 1 | [5 empty] | Removed from Ground | Hazardous Substance | 20000 | Cathodically Protected Steel | 1980-02-29 | 1990-11-05 | Bare Steel
FAA/AGS VORTAC | INTERSECTION OF BELAIR RD & WASH | EVANS | Columbia | 360036 | 1 | [5 empty] | Closed in Ground | Gas (Historical Use) | 500 | Bare Steel | 1952-05-09 | 1987-07-30 | Unknown | Suction (American)
KROGER GA-414 | 4355 WASHINGTON RD | EVANS | Columbia | 10000264 | 1B | Flapper Valve | 2002-08-29 | FALSE | 2002-08-29 | FALSE | Currently in Use | Premium | 8000 | Fiberglass Double Walled | 2002-08-22 |  | Double-Walled Fiberglass | Pressurized
THURMOND LAKE/RIDGE RD CAMP | DEAD END RIDGE RD/1ST WAREHOUSE | EVANS | Columbia | 9036028 | 1 | [5 empty] | Removed from Ground | Diesel | 1000 | Not Marked/Unknown | 1992-01-01 | 1992-01-01 | Not Marked
CIRCLE K #2705587 | 4649 WASHINGTON RD | EVANS | Columbia | 36004 | 2 | [5 empty] | Removed from Ground | Gas (Historical Use) | 10000 | Bare Steel | 1975-05-08 | 1899-12-31 | Galvanized Steel | Pressurized
KRUEGER RINGIER INC | 4301 EVANS TO LOCK RD | EVANS | Columbia | 360009 | 4 | [5 empty] | Removed from Ground | Hazardous Substance | 20000 | Cathodically Protected Steel | 1980-02-29 | 1990-11-05 | Bare Steel
Jim Hudson Luxury Cars, Inc. | 3410 Washington Road | MARTINEZ | Columbia | 10002865 | 1B | Flapper Valve | 2018-08-17 | FALSE | 2018-08-17 | FALSE | Currently in Use | Regular | 5000 | Fiberglass Double Walled | 2018-08-16 |  | Double-Walled Flex | Pressurized
Jim Hudson Luxury Cars, Inc. | 3410 Washington Road | MARTINEZ | Columbia | 10002865 | 1A | Flapper Valve | 2018-08-01 | FALSE | 2018-08-17 | FALSE | Currently in Use | Premium | 7000 | Fiberglass Double Walled | 2018-08-16 |  | Double-Walled Flex | Pressurized
CIRCLE K #2705381 | 4256 WASHINGTON RD | EVANS | Columbia | 9036044 | 1 |  | 1995-03-15 | FALSE | 1995-03-15 | FALSE | Currently in Use | Gas (Historical Use) | 12000 |  | 1995-03-09 |  | Fiberglass Reinforced Plastic | Pressurized
PANTRY #3259 DBA DEPOT | 4305 WASHINGTON RD | EVANS | Columbia | 9036022 | 4 |  | 1991-08-01 |  | 1991-08-01 |  | Removed from Ground | Diesel | 10000 | Composite | 1991-08-05 | 2002-08-13 | Fiberglass Reinforced Plastic | Pressurized
PANTRY #3259 DBA DEPOT | 4305 WASHINGTON RD | EVANS | Columbia | 9036022 | 3 |  | 1991-08-01 |  | 1991-08-01 |  | Removed from Ground | Gas (Historical Use) | 20000 | Composite | 1991-08-05 | 2002-08-13 | Fiberglass Reinforced Plastic | Pressurized
SUPER EXPRESS #4 | 4277 WASHINGTON RD | EVANS | Columbia | 9036002 | 2 | [5 empty] | Removed from Ground | Gas (Historical Use) | 10000 | Cathodically Protected Steel | 1987-01-01 | 1899-12-31 | Fiberglass Reinforced Plastic
SUPER EXPRESS #4 | 4277 WASHINGTON RD | EVANS | Columbia | 9036002 | 8 |  |  | FALSE |  | FALSE | Closed in Ground | Kerosene | 500 | Unknown | 1992-01-01 | 1992-01-01 | Unknown
SMILE GAS #113 | 4106 EVANS TO LOCK RD | EVANS | Columbia | 360070 | 1 | [5 empty] | Removed from Ground | Gas (Historical Use) | 8200 | Cathodically Protected Steel | 1987-01-01 | 1899-12-31 | Fiberglass Reinforced Plastic | Pressurized
T P S #18 | 5142 WASHINGTON RD | EVANS | Columbia | 10000691 | 2B | Flapper Valve | 2003-08-21 | FALSE | 2003-08-21 | FALSE | Currently in Use | Diesel | 6000 | Composite | 2003-07-21 |  | Double-Walled Flex | Pressurized
MURPHY USA #6767 | 4433 WASHINGTON RD | EVANS | Columbia | 9036067 | 1A | Flapper Valve | 2002-01-07 | FALSE | 2002-01-07 | FALSE | Currently in Use | Regular | 14000 | Fiberglass Double Walled | 2001-12-20 |  | Double-Walled Flex | Pressurized
THE PUMPING STATION #10 | 4318 EVANS TO LOCK RD | EVANS | Columbia | 9036060 | 1 | Flapper Valve | 1998-04-01 | FALSE | 1998-04-01 | FALSE | Currently in Use | Regular | 12000 | Composite | 1997-12-01 |  | Fiberglass Reinforced Plastic | Pressurized
CIRCLE K STORE #3182 | 1045 FURY FERRY RD | EVANS | Columbia | 9036063 | 1 |  | 2000-05-03 | FALSE | 2000-05-03 | FALSE | Currently in Use | Gas (Historical Use) | 10000 | Composite | 2000-03-09 |  | Fiberglass Reinforced Plastic | Pressurized
GA POWER/EVANS OPER HQ | 4220 EVANS TO LOCKS RD | EVANS | Columbia | 9036013 | 2 | Flapper Valve | 1989-05-30 | FALSE | 1989-05-30 | FALSE | Removed from Ground | Diesel | 10000 | Fiberglass Double Walled | 2004-09-03 | 2018-10-15 | Fiberglass Reinforced Plastic | Pressurized
T P S #18 | 5142 WASHINGTON RD | EVANS | Columbia | 10000691 | 2A | Flapper Valve | 2003-08-21 | FALSE | 2003-08-21 | FALSE | Currently in Use | Regular | 6000 | Composite | 2003-07-21 |  |  | Pressurized
CIRCLE K #2725 | 318 N BELAIR RD | EVANS | Columbia | 9036057 | 1 | Ball Float | 1996-10-14 |  | 1996-10-14 |  | Currently in Use | Gas (Historical Use) | 12000 | Composite | 1996-10-14 |  | Double-Walled Flex | Pressurized
ROUNTREE'S GROCERY | 549 OLD EVANS RD | EVANS | Columbia | 9036012 | 1 | [5 empty] | Removed from Ground | Empty | 1000 | Bare Steel | 1956-01-01 | 1991-01-04 | Not Marked
W H REEVES CO INC | 3860 SULLIVAN-HARTFIELD RD | EVANS | Columbia | 10002077 | 1 |  | 2012-02-01 | FALSE | 2012-02-01 | FALSE | Currently in Use | Diesel | 12000 | Composite | 2012-02-01 |  | Double-Walled Fiberglass | Pressurized
JONES CREEK COUNTRY CLUB | 4101 HAMMONDS FERRY RD | EVANS | Columbia | 9036055 | 2 | [5 empty] | Removed from Ground | Diesel | 500 | Not Marked/Unknown | 1997-01-01 | 1997-01-01 | Not Marked
MURPHY USA #6767 | 4433 WASHINGTON RD | EVANS | Columbia | 9036067 | 2B | Flapper Valve | 2002-01-07 | FALSE | 2002-01-07 | FALSE | Currently in Use | Diesel | 7000 | Fiberglass Double Walled | 2001-12-20 |  | Double-Walled Flex | Pressurized
EVANS AMOCO | 4317 WASHINGTON RD | EVANS | Columbia | 9036035 | 4 | Ball Float | 1994-09-07 | FALSE | 1994-09-07 | FALSE | Removed from Ground | Diesel | 6000 | Galvanic (STIP-3) | 1994-09-07 | 2020-07-17 | Double-Walled Fiberglass | Pressurized
SUPER EXPRESS #4 | 4277 WASHINGTON RD | EVANS | Columbia | 9036002 | 6 | Ball Float | 1991-09-15 | FALSE | 1991-09-15 | FALSE | Currently in Use | Premium | 6000 | Galvanic (STIP-3) | 1991-09-15 |  | Fiberglass Reinforced Plastic | Pressurized
GAS WORLD #5 | 220 SOUTH BELAIR RD | MARTINEZ | Columbia | 360002 | 1 |  | 1998-01-01 | FALSE | 1998-01-01 | FALSE | Removed from Ground | Empty | 8084 | Steel-Impressed Current | 1978-04-18 |  |  | Pressurized
W H REEVES CO INC | 3714 WASHINGTON RD | MARTINEZ | Columbia | 360064 | 1 | [5 empty] | Removed from Ground | Diesel | 3000 | Bare Steel | 1979-06-15 | 1987-01-01 | Galvanized Steel
CIRCLE K #5382 | 403 S BELAIR RD | MARTINEZ | Columbia | 9036056 | 3 |  | 1996-09-20 |  | 1996-09-20 |  | Currently in Use | Gas (Historical Use) | 12000 | Double Walled | 1996-09-20 |  | Fiberglass Reinforced Plastic | Pressurized
SPRINT FOOD STORES #07 | 3701 WASHINGTON RD | MARTINEZ | Columbia | 360003 | 8 |  | 2000-11-03 | FALSE | 2000-11-03 | FALSE | Currently in Use | Gas (Historical Use) | 12000 | Fiberglass | 2000-10-30 |  |  | Pressurized
SPRINT FOOD STORES #07 | 3701 WASHINGTON RD | MARTINEZ | Columbia | 360003 | 2 |  | 1998-07-01 |  | 1998-07-01 |  | Removed from Ground | Gas (Historical Use) | 10000 | Steel-Impressed Current | 1976-04-17 | 2000-10-01 | Cathodically Protected | Pressurized
CIRCLE K #5382 | 403 S BELAIR RD | MARTINEZ | Columbia | 9036056 | 2 |  | 1996-09-20 |  | 1996-09-20 |  | Currently in Use | Gas (Historical Use) | 12000 | Double Walled | 1996-09-20 |  | Fiberglass Reinforced Plastic | Pressurized
GAS WORLD #5 | 220 SOUTH BELAIR RD | MARTINEZ | Columbia | 360002 | 4A | Flapper Valve | 2023-02-01 | FALSE | 2023-02-01 | FALSE | Currently in Use | Regular | 15000 | Composite Double Walled | 2022-11-01 |  | Double-Walled Flex | Pressurized
CIRCLE K #2705345 | 446 OLD EVANS RD | MARTINEZ | Columbia | 9036006 | 1 |  | 1992-01-01 |  | 1992-01-01 |  | Removed from Ground | Gas (Historical Use) | 12189 | Epoxy | 1992-01-01 | 2008-09-16 | Fiberglass Reinforced Plastic | Pressurized
MANER BUILDERS SUPPLY CO | 3717 WASHINGTON RD | MARTINEZ | Columbia | 360010 | 1 | [5 empty] | Removed from Ground | Diesel | 1000 | Bare Steel | 1985-03-03 | 1997-07-02 | Galvanized Steel | Safe Suction (Euro)
SPRINT FOOD STORES #07 | 3701 WASHINGTON RD | MARTINEZ | Columbia | 360003 | 3 |  | 1998-07-01 |  | 1998-07-01 |  | Removed from Ground | Gas (Historical Use) | 10000 | Steel-Impressed Current | 1976-04-17 | 2000-10-01 | Cathodically Protected | Pressurized
HOLIDAY MARKET #424 | 398 BELAIR RD | MARTINEZ | Columbia | 9000292 | 1 |  | 1976-07-01 |  | 1976-07-01 |  | Removed from Ground | Gas (Historical Use) | 10000 | Steel-Impressed Current | 1976-07-01 | 1995-11-02 | Cathodically Protected | Pressurized
SAUMAYA FOOD MART LLC | 4086 JIMMIE DYESS PKWY | MARTINEZ | Columbia | 9036062 | 2B |  | 1999-12-01 |  | 1999-12-01 |  | Currently in Use | Diesel | 6000 | Composite | 1999-10-01 |  | Fiberglass Reinforced Plastic | Pressurized
SPRINT FOOD STORES #07 | 3701 WASHINGTON RD | MARTINEZ | Columbia | 360003 | 5 |  | 1998-01-01 |  | 1998-01-01 |  | Removed from Ground | Kerosene | 4000 | Steel-Impressed Current | 1985-04-15 | 2000-10-01 | Cathodically Protected | Pressurized
WGAC RADIO STATION | 3632 WASHINGTON ROAD | MARTINEZ | Columbia | 9036061 | 1 | [5 empty] | Removed from Ground | Diesel | 2000 | Not Marked/Unknown |  | 1899-12-31 | Not Marked
SAUMAYA FOOD MART LLC | 4086 JIMMIE DYESS PKWY | MARTINEZ | Columbia | 9036062 | 2A |  | 1999-12-01 |  | 1999-12-01 |  | Currently in Use | Gas (Historical Use) | 14000 | Composite | 1999-10-01 |  | Fiberglass Reinforced Plastic | Pressurized
CIRCLE K #5382 | 403 S BELAIR RD | MARTINEZ | Columbia | 9036056 | 5 |  | 1996-09-20 |  | 1996-09-20 |  | Temporarily out of use | Diesel | 8000 | Double Walled | 1996-09-20 |  | Fiberglass Reinforced Plastic | Pressurized
CIRCLE K #5375 | 695 FURYS FERRY RD | MARTINEZ | Columbia | 9036025 | 5 |  | 1993-08-11 |  | 1993-08-11 |  | Currently in Use | Other | 10152 | Galvanic (STIP-3) | 1993-08-11 |  | Fiberglass Reinforced Plastic | Pressurized
COLUMBIA COUNTY BOARD OF COMM | 379 FURYS FERRY RD | MARTINEZ | Columbia | 9036037 | 3 | [5 empty] | Removed from Ground | Gas (Historical Use) | 6000 | Marked Unknown | 1995-12-12 | 1995-12-12 | Unknown
H&S CURB MARKET/WEST AUGUSTA FLOOR SERVICE | 348 FURYS FERRY RD | MARTINEZ | Columbia | 9036036 | 1 | [5 empty] | Removed from Ground | Gas (Historical Use) | 1000 | Marked Unknown | 1995-12-07 | 1995-12-07 | Unknown
BLAIR CONSTRUCTION CO | 4308 EVANS TO LOCK RD | MARTINEZ | Columbia | 9036050 | 1 | Flapper Valve | 1995-11-16 | FALSE | 1995-11-16 | FALSE | Currently in Use | Diesel Off Road | 10000 | Composite | 1995-11-16 |  | Fiberglass Reinforced Plastic | Safe Suction (Euro)
CIRCLE K STORE #3169 | 4020 COLUMBIA RD | MARTINEZ | Columbia | 9036007 | 2 |  | 1988-11-01 |  | 1988-11-01 |  | Removed from Ground | Gas (Historical Use) | 10000 | Galvanic (STIP-3) | 1988-11-01 | 2009-06-02 | Fiberglass Reinforced Plastic | Pressurized
CIRCLE K #2705343 | 3934 WASHINGTON RD | MARTINEZ | Columbia | 9000454 | 4 | [5 empty] | Removed from Ground | Gas (Historical Use) | 10000 | Bare Steel | 1987-02-09 | 1989-09-24 | Galvanized Steel | Pressurized
CIRCLE K #2705343 | 3934 WASHINGTON RD | MARTINEZ | Columbia | 9000454 | 5 |  | 1989-11-01 |  | 1989-11-01 |  | Currently in Use | Gas (Historical Use) | 20188 | Epoxy | 1989-11-01 |  | Fiberglass Reinforced Plastic | Pressurized
CIRCLE K #2705343 | 3934 WASHINGTON RD | MARTINEZ | Columbia | 9000454 | 7 |  | 1989-11-01 |  | 1989-11-01 |  | Currently in Use | Diesel | 10152 | Epoxy | 1989-11-01 |  | Fiberglass Reinforced Plastic | Pressurized
MINIT LUBE #1544 | 216 BOBBY JONES EXPWY | MARTINEZ | Columbia | 360069 | 1 |  |  | TRUE |  | TRUE | Closed in Ground | Used Oil | 1000 | Fiberglass | 1985-01-01 | 1996-07-10 | Galvanized Steel
CROWN GA-500 | 444 OLD EVANS RD | MARTINEZ | Columbia | 9036014 | 2 | [5 empty] | Removed from Ground | Gas (Historical Use) | 10000 | Bare Steel | 1974-05-10 | 1992-01-28 | Galvanized Steel
CIRCLE K #2705343 | 3934 WASHINGTON RD | MARTINEZ | Columbia | 9000454 | 6 |  | 1989-11-01 |  | 1989-11-01 |  | Currently in Use | Gas (Historical Use) | 10152 | Epoxy | 1989-11-01 |  | Fiberglass Reinforced Plastic | Pressurized
GAS WORLD #5 | 220 SOUTH BELAIR RD | MARTINEZ | Columbia | 360002 | 4B | Flapper Valve | 2023-02-01 | FALSE | 2023-02-01 | FALSE | Currently in Use | Premium | 5000 | Composite Double Walled | 2022-11-01 |  | Double-Walled Flex | Pressurized
HOLIDAY MARKET #424 | 398 BELAIR RD | MARTINEZ | Columbia | 9000292 | 4 | [5 empty] | Removed from Ground | Kerosene | 4000 | Cathodically Protected Steel | 1976-07-01 | 1997-05-13 | Cathodically Protected | Suction (American)
BLAIR CONSTRUCTION CO | 4308 EVANS TO LOCK RD | MARTINEZ | Columbia | 9036050 | 3 |  | 1997-12-15 | FALSE | 1997-12-15 | FALSE | Removed from Ground | Diesel | 4000 | Composite | 2016-03-08 | 2016-03-08 | Fiberglass Reinforced Plastic | Safe Suction (Euro)
CIRCLE K #2705345 | 446 OLD EVANS RD | MARTINEZ | Columbia | 9036006 | 3 |  | 1992-01-01 |  | 1992-01-01 |  | Removed from Ground | Gas (Historical Use) | 12000 | Epoxy | 1992-01-01 | 2008-09-16 | Fiberglass Reinforced Plastic | Pressurized
CIRCLE K #2705343 | 3934 WASHINGTON RD | MARTINEZ | Columbia | 9000454 | 2 | [5 empty] | Removed from Ground | Gas (Historical Use) | 4000 | Bare Steel | 1976-04-23 | 1989-09-24 | Galvanized Steel | Pressurized
SPRINT FOOD STORES #07 | 3701 WASHINGTON RD | MARTINEZ | Columbia | 360003 | 10 |  | 2000-11-03 | FALSE | 2000-11-03 | FALSE | Currently in Use | Gas (Historical Use) | 4000 | Fiberglass | 2000-10-30 |  |  | Pressurized
SPRINT FOOD STORES #07 | 3701 WASHINGTON RD | MARTINEZ | Columbia | 360003 | 7 |  | 2000-11-03 | FALSE | 2000-11-03 | FALSE | Currently in Use | Gas (Historical Use) | 12000 | Fiberglass | 2000-10-30 |  |  | Pressurized
SPRINT FOOD STORES #07 | 3701 WASHINGTON RD | MARTINEZ | Columbia | 360003 | 4 |  | 1998-07-01 |  | 1998-07-01 |  | Removed from Ground | Gas (Historical Use) | 10000 | Steel-Impressed Current | 1985-04-15 | 2000-10-01 | Cathodically Protected | Pressurized
H&S CURB MARKET/WEST AUGUSTA FLOOR SERVICE | 348 FURYS FERRY RD | MARTINEZ | Columbia | 9036036 | 2 | [5 empty] | Removed from Ground | Gas (Historical Use) | 1000 | Marked Unknown | 1995-12-07 | 1995-12-07 | Unknown
BLAIR CONSTRUCTION CO | 4308 EVANS TO LOCK RD | MARTINEZ | Columbia | 9036050 | 2 | Flapper Valve | 2016-03-01 | FALSE | 2016-03-01 | FALSE | Currently in Use | Regular | 4000 | Composite | 1995-11-16 |  | Fiberglass Reinforced Plastic | Safe Suction (Euro)
GARNER AUTO SALES | 3697 WASHINGTON RD | MARTINEZ | Columbia | 9036015 | 2 | [5 empty] | Removed from Ground | Gas (Historical Use) | 3000 | Not Marked/Unknown | 1993-02-01 | 1993-02-01 | Not Marked
MICHAEL T AND LAURA M NICHOLS | 3901 WASHINGTON RD | MARTINEZ | Columbia | 360017 | 1 | [5 empty] | Removed from Ground | Gas (Historical Use) | 8000 | Bare Steel | 1967-03-24 | 1988-01-01 | Unknown
SAUMAYA FOOD MART LLC | 4086 JIMMIE DYESS PKWY | MARTINEZ | Columbia | 9036062 | 1 |  | 1999-12-01 |  | 1999-12-01 |  | Currently in Use | Gas (Historical Use) | 20000 | Composite | 1999-10-01 |  | Fiberglass Reinforced Plastic | Pressurized
CIRCLE K #5375 | 695 FURYS FERRY RD | MARTINEZ | Columbia | 9036025 | 3 |  | 1993-08-11 |  | 1993-08-11 |  | Currently in Use | Gas (Historical Use) | 12158 | Galvanic (STIP-3) | 1993-08-11 |  | Fiberglass Reinforced Plastic | Pressurized
CIRCLE K #5375 | 695 FURYS FERRY RD | MARTINEZ | Columbia | 9036025 | 2 |  | 1993-08-11 |  | 1993-08-11 |  | Currently in Use | Gas (Historical Use) | 12158 | Galvanic (STIP-3) | 1993-08-11 |  | Fiberglass Reinforced Plastic | Pressurized
CIRCLE K #5375 | 695 FURYS FERRY RD | MARTINEZ | Columbia | 9036025 | 1 |  | 1993-08-11 |  | 1993-08-11 |  | Currently in Use | Gas (Historical Use) | 12158 | Galvanic (STIP-3) | 1993-08-11 |  | Fiberglass Reinforced Plastic | Pressurized
CIRCLE K #5375 | 695 FURYS FERRY RD | MARTINEZ | Columbia | 9036025 | 4 |  | 1993-08-11 |  | 1993-08-11 |  | Currently in Use | Diesel | 10152 | Cathodically Protected Steel | 1993-08-11 |  | Fiberglass Reinforced Plastic | Pressurized
CIRCLE K #2705345 | 446 OLD EVANS RD | MARTINEZ | Columbia | 9036006 | 2 |  | 1992-01-01 |  | 1992-01-01 |  | Removed from Ground | Gas (Historical Use) | 12000 | Epoxy | 1992-01-01 | 2008-09-16 | Fiberglass Reinforced Plastic | Pressurized
GARNER AUTO SALES | 3697 WASHINGTON RD | MARTINEZ | Columbia | 9036015 | 4 | [5 empty] | Removed from Ground | Gas (Historical Use) | 3000 | Not Marked/Unknown | 1993-02-01 | 1993-02-01 | Not Marked
SPRINT FOOD STORES #07 | 3701 WASHINGTON RD | MARTINEZ | Columbia | 360003 | 9 |  | 2000-11-03 | FALSE | 2000-11-03 | FALSE | Currently in Use | Diesel | 8000 | Fiberglass | 2000-10-30 |  |  | Pressurized
SPRINT FOOD STORES #07 | 3701 WASHINGTON RD | MARTINEZ | Columbia | 360003 | 6 |  | 2000-11-03 | FALSE | 2000-11-03 | FALSE | Currently in Use | Gas (Historical Use) | 12000 | Fiberglass | 2000-10-30 |  |  | Pressurized
HOLIDAY MARKET #424 | 398 BELAIR RD | MARTINEZ | Columbia | 9000292 | 3 |  | 1976-07-01 |  | 1976-07-01 |  | Removed from Ground | Gas (Historical Use) | 6000 | Steel-Impressed Current | 1976-07-01 | 1995-11-02 | Cathodically Protected | Pressurized
COLUMBIA COUNTY BOARD OF COMM | 379 FURYS FERRY RD | MARTINEZ | Columbia | 9036037 | 2 | [5 empty] | Removed from Ground | Gas (Historical Use) | 6000 | Marked Unknown | 1995-12-12 | 1995-12-12 | Unknown
BP STATION #01252/WEST'S GEN STO | BELAIR & COLUMBIA RDS | MARTINEZ | Columbia | 9036001 | 3 |  | 1989-01-01 |  | 1989-01-01 |  | Removed from Ground | Gas (Historical Use) | 10000 | Fiberglass | 1989-01-01 | 1992-01-22 | Fiberglass Reinforced Plastic | Pressurized
CIRCLE K #2705343 | 3934 WASHINGTON RD | MARTINEZ | Columbia | 9000454 | B |  | 1989-01-01 |  | 1989-01-01 |  | Removed from Ground | Gas (Historical Use) | 10000 | Steel-Impressed Current | 1985-04-21 | 1999-01-20 | Cathodically Protected | Pressurized
W H REEVES CO INC | 3714 WASHINGTON RD | MARTINEZ | Columbia | 360064 | 2 | [5 empty] | Removed from Ground | Diesel | 4000 | Bare Steel | 1979-06-15 | 1987-01-01 | Galvanized Steel
WESTERN AUTO SUPPLY CO | 4018 WASHINGTON RD | MARTINEZ | Columbia | 362000 | 1 |  |  | TRUE |  | TRUE | Removed from Ground | Used Oil | 550 | Fiberglass | 1986-11-04 | 1990-01-01 | Galvanized Steel | Gravity Fed
CIRCLE K #5382 | 403 S BELAIR RD | MARTINEZ | Columbia | 9036056 | 1 |  | 1996-09-20 |  | 1996-09-20 |  | Currently in Use | Gas (Historical Use) | 12000 | Double Walled | 1996-08-20 |  | Fiberglass Reinforced Plastic | Pressurized
CIRCLE K #5382 | 403 S BELAIR RD | MARTINEZ | Columbia | 9036056 | 4 |  | 1996-09-20 |  | 1996-09-20 |  | Currently in Use | Diesel | 12000 | Double Walled | 1996-09-20 |  | Fiberglass Reinforced Plastic | Pressurized
CIRCLE K STORE #2703167 | 190 BASTON RD | MARTINEZ | Columbia | 9036054 | 1 | Flapper Valve | 1996-02-22 | FALSE | 1996-02-22 | FALSE | Currently in Use | Gas (Historical Use) | 15000 | Composite | 1996-02-22 |  | Double-Walled Flex | Pressurized
CIRCLE K STORE #3169 | 4020 COLUMBIA RD | MARTINEZ | Columbia | 9036007 | 1 |  | 1988-11-01 |  | 1988-11-01 |  | Removed from Ground | Gas (Historical Use) | 10000 | Galvanic (STIP-3) | 1988-11-01 | 2009-06-02 | Fiberglass Reinforced Plastic | Pressurized
CIRCLE K STORE #3169 | 4020 COLUMBIA RD | MARTINEZ | Columbia | 9036007 | 4 |  | 1988-11-01 |  | 1988-11-01 |  | Removed from Ground | Diesel | 10000 | Galvanic (STIP-3) | 1988-11-01 | 2009-06-02 | Fiberglass Reinforced Plastic | Pressurized
GARNER AUTO SALES | 3697 WASHINGTON RD | MARTINEZ | Columbia | 9036015 | 1 | [5 empty] | Removed from Ground | Gas (Historical Use) | 3000 | Not Marked/Unknown | 1993-02-01 | 1993-02-01 | Not Marked
CIRCLE K #2705343 | 3934 WASHINGTON RD | MARTINEZ | Columbia | 9000454 | 3 | [5 empty] | Removed from Ground | Gas (Historical Use) | 8000 | Bare Steel | 1980-02-11 | 1989-09-24 | Galvanized Steel | Pressurized
MANER BUILDERS SUPPLY CO | 3717 WASHINGTON RD | MARTINEZ | Columbia | 360010 | 2 | [5 empty] | Removed from Ground | Gas (Historical Use) | 1000 | Bare Steel | 1985-03-03 | 1997-07-02 | Galvanized Steel | Safe Suction (Euro)
DUCEY AUTOMOTIVE | 187 BASTON ROAD | MARTINEZ | Columbia | 9036058 | 1 | [5 empty] | Closed in Ground | Empty | 500 | Not Marked/Unknown | 1997-04-04 | 1997-04-04 | Not Marked
CIRCLE K #2705343 | 3934 WASHINGTON RD | MARTINEZ | Columbia | 9000454 | A |  | 1989-01-01 |  | 1989-01-01 |  | Removed from Ground | Gas (Historical Use) | 10000 | Steel-Impressed Current | 1985-04-21 | 1999-01-13 | Cathodically Protected | Pressurized
BLAIR CONSTRUCTION CO | 4308 EVANS TO LOCK RD | MARTINEZ | Columbia | 9036050 | 4 | Flapper Valve | 2016-03-15 | FALSE | 2016-03-15 | FALSE | Currently in Use | Diesel On Road | 10000 | Composite Double Walled | 2016-03-15 |  | Fiberglass Reinforced Plastic | Safe Suction (Euro)
CROWN GA-500 | 444 OLD EVANS RD | MARTINEZ | Columbia | 9036014 | 1 | [5 empty] | Removed from Ground | Gas (Historical Use) | 10000 | Bare Steel | 1974-05-10 | 1992-01-28 | Galvanized Steel
GARNER AUTO SALES | 3697 WASHINGTON RD | MARTINEZ | Columbia | 9036015 | 3 | [5 empty] | Removed from Ground | Gas (Historical Use) | 3000 | Not Marked/Unknown | 1993-02-01 | 1993-02-01 | Not Marked
BP STATION #01252/WEST'S GEN STO | BELAIR & COLUMBIA RDS | MARTINEZ | Columbia | 9036001 | 2 |  | 1989-01-01 |  | 1989-01-01 |  | Removed from Ground | Gas (Historical Use) | 10000 | Fiberglass | 1989-01-01 | 1992-01-22 | Fiberglass Reinforced Plastic | Pressurized
SPRINT FOOD STORES #07 | 3701 WASHINGTON RD | MARTINEZ | Columbia | 360003 | 1 |  | 1998-07-01 |  | 1998-07-01 |  | Removed from Ground | Diesel | 10000 | Steel-Impressed Current | 1976-04-17 | 2000-10-01 | Cathodically Protected | Pressurized
HOLIDAY MARKET #424 | 398 BELAIR RD | MARTINEZ | Columbia | 9000292 | 2 |  | 1976-07-01 |  | 1976-07-01 |  | Removed from Ground | Gas (Historical Use) | 10000 | Steel-Impressed Current | 1976-07-01 | 1995-11-02 | Cathodically Protected | Pressurized
BP STATION #01252/WEST'S GEN STO | BELAIR & COLUMBIA RDS | MARTINEZ | Columbia | 9036001 | 1 |  | 1989-01-01 |  | 1989-01-01 |  | Removed from Ground | Gas (Historical Use) | 10000 | Fiberglass | 1989-01-01 | 1992-01-22 | Fiberglass Reinforced Plastic | Pressurized
CIRCLE K STORE #2703167 | 190 BASTON RD | MARTINEZ | Columbia | 9036054 | 3 | Flapper Valve | 1996-02-22 | FALSE | 1996-02-22 | FALSE | Currently in Use | Diesel | 6000 | Composite | 1996-02-22 |  | Double-Walled Flex | Pressurized
CIRCLE K #2705345 | 446 OLD EVANS RD | MARTINEZ | Columbia | 9036006 | 4 |  | 1992-01-01 |  | 1992-01-01 |  | Removed from Ground | Other | 12189 | Epoxy | 1992-01-01 | 2008-09-16 | Fiberglass Reinforced Plastic | Pressurized
CIRCLE K #2705343 | 3934 WASHINGTON RD | MARTINEZ | Columbia | 9000454 | 1 | [5 empty] | Removed from Ground | Gas (Historical Use) | 8000 | Bare Steel | 1976-04-23 | 1989-09-24 | Galvanized Steel | Pressurized
GAS WORLD #5 | 220 SOUTH BELAIR RD | MARTINEZ | Columbia | 360002 | 2 |  | 1998-01-01 | FALSE | 1998-01-01 | FALSE | Removed from Ground | Empty | 8084 | Steel-Impressed Current | 1978-04-18 |  |  | Pressurized
COLUMBIA COUNTY BOARD OF COMM | 379 FURYS FERRY RD | MARTINEZ | Columbia | 9036037 | 1 | [5 empty] | Removed from Ground | Gas (Historical Use) | 6000 | Marked Unknown | 1995-12-12 | 1995-12-12 | Unknown
GAS WORLD #5 | 220 SOUTH BELAIR RD | MARTINEZ | Columbia | 360002 | 3 |  | 1998-01-01 | FALSE | 1998-01-01 | FALSE | Removed from Ground | Empty | 8000 | Steel-Impressed Current | 1978-04-18 |  |  | Pressurized
CIRCLE K STORE #2703167 | 190 BASTON RD | MARTINEZ | Columbia | 9036054 | 2 | Flapper Valve | 1996-02-22 | FALSE | 1996-02-22 | FALSE | Currently in Use | Gas (Historical Use) | 10000 | Composite | 1996-02-22 |  | Double-Walled Flex | Pressurized
CIRCLE K STORE #3169 | 4020 COLUMBIA RD | MARTINEZ | Columbia | 9036007 | 3 |  | 1988-11-01 |  | 1988-11-01 |  | Removed from Ground | Gas (Historical Use) | 10000 | Galvanic (STIP-3) | 1988-11-01 | 2009-06-02 | Fiberglass Reinforced Plastic | Pressurized
CIRCLE K #2705343 | 3934 WASHINGTON RD | MARTINEZ | Columbia | 9000454 | C |  | 1989-01-01 |  | 1989-01-01 |  | Removed from Ground | Gas (Historical Use) | 10000 | Steel-Impressed Current | 1985-04-21 | 1999-01-20 | Cathodically Protected | Pressurized
CIRCLE K #2705343 | 3934 WASHINGTON RD | MARTINEZ | Columbia | 9000454 | D |  | 1989-01-01 |  | 1989-01-01 |  | Removed from Ground | Diesel | 10000 | Steel-Impressed Current | 1985-04-21 | 1999-01-20 | Cathodically Protected | Pressurized
MCDONALDS | 3804 WASHINGTON ROAD | MARTINEZ | Columbia | 10001401 | 2 |  |  | FALSE |  | FALSE | Removed from Ground | Gas (Historical Use) | 500 | Unknown | 2007-04-25 | 2007-04-25
CIRCLE K #5342 | 4437 COLUMBIA RD | MARTINEZ | Columbia | 360025 | 5 | [5 empty] | Removed from Ground | Kerosene | 4000 | Cathodically Protected Steel | 1985-04-21 | 1994-03-25 | Galvanized Steel
KROGER GA-294 | 4115 COLUMBIA RD | MARTINEZ | Columbia | 10001327 | 2B | Flapper Valve | 2007-03-14 | FALSE | 2007-03-14 | FALSE | Currently in Use | Premium | 8000 | Fiberglass Double Walled | 2007-03-14 |  | Double-Walled Flex | Pressurized
CIRCLE K #5342 | 4437 COLUMBIA RD | MARTINEZ | Columbia | 360025 | 9 |  | 1994-03-07 |  | 1994-03-07 |  | Currently in Use | Gas (Historical Use) | 12283 | Double Walled | 1994-03-07 |  | Fiberglass Reinforced Plastic | Pressurized
CIRCLE K #5342 | 4437 COLUMBIA RD | MARTINEZ | Columbia | 360025 | 6 |  | 1994-03-07 |  | 1994-03-07 |  | Temporarily out of use | Other | 8210 | Double Walled | 1994-03-07 |  | Fiberglass Reinforced Plastic | Pressurized
CIRCLE K #5342 | 4437 COLUMBIA RD | MARTINEZ | Columbia | 360025 | 8 |  | 1994-03-07 |  | 1994-03-07 |  | Currently in Use | Gas (Historical Use) | 12283 | Double Walled | 1994-03-07 |  | Fiberglass Reinforced Plastic | Pressurized
HOLIDAY MARKET #425 | 4474 COLUMBIA RD | MARTINEZ | Columbia | 360014 | 4 | [5 empty] | Removed from Ground | Kerosene | 2682 | Cathodically Protected Steel | 1976-04-01 | 1997-05-14 | Cathodically Protected | Suction (American)
MICHAEL T AND LAURA M NICHOLS | 3901 WASHINGTON RD | MARTINEZ | Columbia | 360017 | 8 |  | 1988-02-01 |  | 1988-02-01 |  | Temporarily out of use | Gas (Historical Use) | 6000 | Galvanic (STIP-3) | 1988-04-21 |  | Fiberglass Reinforced Plastic | Pressurized
SMILE GAS #112 | 433 S BELAIR RD | MARTINEZ | Columbia | 360043 | 1 | [5 empty] | Removed from Ground | Gas (Historical Use) | 10000 | Bare Steel | 1980-05-06 | 1899-12-31 | Galvanized Steel | Pressurized
CIRCLE K #5342 | 4437 COLUMBIA RD | MARTINEZ | Columbia | 360025 | 10 |  | 1994-03-07 |  | 1994-03-07 |  | Currently in Use | Diesel | 10215 | Double Walled | 1994-03-07 |  | Fiberglass Reinforced Plastic | Pressurized
CROWN STATIONS INC/GA-67 | 3874 WASHINGTON BLVD | MARTINEZ | Columbia | 360026 | 1 | [5 empty] | Removed from Ground | Gas (Historical Use) | 6000 | Bare Steel | 1972-04-07 | 1994-07-01 | Galvanized Steel | Pressurized
CIRCLE K # 0889 | 457 OLD EVANS RD | MARTINEZ | Columbia | 10001577 | 3 | Ball Float | 2008-05-18 | FALSE | 2008-05-18 | FALSE | Currently in Use | Diesel | 10000 | Fiberglass Double Walled | 2008-05-18 |  | Double-Walled Flex | Pressurized
RAM FOOD STORE #3 | 3900 WASHINGTON RD | MARTINEZ | Columbia | 360040 | 1 |  | 1998-02-01 |  | 1998-02-01 |  | Removed from Ground | Gas (Historical Use) | 8000 | Steel-Impressed Current | 1986-05-01 | 2000-09-01 | Cathodically Protected | Pressurized
CIRCLE K #5342 | 4437 COLUMBIA RD | MARTINEZ | Columbia | 360025 | 2 | [5 empty] | Removed from Ground | Gas (Historical Use) | 10000 | Cathodically Protected Steel | 1985-04-21 | 1994-03-25 | Galvanized Steel
HOLIDAY MARKET #425 | 4474 COLUMBIA RD | MARTINEZ | Columbia | 360014 | 3 |  | 1992-01-05 |  | 1992-01-01 |  | Removed from Ground | Gas (Historical Use) | 10000 | Cathodically Protected Steel | 1976-04-01 | 2000-11-01 | Fiberglass Reinforced Plastic | Pressurized
TOUCH N GLOW | 3853 WASHINGTON RD | MARTINEZ | Columbia | 9121115 | 1 | [5 empty] | Removed from Ground | Gas (Historical Use) | 10000 | Not Marked/Unknown | 1994-09-02 | 1994-09-02 | Not Marked
AT&T/GA 4006 | 130 1/2 DAVIS ST | MARTINEZ | Columbia | 360053 | 2 | [5 empty] | Closed in Ground | Gas (Historical Use) | 15000 | Marked Unknown | 1983-12-01 | 1983-12-01 | Unknown
RAM FOOD STORE #3 | 3900 WASHINGTON RD | MARTINEZ | Columbia | 360040 | 3 |  | 1998-02-01 |  | 1998-02-01 |  | Removed from Ground | Gas (Historical Use) | 8000 | Steel-Impressed Current | 1986-05-01 | 2000-09-01 | Cathodically Protected | Pressurized
CIRCLE K # 0889 | 457 OLD EVANS RD | MARTINEZ | Columbia | 10001577 | 1 | Ball Float | 2008-05-18 | FALSE | 2008-05-18 | FALSE | Currently in Use | Gas (Historical Use) | 20000 | Fiberglass Double Walled | 2008-05-18 |  | Double-Walled Flex | Pressurized
HOOPERS MARTINEZ TEXACO | 3904 WASHINGTON RD | MARTINEZ | Columbia | 360057 | 4 | [5 empty] | Removed from Ground | Gas (Historical Use) | 560 | Bare Steel | 1968-05-11 | 1992-05-15 | Galvanized Steel
EXXON #4-5245/BELAIR EXXON | 440 BELAIR RD | MARTINEZ | Columbia | 360037 | 3 | [5 empty] | Removed from Ground | Gas (Historical Use) | 4000 | Bare Steel | 1966-02-01 | 1993-01-14 | Galvanized Steel | Pressurized
CIRCLE K STORE #3185 | 511 FURYS FERRY RD | MARTINEZ | Columbia | 10000407 | 1A |  | 2003-05-01 | FALSE | 2003-05-01 | FALSE | Currently in Use | Gas (Historical Use) | 15000 | Composite | 2003-05-01 |  | Fiberglass Reinforced Plastic | Pressurized
MURPHY EXPRESS #8566 | 224 BOBBY JONES EXPRESSWAY STE 1 | AUGUSTA | Columbia | 10001925 | 1 | Flapper Valve | 2010-08-26 | FALSE | 2010-08-26 | FALSE | Currently in Use | Regular | 20000 | Fiberglass Double Walled | 2010-08-26 |  | Double-Walled Flex | Pressurized
FEDERAL EXPRESS CORP | 4316 BELAIR FRONTAGE RD | MARTINEZ | Columbia | 360054 | 2 | [5 empty] | Removed from Ground | Gas (Historical Use) | 10000 | Bare Steel | 1980-05-08 | 1994-04-11 | Galvanized Steel | Safe Suction (Euro)
BellSouth - R3547 | 3923 WASHINGTON RD | Augusta | Columbia | 360060 | 1 | [5 empty] | Removed from Ground | Diesel | 1000 | Bare Steel | 1970-01-05 | 1990-04-16 | Galvanized Steel | Suction (American)
CROWN STATIONS INC/GA-67 | 3874 WASHINGTON BLVD | MARTINEZ | Columbia | 360026 | 4 | [5 empty] | Removed from Ground | Diesel | 550 | Not Marked/Unknown | 1994-07-01 | 1994-07-01 | Not Marked
MICHAEL T AND LAURA M NICHOLS | 3901 WASHINGTON RD | MARTINEZ | Columbia | 360017 | 6 |  | 1988-02-01 |  | 1988-02-01 |  | Temporarily out of use | Gas (Historical Use) | 10000 | Galvanic (STIP-3) | 1988-04-21 |  | Fiberglass Reinforced Plastic | Pressurized
MURPHY EXPRESS #8566 | 224 BOBBY JONES EXPRESSWAY STE 1 | AUGUSTA | Columbia | 10001925 | 2A | Flapper Valve | 2010-08-26 | FALSE | 2010-08-26 | FALSE | Currently in Use | Diesel | 12000 | Fiberglass Double Walled | 2010-08-26 |  | Double-Walled Flex | Pressurized
HOLIDAY MARKET #425 | 4474 COLUMBIA RD | MARTINEZ | Columbia | 360014 | 1 |  | 1992-01-05 |  | 1992-01-05 |  | Removed from Ground | Gas (Historical Use) | 10000 | Cathodically Protected Steel | 1976-04-01 | 2000-11-01 | Fiberglass Reinforced Plastic | Pressurized
CIRCLE K #5342 | 4437 COLUMBIA RD | MARTINEZ | Columbia | 360025 | 4 | [5 empty] | Removed from Ground | Diesel | 10000 | Cathodically Protected Steel | 1985-04-21 | 1994-03-25 | Galvanized Steel
CIRCLE K #5342 | 4437 COLUMBIA RD | MARTINEZ | Columbia | 360025 | 7 |  | 1994-03-07 |  | 1994-03-07 |  | Currently in Use | Gas (Historical Use) | 12283 | Double Walled | 1994-03-07 |  | Fiberglass Reinforced Plastic | Pressurized
MCDONALDS | 3804 WASHINGTON ROAD | MARTINEZ | Columbia | 10001401 | 3 |  |  | FALSE |  | FALSE | Removed from Ground | Gas (Historical Use) | 500 | Unknown | 2007-04-25 | 2007-04-25
HOOPERS MARTINEZ TEXACO | 3904 WASHINGTON RD | MARTINEZ | Columbia | 360057 | 1 | [5 empty] | Removed from Ground | Gas (Historical Use) | 10000 | Bare Steel | 1968-05-11 | 1992-05-15 | Galvanized Steel
SPRINT 720 | 424 BELAIR RD | MARTINEZ | Columbia | 10000934 | 4B |  | 2005-06-01 | FALSE | 2005-06-01 | FALSE | Temporarily out of use | Gas (Historical Use) | 4000 | Fiberglass Double Walled | 2005-04-01 |  | Double-Walled Flex | Pressurized
SPRINT 720 | 424 BELAIR RD | MARTINEZ | Columbia | 10000934 | 3 |  | 2005-06-01 | FALSE | 2005-06-01 | FALSE | Currently in Use | Gas (Historical Use) | 12000 | Fiberglass Double Walled | 2005-04-01 |  | Double-Walled Flex | Pressurized
MURPHY EXPRESS #8566 | 224 BOBBY JONES EXPRESSWAY STE 1 | AUGUSTA | Columbia | 10001925 | 2B | Flapper Valve | 2010-08-26 | FALSE | 2010-08-26 | FALSE | Currently in Use | Premium | 8000 | Fiberglass Double Walled | 2010-08-26 |  | Double-Walled Flex | Pressurized
CIRCLE K # 0889 | 457 OLD EVANS RD | MARTINEZ | Columbia | 10001577 | 2 | Ball Float | 2008-05-18 | FALSE | 2008-05-18 | FALSE | Currently in Use | Gas (Historical Use) | 10000 | Fiberglass Double Walled | 2008-05-18 |  | Double-Walled Flex | Pressurized
SMILE GAS #112 | 433 S BELAIR RD | MARTINEZ | Columbia | 360043 | 2 | [5 empty] | Removed from Ground | Gas (Historical Use) | 10000 | Bare Steel | 1980-05-06 | 1899-12-31 | Galvanized Steel | Pressurized
EXXON #4-5245/BELAIR EXXON | 440 BELAIR RD | MARTINEZ | Columbia | 360037 | 4 | [5 empty] | Removed from Ground | Kerosene | 1000 | Bare Steel | 1966-02-01 | 1993-01-14 | Galvanized Steel | Pressurized
EXXON #4-5245/BELAIR EXXON | 440 BELAIR RD | MARTINEZ | Columbia | 360037 | 5 | [5 empty] | Removed from Ground | Diesel | 550 | Bare Steel | 1966-02-01 | 1993-01-14 | Galvanized Steel | Gravity Fed
TOUCH N GLOW | 3853 WASHINGTON RD | MARTINEZ | Columbia | 9121115 | 2 | [5 empty] | Removed from Ground | Gas (Historical Use) | 10000 | Not Marked/Unknown | 1994-09-02 | 1994-09-02 | Not Marked
AT&T/GA 4006 | 130 1/2 DAVIS ST | MARTINEZ | Columbia | 360053 | 1 | [5 empty] | Closed in Ground | Gas (Historical Use) | 15000 | Marked Unknown | 1983-12-01 | 1983-12-01 | Unknown
RAM FOOD STORE #3 | 3900 WASHINGTON RD | MARTINEZ | Columbia | 360040 | 4 |  | 1998-02-01 |  | 1998-02-01 |  | Removed from Ground | Diesel | 4000 | Steel-Impressed Current | 1986-05-01 | 2000-09-01 | Cathodically Protected | Pressurized
CIRCLE K STORE #3185 | 511 FURYS FERRY RD | MARTINEZ | Columbia | 10000407 | 2 |  | 2003-05-01 | FALSE | 2003-05-01 | FALSE | Currently in Use | Gas (Historical Use) | 10000 | Composite | 2003-05-01 |  | Fiberglass Reinforced Plastic | Pressurized
MCDONALDS | 3804 WASHINGTON ROAD | MARTINEZ | Columbia | 10001401 | 1 |  |  | FALSE |  | FALSE | Removed from Ground | Gas (Historical Use) | 500 | Unknown | 2007-04-25 | 2007-04-25
HOOPERS MARTINEZ TEXACO | 3904 WASHINGTON RD | MARTINEZ | Columbia | 360057 | 3 | [5 empty] | Removed from Ground | Gas (Historical Use) | 2000 | Bare Steel | 1968-05-11 | 1992-05-15 | Galvanized Steel
EXXON #4-5245/BELAIR EXXON | 440 BELAIR RD | MARTINEZ | Columbia | 360037 | 2 | [5 empty] | Removed from Ground | Gas (Historical Use) | 6000 | Bare Steel | 1966-02-01 | 1993-01-14 | Galvanized Steel | Pressurized
AUGUSTA CHRISTIAN SCHOOLS INC | 313 BASTON RD | MARTINEZ | Columbia | 360020 | 2 | [5 empty] | Removed from Ground | Gas (Historical Use) | 250 | Bare Steel | 1973-01-01 | 1899-12-31 | Galvanized Steel
MICHAEL T AND LAURA M NICHOLS | 3901 WASHINGTON RD | MARTINEZ | Columbia | 360017 | 4 | [5 empty] | Removed from Ground | Gas (Historical Use) | 6000 | Bare Steel | 1988-01-01 | 1988-01-01 | Unknown
MICHAEL T AND LAURA M NICHOLS | 3901 WASHINGTON RD | MARTINEZ | Columbia | 360017 | 7 |  | 1988-02-01 |  | 1988-02-01 |  | Temporarily out of use | Gas (Historical Use) | 8000 | Galvanic (STIP-3) | 1988-04-21 |  | Fiberglass Reinforced Plastic | Pressurized
SPRINT 720 | 424 BELAIR RD | MARTINEZ | Columbia | 10000934 | 4A |  | 2005-06-01 | FALSE | 2005-06-01 | FALSE | Currently in Use | Diesel | 9000 | Fiberglass Double Walled | 2005-04-01 |  | Double-Walled Flex | Pressurized
SPRINT 720 | 424 BELAIR RD | MARTINEZ | Columbia | 10000934 | 1 |  | 2005-06-01 | FALSE | 2005-06-01 | FALSE | Currently in Use | Gas (Historical Use) | 12000 | Fiberglass Double Walled | 2005-04-01 |  | Double-Walled Flex | Pressurized
RAM FOOD STORE #3 | 3900 WASHINGTON RD | MARTINEZ | Columbia | 360040 | 2 |  | 1998-02-01 |  | 1998-02-01 |  | Removed from Ground | Gas (Historical Use) | 8000 | Steel-Impressed Current | 1986-05-01 | 2000-09-01 | Cathodically Protected | Pressurized
SMILE GAS #112 | 433 S BELAIR RD | MARTINEZ | Columbia | 360043 | 4 | [5 empty] | Removed from Ground | Diesel | 10000 | Bare Steel | 1980-05-06 | 1899-12-31 | Galvanized Steel | Pressurized
HOLIDAY MARKET #425 | 4474 COLUMBIA RD | MARTINEZ | Columbia | 360014 | 2 |  | 1992-01-05 |  | 1992-01-05 |  | Removed from Ground | Gas (Historical Use) | 6000 | Cathodically Protected Steel | 1976-04-01 | 2000-11-01 | Fiberglass Reinforced Plastic | Pressurized
KROGER GA-294 | 4115 COLUMBIA RD | MARTINEZ | Columbia | 10001327 | 2A | Flapper Valve | 2007-03-14 | FALSE | 2007-03-14 | FALSE | Currently in Use | Diesel | 8000 | Fiberglass Double Walled | 2007-02-16 |  | Double-Walled Flex | Pressurized
HOOPERS MARTINEZ TEXACO | 3904 WASHINGTON RD | MARTINEZ | Columbia | 360057 | 2 | [5 empty] | Removed from Ground | Gas (Historical Use) | 10000 | Bare Steel | 1968-05-11 | 1992-05-15 | Galvanized Steel
EXXON #4-5245/BELAIR EXXON | 440 BELAIR RD | MARTINEZ | Columbia | 360037 | 1 | [5 empty] | Removed from Ground | Gas (Historical Use) | 6000 | Bare Steel | 1966-02-01 | 1993-01-14 | Galvanized Steel | Pressurized
CIRCLE K #5342 | 4437 COLUMBIA RD | MARTINEZ | Columbia | 360025 | 3 | [5 empty] | Removed from Ground | Gas (Historical Use) | 10000 | Cathodically Protected Steel | 1985-04-21 | 1994-03-25 | Galvanized Steel
CIRCLE K STORE #3185 | 511 FURYS FERRY RD | MARTINEZ | Columbia | 10000407 | 1B |  | 2003-05-01 | FALSE | 2003-05-01 | FALSE | Currently in Use | Diesel | 5000 | Composite | 2003-05-01 |  | Fiberglass Reinforced Plastic | Pressurized
BellSouth - R3547 | 3923 WASHINGTON RD | Augusta | Columbia | 360060 | 3 | Flapper Valve | 1997-12-11 | FALSE | 1997-12-11 | FALSE | Currently in Use | Diesel | 5000 | Fiberglass Double Walled | 1997-12-11 |  | Fiberglass Reinforced Plastic | Safe Suction (Euro)
CROWN STATIONS INC/GA-67 | 3874 WASHINGTON BLVD | MARTINEZ | Columbia | 360026 | 2 | [5 empty] | Removed from Ground | Gas (Historical Use) | 8000 | Bare Steel | 1972-04-07 | 1994-07-01 | Galvanized Steel | Pressurized
MICHAEL T AND LAURA M NICHOLS | 3901 WASHINGTON RD | MARTINEZ | Columbia | 360017 | 2 | [5 empty] | Removed from Ground | Gas (Historical Use) | 5000 | Bare Steel | 1967-03-24 | 1988-01-01 | Unknown
FEDERAL EXPRESS CORP | 4316 BELAIR FRONTAGE RD | MARTINEZ | Columbia | 360054 | 1 | [5 empty] | Removed from Ground | Diesel | 4000 | Bare Steel | 1980-05-08 | 1994-04-11 | Galvanized Steel | Safe Suction (Euro)
MICHAEL T AND LAURA M NICHOLS | 3901 WASHINGTON RD | MARTINEZ | Columbia | 360017 | 5 |  |  | TRUE |  | TRUE | Removed from Ground | Used Oil | 560 | Bare Steel | 1967-03-24 | 1997-10-29 | Unknown | Gravity Fed
CIRCLE K #5342 | 4437 COLUMBIA RD | MARTINEZ | Columbia | 360025 | 1 | [5 empty] | Removed from Ground | Gas (Historical Use) | 10000 | Cathodically Protected Steel | 1985-04-21 | 1994-03-25 | Galvanized Steel
AUGUSTA CHRISTIAN SCHOOLS INC | 313 BASTON RD | MARTINEZ | Columbia | 360020 | 1 | [5 empty] | Removed from Ground | Gas (Historical Use) | 3000 | Bare Steel | 1968-01-01 | 1899-12-31 | Galvanized Steel
MICHAEL T AND LAURA M NICHOLS | 3901 WASHINGTON RD | MARTINEZ | Columbia | 360017 | 3 | [5 empty] | Removed from Ground | Gas (Historical Use) | 5000 | Bare Steel | 1967-03-24 | 1988-01-01 | Unknown
SPRINT 720 | 424 BELAIR RD | MARTINEZ | Columbia | 10000934 | 2 |  | 2005-06-01 | FALSE | 2005-06-01 | FALSE | Currently in Use | Gas (Historical Use) | 12000 | Fiberglass Double Walled | 2005-04-01 |  | Double-Walled Flex | Pressurized
KROGER GA-294 | 4115 COLUMBIA RD | MARTINEZ | Columbia | 10001327 | 1 | Flapper Valve | 2007-03-14 | FALSE | 2007-03-14 | FALSE | Currently in Use | Regular | 20000 | Fiberglass Double Walled | 2007-02-16 |  | Double-Walled Flex | Pressurized
GOODYEAR ASC 2178 | 3807 WASHINGTON RD | MARTINEZ | Columbia | 310254 | 1 |  |  | TRUE |  | TRUE | Removed from Ground | Used Oil | 100 | Bare Steel | 1980-01-01 | 1899-12-31 | Bare Steel
BellSouth - R3547 | 3923 WASHINGTON RD | Augusta | Columbia | 360060 | 2 |  | 1990-05-22 |  | 1990-05-22 |  | Removed from Ground | Other | 2500 | Double Walled | 1990-05-22 | 1997-11-21 | Copper | Suction (American)
SMILE GAS #112 | 433 S BELAIR RD | MARTINEZ | Columbia | 360043 | 3 | [5 empty] | Removed from Ground | Gas (Historical Use) | 10000 | Bare Steel | 1980-05-06 | 1899-12-31 | Galvanized Steel | Pressurized
CROWN STATIONS INC/GA-67 | 3874 WASHINGTON BLVD | MARTINEZ | Columbia | 360026 | 3 | [5 empty] | Removed from Ground | Gas (Historical Use) | 5000 | Bare Steel | 1972-04-07 | 1994-07-01 | Galvanized Steel | Pressurized
GA DNR/MISTLETOE STATE PARK | 3723 MISTLETOE RD | APPLING | Columbia | 360011 | 1 | [5 empty] | Removed from Ground | Gas (Historical Use) | 1000 | Marked Unknown | 1999-04-01 | 1999-04-01 | Galvanized Steel | Suction (American)
CECIL B BULLARD INC | 7469 WINFIELD RD | APPLING | Columbia | 360061 | 4A |  | 1997-03-15 |  | 1997-03-15 |  | Closed in Ground | Gas (Historical Use) | 6000 | Fiberglass Double Walled | 1997-03-15 | 2016-12-23 | Double-Walled Fiberglass | Safe Suction (Euro)
CECIL B BULLARD INC | 7469 WINFIELD RD | APPLING | Columbia | 360061 | 2 | [5 empty] | Removed from Ground | Gas (Historical Use) | 550 | Bare Steel | 1987-01-07 | 1995-06-01 | Galvanized Steel
LITTLE RIVER MARINA AND FAMILY R | 4271 OLD LINCOLNTON RD | APPLING | Columbia | 360055 | 1 | [5 empty] | Removed from Ground | Other | 2000 | Bare Steel | 1958-05-14 | 2014-05-14 | Galvanized Steel
POLLARD LUMBER CO INC | 5863 WASHINGTON RD 1/2 MILE S OF | APPLING | Columbia | 360012 | 2 | [5 empty] | Removed from Ground | Diesel | 10000 | Bare Steel | 1974-01-18 | 1992-04-23 | Galvanized Steel
FT GORDON RECREATION AREA | MARINA/BLDG CC14 | APPLING | Columbia | 9121064 | 1 | [5 empty] | Removed from Ground | Gas (Historical Use) | 2000 | Marked Unknown | 1998-12-17 | 1998-12-17 | Fiberglass Reinforced Plastic | Suction (American)
CIRCLE K #5586 | 1825 APPLING HARLEM DR | APPLING | Columbia | 360042 | 10 |  | 1987-05-07 |  | 1987-05-07 |  | Currently in Use | Diesel | 12000 | Double Walled | 1987-05-07 |  | Fiberglass Reinforced Plastic | Pressurized
CIRCLE K #5586 | 1825 APPLING HARLEM DR | APPLING | Columbia | 360042 | 7 |  | 1987-05-07 |  | 1987-05-07 |  | Currently in Use | Gas (Historical Use) | 12000 | Double Walled | 1987-05-07 |  | Fiberglass Reinforced Plastic | Pressurized
CIRCLE K #5586 | 1825 APPLING HARLEM DR | APPLING | Columbia | 360042 | 1 | [5 empty] | Removed from Ground | Gas (Historical Use) | 10000 | Bare Steel | 1977-05-07 | 1997-06-01 | Galvanized Steel | Pressurized
RIDGE ROAD BAIT & TACKLE | 6539 WASHINGTON RD | APPLING | Columbia | 9036049 | 2 | [5 empty] | Removed from Ground | Gas (Historical Use) | 4000 | Bare Steel | 1968-01-01 | 1998-12-16 | Bare Steel | Suction (American)
FLO'S RESTAURANT | 5550 HEREFORD FARM RD | APPLING | Columbia | 9036059 | 1 | [5 empty] | Removed from Ground | Gas (Historical Use) | 0 | Marked Unknown | 1985-01-01 | 1985-01-01 | Unknown
Appling Hardware/Unknown | GA HWY 47 & 150 | APPLING | Columbia | 9036065 | 2 | [5 empty] | Removed from Ground | Gas (Historical Use) | 0 | Not Marked/Unknown |  | 1899-12-31 | Not Marked
HARLEM EXPRESS | 110 E MILLEDGEVILLE RD | HARLEM | Columbia | 360033 | 4 |  | 1993-06-01 |  | 1993-06-01 |  | Currently in Use | Gas (Historical Use) | 8000 | Cathodically Protected Steel | 1993-07-07 |  | Fiberglass Reinforced Plastic | Pressurized
HARLEM EXPRESS | 110 E MILLEDGEVILLE RD | HARLEM | Columbia | 360033 | 7 |  | 1998-09-25 | FALSE | 1998-09-25 | FALSE | Removed from Ground | Diesel | 3000 | Steel-Impressed Current | 1980-06-01 |  |  | Safe Suction (Euro)
POLLARD LUMBER CO INC | 5863 WASHINGTON RD 1/2 MILE S OF | APPLING | Columbia | 360012 | 1 | [5 empty] | Removed from Ground | Gas (Historical Use) | 10000 | Bare Steel | 1978-01-17 | 1992-04-23 | Galvanized Steel
RIDGE ROAD BAIT & TACKLE | 6539 WASHINGTON RD | APPLING | Columbia | 9036049 | 3 | [5 empty] | Removed from Ground | Gas (Historical Use) | 1000 | Bare Steel | 1968-01-01 | 1998-12-16 | Bare Steel | Suction (American)
CHEVRON #43126 | 3024 WASHINGTON RD | AUGUSTA | Columbia | 9000222 | 8 | [5 empty] | Removed from Ground | Gas (Historical Use) | 10000 | Fiberglass | 1987-01-01 | 1991-10-01 | Fiberglass Reinforced Plastic
GA DOT #10262 AUGUSTA ENG OFFICE | 4260 FRONTAGE RD | AUGUSTA | Columbia | 1210148 | 262G1 | [5 empty] | Removed from Ground | Gas (Historical Use) | 1000 | Bare Steel | 1979-05-01 | 2000-12-01 | Galvanized Steel | Suction (American)
MILTON RUBEN CHEVROLET-GEO | 3514 WASHINGTON RD | AUGUSTA | Columbia | 9036047 | 1 | [5 empty] | Removed from Ground | Gas (Historical Use) | 2000 | Not Marked/Unknown | 1986-01-01 | 1899-12-31 | Not Marked
CHEVRON #43126 | 3024 WASHINGTON RD | AUGUSTA | Columbia | 9000222 | 9 | [5 empty] | Removed from Ground | Gas (Historical Use) | 10000 | Fiberglass | 1987-01-01 | 1991-10-01 | Fiberglass Reinforced Plastic
CROWN GEORGIA 502 | 4163 WHEELER & FLOWING WELLS RD | AUGUSTA | Columbia | 1210238 | 2 | [5 empty] | Removed from Ground | Gas (Historical Use) | 10000 | Bare Steel | 1979-05-09 | 1997-01-20 | Galvanized Steel | Pressurized
POLLARDS CORNER | 5863 WASHINGTON RD GEORGIA HWY 1 | APPLING | Columbia | 9036018 | 3 | [5 empty] | Removed from Ground | Gas (Historical Use) | 3000 | Not Marked/Unknown | 1993-11-01 | 1993-11-01 | Not Marked
BEN DREAMING | 6697 WASHINGTON RD | APPLING | Columbia | 10001513 | 2 | Flapper Valve | 2008-02-01 | FALSE | 2008-02-01 | FALSE | Currently in Use | Gas (Historical Use) | 6000 | Composite | 2007-10-01 |  | Double-Walled Flex | Pressurized
GA DOT #10207/COLUMBIA MAINT HQ | STAR ROUTE BOX 60 A-1 | HARLEM | Columbia | 360024 | 207G1 | [5 empty] | Removed from Ground | Gas (Historical Use) | 4000 | Cathodically Protected Steel | 1988-05-01 | 2003-01-22 | Galvanized Steel | Suction (American)
GA DOT #10262 AUGUSTA ENG OFFICE | 4260 FRONTAGE RD | AUGUSTA | Columbia | 1210148 | 262G2 | [5 empty] | Removed from Ground | Gas (Historical Use) | 1000 | Bare Steel | 1979-05-01 | 2000-12-01 | Galvanized Steel | Suction (American)
CHEVRON #43126 | 3024 WASHINGTON RD | AUGUSTA | Columbia | 9000222 | 10 | [5 empty] | Removed from Ground | Gas (Historical Use) | 10000 | Fiberglass | 1987-01-01 | 1991-10-01 | Fiberglass Reinforced Plastic
GULF #265488/BYRD OIL CO | 2801 DEANS BRIDGE RD | AUGUSTA | Columbia | 9000060 | 3 | [5 empty] | Removed from Ground | Gas (Historical Use) | 10000 | Bare Steel | 1961-05-07 | 1988-04-21 | Galvanized Steel
CHEVRON #43126 | 3024 WASHINGTON RD | AUGUSTA | Columbia | 9000222 | 5 | [5 empty] | Removed from Ground | Gas (Historical Use) | 10000 | Bare Steel | 1967-04-28 | 1987-01-01 | Galvanized Steel
CIRCLE K #2705380 | 2999 WASHINGTON RD | AUGUSTA | Columbia | 1210174 | 13 |  | 1994-02-17 |  | 1994-02-17 |  | Removed from Ground | Gas (Historical Use) | 12000 | Unknown | 1994-02-17 | 2014-05-21 | Fiberglass Reinforced Plastic | Pressurized
US POSTAL SERVICE | 125 COMMERCIAL BLVD | AUGUSTA | Columbia | 9121178 | 34 | [5 empty] | Removed from Ground | Gas (Historical Use) | 12000 | Double Walled | 1998-05-02 | 1998-05-02 | Double Walled | Pressurized
GULF #265488/BYRD OIL CO | 2801 DEANS BRIDGE RD | AUGUSTA | Columbia | 9000060 | 2 | [5 empty] | Removed from Ground | Gas (Historical Use) | 10000 | Bare Steel | 1961-05-07 | 1988-04-21 | Galvanized Steel
CIRCLE K #2705380 | 2999 WASHINGTON RD | AUGUSTA | Columbia | 1210174 | 6 |  |  | TRUE |  | TRUE | Removed from Ground | Used Oil | 550 | Bare Steel | 1966-05-11 | 1989-01-01 | Galvanized Steel
CIRCLE K #2705380 | 2999 WASHINGTON RD | AUGUSTA | Columbia | 1210174 | 10 |  |  | TRUE |  | TRUE | Removed from Ground | Used Oil | 1000 | Fiberglass | 1989-08-24 | 1992-09-10 | Fiberglass Reinforced Plastic | Pressurized
WALMART NEIGHBORHOOD MARKET #4206 | 300 S BELAIR RD | AUGUSTA | Columbia | 10002416 | 2A | Flapper Valve | 2014-10-25 | FALSE | 2014-10-25 | FALSE | Currently in Use | Premium | 8000 | Fiberglass Double Walled | 2014-10-15 |  | Double-Walled Flex | Pressurized
GULF #265488/BYRD OIL CO | 2801 DEANS BRIDGE RD | AUGUSTA | Columbia | 9000060 | 1 | [5 empty] | Removed from Ground | Gas (Historical Use) | 10000 | Bare Steel | 1961-05-07 | 1988-04-21 | Galvanized Steel
CIRCLE K #2705380 | 2999 WASHINGTON RD | AUGUSTA | Columbia | 1210174 | 12 |  | 1994-02-17 |  | 1994-02-17 |  | Removed from Ground | Gas (Historical Use) | 12000 | Unknown | 1994-02-17 | 2014-05-22 | Fiberglass Reinforced Plastic | Pressurized
CHEVRON #43126 | 3024 WASHINGTON RD | AUGUSTA | Columbia | 9000222 | 3 | [5 empty] | Removed from Ground | Gas (Historical Use) | 4000 | Bare Steel | 1967-04-28 | 1987-01-01 | Galvanized Steel
CIRCLE K #2705380 | 2999 WASHINGTON RD | AUGUSTA | Columbia | 1210174 | 15 |  | 1994-02-17 |  | 1994-02-17 |  | Removed from Ground | Diesel | 10000 | Unknown | 1994-02-17 | 2014-05-21 | Fiberglass Reinforced Plastic | Pressurized
#977 BOBBY JONES | 598 BOBBY JONES EXPY | AUGUSTA | Columbia | 1210302 | 2 |  | 1989-01-01 |  | 1989-01-01 |  | Removed from Ground | Gas (Historical Use) | 12000 | Fiberglass Double Walled | 1982-05-09 | 2007-01-25 | Fiberglass Reinforced Plastic | Pressurized
CIRCLE K #2705380 | 2999 WASHINGTON RD | AUGUSTA | Columbia | 1210174 | 3 | [5 empty] | Removed from Ground | Gas (Historical Use) | 4000 | Cathodically Protected Steel | 1966-05-11 | 1989-01-01 | Galvanized Steel
APAC GA INC | MURRAY RD | AUGUSTA | Columbia | 1210409 | 1 | [5 empty] | Removed from Ground | Gas (Historical Use) | 10000 | Bare Steel | 1961-02-11 | 1988-12-01 | Galvanized Steel
PANTRY #4168 DBA R & F FOOD MART | 440 S BELAIR RD | AUGUSTA | Columbia | 9036030 | 2 |  | 1994-06-01 |  | 1994-06-01 |  | Removed from Ground | Gas (Historical Use) | 10000 | Composite | 1994-07-14 | 2016-02-24 | Fiberglass Reinforced Plastic | Pressurized
CHEVRON #43126 | 3024 WASHINGTON RD | AUGUSTA | Columbia | 9000222 | 4 | [5 empty] | Removed from Ground | Gas (Historical Use) | 5000 | Bare Steel | 1967-04-28 | 1987-01-01 | Galvanized Steel
CHEVRON #43126 | 3024 WASHINGTON RD | AUGUSTA | Columbia | 9000222 | 7 | [5 empty] | Removed from Ground | Diesel | 10000 | Fiberglass | 1967-04-28 | 1987-01-01 | Fiberglass Reinforced Plastic
CHEVRON #43126 | 3024 WASHINGTON RD | AUGUSTA | Columbia | 9000222 | 1 | [5 empty] | Removed from Ground | Gas (Historical Use) | 4000 | Bare Steel | 1967-04-28 | 1987-01-01 | Galvanized Steel
PARKER'S KITCHEN #132 | 4099 BELAIR RD | AUGUSTA | Columbia | 9036010 | SILVER |  | 1989-10-01 | FALSE | 1989-10-01 | FALSE | Removed from Ground | Gas (Historical Use) | 10000 |  | 1989-10-01 |  | Fiberglass Reinforced Plastic | Pressurized
CIRCLE K #2705380 | 2999 WASHINGTON RD | AUGUSTA | Columbia | 1210174 | 4 | [5 empty] | Removed from Ground | Gas (Historical Use) | 4000 | Cathodically Protected Steel | 1966-05-11 | 1989-01-01 | Galvanized Steel
CIRCLE K #2705380 | 2999 WASHINGTON RD | AUGUSTA | Columbia | 1210174 | 7 | [5 empty] | Removed from Ground | Gas (Historical Use) | 12000 | Fiberglass | 1989-08-24 | 1992-09-10 | Fiberglass Reinforced Plastic | Pressurized
PANTRY #4168 DBA R & F FOOD MART | 440 S BELAIR RD | AUGUSTA | Columbia | 9036030 | 1 |  | 1994-06-01 |  | 1994-06-01 |  | Removed from Ground | Gas (Historical Use) | 20000 | Composite | 1994-07-14 | 2016-03-04 | Double-Walled Fiberglass | Pressurized
PARKER'S KITCHEN #132 | 4099 BELAIR RD | AUGUSTA | Columbia | 9036010 | DIESEL |  | 1989-10-01 | FALSE | 1989-10-01 | FALSE | Removed from Ground | Diesel | 4000 |  | 1989-10-01 |  | Fiberglass Reinforced Plastic | Pressurized
PARKER'S KITCHEN #132 | 4099 BELAIR RD | AUGUSTA | Columbia | 9036010 | ULTIMATE |  | 1989-10-01 | FALSE | 1989-10-01 | FALSE | Removed from Ground | Gas (Historical Use) | 10000 |  | 1989-10-01 |  | Fiberglass Reinforced Plastic | Pressurized
GARY CONCRETE PRODUCTS | I-20 & MURRAY RD | AUGUSTA | Columbia | 1210326 | 1 | [5 empty] | Removed from Ground | Diesel | 1000 | Bare Steel | 1967-02-26 | 1899-12-31 | Galvanized Steel
ENK833 | 221 BOBBY JONES EXPRESSWAY | AUGUSTA | Columbia | 9121218 | 1 | Flapper Valve | 1999-01-19 | FALSE | 1999-01-19 | FALSE | Currently in Use | Regular | 20000 | Fiberglass Double Walled | 1998-12-03 |  | Fiberglass Reinforced Plastic | Pressurized
CROWN GEORGIA 502 | 4163 WHEELER & FLOWING WELLS RD | AUGUSTA | Columbia | 1210238 | 3 | [5 empty] | Removed from Ground | Gas (Historical Use) | 10000 | Bare Steel | 1979-05-09 | 1997-01-20 | Galvanized Steel | Pressurized
CIRCLE K #2705380 | 2999 WASHINGTON RD | AUGUSTA | Columbia | 1210174 | 2 | [5 empty] | Removed from Ground | Gas (Historical Use) | 6000 | Cathodically Protected Steel | 1966-05-11 | 1989-01-01 | Galvanized Steel
CIRCLE K #2705380 | 2999 WASHINGTON RD | AUGUSTA | Columbia | 1210174 | 8 | [5 empty] | Removed from Ground | Gas (Historical Use) | 12000 | Fiberglass | 1989-08-24 | 1992-09-10 | Fiberglass Reinforced Plastic | Pressurized
CIRCLE K #2705380 | 2999 WASHINGTON RD | AUGUSTA | Columbia | 1210174 | 9 | [5 empty] | Removed from Ground | Gas (Historical Use) | 12000 | Fiberglass | 1989-08-24 | 1992-09-10 | Fiberglass Reinforced Plastic | Pressurized
APAC GA INC | MURRAY RD | AUGUSTA | Columbia | 1210409 | 2 | [5 empty] | Removed from Ground | Diesel | 10000 | Bare Steel | 1961-02-11 | 1988-12-01 | Galvanized Steel
GARY CONCRETE PRODUCTS | I-20 & MURRAY RD | AUGUSTA | Columbia | 1210326 | 2 | [5 empty] | Removed from Ground | Gas (Historical Use) | 10000 | Bare Steel | 1967-02-26 | 1899-12-31 | Galvanized Steel
#977 BOBBY JONES | 598 BOBBY JONES EXPY | AUGUSTA | Columbia | 1210302 | 3 |  | 1989-01-01 | FALSE | 1989-01-01 | FALSE | Removed from Ground | Gas (Historical Use) | 12000 | Fiberglass Double Walled | 1982-05-09 | 2007-01-25 | Fiberglass Reinforced Plastic | Pressurized
CIRCLE K #2705380 | 2999 WASHINGTON RD | AUGUSTA | Columbia | 1210174 | 5 | [5 empty] | Removed from Ground | Kerosene | 550 | Fiberglass | 1966-05-11 | 1989-01-01 | Fiberglass Reinforced Plastic | Pressurized
WALMART NEIGHBORHOOD MARKET #4206 | 300 S BELAIR RD | AUGUSTA | Columbia | 10002416 | 1 | Flapper Valve | 2014-10-25 | FALSE | 2014-10-25 | FALSE | Currently in Use | Regular | 15000 | Fiberglass Double Walled | 2014-10-15 |  | Double-Walled Flex | Pressurized
COLUMBIA CO SHERIFFS DEPT | DAVIS RD @ WASHINGTON RD | MARTINEZ | Columbia | 9036024 | 1 | [5 empty] | Removed from Ground | Gas (Historical Use) | 3000 | Not Marked/Unknown | 2002-09-29 | 1899-12-31 | Not Marked
MILTON RUBEN CHEVROLET-GEO | 3514 WASHINGTON RD | AUGUSTA | Columbia | 9036047 | 2 |  |  | TRUE |  | TRUE | Removed from Ground | Used Oil | 550 | Not Marked/Unknown | 1986-01-01 | 1899-12-31 | Not Marked
CHEVRON #43126 | 3024 WASHINGTON RD | AUGUSTA | Columbia | 9000222 | 11 |  |  | TRUE |  | TRUE | Removed from Ground | Used Oil | 1000 | Fiberglass | 1987-01-01 | 1991-10-01 | Fiberglass Reinforced Plastic
ENK833 | 221 BOBBY JONES EXPRESSWAY | AUGUSTA | Columbia | 9121218 | 2 | Flapper Valve | 1999-01-19 | FALSE | 1999-01-19 | FALSE | Currently in Use | Premium | 12000 | Fiberglass Double Walled | 1998-12-03 |  | Fiberglass Reinforced Plastic | Pressurized
WALMART NEIGHBORHOOD MARKET #4206 | 300 S BELAIR RD | AUGUSTA | Columbia | 10002416 | 2B | Flapper Valve | 2014-10-25 | FALSE | 2014-10-25 | FALSE | Currently in Use | Diesel | 7000 | Fiberglass Double Walled | 2014-10-15 |  | Double-Walled Flex | Pressurized
CHEVRON #43126 | 3024 WASHINGTON RD | AUGUSTA | Columbia | 9000222 | 6 |  |  | TRUE |  | TRUE | Removed from Ground | Used Oil | 550 | Bare Steel | 1967-04-28 | 1987-01-01 | Galvanized Steel
CIRCLE K #2705380 | 2999 WASHINGTON RD | AUGUSTA | Columbia | 1210174 | 1 | [5 empty] | Removed from Ground | Gas (Historical Use) | 6000 | Cathodically Protected Steel | 1966-05-11 | 1989-01-01 | Galvanized Steel
CIRCLE K #2705380 | 2999 WASHINGTON RD | AUGUSTA | Columbia | 1210174 | 14 |  | 1994-02-17 |  | 1994-02-17 |  | Removed from Ground | Gas (Historical Use) | 12000 | Unknown | 1994-02-17 | 2014-05-21 | Fiberglass Reinforced Plastic | Pressurized
APAC GA INC | MURRAY RD | AUGUSTA | Columbia | 1210409 | 3 | [5 empty] | Removed from Ground | Gas (Historical Use) | 6000 | Bare Steel | 1974-02-08 | 1988-12-01 | Galvanized Steel
CHEVRON #43126 | 3024 WASHINGTON RD | AUGUSTA | Columbia | 9000222 | 2 | [5 empty] | Removed from Ground | Gas (Historical Use) | 3000 | Bare Steel | 1967-04-28 | 1987-01-01 | Galvanized Steel
#977 BOBBY JONES | 598 BOBBY JONES EXPY | AUGUSTA | Columbia | 1210302 | 1 |  | 1989-01-01 |  | 1989-01-01 |  | Removed from Ground | Gas (Historical Use) | 12000 | Fiberglass Double Walled | 1982-05-09 | 2007-01-25 | Fiberglass Reinforced Plastic | Pressurized
CIRCLE K #2705380 | 2999 WASHINGTON RD | AUGUSTA | Columbia | 1210174 | 11 | [5 empty] | Removed from Ground | Diesel | 1000 | Fiberglass | 1989-08-24 | 1992-09-10 | Fiberglass Reinforced Plastic | Pressurized
PARKER'S KITCHEN #132 | 4099 BELAIR RD | AUGUSTA | Columbia | 9036010 | BLUE |  | 1989-10-01 | FALSE | 1989-10-01 | FALSE | Removed from Ground | Gas (Historical Use) | 10000 |  | 1989-10-01 |  | Fiberglass Reinforced Plastic | Pressurized
#977 BOBBY JONES | 598 BOBBY JONES EXPY | AUGUSTA | Columbia | 1210302 | 4 |  | 1989-01-01 |  | 1989-01-01 |  | Closed in Ground | Gas (Historical Use) | 11300 | Fiberglass | 1982-05-09 | 1998-05-22 | Fiberglass Reinforced Plastic | Pressurized
CROWN GEORGIA 502 | 4163 WHEELER & FLOWING WELLS RD | AUGUSTA | Columbia | 1210238 | 1 | [5 empty] | Removed from Ground | Gas (Historical Use) | 10000 | Bare Steel | 1979-05-09 | 1997-01-20 | Galvanized Steel | Pressurized
GAS WORLD 11 | 114 OLD EVANS RD | MARTINEZ | Columbia | 10003302 | 1C | Flapper Valve | 2023-02-10 | FALSE | 2022-11-01 | FALSE | Currently in Use | Diesel On Road | 5000 | Composite Double Walled | 2022-09-01 |  | Double-Walled Flex | Pressurized
GAS WORLD 11 | 114 OLD EVANS RD | MARTINEZ | Columbia | 10003302 | 1B | Flapper Valve | 2023-02-10 | FALSE | 2022-11-01 | FALSE | Currently in Use | Premium | 5000 | Composite Double Walled | 2022-09-01 |  | Double-Walled Flex | Pressurized
GAS WORLD 11 | 114 OLD EVANS RD | MARTINEZ | Columbia | 10003302 | 1A | Flapper Valve | 2023-02-10 | FALSE | 2022-11-01 | FALSE | Currently in Use | Regular | 15000 | Composite Double Walled | 2022-09-01 |  | Double-Walled Flex | Pressurized
PARKER'S 107 | 5170 COLUMBIA RD | GROVETOWN | Columbia | 10003498 | 3A | Flapper Valve | 2024-10-22 | FALSE | 2024-10-22 | FALSE | Currently in Use | Plus | 10000 |  | 2024-06-26 |  | Double-Walled Flex | Pressurized
PARKER'S #89 | 925 HUSK BOX WAY | GROVETOWN | Columbia | 10003519 | 3B | Flapper Valve | 2024-06-30 | FALSE | 2024-06-30 | FALSE | Currently in Use | Premium | 10000 | Fiberglass Double Walled | 2024-03-31 |  | Double-Walled Flex | Pressurized
PARKER'S 107 | 5170 COLUMBIA RD | GROVETOWN | Columbia | 10003498 | 2A | Flapper Valve | 2024-10-22 | FALSE | 2024-10-22 | FALSE | Currently in Use | E-0 | 6000 | Fiberglass Double Walled | 2024-06-26 |  | Double-Walled Flex | Pressurized
PARKER'S #89 | 925 HUSK BOX WAY | GROVETOWN | Columbia | 10003519 | 3A | Flapper Valve | 2024-06-30 | FALSE | 2024-06-30 | FALSE | Currently in Use | Diesel | 10000 | Fiberglass Double Walled | 2024-03-31 |  | Double-Walled Flex | Pressurized
PARKER'S 104 | 5095 WASHINGTON RD | EVANS | Columbia | 10003484 | 1 | Flapper Valve | 2024-11-04 | FALSE | 2024-11-04 | FALSE | Currently in Use | Regular | 20000 | Fiberglass Double Walled | 2024-05-16 |  | Double-Walled Flex | Pressurized
PARKER'S 107 | 5170 COLUMBIA RD | GROVETOWN | Columbia | 10003498 | 1 | Flapper Valve | 2024-10-22 | FALSE | 2024-10-22 | FALSE | Currently in Use | Regular | 20000 | Fiberglass Double Walled | 2024-06-26 |  | Double-Walled Flex | Pressurized
PARKER'S #89 | 925 HUSK BOX WAY | GROVETOWN | Columbia | 10003519 | 2B | Flapper Valve | 2024-06-30 | FALSE | 2024-06-30 | FALSE | Currently in Use | E-0 | 6000 | Fiberglass Double Walled | 2024-03-31 |  | Double-Walled Flex | Pressurized
PARKER'S #89 | 925 HUSK BOX WAY | GROVETOWN | Columbia | 10003519 | 1 | Flapper Valve | 2024-06-30 | FALSE | 2024-06-30 | FALSE | Currently in Use | Regular | 20000 | Fiberglass Double Walled | 2024-03-31 |  | Double-Walled Flex | Pressurized
GAS PRO WRIGHTSBORO #3 | 4311 WRIGHTSBORO RD | GROVETOWN | Columbia | 10003392 | 1A | Flapper Valve | 2019-08-01 | FALSE | 2019-08-01 | FALSE | Currently in Use | Premium | 5000 | Composite Double Walled | 2019-07-02 |  | Double-Walled Flex | Pressurized
PARKER'S 107 | 5170 COLUMBIA RD | GROVETOWN | Columbia | 10003498 | 3B | Flapper Valve | 2024-10-22 | FALSE | 2024-10-22 | FALSE | Currently in Use | Diesel | 10000 | Fiberglass Double Walled | 2024-06-26 |  | Double-Walled Flex | Pressurized
SUPER EXPRESS/BP | 4052 JIMMIE DYESS PKWY | AUGUSTA | Columbia | 10003435 | 3 |  |  | FALSE |  | FALSE | Currently in Use | Ethanol | 5000 | Composite Double Walled | 2022-06-19 |  | Double-Walled Flex | Pressurized
SUPER EXPRESS/BP | 4052 JIMMIE DYESS PKWY | AUGUSTA | Columbia | 10003435 | 4 |  |  | FALSE |  | FALSE | Currently in Use | Diesel | 5000 | Composite Double Walled | 2022-06-19 |  | Double-Walled Flex | Pressurized
SUPER EXPRESS/BP | 4052 JIMMIE DYESS PKWY | AUGUSTA | Columbia | 10003435 | 1 |  |  | FALSE |  | FALSE | Currently in Use | Regular | 15000 | Composite Double Walled | 2022-06-19 |  | Double-Walled Flex | Pressurized
GAS PRO WRIGHTSBORO #3 | 4311 WRIGHTSBORO RD | GROVETOWN | Columbia | 10003392 | 1C | Flapper Valve | 2019-08-01 | FALSE | 2019-08-01 | FALSE | Currently in Use | Diesel | 5000 | Composite Double Walled | 2019-07-02 |  | Double-Walled Flex | Pressurized
YELLOW FREIGHT SYSTEM INC | 4200 WHEELER RD | MARTINEZ | Columbia | 9036005 | 1 | [5 empty] | Removed from Ground | Diesel | 8000 | Bare Steel | 1969-04-01 | 1994-06-23 | Bare Steel | Safe Suction (Euro)
RHODES STORE | 340 BASTON RD | MARTINEZ | Columbia | 9036034 | 1 | [5 empty] | Removed from Ground | Other | 500 | Not Marked/Unknown | 1995-05-12 | 1995-05-12 | Unknown
YELLOW FREIGHT SYSTEM INC | 4200 WHEELER RD | MARTINEZ | Columbia | 9036005 | 2 | [5 empty] | Removed from Ground | Diesel | 8000 | Bare Steel | 1969-04-25 | 1993-03-16 | Bare Steel | Safe Suction (Euro)
HARVEYS COUNTRY STORE | 3858 E WHITEOAK RD | THOMSON | Columbia | 9036042 | PLUS | [5 empty] | Removed from Ground | Gas (Historical Use) | 1000 | Bare Steel | 1986-09-01 | 1996-12-27 | Galvanized Steel | Suction (American)
BFI WASTE SYSTEMS | 683 COMMERCE COURT | EVANS | Columbia | 9036064 | 1 |  | 2000-05-12 |  | 2000-05-12 |  | Removed from Ground | Diesel | 12000 | Composite | 2000-05-12 | 2016-03-31 | Fiberglass Reinforced Plastic | Pressurized
SPRINT 721 | 500 FLOWING WELLS RD | MARTINEZ | Columbia | 9036066 | 2A |  | 2001-05-15 |  | 2001-05-15 |  | Currently in Use | Gas (Historical Use) | 12000 | Composite | 2001-04-15 |  | Copper | Pressurized
RHODES STORE | 340 BASTON RD | MARTINEZ | Columbia | 9036034 | 3 | [5 empty] | Removed from Ground | Other | 1000 | Not Marked/Unknown | 1995-05-12 | 1995-05-12 | Unknown
SPRINT 721 | 500 FLOWING WELLS RD | MARTINEZ | Columbia | 9036066 | 1 |  | 2001-05-15 |  | 2001-05-15 |  | Currently in Use | Gas (Historical Use) | 20000 | Composite | 2001-04-15 |  | Copper | Pressurized
PARKER'S#132 | 4099 JIMMIE DYESS PKWY | AUGUSTA | Columbia | 10003607 | 2B | Flapper Valve | 2025-04-18 | FALSE | 2025-04-02 | FALSE | Currently in Use | E-0 | 6000 | Fiberglass Double Walled | 2025-01-10 |  | Double-Walled Flex | Pressurized
PARKER'S#132 | 4099 JIMMIE DYESS PKWY | AUGUSTA | Columbia | 10003607 | 3A | Flapper Valve | 2025-04-18 | FALSE | 2025-04-02 | FALSE | Currently in Use | Premium | 10000 | Fiberglass Double Walled | 2025-01-10 |  | Double-Walled Flex | Pressurized
PARKER'S#132 | 4099 JIMMIE DYESS PKWY | AUGUSTA | Columbia | 10003607 | 3B | Flapper Valve | 2025-04-18 | FALSE | 2025-04-02 | FALSE | Currently in Use | Diesel | 10000 | Fiberglass Double Walled | 2025-01-10 |  | Double-Walled Flex | Pressurized
PARKER'S#132 | 4099 JIMMIE DYESS PKWY | AUGUSTA | Columbia | 10003607 | 1 | Flapper Valve | 2025-04-18 | FALSE | 2025-04-02 | FALSE | Currently in Use | Regular | 20000 | Fiberglass Double Walled | 2025-01-10 |  | Double-Walled Flex | Pressurized
HARVEYS COUNTRY STORE | 3858 E WHITEOAK RD | THOMSON | Columbia | 9036042 | SUP | [5 empty] | Removed from Ground | Gas (Historical Use) | 1000 | Bare Steel | 1986-09-01 | 1996-12-27 | Galvanized Steel | Suction (American)
SPRINT 721 | 500 FLOWING WELLS RD | MARTINEZ | Columbia | 9036066 | 2B |  | 2001-05-15 |  | 2001-05-15 |  | Currently in Use | Diesel | 8000 | Composite | 2001-04-15 |  | Copper | Pressurized
PARKER'S 107 | 5170 COLUMBIA RD | GROVETOWN | Columbia | 10003498 | 2B | Flapper Valve | 2024-10-22 | FALSE | 2024-10-22 | FALSE | Currently in Use | Regular | 14000 | Fiberglass Double Walled | 2024-06-26 |  | Double-Walled Flex | Pressurized
PARKER'S #89 | 925 HUSK BOX WAY | GROVETOWN | Columbia | 10003519 | 2A | Flapper Valve | 2024-06-30 | FALSE | 2024-06-30 | FALSE | Currently in Use | Regular | 14000 | Fiberglass Double Walled | 2024-03-31 |  | Double-Walled Flex | Pressurized
WALMART NEIGHBORHOOD MARKET #7339 | 5303 B WRIGHTSBORO RD Road | GROVETOWN | Columbia | 10002677 | 2A | Flapper Valve | 1994-11-07 | FALSE | 2016-11-07 | FALSE | Currently in Use | Diesel | 12000 | Fiberglass Double Walled | 2016-10-13 |  | Double-Walled Flex
WALMART NEIGHBORHOOD MARKET #7339 | 5303 B WRIGHTSBORO RD Road | GROVETOWN | Columbia | 10002677 | 1 | Flapper Valve | 2016-11-07 | FALSE | 2016-11-07 | FALSE | Currently in Use | Regular | 20000 | Fiberglass Double Walled | 2016-10-13 |  | Double-Walled Flex | Pressurized
WALMART NEIGHBORHOOD MARKET #7339 | 5303 B WRIGHTSBORO RD Road | GROVETOWN | Columbia | 10002677 | 2B | Flapper Valve | 2016-11-07 | FALSE | 1994-11-09 | FALSE | Currently in Use | Premium | 8000 |  | 1994-11-09 |  | Double-Walled Fiberglass | Pressurized
Gas Pro I | 4800 Columbia Rd. | Grovetown | Columbia | 10002899 | 1A | Flapper Valve | 2018-11-01 | FALSE | 2018-11-01 | FALSE | Currently in Use | Regular | 20000 | Composite Double Walled | 2018-04-05 |  | Double-Walled Fiberglass | Pressurized
Gas Pro I | 4800 Columbia Rd. | Grovetown | Columbia | 10002899 | 1C | Flapper Valve | 2018-11-01 | FALSE | 2018-11-01 | FALSE | Currently in Use | Diesel | 5000 | Composite Double Walled | 2018-04-05 |  | Double-Walled Fiberglass | Pressurized
FORT GORDON-POINTES WEST ARMY RESORT | 6703 WASHINGTON RD | APPLING | Columbia | 10002993 | 23 |  |  | FALSE |  | FALSE | Removed from Ground | Diesel | 2000 | Bare Steel |  | 2019-10-21 | Bare Steel
Gas Pro I | 4800 Columbia Rd. | Grovetown | Columbia | 10002899 | 1B | Flapper Valve | 2018-11-01 | FALSE | 2018-11-01 | FALSE | Currently in Use | E-85 | 5000 | Composite Double Walled | 2018-04-05 |  | Double-Walled Fiberglass | Pressurized
Sprint 733 | 1325 Harlem Appling Rd | Harlem | Columbia | 10003071 | 1A | Flapper Valve | 2020-09-01 | FALSE | 2020-09-01 | FALSE | Currently in Use | Regular | 20000 | Composite Double Walled | 2020-08-06 |  | Double-Walled Flex | Pressurized
Sprint 749 | 4915 Wrightsboro Rd | Grovetown | Columbia | 10003170 | 1A | Flapper Valve | 2021-08-01 | FALSE | 2021-08-15 | FALSE | Currently in Use | Diesel | 10000 | Composite Double Walled | 2021-07-01 |  | Double-Walled Flex | Pressurized
Sprint 733 | 1325 Harlem Appling Rd | Harlem | Columbia | 10003071 | 2C | Flapper Valve | 2020-09-01 | FALSE | 2020-09-01 | FALSE | Currently in Use | E-0 | 5000 | Composite Double Walled | 2020-08-06 |  | Double-Walled Flex | Pressurized
Sprint 733 | 1325 Harlem Appling Rd | Harlem | Columbia | 10003071 | 2B | Flapper Valve | 2020-09-01 | FALSE | 2020-09-01 | FALSE | Currently in Use | Diesel Off Road | 5000 | Composite Double Walled | 2020-08-06 |  | Double-Walled Flex | Pressurized
Sprint 749 | 4915 Wrightsboro Rd | Grovetown | Columbia | 10003170 | 2 | Flapper Valve | 2021-08-01 | FALSE | 2021-08-15 | FALSE | Currently in Use | Regular | 20000 | Composite Double Walled | 2021-07-01 |  | Double-Walled Flex | Pressurized
Sprint 733 | 1325 Harlem Appling Rd | Harlem | Columbia | 10003071 | 2A | Flapper Valve | 2020-09-01 | FALSE | 2020-09-01 | FALSE | Currently in Use | Diesel | 15000 | Composite Double Walled | 2020-08-06 |  | Double-Walled Flex | Pressurized
Sprint 749 | 4915 Wrightsboro Rd | Grovetown | Columbia | 10003170 | 1C | Flapper Valve | 2021-08-01 | FALSE | 2021-08-15 | FALSE | Currently in Use | E-0 | 5000 | Composite Double Walled | 2021-07-01 |  | Double-Walled Flex | Pressurized
ROADS & BRIDGES DEPT | 2257 COUNTY CAMP RD | APPLING | Columbia | 9036048 | 1 |  | 1992-07-01 |  |  |  | Removed from Ground | Gas (Historical Use) | 10000 | Composite | 1992-07-01 | 1998-05-07 | Fiberglass Reinforced Plastic | Pressurized
FORMER GAS STATION | 3570 MISTLETOE ROAD | APPLING | Columbia | 10000543 | 3 |  |  | FALSE |  | FALSE | Removed from Ground | Empty | 500 | Bare Steel | 2003-12-01 | 2003-12-01 | Bare Steel
Sprint 749 | 4915 Wrightsboro Rd | Grovetown | Columbia | 10003170 | 1B | Flapper Valve | 2021-08-01 | FALSE | 2021-08-15 | FALSE | Currently in Use | Premium | 5000 | Composite Double Walled | 2021-07-01 |  | Double-Walled Flex | Pressurized
THE CORNER STORE | 3146 RAY OWENS RD | APPLING | Columbia | 360063 | 1 |  | 1999-09-26 |  | 1999-09-26 |  | Temporarily out of use | Gas (Historical Use) | 6000 | Steel-Impressed Current | 1978-05-10 |  | Cathodically Protected | Suction (American)
THE CORNER STORE | 3146 RAY OWENS RD | APPLING | Columbia | 360063 | 2 |  | 1999-09-26 |  | 1999-09-26 |  | Temporarily out of use | Gas (Historical Use) | 6000 | Steel-Impressed Current | 1978-05-10 |  | Cathodically Protected | Suction (American)
TRADEWINDS MARINA | 5577 MARINA PKWY | APPLING | Columbia | 360004 | 3 |  | 1999-01-12 |  | 1999-01-12 |  | Currently in Use | Gas (Historical Use) | 4000 | Steel-Impressed Current | 1971-03-28 |  | Double-Walled Flex | Pressurized
PAIR OF JACKS | 6600 WASHINGTON ROAD | APPLING | Columbia | 360049 | 4 | [5 empty] | Removed from Ground | Gas (Historical Use) | 3000 | Bare Steel | 1976-05-10 | 1998-10-01 | Galvanized Steel
PAIR OF JACKS | 6600 WASHINGTON ROAD | APPLING | Columbia | 360049 | 1 | [5 empty] | Removed from Ground | Gas (Historical Use) | 3000 | Bare Steel | 1976-05-10 | 1998-10-01 | Galvanized Steel | Pressurized
POLLARDS CORNER | 5863 WASHINGTON RD GEORGIA HWY 1 | APPLING | Columbia | 9036018 | 8 |  | 1993-06-25 |  | 1993-06-25 |  | Currently in Use | Gas (Historical Use) | 8000 | Composite | 1993-06-25 |  | Fiberglass Reinforced Plastic | Pressurized
POLLARDS CORNER | 5863 WASHINGTON RD GEORGIA HWY 1 | APPLING | Columbia | 9036018 | 9 |  | 1993-06-25 |  | 1993-06-25 |  | Currently in Use | Gas (Historical Use) | 8000 | Composite | 1993-06-25 |  | Fiberglass Reinforced Plastic | Pressurized
OVERTON SHELL | US HWY 78 | HARLEM | Columbia | 360062 | 1 | [5 empty] | Removed from Ground | Gas (Historical Use) | 2000 | Bare Steel | 1970-05-12 | 1989-02-01 | Galvanized Steel | Safe Suction (Euro)
WATTS SERVICE STATION | 310 W MILLEDGEVILLE RD | HARLEM | Columbia | 9035014 | 3 |  | 1996-07-17 | FALSE | 1996-07-17 | FALSE | Removed from Ground | Gas (Historical Use) | 4000 | Steel-Impressed Current | 1981-01-01 | 2018-08-10 |  | Suction (American)
RIDGE ROAD BAIT & TACKLE | 6539 WASHINGTON RD | APPLING | Columbia | 9036049 | 4B |  | 2000-05-10 |  | 2000-05-10 |  | Temporarily out of use | Gas (Historical Use) | 4000 | Composite | 2000-05-10 |  | Fiberglass Reinforced Plastic | Pressurized
RIDGE ROAD BAIT & TACKLE | 6539 WASHINGTON RD | APPLING | Columbia | 9036049 | 1 | [5 empty] | Removed from Ground | Gas (Historical Use) | 2000 | Bare Steel | 1968-01-01 | 1998-12-16 | Bare Steel | Suction (American)
JERNIGANS GROCERY | RTE 2 BOX 263B | HARLEM | Columbia | 360048 | 1 | [5 empty] | Permanently Out Of Use | Gas (Historical Use) | 2000 | Bare Steel | 1962-05-14 | 1999-09-08 | Galvanized Steel | Suction (American)
CULPEPPER MOTOR CO INC | 110 WEST MILLEDGEVILLE RD | HARLEM | Columbia | 360065 | 3 | [5 empty] | Permanently Out of Use - historical purposes | Gas (Historical Use) | 1050 | Bare Steel | 1946-06-12 | 1899-12-31 | Galvanized Steel
CIRCLE K #5586 | 1825 APPLING HARLEM DR | APPLING | Columbia | 360042 | 2 | [5 empty] | Removed from Ground | Gas (Historical Use) | 10000 | Bare Steel | 1977-05-07 | 1997-06-01 | Galvanized Steel | Pressurized
CIRCLE K #5586 | 1825 APPLING HARLEM DR | APPLING | Columbia | 360042 | 11 |  | 1987-05-07 |  | 1987-05-07 |  | Temporarily out of use | Other | 8000 | Double Walled | 1987-05-07 |  | Fiberglass Reinforced Plastic | Pressurized
BEN DREAMING | 6697 WASHINGTON RD | APPLING | Columbia | 10001513 | 3 | Flapper Valve | 2007-12-01 | FALSE | 2007-12-01 | FALSE | Currently in Use | Diesel | 6000 | Composite | 2007-10-01 |  | Double-Walled Flex | Pressurized
NATIONAL WEATHER SERVICE OFFICE | BUSH FIELD BUSHFIELD AIRPORT 150 | AUGUSTA | Columbia | 360021 | 1 | [5 empty] | Removed from Ground | Diesel | 150 | Bare Steel | 1976-04-13 | 1899-12-31 | Copper
GA FC-COLUMBIA CO UNIT | GA HWY 223/2 1/4 MI E OF GROVETO | HARLEM | Columbia | 360022 | 3 | [5 empty] | Removed from Ground | Gas (Historical Use) | 2000 | Bare Steel | 1979-04-24 | 1991-04-01 | Galvanized Steel
JET FOOD STORE #9 | 345 MILLEDGEVILLE ST | HARLEM | Columbia | 360038 | 2 |  | 1996-06-01 |  | 1996-06-01 |  | Currently in Use | Gas (Historical Use) | 10000 | Cathodically Protected Steel | 1982-05-02 |  | Cathodically Protected | Pressurized
PUMPKIN CENTER STORE | US HWY 221 @ GA HWY 223 | HARLEM | Columbia | 9036019 | 1D |  | 1993-07-01 |  | 1993-07-01 |  | Currently in Use | Diesel | 10000 | Galvanic (STIP-3) | 1993-07-01 |  | Flex | Pressurized
POLLARDS CORNER | 5863 WASHINGTON RD GEORGIA HWY 1 | APPLING | Columbia | 9036018 | 1 | [5 empty] | Removed from Ground | Gas (Historical Use) | 10000 | Not Marked/Unknown | 1993-11-01 | 1993-11-01 | Not Marked
HARLEM EXPRESS | 110 E MILLEDGEVILLE RD | HARLEM | Columbia | 360033 | 5 |  | 1993-06-03 |  | 1993-06-03 |  | Currently in Use | Gas (Historical Use) | 6000 | Cathodically Protected Steel | 1993-07-07 |  | Fiberglass Reinforced Plastic | Pressurized
FAST FARE GA-513/ZIPPY MART #430 | US HWY 278 & EAST BELL AVE | HARLEM | Columbia | 9036017 | 1 | [5 empty] | Removed from Ground | Gas (Historical Use) | 6000 | Bare Steel | 1975-01-01 | 1993-10-13 | Galvanized Steel | Pressurized
HARLEM EXPRESS | 110 E MILLEDGEVILLE RD | HARLEM | Columbia | 360033 | 6 |  | 1993-06-03 |  | 1993-06-03 |  | Currently in Use | Gas (Historical Use) | 6000 | Cathodically Protected Steel | 1993-07-07 |  | Fiberglass Reinforced Plastic | Pressurized
JET FOOD STORE #9 | 345 MILLEDGEVILLE ST | HARLEM | Columbia | 360038 | 1 |  | 1996-06-01 |  | 1996-06-01 |  | Currently in Use | Gas (Historical Use) | 10000 | Cathodically Protected Steel | 1982-05-02 |  | Cathodically Protected | Pressurized
CULPEPPER MOTOR CO INC | 110 WEST MILLEDGEVILLE RD | HARLEM | Columbia | 360065 | 1 | [5 empty] | Permanently Out of Use - historical purposes | Gas (Historical Use) | 2000 | Bare Steel | 1966-06-07 | 1899-12-31 | Galvanized Steel
FAST FARE GA-513/ZIPPY MART #430 | US HWY 278 & EAST BELL AVE | HARLEM | Columbia | 9036017 | 2 | [5 empty] | Removed from Ground | Gas (Historical Use) | 6000 | Bare Steel | 1975-01-01 | 1993-10-13 | Galvanized Steel | Pressurized
POLLARD LUMBER CO INC | 5863 WASHINGTON RD 1/2 MILE S OF | APPLING | Columbia | 360012 | 5 | Ball Float | 1991-07-11 | FALSE | 1991-07-11 | FALSE | Currently in Use | Regular | 10000 | Galvanic (STIP-3) | 1991-07-11 |  | Double-Walled Fiberglass | Pressurized
POLLARD LUMBER CO INC | 5863 WASHINGTON RD 1/2 MILE S OF | APPLING | Columbia | 360012 | 4 | Ball Float | 1991-07-11 | FALSE | 1991-07-11 | FALSE | Currently in Use | Diesel On Road | 10000 | Galvanic (STIP-3) | 1991-07-11 |  | Double-Walled Fiberglass | Pressurized
GA DNR/MISTLETOE STATE PARK | 3723 MISTLETOE RD | APPLING | Columbia | 360011 | 2 | [5 empty] | Removed from Ground | Diesel | 500 | Marked Unknown | 1999-04-01 | 1999-04-01 | Unknown | Suction (American)
LITTLE RIVER MARINA AND FAMILY R | 4271 OLD LINCOLNTON RD | APPLING | Columbia | 360055 | 3 | [5 empty] | Removed from Ground | Other | 2000 | Bare Steel | 1958-05-14 | 2014-05-14 | Galvanized Steel
POLLARDS CORNER | 5863 WASHINGTON RD GEORGIA HWY 1 | APPLING | Columbia | 9036018 | 6 | [5 empty] | Removed from Ground | Kerosene | 1000 | Not Marked/Unknown | 1993-11-01 | 1993-11-01 | Not Marked
Appling Hardware/Unknown | GA HWY 47 & 150 | APPLING | Columbia | 9036065 | 1 | [5 empty] | Removed from Ground | Gas (Historical Use) | 0 | Not Marked/Unknown |  | 1899-12-31 | Not Marked
HARLEM EXPRESS | 110 E MILLEDGEVILLE RD | HARLEM | Columbia | 360033 | 8 |  | 1998-09-25 | FALSE | 1998-09-25 | FALSE | Removed from Ground | Kerosene | 1000 | Steel-Impressed Current | 1980-06-01 |  |  | Safe Suction (Euro)
JET FOOD STORE #9 | 345 MILLEDGEVILLE ST | HARLEM | Columbia | 360038 | 4 |  | 1996-06-01 |  | 1996-06-01 |  | Currently in Use | Diesel | 10000 | Cathodically Protected Steel | 1982-05-02 |  | Cathodically Protected | Pressurized
KNOX-RIVERS CONSTRUCTION CO | HIGHWAY 232 | APPLING | Columbia | 9001021 | 0 |  |  | TRUE |  | TRUE | Removed from Ground | Used Oil | 500 | Not Marked/Unknown | 1995-03-02 | 1995-03-02 | Not Marked
POLLARDS CORNER | 5863 WASHINGTON RD GEORGIA HWY 1 | APPLING | Columbia | 9036018 | 2 | [5 empty] | Removed from Ground | Gas (Historical Use) | 10000 | Not Marked/Unknown | 1993-11-01 | 1993-11-01 | Not Marked
FORMER GAS STATION | 3570 MISTLETOE ROAD | APPLING | Columbia | 10000543 | 1 |  |  | FALSE |  | FALSE | Removed from Ground | Empty | 1000 | Bare Steel | 2003-12-01 | 2003-12-01 | Bare Steel
OVERTON SHELL | US HWY 78 | HARLEM | Columbia | 360062 | 4 | [5 empty] | Removed from Ground | Diesel | 2000 | Bare Steel | 1970-01-01 | 1989-02-01 | Galvanized Steel | Safe Suction (Euro)
PUMPKIN CENTER STORE | US HWY 221 @ GA HWY 223 | HARLEM | Columbia | 9036019 | 4K |  | 1993-07-10 |  | 1993-07-10 |  | Currently in Use | Kerosene | 1000 | Galvanic (STIP-3) | 1993-07-10 |  | Flex | Pressurized
TRADEWINDS MARINA | 5577 MARINA PKWY | APPLING | Columbia | 360004 | 4 | [5 empty] | Removed from Ground | Gas (Historical Use) | 10000 | Bare Steel | 1971-03-28 | 1997-06-01 | Galvanized Steel | Safe Suction (Euro)
CECIL B BULLARD INC | 7469 WINFIELD RD | APPLING | Columbia | 360061 | 4B |  | 1997-03-15 |  | 1997-03-15 |  | Closed in Ground | Gas (Historical Use) | 4000 | Fiberglass Double Walled | 1997-03-15 | 2016-12-23 | Double-Walled Fiberglass | Safe Suction (Euro)
LITTLE RIVER MARINA AND FAMILY R | 4271 OLD LINCOLNTON RD | APPLING | Columbia | 360055 | 2 | [5 empty] | Removed from Ground | Other | 2000 | Bare Steel | 1958-05-14 | 2014-05-14 | Galvanized Steel
PAIR OF JACKS | 6600 WASHINGTON ROAD | APPLING | Columbia | 360049 | 2 | [5 empty] | Removed from Ground | Gas (Historical Use) | 3000 | Bare Steel | 1976-05-10 | 1998-10-01 | Galvanized Steel | Pressurized
POLLARDS CORNER | 5863 WASHINGTON RD GEORGIA HWY 1 | APPLING | Columbia | 9036018 | 4 | [5 empty] | Removed from Ground | Gas (Historical Use) | 3000 | Not Marked/Unknown | 1993-11-01 | 1993-11-01 | Not Marked
POLLARDS CORNER | 5863 WASHINGTON RD GEORGIA HWY 1 | APPLING | Columbia | 9036018 | 5 | [5 empty] | Removed from Ground | Diesel | 6000 | Not Marked/Unknown | 1993-11-01 | 1993-11-01 | Not Marked
POLLARDS CORNER | 5863 WASHINGTON RD GEORGIA HWY 1 | APPLING | Columbia | 9036018 | 7 |  | 1993-06-25 |  | 1993-06-25 |  | Currently in Use | Gas (Historical Use) | 8000 | Composite | 1993-06-25 |  | Fiberglass Reinforced Plastic | Pressurized
HARLEM EXPRESS | 110 E MILLEDGEVILLE RD | HARLEM | Columbia | 360033 | 3 | [5 empty] | Removed from Ground | Diesel | 4000 | Bare Steel | 1976-05-03 | 1899-12-31 | Galvanized Steel
OVERTON SHELL | US HWY 78 | HARLEM | Columbia | 360062 | 2 | [5 empty] | Removed from Ground | Gas (Historical Use) | 1000 | Bare Steel | 1970-05-12 | 1989-02-01 | Galvanized Steel | Safe Suction (Euro)
PUMPKIN CENTER STORE | US HWY 221 @ GA HWY 223 | HARLEM | Columbia | 9036019 | 2 | [5 empty] | Removed from Ground | Gas (Historical Use) | 6000 | Bare Steel | 1993-08-01 | 1993-08-01 | Galvanized Steel
PUMPKIN CENTER STORE | US HWY 221 @ GA HWY 223 | HARLEM | Columbia | 9036019 | 2G |  | 1993-07-01 |  | 1993-07-01 |  | Currently in Use | Gas (Historical Use) | 10000 | Galvanic (STIP-3) | 1993-07-01 |  | Flex | Pressurized
GA FC-COLUMBIA CO UNIT | GA HWY 223/2 1/4 MI E OF GROVETO | HARLEM | Columbia | 360022 | 6 |  | 1991-01-01 |  | 1991-01-01 |  | Removed from Ground | Diesel | 1000 | Galvanic (STIP-3) | 1991-01-01 | 2007-10-30 | Cathodically Protected | Safe Suction (Euro)
HARLEM EXPRESS | 110 E MILLEDGEVILLE RD | HARLEM | Columbia | 360033 | 2 | [5 empty] | Removed from Ground | Gas (Historical Use) | 4000 | Bare Steel | 1976-05-03 | 1899-12-31 | Galvanized Steel
OVERTON SHELL | US HWY 78 | HARLEM | Columbia | 360062 | 3 | [5 empty] | Removed from Ground | Gas (Historical Use) | 1000 | Bare Steel | 1970-05-12 | 1989-02-01 | Galvanized Steel | Safe Suction (Euro)
ROBERTS CLEANERS | 110 EAST MILLEDGEVILLE RD | HARLEM | Columbia | 9036068 | 2 | [5 empty] | Removed from Ground | Gas (Historical Use) | 1000 | Marked Unknown | 2001-09-30 | 2001-09-30 | Unknown
HARLEM MIDDLE SCHOOL | 524 FAIRVIEW DR | HARLEM | Columbia | 9036039 | 4D |  | 1993-07-30 |  | 1993-07-30 |  | Currently in Use | Diesel | 10000 | Galvanic (STIP-3) | 1987-07-12 |  | Fiberglass Reinforced Plastic | Safe Suction (Euro)
PUMPKIN CENTER STORE | US HWY 221 @ GA HWY 223 | HARLEM | Columbia | 9036019 | 3 | [5 empty] | Removed from Ground | Kerosene | 250 | Bare Steel | 1993-08-01 | 1993-08-01 | Galvanized Steel
FAST FARE GA-513/ZIPPY MART #430 | US HWY 278 & EAST BELL AVE | HARLEM | Columbia | 9036017 | 3 | [5 empty] | Removed from Ground | Gas (Historical Use) | 10000 | Bare Steel | 1975-01-01 | 1993-10-13 | Galvanized Steel | Pressurized
TRADEWINDS MARINA | 5577 MARINA PKWY | APPLING | Columbia | 360004 | 2 |  | 1999-01-12 |  | 1999-01-12 |  | Currently in Use | Gas (Historical Use) | 6000 | Steel-Impressed Current | 1971-03-28 |  | Double-Walled Flex | Pressurized
POLLARD LUMBER CO INC | 5863 WASHINGTON RD 1/2 MILE S OF | APPLING | Columbia | 360012 | 3 | Ball Float | 1991-07-11 | FALSE | 1991-07-11 | FALSE | Currently in Use | Diesel Off Road | 10000 | Galvanic (STIP-3) | 1991-07-11 |  | Double-Walled Fiberglass | Pressurized
LITTLE RIVER MARINA AND FAMILY R | 4271 OLD LINCOLNTON RD | APPLING | Columbia | 360055 | 5 |  | 1988-08-01 |  | 1988-08-01 |  | Removed from Ground | Gas (Historical Use) | 4000 | Galvanic (STIP-3) | 1988-08-01 | 2014-05-15 | Galvanized Steel | Pressurized
LITTLE RIVER MARINA AND FAMILY R | 4271 OLD LINCOLNTON RD | APPLING | Columbia | 360055 | 4 |  | 1988-08-01 |  | 1988-08-01 |  | Removed from Ground | Gas (Historical Use) | 4000 | Galvanic (STIP-3) | 1988-08-01 | 2014-05-15 | Galvanized Steel | Pressurized
FORCE TRUCKING CO | 6451 NATURES WAY | APPLING | Columbia | 9036043 | 1 |  | 1993-08-23 |  | 1993-08-23 |  | Removed from Ground | Diesel | 10000 | Galvanic (STIP-3) | 1993-08-23 | 2010-09-15 | Fiberglass Reinforced Plastic | Pressurized
GA DOT #10207/COLUMBIA MAINT HQ | STAR ROUTE BOX 60 A-1 | HARLEM | Columbia | 360024 | 10207-1 | [5 empty] | Removed from Ground | Gas (Historical Use) | 1000 | Bare Steel | 1965-05-04 | 1991-06-01 | Galvanized Steel
HARLEM EXPRESS | 110 E MILLEDGEVILLE RD | HARLEM | Columbia | 360033 | 1 | [5 empty] | Removed from Ground | Gas (Historical Use) | 4000 | Bare Steel | 1976-05-03 | 1899-12-31 | Galvanized Steel
JERNIGANS GROCERY | RTE 2 BOX 263B | HARLEM | Columbia | 360048 | 2 | [5 empty] | Permanently Out Of Use | Gas (Historical Use) | 2000 | Bare Steel | 1962-05-14 | 1999-09-08 | Galvanized Steel | Suction (American)
CULPEPPER MOTOR CO INC | 110 WEST MILLEDGEVILLE RD | HARLEM | Columbia | 360065 | 2 | [5 empty] | Permanently Out of Use - historical purposes | Gas (Historical Use) | 1050 | Bare Steel | 1946-06-12 | 1899-12-31 | Galvanized Steel
ROBERTS CLEANERS | 110 EAST MILLEDGEVILLE RD | HARLEM | Columbia | 9036068 | 1 | [5 empty] | Removed from Ground | Gas (Historical Use) | 1000 | Marked Unknown | 2001-09-30 | 2001-09-30 | Unknown
GA DNR/MISTLETOE STATE PARK | 3723 MISTLETOE RD | APPLING | Columbia | 360011 | 626808 |  | 2000-08-21 | FALSE | 2000-08-21 | FALSE | Temporarily out of use | Empty | 2500 | Fiberglass Double Walled | 2000-08-09 |  | Fiberglass Reinforced Plastic | Suction (American)
CECIL B BULLARD INC | 7469 WINFIELD RD | APPLING | Columbia | 360061 | 3 | [5 empty] | Removed from Ground | Gas (Historical Use) | 1000 | Bare Steel | 1987-01-07 | 1995-06-01 | Galvanized Steel
PAIR OF JACKS | 6600 WASHINGTON ROAD | APPLING | Columbia | 360049 | 5B |  | 1998-11-01 |  | 1998-11-01 | TRUE | Currently in Use | Gas (Historical Use) | 6000 | Fiberglass | 1998-11-01 |  | Fiberglass Reinforced Plastic | Pressurized
CIRCLE K #5586 | 1825 APPLING HARLEM DR | APPLING | Columbia | 360042 | 6 | [5 empty] | Removed from Ground | Diesel | 4000 | Bare Steel | 1976-05-07 | 1987-09-30 | Galvanized Steel
CIRCLE K #5586 | 1825 APPLING HARLEM DR | APPLING | Columbia | 360042 | 9 |  | 1987-05-07 |  | 1987-05-07 |  | Currently in Use | Gas (Historical Use) | 12000 | Double Walled | 1987-05-07 |  | Fiberglass Reinforced Plastic | Pressurized
CIRCLE K #5586 | 1825 APPLING HARLEM DR | APPLING | Columbia | 360042 | 8 |  | 1987-05-07 |  | 1987-05-07 |  | Currently in Use | Gas (Historical Use) | 12000 | Double Walled | 1987-05-07 |  | Fiberglass Reinforced Plastic | Pressurized
POLLARDS CORNER | 5863 WASHINGTON RD GEORGIA HWY 1 | APPLING | Columbia | 9036018 | 11 |  | 1993-06-25 |  | 1993-06-25 |  | Currently in Use | Diesel | 10000 | Composite | 1994-01-14 |  | Fiberglass Reinforced Plastic | Safe Suction (Euro)
ROBERTS CLEANERS | 110 EAST MILLEDGEVILLE RD | HARLEM | Columbia | 9036068 | 3 | [5 empty] | Removed from Ground | Used Oil | 250 | Marked Unknown | 2001-09-30 | 2001-09-30 | Unknown
HARLEM MINI FOOD | 175 W MILLEDGEVILLE RD | HARLEM | Columbia | 10000764 | 1 |  | 2004-08-01 | FALSE | 2004-08-01 | FALSE | Currently in Use | Gas (Historical Use) | 8000 | Epoxy | 2004-08-01 |  | Fiberglass Reinforced Plastic | Pressurized
TRADEWINDS MARINA | 5577 MARINA PKWY | APPLING | Columbia | 360004 | 1 |  | 1999-01-12 |  | 1999-01-12 |  | Temporarily out of use | Gas (Historical Use) | 6000 | Steel-Impressed Current | 1971-03-28 |  | Double-Walled Flex | Pressurized
RIDGE ROAD BAIT & TACKLE | 6539 WASHINGTON RD | APPLING | Columbia | 9036049 | 4A |  | 2000-05-10 |  | 2000-05-10 |  | Temporarily out of use | Gas (Historical Use) | 8000 | Composite | 2000-05-10 |  | Fiberglass Reinforced Plastic | Pressurized
WATTS SERVICE STATION | 310 W MILLEDGEVILLE RD | HARLEM | Columbia | 9035014 | 1 |  | 1996-07-17 | FALSE | 1996-07-17 | FALSE | Removed from Ground | Gas (Historical Use) | 6000 | Steel-Impressed Current | 1981-01-01 | 2018-08-10 |  | Suction (American)
PUMPKIN CENTER STORE | US HWY 221 @ GA HWY 223 | HARLEM | Columbia | 9036019 | 3G |  | 1993-07-10 |  | 1993-07-10 |  | Currently in Use | Gas (Historical Use) | 6000 | Galvanic (STIP-3) | 1993-07-10 |  | Flex | Pressurized
CIRCLE K #5374 | 5101 WRIGHTSBORO RD | GROVETOWN | Columbia | 9036026 | 2 |  | 1994-12-27 |  | 1994-12-27 |  | Removed from Ground | Gas (Historical Use) | 12000 | Double Walled | 1994-12-27 | 2015-11-12 | Fiberglass Reinforced Plastic | Pressurized
I-20 AMOCO | BELAIR RD & I-20 | MARTINEZ | Columbia | 360041 | UNLEAD | [5 empty] | Removed from Ground | Gas (Historical Use) | 6000 | Bare Steel | 1967-05-07 | 1988-05-01 | Galvanized Steel
SMILE GAS #109 | 311 ROBINSON AVENUE | GROVETOWN | Columbia | 360045 | 1 | [5 empty] | Removed from Ground | Gas (Historical Use) | 8000 | Bare Steel | 1974-05-08 | 1996-10-28 | Not Marked | Pressurized
Pumping Station #8 | 499 Lewiston Road | Grovetown | Columbia | 9036038 | 2 | Flapper Valve | 1991-09-26 | FALSE | 1991-06-26 | FALSE | Removed from Ground | Premium | 8000 | Galvanic (STIP-3) | 1991-09-26 |  | Fiberglass Reinforced Plastic | Pressurized
CIRCLE K #5374 | 5101 WRIGHTSBORO RD | GROVETOWN | Columbia | 9036026 | 7A | Flapper Valve | 2016-01-05 | FALSE | 2016-01-05 | FALSE | Currently in Use | Premium | 7000 | Composite Double Walled | 2016-01-05 |  | Double-Walled Fiberglass | Pressurized
KROGER #GA-644 | 435 LEWISTON RD | GROVETOWN | Columbia | 10002592 | 2B | Overfill Alarm | 2016-07-27 | FALSE | 2016-07-27 | FALSE | Currently in Use | Premium | 8000 | Fiberglass Double Walled | 2016-06-16 |  | Double-Walled Flex | Pressurized
I-20 AMOCO | BELAIR RD & I-20 | MARTINEZ | Columbia | 360041 | OIL |  |  | TRUE |  | TRUE | Removed from Ground | Used Oil | 550 | Bare Steel | 1967-05-07 | 1988-05-01 | Galvanized Steel
I-20 AMOCO | BELAIR RD & I-20 | MARTINEZ | Columbia | 360041 | PREM1 | [5 empty] | Removed from Ground | Gas (Historical Use) | 6000 | Bare Steel | 1967-05-07 | 1988-05-01 | Galvanized Steel
I-20 AMOCO | BELAIR RD & I-20 | MARTINEZ | Columbia | 360041 | DIESEL | [5 empty] | Removed from Ground | Diesel | 3000 | Bare Steel | 1967-05-07 | 1988-05-01 | Galvanized Steel
VIJAY KUMAR | 500 LEWISTON RD | GROVETOWN | Columbia | 9036003 | 1 | [5 empty] | Removed from Ground | Gas (Historical Use) | 6000 | Bare Steel | 1970-05-05 | 1987-08-01 | Galvanized Steel
VIJAY KUMAR | 500 LEWISTON RD | GROVETOWN | Columbia | 9036003 | 7 |  | 1987-08-01 |  | 1987-08-01 |  | Removed from Ground | Gas (Historical Use) | 10000 | Fiberglass | 1987-08-25 | 2008-10-30 | Fiberglass Reinforced Plastic | Pressurized
A & S FOODMART | 317 E ROBINSON AVE | GROVETOWN | Columbia | 9036041 | 2 | [5 empty] | Removed from Ground | Gas (Historical Use) | 10000 | Bare Steel | 1982-01-01 | 1997-08-14 | Galvanized Steel | Suction (American)
5100 WRIGHTSBORO LLC | 5100 WRIGHTSBORO RD | GROVETOWN | Columbia | 9036029 | 1 |  | 1988-01-01 | FALSE | 1988-01-01 | FALSE | Currently in Use | Gas (Historical Use) | 10000 | Galvanic (STIP-3) | 1988-01-01 |  | Fiberglass Reinforced Plastic | Pressurized
CIRCLE K #5374 | 5101 WRIGHTSBORO RD | GROVETOWN | Columbia | 9036026 | 5 |  | 1994-12-27 |  | 1994-12-27 |  | Removed from Ground | Other | 10000 | Double Walled | 1994-12-27 | 2015-11-12 | Fiberglass Reinforced Plastic | Pressurized
LEWISTON FOOD MART | 107 LEWISTON RD | GROVETOWN | Columbia | 10001562 | 2A | Ball Float | 2008-05-01 | FALSE | 2008-05-01 | FALSE | Currently in Use | Gas (Historical Use) | 6000 | Composite | 2008-03-01 |  | Fiberglass Reinforced Plastic | Pressurized
CIRCLE K #1875 | 3003 GORDON HWY | GROVETOWN | Columbia | 10002286 | 1 |  | 2014-01-14 | FALSE | 2014-01-14 | FALSE | Currently in Use | Gas (Historical Use) | 15000 | Composite Double Walled | 2013-11-13 |  | Double-Walled Fiberglass | Pressurized
KROGER #GA-644 | 435 LEWISTON RD | GROVETOWN | Columbia | 10002592 | 2A | Overfill Alarm | 2016-07-27 | FALSE | 2016-07-27 | FALSE | Currently in Use | Diesel | 10000 | Fiberglass Double Walled | 2016-06-16 |  | Double-Walled Flex | Pressurized
Pumping Station #8 | 499 Lewiston Road | Grovetown | Columbia | 9036038 | 4 | Flapper Valve | 1991-09-16 | FALSE | 1991-09-26 | FALSE | Removed from Ground | Diesel | 12000 | Galvanic (STIP-3) | 1991-09-26 |  | Fiberglass Reinforced Plastic | Pressurized
A & S FOODMART | 317 E ROBINSON AVE | GROVETOWN | Columbia | 9036041 | 3 |  | 1998-01-15 |  | 1998-01-15 |  | Currently in Use | Gas (Historical Use) | 8000 | Composite | 1998-01-15 |  | Double Walled | Pressurized
WATTS SERVICE STATION | 310 W MILLEDGEVILLE RD | HARLEM | Columbia | 9035014 | 2 |  | 1996-07-17 | FALSE | 1996-07-17 | FALSE | Removed from Ground | Gas (Historical Use) | 4000 | Steel-Impressed Current | 1981-01-01 | 2018-08-10 |  | Suction (American)
SIMS PARCEL | 6133 OLD AUGUSTA ROAD | HARLEM | Columbia | 10001351 | 1 |  |  | FALSE |  | FALSE | Removed from Ground | Diesel | 0 | Unknown | 1994-01-01 | 1994-01-01
COLUMBIA COUNTY SCHOOL BUS SHOP | 5998 COLUMBIA RD | GROVETOWN | Columbia | 9000738 | 2RU |  | 1991-01-01 |  | 1991-01-01 |  | Currently in Use | Gas (Historical Use) | 10000 | Galvanic (STIP-3) | 1991-01-01 |  | Fiberglass Reinforced Plastic | Pressurized
COLUMBIA COUNTY SCHOOL BUS SHOP | 5998 COLUMBIA RD | GROVETOWN | Columbia | 9000738 | 1D |  | 1991-01-01 |  | 1991-01-01 |  | Currently in Use | Diesel | 10000 | Galvanic (STIP-3) | 1991-01-01 |  | Fiberglass Reinforced Plastic | Pressurized
VIJAY KUMAR | 500 LEWISTON RD | GROVETOWN | Columbia | 9036003 | 2 | [5 empty] | Removed from Ground | Gas (Historical Use) | 6000 | Bare Steel | 1970-05-05 | 1987-08-01 | Galvanized Steel
A & S FOODMART | 317 E ROBINSON AVE | GROVETOWN | Columbia | 9036041 | 4 |  | 1998-01-15 |  | 1998-01-15 |  | Currently in Use | Gas (Historical Use) | 7000 | Composite | 1998-01-15 |  | Double Walled | Pressurized
A & S FOODMART | 317 E ROBINSON AVE | GROVETOWN | Columbia | 9036041 | 1 | [5 empty] | Removed from Ground | Gas (Historical Use) | 10000 | Bare Steel | 1982-01-01 | 1997-08-14 | Galvanized Steel | Suction (American)
PUMPKIN CENTER STORE | US HWY 221 @ GA HWY 223 | HARLEM | Columbia | 9036019 | 1 | [5 empty] | Removed from Ground | Gas (Historical Use) | 6000 | Bare Steel | 1993-08-01 | 1993-08-01 | Galvanized Steel
HARLEM MINI FOOD | 175 W MILLEDGEVILLE RD | HARLEM | Columbia | 10000764 | 2 |  | 2004-08-01 | FALSE | 2004-08-01 | FALSE | Currently in Use | Gas (Historical Use) | 6000 | Epoxy | 2004-08-01 |  | Fiberglass Reinforced Plastic | Pressurized
NO FACILITY NAME GIVEN | 102 WEST ROBINSON AVE | GROVETOWN | Columbia | 360035 | 1 | [5 empty] | Closed in Ground | Gas (Historical Use) | 1060 | Bare Steel | 1971-03-31 | 1995-04-15 | Galvanized Steel
GA IRON WORKS CO | 5000 WRIGHTSBORO RD | GROVETOWN | Columbia | 360068 | 2 | [5 empty] | Removed from Ground | Gas (Historical Use) | 4000 | Bare Steel | 1970-01-05 | 1990-09-24 | Galvanized Steel
GEARIG | 322 GRIMAUDE BLVD | GROVETOWN | Columbia | 10002480 | 1A | Flapper Valve | 2015-05-15 | FALSE | 2015-08-15 | FALSE | Currently in Use | Diesel Off Road | 20000 | Composite Double Walled | 2015-06-01 |  | Double-Walled Flex | Pressurized
CECIL B BULLARD INC | 7469 WINFIELD RD | APPLING | Columbia | 360061 | 1 | [5 empty] | Removed from Ground | Gas (Historical Use) | 2000 | Bare Steel | 1986-01-07 | 1995-06-01 | Galvanized Steel
PAIR OF JACKS | 6600 WASHINGTON ROAD | APPLING | Columbia | 360049 | 5C |  | 1998-11-01 |  | 1998-11-01 | TRUE | Currently in Use | Diesel | 4000 | Fiberglass | 1998-11-01 |  | Fiberglass Reinforced Plastic | Pressurized
CIRCLE K #5586 | 1825 APPLING HARLEM DR | APPLING | Columbia | 360042 | 3 | [5 empty] | Removed from Ground | Gas (Historical Use) | 10000 | Bare Steel | 1977-05-07 | 1997-06-03 | Galvanized Steel | Pressurized
POLLARDS CORNER | 5863 WASHINGTON RD GEORGIA HWY 1 | APPLING | Columbia | 9036018 | 10 |  | 1993-06-25 |  | 1993-06-25 |  | Currently in Use | Kerosene | 1000 | Composite | 1993-06-25 |  | Fiberglass Reinforced Plastic | Safe Suction (Euro)
GA FC-COLUMBIA CO UNIT | GA HWY 223/2 1/4 MI E OF GROVETO | HARLEM | Columbia | 360022 | 2 | [5 empty] | Closed in Ground | Diesel | 560 | Bare Steel | 1979-04-24 | 1991-02-01 | Galvanized Steel
PAIR OF JACKS | 6600 WASHINGTON ROAD | APPLING | Columbia | 360049 | 3 | [5 empty] | Removed from Ground | Gas (Historical Use) | 3000 | Bare Steel | 1976-05-10 | 1998-10-01 | Galvanized Steel | Pressurized
PAIR OF JACKS | 6600 WASHINGTON ROAD | APPLING | Columbia | 360049 | 5A |  | 1998-11-01 |  | 1998-11-01 | TRUE | Currently in Use | Gas (Historical Use) | 10000 | Fiberglass | 1998-11-01 |  | Fiberglass Reinforced Plastic | Pressurized
CIRCLE K #5586 | 1825 APPLING HARLEM DR | APPLING | Columbia | 360042 | 5 | [5 empty] | Removed from Ground | Diesel | 4000 | Bare Steel | 1976-05-07 | 1997-06-03 | Galvanized Steel
CIRCLE K #5586 | 1825 APPLING HARLEM DR | APPLING | Columbia | 360042 | 4 | [5 empty] | Removed from Ground | Diesel | 10000 | Bare Steel | 1987-01-01 | 1997-06-03 | Galvanized Steel | Pressurized
BEN DREAMING | 6697 WASHINGTON RD | APPLING | Columbia | 10001513 | 1 | Flapper Valve | 2008-02-01 | FALSE | 2008-02-01 | FALSE | Currently in Use | Gas (Historical Use) | 12000 | Composite | 2007-10-01 |  | Double-Walled Flex | Pressurized
GA FC-COLUMBIA CO UNIT | GA HWY 223/2 1/4 MI E OF GROVETO | HARLEM | Columbia | 360022 | 1 | [5 empty] | Closed in Ground | Kerosene | 2000 | Bare Steel | 1979-04-24 | 1991-02-01 | Galvanized Steel
GA DOT #10207/COLUMBIA MAINT HQ | STAR ROUTE BOX 60 A-1 | HARLEM | Columbia | 360024 | 207D1 | [5 empty] | Removed from Ground | Diesel | 1000 | Bare Steel | 1975-01-01 | 2003-01-22 | Galvanized Steel | Suction (American)
SMILE GAS #109 | 311 ROBINSON AVENUE | GROVETOWN | Columbia | 360045 | 2 | [5 empty] | Removed from Ground | Gas (Historical Use) | 8000 | Bare Steel | 1974-05-08 | 1996-10-28 | Fiberglass Reinforced Plastic | Pressurized
KNOW RIVERS ASPHALT PLANT | STATE RT 874 | GROVETOWN | Columbia | 9036031 | 2 | [5 empty] | Removed from Ground | Diesel | 3000 | Bare Steel |  | 1899-12-31 | Galvanized Steel | Safe Suction (Euro)
5100 WRIGHTSBORO LLC | 5100 WRIGHTSBORO RD | GROVETOWN | Columbia | 9036029 | 3 |  | 1988-01-01 | FALSE | 1988-01-01 | FALSE | Currently in Use | Gas (Historical Use) | 10000 | Galvanic (STIP-3) | 1988-01-01 |  | Fiberglass Reinforced Plastic | Pressurized
AM-PM CONVEIENCESTORE INC | 110 F HARLEM GROVETOWN RD | GROVETOWN | Columbia | 10002442 | 1A | Ball Float | 2015-02-01 | FALSE | 2015-02-01 | FALSE | Currently in Use | Gas (Historical Use) | 20000 | Composite Double Walled | 2015-02-01 |  | Double-Walled Flex | Pressurized
CIRCLE K 2704464 | 440 LEWISTON Rd | GROVETOWN | Columbia | 10002405 | 2A | Ball Float | 2014-11-01 | FALSE | 2014-11-01 | FALSE | Currently in Use | Premium | 7000 | Composite Double Walled | 2014-11-01 |  | Double-Walled Fiberglass | Pressurized
I-20 AMOCO | BELAIR RD & I-20 | MARTINEZ | Columbia | 360041 | PREM2 | [5 empty] | Removed from Ground | Gas (Historical Use) | 6000 | Bare Steel | 1967-05-07 | 1988-05-01 | Galvanized Steel
GULF #45241 | 5301 WRIGHTSBORO RD | GROVETOWN | Columbia | 360028 | 4 | [5 empty] | Removed from Ground | Kerosene | 285 | Bare Steel | 1970-05-05 | 1990-11-01 | Galvanized Steel
Pumping Station #8 | 499 Lewiston Road | Grovetown | Columbia | 9036038 | 1 | Flapper Valve | 1991-09-26 | FALSE | 1991-09-26 | FALSE | Removed from Ground | Regular | 12000 | Galvanic (STIP-3) | 1991-09-26 |  | Fiberglass Reinforced Plastic | Pressurized
LEWISTON FOOD MART | 107 LEWISTON RD | GROVETOWN | Columbia | 10001562 | 1 | Ball Float | 2008-05-01 | FALSE | 2008-05-01 | FALSE | Currently in Use | Gas (Historical Use) | 15000 | Composite | 2008-05-01 |  | Fiberglass Reinforced Plastic | Pressurized
MURPHY EXPRESS #8578 | 4009 GATEWAY BLVD | GROVETOWN | Columbia | 10001955 | 2B |  | 2010-05-25 | FALSE | 2010-05-25 | FALSE | Currently in Use | Premium | 8000 | Fiberglass Double Walled | 2010-05-14 |  | Double-Walled Flex | Pressurized
CIRCLE K 2704464 | 440 LEWISTON Rd | GROVETOWN | Columbia | 10002405 | 2B | Ball Float | 2014-11-01 | FALSE | 2014-11-01 | FALSE | Currently in Use | Diesel | 8000 | Composite Double Walled | 2014-11-01 |  | Double-Walled Fiberglass | Pressurized
KROGER #GA-644 | 435 LEWISTON RD | GROVETOWN | Columbia | 10002592 | 1 | Overfill Alarm | 2016-07-27 | FALSE | 2016-07-27 | FALSE | Currently in Use | Regular | 20000 | Fiberglass Double Walled | 2016-06-16 |  | Double-Walled Flex | Pressurized
GULF #45241 | 5301 WRIGHTSBORO RD | GROVETOWN | Columbia | 360028 | 2 | [5 empty] | Removed from Ground | Gas (Historical Use) | 3000 | Bare Steel | 1970-05-05 | 1990-11-01 | Galvanized Steel
VIJAY KUMAR | 500 LEWISTON RD | GROVETOWN | Columbia | 9036003 | 3 | [5 empty] | Removed from Ground | Gas (Historical Use) | 4000 | Bare Steel | 1970-05-05 | 1987-08-01 | Galvanized Steel
CIRCLE K #5374 | 5101 WRIGHTSBORO RD | GROVETOWN | Columbia | 9036026 | 6 | Flapper Valve | 2016-01-05 | FALSE | 2016-01-02 | FALSE | Currently in Use | Regular | 20000 | Composite Double Walled | 2016-01-05 |  | Double-Walled Fiberglass | Pressurized
CIRCLE K #1875 | 3003 GORDON HWY | GROVETOWN | Columbia | 10002286 | 3 |  | 2014-01-14 | FALSE | 2014-01-14 | FALSE | Currently in Use | Diesel | 7000 | Composite Double Walled | 2013-11-13 |  | Double-Walled Fiberglass | Pressurized
GEARIG | 322 GRIMAUDE BLVD | GROVETOWN | Columbia | 10002480 | 1B | Flapper Valve | 2015-08-15 | FALSE | 2015-08-15 | FALSE | Currently in Use | Diesel On Road | 5000 | Composite Double Walled | 2015-08-15 |  | Double-Walled Flex | Pressurized
GA IRON WORKS CO | 5000 WRIGHTSBORO RD | GROVETOWN | Columbia | 360068 | 3 | [5 empty] | Removed from Ground | Gas (Historical Use) | 4000 | Bare Steel | 1973-01-04 | 1990-09-24 | Galvanized Steel
5100 WRIGHTSBORO LLC | 5100 WRIGHTSBORO RD | GROVETOWN | Columbia | 9036029 | 2 |  | 1988-01-01 | FALSE | 1988-01-01 | FALSE | Currently in Use | Gas (Historical Use) | 10000 | Galvanic (STIP-3) | 1988-01-01 |  | Fiberglass Reinforced Plastic | Pressurized
MURPHY EXPRESS #8578 | 4009 GATEWAY BLVD | GROVETOWN | Columbia | 10001955 | 1 | Ball Float | 2010-05-25 | FALSE | 2010-05-25 | FALSE | Currently in Use | Regular | 20000 | Fiberglass Double Walled | 2010-05-14 |  | Double-Walled Flex | Pressurized
AM-PM CONVEIENCESTORE INC | 110 F HARLEM GROVETOWN RD | GROVETOWN | Columbia | 10002442 | 1C | Ball Float | 2015-02-01 | FALSE | 2015-02-01 | FALSE | Currently in Use | Diesel | 5000 | Composite Double Walled | 2015-02-01 |  | Double-Walled Flex | Pressurized
LEWISTON FOOD MART | 107 LEWISTON RD | GROVETOWN | Columbia | 10001562 | 2B | Ball Float | 2008-05-01 | FALSE | 2008-05-01 | FALSE | Currently in Use | Diesel | 6000 | Composite | 2008-03-01 |  | Fiberglass Reinforced Plastic | Pressurized
CIRCLE K 2704464 | 440 LEWISTON Rd | GROVETOWN | Columbia | 10002405 | 1 | Ball Float | 2014-11-01 | FALSE | 2014-11-01 | FALSE | Currently in Use | Regular | 20000 | Composite Double Walled | 2014-11-01 |  | Double-Walled Fiberglass | Pressurized
CIRCLE K #1875 | 3003 GORDON HWY | GROVETOWN | Columbia | 10002286 | 2 |  | 2014-01-14 | FALSE | 2014-01-14 | FALSE | Currently in Use | Gas (Historical Use) | 8000 | Composite Double Walled | 2013-11-13 |  | Double-Walled Fiberglass | Pressurized
AGGREGATES USA LLC-AUGUSTA QUARRY | 5868 COLUMBIA RD | GROVETOWN | Columbia | 360039 | 1 | [5 empty] | Removed from Ground | Gas (Historical Use) | 1000 | Bare Steel | 1978-05-01 | 1995-01-01 | Galvanized Steel
KNOW RIVERS ASPHALT PLANT | STATE RT 874 | GROVETOWN | Columbia | 9036031 | 1 | [5 empty] | Removed from Ground | Gas (Historical Use) | 3000 | Bare Steel |  | 1899-12-31 | Galvanized Steel | Safe Suction (Euro)
ROADS & BRIDGES DEPT | 2257 COUNTY CAMP RD | APPLING | Columbia | 9036048 | 2 |  | 1992-07-01 |  |  |  | Removed from Ground | Diesel | 3000 | Composite | 1992-07-01 | 1998-05-07 | Fiberglass Reinforced Plastic | Pressurized
FORMER GAS STATION | 3570 MISTLETOE ROAD | APPLING | Columbia | 10000543 | 2 |  |  | FALSE |  | FALSE | Removed from Ground | Empty | 1000 | Bare Steel | 2003-12-01 | 2003-12-01 | Bare Steel
GA FC-COLUMBIA CO UNIT | GA HWY 223/2 1/4 MI E OF GROVETO | HARLEM | Columbia | 360022 | 5 |  | 1991-01-01 |  | 1991-01-01 |  | Removed from Ground | Gas (Historical Use) | 1000 | Galvanic (STIP-3) | 1991-01-01 | 2007-10-30 | Galvanized Steel | Safe Suction (Euro)
GA FC-COLUMBIA CO UNIT | GA HWY 223/2 1/4 MI E OF GROVETO | HARLEM | Columbia | 360022 | 4 | [5 empty] | Removed from Ground | Gas (Historical Use) | 2000 | Bare Steel | 1979-04-24 | 1991-04-01 | Galvanized Steel
SMILE GAS #109 | 311 ROBINSON AVENUE | GROVETOWN | Columbia | 360045 | 3 | [5 empty] | Removed from Ground | Gas (Historical Use) | 8000 | Bare Steel | 1974-05-08 | 1996-10-28 | Fiberglass Reinforced Plastic | Pressurized
Pumping Station #8 | 499 Lewiston Road | Grovetown | Columbia | 9036038 | 3 | Flapper Valve | 1991-09-26 | FALSE | 1991-09-26 | FALSE | Removed from Ground | Regular | 8000 | Galvanic (STIP-3) | 1991-09-26 |  | Fiberglass Reinforced Plastic | Pressurized
ABANDONED BLDG | SW CORNER OF SR 232 & CR 238 | GROVETOWN | Columbia | 9036033 | 1 | [5 empty] | Removed from Ground | Other | 0 | Not Marked/Unknown | 1995-10-31 | 1995-10-31 | Unknown
I-20 AMOCO | BELAIR RD & I-20 | MARTINEZ | Columbia | 360041 | REG | [5 empty] | Removed from Ground | Gas (Historical Use) | 6000 | Bare Steel | 1967-05-07 | 1988-05-01 | Galvanized Steel
GULF #45241 | 5301 WRIGHTSBORO RD | GROVETOWN | Columbia | 360028 | 3 | [5 empty] | Removed from Ground | Gas (Historical Use) | 2000 | Bare Steel | 1970-05-05 | 1990-11-01 | Galvanized Steel
GA IRON WORKS CO | 5000 WRIGHTSBORO RD | GROVETOWN | Columbia | 360068 | 4 | [5 empty] | Removed from Ground | Gas (Historical Use) | 1000 | Bare Steel | 1964-01-07 | 1990-09-24 | Galvanized Steel
GA IRON WORKS CO | 5000 WRIGHTSBORO RD | GROVETOWN | Columbia | 360068 | 1 | [5 empty] | Removed from Ground | Gas (Historical Use) | 4000 | Bare Steel | 1970-01-05 | 1990-09-24 | Galvanized Steel
VIJAY KUMAR | 500 LEWISTON RD | GROVETOWN | Columbia | 9036003 | 5 |  | 1987-08-01 |  | 1987-08-01 |  | Removed from Ground | Gas (Historical Use) | 10000 | Fiberglass | 1987-08-25 | 2008-10-30 | Fiberglass Reinforced Plastic | Pressurized
VIJAY KUMAR | 500 LEWISTON RD | GROVETOWN | Columbia | 9036003 | 4 | [5 empty] | Removed from Ground | Empty | 560 | Bare Steel | 1970-05-05 | 1992-11-10 | Galvanized Steel
5100 WRIGHTSBORO LLC | 5100 WRIGHTSBORO RD | GROVETOWN | Columbia | 9036029 | 4 |  | 1988-01-01 | FALSE | 1988-01-01 | FALSE | Currently in Use | Diesel | 2000 | Galvanic (STIP-3) | 1988-01-01 |  | Fiberglass Reinforced Plastic | Pressurized
CIRCLE K #5374 | 5101 WRIGHTSBORO RD | GROVETOWN | Columbia | 9036026 | 4 |  | 1994-12-27 |  | 1994-12-27 |  | Removed from Ground | Diesel | 10000 | Double Walled | 1994-12-27 | 2015-11-12 | Fiberglass Reinforced Plastic | Pressurized
CIRCLE K #5374 | 5101 WRIGHTSBORO RD | GROVETOWN | Columbia | 9036026 | 1 |  | 1994-12-27 |  | 1994-12-27 |  | Removed from Ground | Gas (Historical Use) | 12000 | Double Walled | 1994-12-27 | 2015-11-12 | Fiberglass Reinforced Plastic | Pressurized
MURPHY EXPRESS #8578 | 4009 GATEWAY BLVD | GROVETOWN | Columbia | 10001955 | 2A |  | 2010-05-25 | FALSE | 2010-05-25 | FALSE | Currently in Use | Diesel | 12000 | Fiberglass Double Walled | 2010-05-14 |  | Double-Walled Flex | Pressurized
AM-PM CONVEIENCESTORE INC | 110 F HARLEM GROVETOWN RD | GROVETOWN | Columbia | 10002442 | 1B | Ball Float | 2015-02-01 | FALSE | 2015-02-01 | FALSE | Currently in Use | Gas (Historical Use) | 5000 | Composite Double Walled | 2015-02-01 |  | Double-Walled Flex | Pressurized
CIRCLE K #5374 | 5101 WRIGHTSBORO RD | GROVETOWN | Columbia | 9036026 | 7B | Flapper Valve | 2016-01-05 | FALSE | 2016-01-05 | FALSE | Currently in Use | Diesel | 8000 | Composite Double Walled | 2016-01-05 |  | Double-Walled Fiberglass | Pressurized
GEARIG | 322 GRIMAUDE BLVD | GROVETOWN | Columbia | 10002480 | 1C | Flapper Valve | 2015-06-01 | FALSE | 2015-06-01 | FALSE | Currently in Use | Regular | 5000 | Composite Double Walled | 2015-06-01 |  | Double-Walled Flex | Pressurized
AGGREGATES USA LLC-AUGUSTA QUARRY | 5868 COLUMBIA RD | GROVETOWN | Columbia | 360039 | RU | Flapper Valve | 1995-01-08 | FALSE | 1995-01-08 | FALSE | Removed from Ground | Regular | 1000 | Galvanic (STIP-3) | 1995-01-01 |  | Fiberglass Reinforced Plastic | Safe Suction (Euro)
AGGREGATES USA LLC-AUGUSTA QUARRY | 5868 COLUMBIA RD | GROVETOWN | Columbia | 360039 | DL | Flapper Valve | 1995-01-08 | FALSE | 1995-01-08 | FALSE | Removed from Ground | Diesel Off Road | 10000 | Galvanic (STIP-3) | 1995-01-01 |  | Fiberglass Reinforced Plastic | Safe Suction (Euro)
RHODES STORE | 340 BASTON RD | MARTINEZ | Columbia | 9036034 | 2 | [5 empty] | Removed from Ground | Other | 500 | Not Marked/Unknown | 1995-05-12 | 1995-05-12 | Unknown
SUPER EXPRESS/BP | 4052 JIMMIE DYESS PKWY | AUGUSTA | Columbia | 10003435 | 2 |  |  | FALSE |  | FALSE | Currently in Use | Premium | 5000 | Composite Double Walled | 2022-06-19 |  | Double-Walled Flex | Pressurized
PARKER'S#132 | 4099 JIMMIE DYESS PKWY | AUGUSTA | Columbia | 10003607 | 2A | Flapper Valve | 2025-04-18 | FALSE | 2025-04-02 | FALSE | Currently in Use | Regular | 14000 | Fiberglass Double Walled | 2025-01-10 |  | Double-Walled Flex | Pressurized
Sprint 733 | 1325 Harlem Appling Rd | Harlem | Columbia | 10003071 | 1B | Flapper Valve | 2020-09-01 | FALSE | 2020-09-01 | FALSE | Currently in Use | Premium | 5000 | Composite Double Walled | 2020-08-06 |  | Double-Walled Flex | Pressurized
JET FOOD STORE #9 | 345 MILLEDGEVILLE ST | HARLEM | Columbia | 360038 | 3 |  | 1996-06-01 |  | 1996-06-01 |  | Currently in Use | Gas (Historical Use) | 10000 | Cathodically Protected Steel | 1982-05-02 |  | Cathodically Protected | Pressurized
GULF #45241 | 5301 WRIGHTSBORO RD | GROVETOWN | Columbia | 360028 | 1 | [5 empty] | Removed from Ground | Gas (Historical Use) | 5000 | Bare Steel | 1971-05-05 | 1990-11-01 | Galvanized Steel
VIJAY KUMAR | 500 LEWISTON RD | GROVETOWN | Columbia | 9036003 | 8 |  |  | TRUE |  | TRUE | Removed from Ground | Used Oil | 1000 | Marked Unknown | 1992-11-10 | 1992-11-10 | Unknown
VIJAY KUMAR | 500 LEWISTON RD | GROVETOWN | Columbia | 9036003 | 6 |  | 1987-08-01 |  | 1987-08-01 |  | Removed from Ground | Gas (Historical Use) | 10000 | Fiberglass | 1987-08-25 | 2008-10-30 | Fiberglass Reinforced Plastic | Pressurized
CIRCLE K #5374 | 5101 WRIGHTSBORO RD | GROVETOWN | Columbia | 9036026 | 3 |  | 1994-12-27 |  | 1994-12-27 |  | Removed from Ground | Gas (Historical Use) | 12000 | Double Walled | 1994-12-27 | 2015-11-12 | Fiberglass Reinforced Plastic | Pressurized
AGGREGATES USA LLC-AUGUSTA QUARRY | 5868 COLUMBIA RD | GROVETOWN | Columbia | 360039 | 2 | [5 empty] | Removed from Ground | Diesel | 10000 | Bare Steel | 1978-05-01 | 1999-07-13 | Galvanized Steel
SUPER 8 TEXACO | 1103 W FOURTH ST | ADEL | Cook | 370015 | 3 |  | 1998-12-29 |  | 1998-12-29 |  | Removed from Ground | Gas (Historical Use) | 10000 | Steel-Impressed Current | 1998-12-29 | 2008-06-30 | Cathodically Protected | Pressurized
ADEL TRUCK PLAZA | 1303 W FOURTH ST | ADEL | Cook | 370017 | 4 | [5 empty] | Removed from Ground | Diesel | 10000 | Bare Steel | 1996-06-01 | 1998-11-01 | Galvanized Steel | Pressurized
SHELL FOODS | 1100 WEST FOURTH ST | ADEL | Cook | 370036 | C | [5 empty] | Removed from Ground | Gas (Historical Use) | 0 | Not Marked/Unknown | 1986-01-01 | 1986-01-01 | Not Marked
SUPER 8 PURE | 1102 W FOURTH ST | ADEL | Cook | 370016 | 2 |  | 1998-12-26 |  | 1998-12-26 |  | Removed from Ground | Gas (Historical Use) | 8000 | Steel-Impressed Current | 1998-12-26 | 2003-04-28 | Cathodically Protected | Pressurized
ADEL TRUCK PLAZA | 1303 W FOURTH ST | ADEL | Cook | 370017 | 5 | [5 empty] | Removed from Ground | Gas (Historical Use) | 8000 | Bare Steel | 1996-06-01 | 1998-11-01 | Galvanized Steel | Pressurized
FAUSETTS SVC CENTER INC | 715 WEST 4TH ST | ADEL | Cook | 370037 | 3 | [5 empty] | Removed from Ground | Gas (Historical Use) | 6000 | Bare Steel | 1980-05-17 | 1994-05-01 | Galvanized Steel | Pressurized
ADEL TRUCK PLAZA | 1303 W FOURTH ST | ADEL | Cook | 370017 | 3 | [5 empty] | Removed from Ground | Diesel | 10000 | Bare Steel | 1996-06-01 | 1998-11-01 | Galvanized Steel | Pressurized
TALLEY CORBETT BOX CO | 623 N HUTCHINSON AVE | ADEL | Cook | 370030 | 3 | [5 empty] | Removed from Ground | Gas (Historical Use) | 1000 | Bare Steel | 1998-03-20 | 1998-03-20 | Galvanized Steel
PURVIS SVC STA | 219 SOUTH HUTCHINSON ST | ADEL | Cook | 370027 | 3 | [5 empty] | Removed from Ground | Diesel | 6000 | Bare Steel | 1968-05-12 | 2000-02-08 | Galvanized Steel | Safe Suction (Euro)
WISEMAN OIL CO INC | 305 NORTH BURWELL AVE | ADEL | Cook | 370034 | PLUS | [5 empty] | Removed from Ground | Gas (Historical Use) | 4000 | Cathodically Protected Steel | 1986-10-17 | 2004-01-15 | Galvanized Steel | Safe Suction (Euro)
FAUSETTS SVC CENTER INC | 715 WEST 4TH ST | ADEL | Cook | 370037 | 2 | [5 empty] | Removed from Ground | Diesel | 4000 | Bare Steel | 1980-05-17 | 1986-01-01 | Galvanized Steel
FAUSETTS SVC CENTER INC | 715 WEST 4TH ST | ADEL | Cook | 370037 | 8 |  |  | TRUE |  | TRUE | Removed from Ground | Used Oil | 280 | Bare Steel | 1961-01-01 | 1994-05-01 | Galvanized Steel | Gravity Fed
KEYS PROPERTY | 800 SOUTH HUTCHINSON AVE | ADEL | Cook | 9037026 | 3 | [5 empty] | Removed from Ground | Gas (Historical Use) | 3000 | Not Marked/Unknown | 1997-03-06 | 1997-03-06 | Not Marked
ADEL TRUCK PLAZA | 1503 W FOURTH ST | ADEL | Cook | 9037035 | 3 | Flapper Valve | 1996-06-01 | FALSE | 1996-06-01 | FALSE | Currently in Use | Diesel | 20000 | Composite | 1996-06-01 |  | Double-Walled Flex | Pressurized
ADEL SHELL | 1209 W FOURTH ST | ADEL | Cook | 9037011 | 1 | Flapper Valve | 1992-04-01 | FALSE | 1992-04-01 | FALSE | Currently in Use | E-10 | 20000 | Composite | 1992-04-11 |  | Double-Walled Flex | Pressurized
DENT SERVICE STATION | 314 WEST FOURTH ST | ADEL | Cook | 370038 | 3 | Flapper Valve | 1998-12-07 | FALSE | 1998-12-07 | FALSE | Currently in Use | E-0 | 3000 | Steel-Impressed Current | 1966-05-18 |  | Steel (Impressed Current) | Safe Suction (Euro)
TALLEY CORBETT BOX CO | 623 N HUTCHINSON AVE | ADEL | Cook | 370030 | 4 |  |  | TRUE |  | TRUE | Removed from Ground | Used Oil | 1000 | Bare Steel | 1998-03-20 | 1998-03-20 | Galvanized Steel
PURVIS SVC STA | 219 SOUTH HUTCHINSON ST | ADEL | Cook | 370027 | 7 | [5 empty] | Removed from Ground | Kerosene | 4000 | Bare Steel | 1975-05-11 | 2000-01-01 | Galvanized Steel | Suction (American)
PURVIS SVC STA | 219 SOUTH HUTCHINSON ST | ADEL | Cook | 370027 | 4 |  |  | TRUE |  | TRUE | Removed from Ground | Used Oil | 6000 | Bare Steel | 1968-05-12 | 2000-02-08 | Galvanized Steel | Safe Suction (Euro)
SUPER 8 PURE | 1102 W FOURTH ST | ADEL | Cook | 370016 | 3 |  | 1998-12-26 |  | 1998-12-26 |  | Removed from Ground | Gas (Historical Use) | 8000 | Steel-Impressed Current | 1998-12-26 | 2003-04-28 | Cathodically Protected | Pressurized
J&R CASH & CARRY/W J STANLEY | RT 2 BOX 475 A | ADEL | Cook | 370026 | 1 | [5 empty] | Removed from Ground | Gas (Historical Use) | 2000 | Bare Steel | 1976-05-10 | 1993-09-23 | Galvanized Steel | Safe Suction (Euro)
TALLEY CORBETT BOX CO | 623 N HUTCHINSON AVE | ADEL | Cook | 370030 | 1 | [5 empty] | Removed from Ground | Diesel | 10000 | Bare Steel | 1998-03-20 | 1998-03-20 | Galvanized Steel
SUPER 8 TEXACO | 1103 W FOURTH ST | ADEL | Cook | 370015 | 2 |  | 1998-12-29 |  | 1998-12-29 |  | Removed from Ground | Gas (Historical Use) | 10000 | Steel-Impressed Current | 1998-12-29 | 2006-01-01 | Cathodically Protected | Pressurized
ADEL TRUCK PLAZA | 1303 W FOURTH ST | ADEL | Cook | 370017 | 6 | [5 empty] | Removed from Ground | Gas (Historical Use) | 8000 | Bare Steel | 1996-06-01 | 1998-11-01 | Galvanized Steel | Pressurized
DEL COOK LUMBER COMPANY | WEST NINTH STREET | ADEL | Cook | 9037022 | 7 | [5 empty] | Removed from Ground | Gas (Historical Use) | 2000 | Bare Steel | 1998-12-30 | 1998-12-30 | Bare Steel
DEL COOK LUMBER COMPANY | WEST NINTH STREET | ADEL | Cook | 9037022 | 4 | [5 empty] | Removed from Ground | Diesel | 6000 | Bare Steel | 1998-12-30 | 1998-12-30 | Unknown | Pressurized
DEL COOK LUMBER COMPANY | WEST NINTH STREET | ADEL | Cook | 9037022 | 5 | [5 empty] | Removed from Ground | Diesel | 6000 | Bare Steel | 1998-12-30 | 1998-12-30 | Unknown | Pressurized
COOK COUNTY AIRPORT | AIRPORT RD | ADEL | Cook | 9037023 | 2 | [5 empty] | Removed from Ground | Other | 2000 | Bare Steel | 1999-02-04 | 1999-02-04 | Galvanized Steel | Suction (American)
COOK COUNTY ROAD DEPT | 102 COUNTY FARM RD | ADEL | Cook | 9037032 | 1 | [5 empty] | Removed from Ground | Gas (Historical Use) | 3000 | Bare Steel | 1999-01-13 | 1999-01-13 | Galvanized Steel | Suction (American)
REED BINGHAM STATE PARK | RT 2 BOX 394B | ADEL | Cook | 9037034 | 1 | [5 empty] | Removed from Ground | Gas (Historical Use) | 1000 | Bare Steel | 1966-01-01 | 2001-08-09 | Galvanized Steel | Suction (American)
PUBLIC WORK DEPT | 404 N POPLAR ST | ADEL | Cook | 9037017 | 3 | [5 empty] | Removed from Ground | Diesel | 12000 | Cathodically Protected Steel | 1990-01-01 | 1997-04-01 | Fiberglass Reinforced Plastic | Suction (American)
ADEL TRUCK PLAZA | 1303 W FOURTH ST | ADEL | Cook | 370017 | 1 | [5 empty] | Removed from Ground | Diesel | 10000 | Bare Steel | 1986-01-01 | 1998-01-01 | Galvanized Steel | Pressurized
DEL COOK LUMBER COMPANY | WEST NINTH STREET | ADEL | Cook | 9037022 | 9 | [5 empty] | Removed from Ground | Other | 3000 | Bare Steel | 1998-12-30 | 1998-12-30 | Bare Steel
DEL COOK LUMBER COMPANY | WEST NINTH STREET | ADEL | Cook | 9037022 | 8 | [5 empty] | Removed from Ground | Other | 5000 | Bare Steel | 1998-12-30 | 1998-12-30 | Bare Steel
DEL COOK LUMBER COMPANY | WEST NINTH STREET | ADEL | Cook | 9037022 | 6 | [5 empty] | Removed from Ground | Diesel | 6000 | Bare Steel | 1998-12-30 | 1998-12-30 | Bare Steel
COOK COUNTY AIRPORT | AIRPORT RD | ADEL | Cook | 9037023 | 1 |  | 1990-06-01 |  | 1990-06-01 |  | Removed from Ground | Aviation Gas/AV Gas | 10000 | Cathodically Protected Steel | 1990-06-01 | 2014-03-18 | Fiberglass Reinforced Plastic | Suction (American)
COOK COUNTY COURTHOUSE | 212 PARISH AVENUE | ADEL | Cook | 9037031 | 1 | [5 empty] | Removed from Ground | Gas (Historical Use) | 1000 | Bare Steel | 1998-08-27 | 1998-08-27 | Bare Steel | Safe Suction (Euro)
COOK COUNTY ROAD DEPT | 102 COUNTY FARM RD | ADEL | Cook | 9037032 | 2 | [5 empty] | Removed from Ground | Gas (Historical Use) | 3000 | Bare Steel | 1999-01-13 | 1999-01-13 | Galvanized Steel | Suction (American)
#943 NEIGHBORHOOD MART | 711 W 4TH ST | ADEL | Cook | 9037007 | 2 | Flapper Valve | 1993-10-10 | FALSE | 1993-10-10 | TRUE | Currently in Use | Premium | 6000 | Galvanic (STIP-3) | 1993-01-01 |  | Fiberglass Reinforced Plastic | Pressurized
PURVIS SVC STA | 219 SOUTH HUTCHINSON ST | ADEL | Cook | 370027 | 5 | [5 empty] | Removed from Ground | Gas (Historical Use) | 6000 | Bare Steel | 1968-05-12 | 2000-02-08 | Galvanized Steel | Safe Suction (Euro)
SHELL FOODS | 1100 WEST FOURTH ST | ADEL | Cook | 370036 | D | [5 empty] | Removed from Ground | Gas (Historical Use) | 0 | Not Marked/Unknown | 1986-01-01 | 1986-01-01 | Not Marked
DORSEY'S SUPERMARKET | 103 BROOKSIDE DRIVE | ADEL | Cook | 9037021 | 1 | Flapper Valve | 2004-05-05 | FALSE | 2004-05-05 | FALSE | Currently in Use | Regular | 10000 | Galvanic (STIP-3) | 1991-05-01 |  | Fiberglass Reinforced Plastic | Pressurized
ADEL TRUCK PLAZA | 1503 W FOURTH ST | ADEL | Cook | 9037035 | 5A | Flapper Valve | 1996-06-01 | FALSE | 1996-06-01 | FALSE | Currently in Use | E-10 | 14000 | Composite | 1996-06-01 |  | Double-Walled Flex | Pressurized
PUBLIC WORK DEPT | 404 N POPLAR ST | ADEL | Cook | 9037017 | 2 | [5 empty] | Removed from Ground | Gas (Historical Use) | 2000 | Cathodically Protected Steel | 1990-01-01 | 1997-04-01 | Fiberglass Reinforced Plastic | Suction (American)
ADEL FOOD MART | 615 NORTH HUTCHINSON AVE | ADEL | Cook | 9037006 | 3 | Flapper Valve | 1991-10-01 | FALSE | 1991-10-01 | FALSE | Currently in Use | Premium | 8000 | Galvanic (STIP-3) | 1991-10-01 |  | Fiberglass Reinforced Plastic | Pressurized
QUICK CHANGE #6 | 315 N HUTCHINSON | ADEL | Cook | 9037009 | 2 | Ball Float | 1990-12-01 | FALSE | 1990-12-01 | FALSE | Temporarily out of use | E-10 | 8000 | Galvanic (STIP-3) | 1990-12-01 |  | Fiberglass Reinforced Plastic | Pressurized
#943 NEIGHBORHOOD MART | 711 W 4TH ST | ADEL | Cook | 9037007 | 1 | Flapper Valve | 1993-10-10 | FALSE | 1993-10-10 | TRUE | Currently in Use | E-10 | 8000 | Galvanic (STIP-3) | 1993-01-01 |  | Fiberglass Reinforced Plastic | Pressurized
SUPER 8 PURE | 1102 W FOURTH ST | ADEL | Cook | 370016 | 1 |  | 1998-12-26 |  | 1998-12-26 |  | Removed from Ground | Gas (Historical Use) | 8000 | Steel-Impressed Current | 1998-12-26 | 2003-04-28 | Cathodically Protected | Pressurized
J&R CASH & CARRY/W J STANLEY | RT 2 BOX 475 A | ADEL | Cook | 370026 | 2 | [5 empty] | Removed from Ground | Gas (Historical Use) | 2000 | Bare Steel | 1976-05-10 | 1993-11-01 | Galvanized Steel | Safe Suction (Euro)
DENT SERVICE STATION | 314 WEST FOURTH ST | ADEL | Cook | 370038 | 4 | Flapper Valve | 1998-12-07 | FALSE | 1998-12-07 | FALSE | Currently in Use | Premium | 4000 | Steel-Impressed Current | 1966-05-18 |  | Steel (Impressed Current) | Safe Suction (Euro)
SHELL FOODS | 1100 WEST FOURTH ST | ADEL | Cook | 370036 | 2 | Flapper Valve | 1995-03-01 |  | 1995-03-01 |  | Removed from Ground | Gas (Historical Use) | 10000 | Fiberglass | 1987-01-02 | 2013-03-08 | Fiberglass Reinforced Plastic | Pressurized
KEYS PROPERTY | 800 SOUTH HUTCHINSON AVE | ADEL | Cook | 9037026 | 2 | [5 empty] | Removed from Ground | Gas (Historical Use) | 3000 | Not Marked/Unknown | 1997-03-06 | 1997-03-06 | Not Marked
DEL COOK LUMBER COMPANY | WEST NINTH STREET | ADEL | Cook | 9037022 | 3 | [5 empty] | Removed from Ground | Diesel | 4000 | Bare Steel | 1998-12-30 | 1998-12-30 | Unknown | Pressurized
WILLIAMS INVESTMENT CO | 902 WEST 4TH STREET | ADEL | Cook | 9037030 | 1 | [5 empty] | Removed from Ground | Gas (Historical Use) | 10000 | Marked Unknown |  | 1899-12-31 | Not Marked
ADEL BP | 1200 W. FOURTH ST | ADEL | Cook | 9037012 | 1 | Overfill Alarm | 1993-07-09 | FALSE | 1993-07-09 | FALSE | Currently in Use | Regular | 20000 | Fiberglass Double Walled | 2023-03-15 |  | Double-Walled Fiberglass | Pressurized
SUPER 8 TEXACO | 1103 W FOURTH ST | ADEL | Cook | 370015 | 4 |  | 1998-12-29 |  | 1998-12-29 |  | Removed from Ground | Gas (Historical Use) | 10000 | Steel-Impressed Current | 1998-12-29 | 2008-06-30 | Cathodically Protected | Pressurized
SUPER 8 TEXACO | 1103 W FOURTH ST | ADEL | Cook | 370015 | 5 |  | 1998-12-29 |  | 1998-12-29 |  | Removed from Ground | Diesel | 10000 | Steel-Impressed Current | 1998-12-29 | 2006-01-01 | Cathodically Protected | Pressurized
SUPER 8 PURE | 1102 W FOURTH ST | ADEL | Cook | 370016 | 4 |  | 1998-12-26 |  | 1998-12-26 |  | Removed from Ground | Gas (Historical Use) | 8000 | Steel-Impressed Current | 1998-12-26 | 2003-04-28 | Cathodically Protected | Pressurized
ADEL TRUCK PLAZA | 1303 W FOURTH ST | ADEL | Cook | 370017 | 2 | [5 empty] | Removed from Ground | Diesel | 10000 | Bare Steel | 1996-06-01 | 1998-11-01 | Galvanized Steel | Pressurized
PURVIS SVC STA | 219 SOUTH HUTCHINSON ST | ADEL | Cook | 370027 | 2 | [5 empty] | Removed from Ground | Gas (Historical Use) | 5000 | Bare Steel | 1968-05-12 | 2000-02-01 | Galvanized Steel | Suction (American)
WISEMAN OIL CO INC | 305 NORTH BURWELL AVE | ADEL | Cook | 370034 | REG-UL | [5 empty] | Removed from Ground | Gas (Historical Use) | 6000 | Cathodically Protected Steel | 1986-10-17 | 2004-01-15 | Galvanized Steel | Safe Suction (Euro)
FAUSETTS SVC CENTER INC | 715 WEST 4TH ST | ADEL | Cook | 370037 | 1 | [5 empty] | Removed from Ground | Diesel | 4000 | Bare Steel | 1980-05-17 | 1994-01-01 | Galvanized Steel
KEYS PROPERTY | 800 SOUTH HUTCHINSON AVE | ADEL | Cook | 9037026 | 4 | [5 empty] | Removed from Ground | Gas (Historical Use) | 1000 | Not Marked/Unknown | 1997-03-06 | 1997-03-06 | Not Marked
KEYS PROPERTY | 800 SOUTH HUTCHINSON AVE | ADEL | Cook | 9037026 | 5 | [5 empty] | Removed from Ground | Gas (Historical Use) | 1000 | Not Marked/Unknown | 1997-03-06 | 1997-03-06 | Not Marked
DEL COOK LUMBER COMPANY | WEST NINTH STREET | ADEL | Cook | 9037022 | 1 | [5 empty] | Removed from Ground | Diesel | 4000 | Bare Steel | 1965-01-01 | 1998-12-30 | Unknown | Pressurized
ADEL BP | 1200 W. FOURTH ST | ADEL | Cook | 9037012 | 3 | Ball Float | 1993-07-09 | FALSE | 1993-07-09 | FALSE | Currently in Use | Diesel | 20000 | Fiberglass Double Walled | 2023-03-15 |  | Double-Walled Fiberglass | Pressurized
ADEL FOOD MART | 615 NORTH HUTCHINSON AVE | ADEL | Cook | 9037006 | 4 |  | 1991-10-01 | FALSE | 1991-10-01 | FALSE | Temporarily out of use | Gas (Historical Use) | 8000 | Galvanic (STIP-3) | 1991-10-01 |  | Fiberglass Reinforced Plastic | Pressurized
ADEL FOOD MART | 615 NORTH HUTCHINSON AVE | ADEL | Cook | 9037006 | 5 |  | 1994-04-05 | FALSE | 1994-04-05 | FALSE | Temporarily out of use | Diesel | 3000 | Galvanic (STIP-3) | 1994-04-05 |  | Fiberglass Reinforced Plastic | Pressurized
ADEL SHELL | 1209 W FOURTH ST | ADEL | Cook | 9037011 | 2 | Flapper Valve | 1992-04-01 | FALSE | 1992-04-01 | FALSE | Currently in Use | E-10 | 20000 | Composite | 1992-04-11 |  | Double-Walled Flex | Pressurized
QUICK CHANGE #6 | 315 N HUTCHINSON | ADEL | Cook | 9037009 | 1 | Ball Float | 1990-12-01 | FALSE | 1990-12-01 | FALSE | Temporarily out of use | Diesel | 8000 | Galvanic (STIP-3) | 1990-12-01 |  | Fiberglass Reinforced Plastic | Pressurized
ADEL STEEL INC | 602 OR 601 ELM ST | ADEL | Cook | 9037010 | 1 | [5 empty] | Removed from Ground | Diesel | 10000 | Bare Steel | 1986-01-01 | 1994-04-16 | Galvanized Steel | Safe Suction (Euro)
SOMISA INV. LLC | 300 NORTH HUTCHINSON ST | ADEL | Cook | 9037001 | 6B | Flapper Valve | 1995-02-15 | FALSE | 1995-02-15 | FALSE | Temporarily out of use | Premium | 4000 | Composite | 1995-02-09 |  | Fiberglass Reinforced Plastic | Safe Suction (Euro)
SOMISA INV. LLC | 300 NORTH HUTCHINSON ST | ADEL | Cook | 9037001 | 6A | Flapper Valve | 1995-02-15 | FALSE | 1995-02-15 | FALSE | Temporarily out of use | Plus | 4000 | Composite | 1995-02-09 |  | Fiberglass Reinforced Plastic | Safe Suction (Euro)
FAUSETT OIL CO INC | 405 OLD QUITMAN RD | ADEL | Cook | 10000922 | 2A | Ball Float | 2005-06-01 | FALSE | 2005-06-01 | FALSE | Currently in Use | Premium | 4000 | Epoxy | 2005-06-01 |  | Fiberglass Reinforced Plastic | Pressurized
SUNSHINE ACRES MOBILE HOME PARK | 2567 CAULIE HARRIS RD | ADEL | Cook | 10000498 | 1B | Ball Float | 2003-10-15 | FALSE | 2003-10-15 | FALSE | Temporarily out of use | Premium | 4000 | Composite | 2003-10-15 |  | Fiberglass Reinforced Plastic | Pressurized
LENOX FIRST BAPTIST CHURCH | 415 W CENTRAL & TAYLOR ST | LENOX | Cook | 9037019 | 1 | [5 empty] | Removed from Ground | Diesel | 2000 | Bare Steel | 1969-04-01 | 1998-12-15 | Galvanized Steel | Suction (American)
PURVIS SVC STA | 219 SOUTH HUTCHINSON ST | ADEL | Cook | 370027 | 6 | [5 empty] | Removed from Ground | Gas (Historical Use) | 5000 | Bare Steel | 1974-05-11 | 2000-01-01 | Galvanized Steel | Suction (American)
DENT SERVICE STATION | 314 WEST FOURTH ST | ADEL | Cook | 370038 | 2 | Flapper Valve | 1998-12-07 | FALSE | 1998-12-07 | FALSE | Currently in Use | Premium | 3000 | Steel-Impressed Current | 1966-05-18 |  | Steel (Impressed Current) | Safe Suction (Euro)
SHELL FOODS | 1100 WEST FOURTH ST | ADEL | Cook | 370036 | B | [5 empty] | Removed from Ground | Diesel | 0 | Not Marked/Unknown | 1986-01-01 | 1986-01-01 | Not Marked
DORSEY'S SUPERMARKET | 103 BROOKSIDE DRIVE | ADEL | Cook | 9037021 | 2 | Flapper Valve | 2004-05-05 | FALSE | 2004-05-05 | FALSE | Currently in Use | Premium | 8000 | Galvanic (STIP-3) | 1991-05-01 |  | Fiberglass Reinforced Plastic | Pressurized
WILLIAMS INVESTMENT CO | 902 WEST 4TH STREET | ADEL | Cook | 9037030 | 3 | [5 empty] | Removed from Ground | Gas (Historical Use) | 10000 | Marked Unknown |  | 1899-12-31 | Not Marked
ADEL STARTER | RTE 2 BOX 394 B-3 | ADEL | Cook | 9037033 | 2 | [5 empty] | Removed from Ground | Gas (Historical Use) | 2000 | Bare Steel | 1999-04-19 | 1999-04-19 | Not Marked
ADEL TRUCK PLAZA | 1503 W FOURTH ST | ADEL | Cook | 9037035 | 5B | Flapper Valve | 1996-06-01 | FALSE | 1996-06-01 | FALSE | Currently in Use | Premium | 6000 | Composite | 1996-06-01 |  | Double-Walled Flex | Pressurized
MEGA MART | 100 NORTH HUTCHENSON | ADEL | Cook | 9037016 | 2 | Flapper Valve | 1993-09-27 | FALSE | 1993-09-27 | FALSE | Currently in Use | E-10 | 10000 | Steel-Impressed Current | 1987-08-06 |  | Fiberglass Reinforced Plastic | Pressurized
FAUSETT OIL CO INC | 405 OLD QUITMAN RD | ADEL | Cook | 10000922 | 1A | Ball Float | 2005-06-01 | FALSE | 2005-06-01 | FALSE | Currently in Use | Diesel | 8000 | Epoxy | 2005-06-01 |  | Fiberglass Reinforced Plastic | Pressurized
BP STATION | I-75 EXIT 37 | ADEL | Cook | 10001147 | 3 |  |  | FALSE |  | FALSE | Removed from Ground | Gas (Historical Use) | 6000 | Unknown | 2006-06-16 | 2006-06-16 | Unknown
FAUSETTS SVC CENTER INC | 715 WEST 4TH ST | ADEL | Cook | 370037 | 6 | [5 empty] | Removed from Ground | Gas (Historical Use) | 2000 | Bare Steel | 1961-05-22 | 1994-05-01 | Galvanized Steel | Safe Suction (Euro)
DEL COOK LUMBER COMPANY | WEST NINTH STREET | ADEL | Cook | 9037022 | 11 | [5 empty] | Removed from Ground | Other | 2000 | Bare Steel | 1970-01-01 | 1998-12-30 | Bare Steel
ADEL STARTER | RTE 2 BOX 394 B-3 | ADEL | Cook | 9037033 | 4 | [5 empty] | Removed from Ground | Gas (Historical Use) | 2000 | Bare Steel | 1999-04-19 | 1999-04-19 | Not Marked
ADEL BP | 1200 W. FOURTH ST | ADEL | Cook | 9037012 | 2B |  |  | FALSE |  | FALSE | Currently in Use | Regular | 8000 | Fiberglass Double Walled | 2023-03-15 |  | Double-Walled Fiberglass | Pressurized
COOK COUNTY | 3255 COUNTY FARM RD | ADEL | Cook | 10002482 | 1 | Flapper Valve | 1990-01-01 | FALSE | 1990-01-01 | FALSE | Currently in Use | Diesel | 10000 | Galvanic (STIP-3) | 1990-01-01 |  | Fiberglass Reinforced Plastic | Pressurized
LIBERTY 7 | 100 OLD QUITMAN HWY | ADEL | Cook | 10000453 | 2B | Overfill Alarm | 2003-06-01 | FALSE | 2003-06-01 | FALSE | Currently in Use | Diesel | 5000 | Fiberglass | 2003-06-01 |  | Fiberglass Reinforced Plastic | Pressurized
FORMER TIM FULLER PROPERTY | 801 WEST FOURTH STREET | ADEL | Cook | 10000226 | 1 |  |  | FALSE |  | FALSE | Removed from Ground | Not Marked/Tank Removed | 4000 | Unknown | 2002-10-08 | 2002-10-08
CHEVRON FOOD STORE | 1770 OLD COFFEE RD & I-75 SW CORNER | CECIL | Cook | 370023 | T2 | [5 empty] | Removed from Ground | Gas (Historical Use) | 6000 | Bare Steel | 1968-05-11 | 1989-09-26 | Galvanized Steel
DEL COOK LUMBER COMPANY | WEST NINTH STREET | ADEL | Cook | 9037022 | 10 | [5 empty] | Removed from Ground | Other | 3000 | Bare Steel | 1998-12-30 | 1998-12-30 | Bare Steel
ADEL BP | 1200 W. FOURTH ST | ADEL | Cook | 9037012 | 2A | Ball Float | 1993-07-09 | FALSE | 1993-07-09 | FALSE | Currently in Use | Premium | 20000 | Fiberglass Double Walled | 2023-03-15 |  | Double-Walled Fiberglass | Pressurized
QUICK CHANGE #5 | 2302 W 4TH ST | ADEL | Cook | 9037014 | 1A | Overfill Alarm | 1995-01-01 | FALSE | 1995-01-01 | FALSE | Currently in Use | E-10 | 8000 | Galvanic (STIP-3) | 1995-01-01 |  | Fiberglass Reinforced Plastic | Pressurized
MEGA MART | 100 NORTH HUTCHENSON | ADEL | Cook | 9037016 | 3B | Flapper Valve | 1993-09-27 | FALSE | 1993-09-27 | FALSE | Currently in Use | Diesel | 4000 | Steel-Impressed Current | 1983-09-27 |  | Fiberglass Reinforced Plastic | Pressurized
QUICK CHANGE #4 | 600 WEST FOURTH ST | ADEL | Cook | 372000 | 5 |  | 1995-03-15 | FALSE | 1995-03-15 | FALSE | Closed in Ground | Gas (Historical Use) | 8000 | Galvanic (STIP-3) | 1995-03-15 | 2016-06-10 | Double Walled | Pressurized
FORMER TEXACO STATION | 911 NORTH HUTCHINSON AVE | ADEL | Cook | 10001144 | 2 |  |  | FALSE |  | FALSE | Removed from Ground | Gas (Historical Use) | 2000 | Bare Steel | 2005-10-12 | 2005-10-12 | Bare Steel
ADEL CITGO | 1003 W 4TH ST | ADEL | Cook | 10001212 | 3 | Flapper Valve | 2006-10-11 | FALSE | 2006-10-11 | FALSE | Currently in Use | Premium | 8000 | Epoxy | 2006-09-14 |  | Double-Walled Fiberglass | Pressurized
Lanes Dixie | 331 W CENTRAL AVE | LENOX | Cook | 370040 | 1 | Flapper Valve | 1995-10-01 | FALSE | 1995-10-01 | FALSE | Currently in Use | E-0 | 8000 | Steel-Impressed Current | 1986-07-25 |  | Steel (Impressed Current) | Pressurized
TALLEY CORBETT BOX CO | 623 N HUTCHINSON AVE | ADEL | Cook | 370030 | 2 | [5 empty] | Removed from Ground | Gas (Historical Use) | 1000 | Bare Steel | 1998-03-20 | 1998-03-20 | Galvanized Steel
WISEMAN OIL CO INC | 305 NORTH BURWELL AVE | ADEL | Cook | 370034 | SUPER1 | [5 empty] | Removed from Ground | Gas (Historical Use) | 3000 | Cathodically Protected Steel | 1986-10-17 | 2004-01-15 | Galvanized Steel | Safe Suction (Euro)
FAUSETTS SVC CENTER INC | 715 WEST 4TH ST | ADEL | Cook | 370037 | 7 | [5 empty] | Removed from Ground | Gas (Historical Use) | 2000 | Bare Steel | 1961-05-22 | 1994-05-01 | Galvanized Steel | Safe Suction (Euro)
FAUSETTS SVC CENTER INC | 715 WEST 4TH ST | ADEL | Cook | 370037 | 5 | [5 empty] | Removed from Ground | Gas (Historical Use) | 6000 | Bare Steel | 1980-05-17 | 1994-05-01 | Galvanized Steel | Pressurized
FAUSETTS SVC CENTER INC | 715 WEST 4TH ST | ADEL | Cook | 370037 | 4 | [5 empty] | Removed from Ground | Gas (Historical Use) | 6000 | Bare Steel | 1978-05-18 | 1994-05-01 | Galvanized Steel | Pressurized
ADEL STARTER | RTE 2 BOX 394 B-3 | ADEL | Cook | 9037033 | 3 | [5 empty] | Removed from Ground | Gas (Historical Use) | 2000 | Bare Steel | 1999-04-19 | 1999-04-19 | Not Marked
ADEL TRUCK PLAZA | 1503 W FOURTH ST | ADEL | Cook | 9037035 | 4 | Flapper Valve | 1996-06-01 | FALSE | 1996-06-01 | FALSE | Currently in Use | Diesel | 20000 | Composite | 1996-06-01 |  | Double-Walled Flex | Pressurized
ADEL SHELL | 1209 W FOURTH ST | ADEL | Cook | 9037011 | 3 | Flapper Valve | 1992-04-01 | FALSE | 1992-04-01 | FALSE | Currently in Use | Premium | 20000 | Composite | 1992-04-11 |  | Double-Walled Flex | Pressurized
FAUSETT'S INC | 518 SOUTH ELM ST | ADEL | Cook | 9037008 | 1 | [5 empty] | Removed from Ground | Other | 6000 | Bare Steel | 1993-11-15 | 1995-06-25 | Galvanized Steel | Pressurized
Quick Change # 8 | 1006 ELM ST | ADEL | Cook | 10001358 | 2B | Ball Float | 2006-01-01 | FALSE | 2006-01-01 | FALSE | Currently in Use | Premium | 5000 | Epoxy | 2005-10-01 |  | Fiberglass Reinforced Plastic | Pressurized
ADEL CITGO | 1003 W 4TH ST | ADEL | Cook | 10001212 | 2 | Ball Float | 2006-10-11 | FALSE | 2006-10-11 | FALSE | Currently in Use | Diesel | 12000 | Epoxy | 2006-09-14 |  | Double-Walled Fiberglass | Pressurized
SHELL FOODS | 1100 WEST FOURTH ST | ADEL | Cook | 370036 | A | [5 empty] | Removed from Ground | Diesel | 0 | Not Marked/Unknown | 1986-01-01 | 1986-01-01 | Not Marked
SHELL FOODS | 1100 WEST FOURTH ST | ADEL | Cook | 370036 | 3 | Flapper Valve | 1995-03-01 |  | 1995-03-01 |  | Removed from Ground | Gas (Historical Use) | 10000 | Fiberglass | 1987-01-02 | 2013-03-08 | Fiberglass Reinforced Plastic | Pressurized
ADEL BEVERAGE OUTLET | 1009 N HUTCHINSON AVE | ADEL | Cook | 9037018 | 1 | Flapper Valve | 1999-01-04 | FALSE | 1999-01-04 | FALSE | Currently in Use | E-10 | 8000 | Galvanic (STIP-3) | 1987-01-01 |  | Fiberglass Reinforced Plastic | Pressurized
SOMISA INV. LLC | 300 NORTH HUTCHINSON ST | ADEL | Cook | 9037001 | 4 | [5 empty] | Removed from Ground | Gas (Historical Use) | 4000 | Bare Steel | 1980-05-14 | 1995-02-06 | Galvanized Steel | Safe Suction (Euro)
FORMER GAS STATION | 1-75@BARNEYVILLE RD | SPARKS | Cook | 10002582 | 1 |  |  | FALSE |  | FALSE | Removed from Ground |  | 0 |  |  | 1985-01-01
CHEVRON FOOD MART | 270 KINARD BRIDGE RD | LENOX | Cook | 370043 | 3 | Flapper Valve | 1992-12-01 | FALSE | 1992-12-01 | FALSE | Currently in Use | E-10 | 10000 | Composite | 1982-05-09 |  | Double-Walled Flex | Pressurized
1ORTH COOK CAMPUS | 412 N ROBINSON ST | LENOX | Cook | 370004 | 5 | [5 empty] | Removed from Ground | Empty | 500 | Bare Steel |  | 1899-12-31 | Galvanized Steel
1ORTH COOK CAMPUS | 412 N ROBINSON ST | LENOX | Cook | 370004 | 4 | [5 empty] | Removed from Ground | Empty | 1 | Bare Steel |  | 1899-12-31 | Galvanized Steel | Suction (American)
CHEVRON FOOD STORE | 1770 OLD COFFEE RD & I-75 SW CORNER | CECIL | Cook | 370023 | T3A | [5 empty] | Removed from Ground | Gas (Historical Use) | 6000 | Bare Steel | 1968-05-11 | 1989-09-26 | Galvanized Steel
QUICK CHANGE #4 | 600 WEST FOURTH ST | ADEL | Cook | 372000 | 4 | Overfill Alarm | 1995-03-15 | FALSE | 1995-03-15 | FALSE | Currently in Use | Premium | 8000 | Galvanic (STIP-3) | 1995-03-15 |  |  | Pressurized
QUICK CHANGE #4 | 600 WEST FOURTH ST | ADEL | Cook | 372000 | 1 | [5 empty] | Removed from Ground | Gas (Historical Use) | 8000 | Bare Steel | 1981-05-03 | 1995-03-01 | Galvanized Steel | Safe Suction (Euro)
CHEVRON #44158/FOLSOM CHEVRON | 1011 WEST FOURTH ST | ADEL | Cook | 9000405 | 1 | [5 empty] | Removed from Ground | Gas (Historical Use) | 10000 | Fiberglass | 1981-05-06 | 1990-02-01 | Fiberglass Reinforced Plastic
CHEVRON #44158/FOLSOM CHEVRON | 1011 WEST FOURTH ST | ADEL | Cook | 9000405 | 4 |  |  | TRUE |  | TRUE | Removed from Ground | Used Oil | 1000 | Fiberglass | 1981-05-06 | 1990-02-01 | Fiberglass Reinforced Plastic
COOK COUNTY | 3255 COUNTY FARM RD | ADEL | Cook | 10002482 | 2B | Flapper Valve | 1990-01-01 | FALSE | 1990-01-01 | FALSE | Currently in Use | E-10 | 3000 | Galvanic (STIP-3) | 1990-01-01 |  | Fiberglass Reinforced Plastic | Pressurized
SANDERSON FARMS LLC | 3140 JM DR | ADEL | Cook | 10001283 | 1 | Ball Float | 2005-11-01 | FALSE | 2005-11-01 | FALSE | Currently in Use | E-10 | 10000 | Composite | 2005-11-01 |  | Fiberglass Reinforced Plastic | Pressurized
BP STATION | I-75 EXIT 37 | ADEL | Cook | 10001147 | 1 |  |  | FALSE |  | FALSE | Removed from Ground | Gas (Historical Use) | 6000 | Unknown | 2006-06-16 | 2006-06-16 | Unknown
LIBERTY 7 | 100 OLD QUITMAN HWY | ADEL | Cook | 10000453 | 1 | Ball Float | 2003-06-01 | FALSE | 2003-06-01 | FALSE | Currently in Use | E-10 | 15000 | Fiberglass | 2003-06-01 |  | Fiberglass Reinforced Plastic | Pressurized
PINE VALLEY GROCERY | 3595 HWY 76 | ADEL | Cook | 10000300 | 1B | Flapper Valve | 2000-09-14 | FALSE | 2000-09-14 | FALSE | Currently in Use | Diesel | 4000 | Composite | 2000-09-14 |  | Fiberglass Reinforced Plastic | Pressurized
Lanes Dixie | 331 W CENTRAL AVE | LENOX | Cook | 370040 | 3 | Flapper Valve | 1995-10-01 | FALSE | 1995-10-01 | FALSE | Currently in Use | E-10 | 8000 | Steel-Impressed Current | 1986-07-25 |  | Steel (Impressed Current) | Pressurized
CHEVRON FOOD MART | 270 KINARD BRIDGE RD | LENOX | Cook | 370043 | 2 | Flapper Valve | 1992-12-01 | FALSE | 1992-12-01 | FALSE | Currently in Use | Diesel | 8000 | Composite | 1982-05-09 |  | Double-Walled Flex | Pressurized
BALDREE'S CHEVRON | MAIN ST & US HWY 41 N | LENOX | Cook | 370021 | 1 | [5 empty] | Removed from Ground | Gas (Historical Use) | 3000 | Bare Steel | 1970-05-11 | 1993-05-12 | Galvanized Steel
SPARKS CITGO | 505 WEST COLQUITT ST | SPARKS | Cook | 9037028 | 4 | [5 empty] | Removed from Ground | Gas (Historical Use) | 10000 | Marked Unknown |  | 1899-12-31 | Not Marked
CHEVRON FOOD STORE | 1770 OLD COFFEE RD & I-75 SW CORNER | CECIL | Cook | 370023 | 155316 | Flapper Valve | 1989-10-06 | FALSE | 1989-10-06 | FALSE | Currently in Use | Diesel | 6000 | Galvanic (STIP-3) | 1989-10-06 |  | Fiberglass Reinforced Plastic | Pressurized
WISEMAN OIL CO INC | 305 NORTH BURWELL AVE | ADEL | Cook | 370034 | SUPER2 | [5 empty] | Removed from Ground | Gas (Historical Use) | 3000 | Cathodically Protected Steel | 1986-10-17 | 2004-01-15 | Galvanized Steel | Safe Suction (Euro)
DENT SERVICE STATION | 314 WEST FOURTH ST | ADEL | Cook | 370038 | 1 | Flapper Valve | 1998-12-07 | FALSE | 1998-12-07 | FALSE | Currently in Use | E-0 | 3000 | Steel-Impressed Current | 1966-05-18 |  | Steel (Impressed Current) | Safe Suction (Euro)
ADEL TRUCK PLAZA | 1503 W FOURTH ST | ADEL | Cook | 9037035 | 1 | Flapper Valve | 1996-06-01 | FALSE | 1996-06-01 | FALSE | Currently in Use | Diesel | 20000 | Composite | 1996-06-01 |  | Double-Walled Flex | Pressurized
MEGA MART | 100 NORTH HUTCHENSON | ADEL | Cook | 9037016 | 3A | Flapper Valve | 1993-09-27 | FALSE | 1993-09-27 | FALSE | Currently in Use | Premium | 6000 | Steel-Impressed Current | 1993-09-27 |  | Fiberglass Reinforced Plastic | Pressurized
SOMISA INV. LLC | 300 NORTH HUTCHINSON ST | ADEL | Cook | 9037001 | 1 | [5 empty] | Removed from Ground | Gas (Historical Use) | 4000 | Bare Steel | 1980-05-14 | 1995-02-06 | Galvanized Steel | Safe Suction (Euro)
CHEVRON #44158/FOLSOM CHEVRON | 1011 WEST FOURTH ST | ADEL | Cook | 9000405 | 3 | [5 empty] | Removed from Ground | Gas (Historical Use) | 10000 | Fiberglass | 1981-05-06 | 1990-02-01 | Fiberglass Reinforced Plastic
COOK COUNTY | 3255 COUNTY FARM RD | ADEL | Cook | 10002482 | 3 | Flapper Valve | 1990-01-01 | FALSE | 1990-01-01 | FALSE | Currently in Use | Diesel | 10000 | Epoxy Double-Walled | 1990-01-01 |  | Double-Walled Fiberglass | Pressurized
COOK COUNTY | 3255 COUNTY FARM RD | ADEL | Cook | 10002482 | 2A | Flapper Valve | 1990-01-01 | FALSE | 1990-01-01 | FALSE | Currently in Use | E-10 | 9000 | Galvanic (STIP-3) | 1990-01-01 |  | Fiberglass Reinforced Plastic | Pressurized
BALDREE'S CHEVRON | MAIN ST & US HWY 41 N | LENOX | Cook | 370021 | 2 | [5 empty] | Removed from Ground | Gas (Historical Use) | 2000 | Bare Steel | 1970-05-11 | 1993-05-12 | Galvanized Steel
CHEVRON FOOD STORE | 1770 OLD COFFEE RD & I-75 SW CORNER | CECIL | Cook | 370023 | T4 | [5 empty] | Removed from Ground | Diesel | 550 | Bare Steel | 1968-05-11 | 1985-05-01 | Galvanized Steel
CHEVRON FOOD STORE | 1770 OLD COFFEE RD & I-75 SW CORNER | CECIL | Cook | 370023 | T1 | [5 empty] | Removed from Ground | Gas (Historical Use) | 6000 | Bare Steel | 1968-05-11 | 1989-09-26 | Galvanized Steel
CECIL GROCERY | 7 Fellowship Church Rd | CECIL | Cook | 10000191 | 1A | Overfill Alarm | 2000-05-01 | FALSE | 2000-05-01 | FALSE | Currently in Use | E-10 | 8000 | Composite | 2000-05-01 |  | Fiberglass Reinforced Plastic | Pressurized
FAMILY WORLD CITGO | 1975 OLD COFFEE RD | CECIL | Cook | 10001881 | 2 | Flapper Valve | 2018-09-14 | FALSE | 2018-09-14 | FALSE | Currently in Use | Premium | 6000 | Composite Double Walled | 2018-09-14 |  | Double-Walled Fiberglass | Pressurized
SOMISA INV. LLC | 300 NORTH HUTCHINSON ST | ADEL | Cook | 9037001 | 3 | [5 empty] | Removed from Ground | Gas (Historical Use) | 4000 | Bare Steel | 1980-05-14 | 1995-02-06 | Galvanized Steel | Safe Suction (Euro)
FAUSETT OIL CO INC | 405 OLD QUITMAN RD | ADEL | Cook | 10000922 | 1B | Ball Float | 2005-06-01 | FALSE | 2005-06-01 | FALSE | Currently in Use | E-10 | 4000 | Epoxy | 2005-06-01 |  | Fiberglass Reinforced Plastic | Pressurized
SUNSHINE ACRES MOBILE HOME PARK | 2567 CAULIE HARRIS RD | ADEL | Cook | 10000498 | 1A | Ball Float | 2003-10-15 | FALSE | 2003-10-15 | FALSE | Temporarily out of use | Gas (Historical Use) | 8000 | Composite | 2003-10-15 |  | Fiberglass Reinforced Plastic | Pressurized
FORMER HOLIDAY MARKET | 104 WEST CENTRAL AVE | LENOX | Cook | 10002092 | 1 |  |  | FALSE |  | FALSE | Removed from Ground | Gas (Historical Use) | 1000 | Unknown |  | 1899-12-31
LENOX ELEMENTARY SCHOOL | 412 NORTH ROBINSON ST | LENOX | Cook | 9037004 | 1 | [5 empty] | Removed from Ground | Gas (Historical Use) | 3000 | Bare Steel | 1958-01-01 | 1991-08-12 | Galvanized Steel | Suction (American)
JEFF'S SERVICE CENTER (FORMER) | OLD UNION RD | LENOX | Cook | 9037015 | 4 |  |  | TRUE |  | TRUE | Removed from Ground | Used Oil | 1000 | Marked Unknown | 1995-08-08 | 1995-08-08 | Unknown
1ORTH COOK CAMPUS | 412 N ROBINSON ST | LENOX | Cook | 370004 | 3 | [5 empty] | Removed from Ground | Other | 1 | Bare Steel |  | 1899-12-31 | Unknown
SPARKS CITGO | 505 WEST COLQUITT ST | SPARKS | Cook | 9037028 | 1 | [5 empty] | Removed from Ground | Gas (Historical Use) | 10000 | Marked Unknown |  | 1899-12-31 | Not Marked
South GA MOTORSPORTS PARK | 2521 HWY 41 | Cecil | Cook | 10000863 | 2 |  | 2005-02-01 | FALSE | 2005-02-01 | FALSE | Temporarily out of use | Gas (Historical Use) | 2000 | Cathodically Protected Steel | 2005-02-01 |  | Steel/Sacrificial Anodes | Safe Suction (Euro)
WILLIAMS INVESTMENT CO | 902 WEST 4TH STREET | ADEL | Cook | 9037030 | 2 | [5 empty] | Removed from Ground | Gas (Historical Use) | 10000 | Marked Unknown |  | 1899-12-31 | Not Marked
ADEL STARTER | RTE 2 BOX 394 B-3 | ADEL | Cook | 9037033 | 1 |  |  | TRUE |  | TRUE | Removed from Ground | Used Oil | 500 | Bare Steel | 1999-04-19 | 1999-04-19 | Not Marked
ADEL TRUCK PLAZA | 1503 W FOURTH ST | ADEL | Cook | 9037035 | 2 | Flapper Valve | 1996-06-01 | FALSE | 1996-06-01 | FALSE | Currently in Use | Diesel | 20000 | Composite | 1996-06-01 |  | Double-Walled Flex | Pressurized
SOMISA INV. LLC | 300 NORTH HUTCHINSON ST | ADEL | Cook | 9037001 | 2 | [5 empty] | Removed from Ground | Gas (Historical Use) | 4000 | Bare Steel | 1980-05-14 | 1995-02-06 | Galvanized Steel | Safe Suction (Euro)
CHEVRON #44158/FOLSOM CHEVRON | 1011 WEST FOURTH ST | ADEL | Cook | 9000405 | 2 | [5 empty] | Removed from Ground | Gas (Historical Use) | 10000 | Fiberglass | 1981-05-06 | 1990-02-01 | Fiberglass Reinforced Plastic
SANDERSON FARMS LLC | 3140 JM DR | ADEL | Cook | 10001283 | 2 | Ball Float | 2005-11-01 | FALSE | 2005-11-01 | FALSE | Currently in Use | Diesel | 10000 | Composite | 2005-11-01 |  | Fiberglass Reinforced Plastic | Pressurized
BP STATION | I-75 EXIT 37 | ADEL | Cook | 10001147 | 2 |  |  | FALSE |  | FALSE | Removed from Ground | Gas (Historical Use) | 6000 | Unknown | 2006-06-16 | 2006-06-16 | Unknown
FORMER SHELL SERVICE STATION | 404 NORTH HUTCHISON | ADEL | Cook | 10000564 | 1 |  |  | FALSE |  | FALSE | Removed from Ground | Gas (Historical Use) | 4000 | Bare Steel |  | 1899-12-31
Lanes Dixie | 331 W CENTRAL AVE | LENOX | Cook | 370040 | 2 | Flapper Valve | 1995-10-01 | FALSE | 1995-10-01 | FALSE | Currently in Use | Premium | 8000 | Steel-Impressed Current | 1986-07-25 |  | Steel (Impressed Current) | Pressurized
CHEVRON FOOD MART | 270 KINARD BRIDGE RD | LENOX | Cook | 370043 | 1 | Flapper Valve | 1992-12-01 | FALSE | 1992-12-01 | FALSE | Temporarily out of use | Gas (Historical Use) | 6000 | Composite | 1982-05-09 | 2015-07-20 | Double-Walled Flex | Pressurized
BALDREE'S CHEVRON | MAIN ST & US HWY 41 N | LENOX | Cook | 370021 | 3 | [5 empty] | Removed from Ground | Gas (Historical Use) | 1000 | Bare Steel | 1970-05-11 | 1993-05-12 | Galvanized Steel
South GA MOTORSPORTS PARK | 2521 HWY 41 | Cecil | Cook | 10000863 | 5A |  | 2005-02-01 | FALSE | 2005-02-01 | FALSE | Temporarily out of use | Gas (Historical Use) | 2000 | Cathodically Protected Steel | 2005-02-01 |  | Steel/Sacrificial Anodes | Safe Suction (Euro)
SPARKS CITGO | 505 WEST COLQUITT ST | SPARKS | Cook | 9037028 | 2 | [5 empty] | Removed from Ground | Gas (Historical Use) | 10000 | Marked Unknown |  | 1899-12-31 | Not Marked
CHEVRON FOOD STORE | 1770 OLD COFFEE RD & I-75 SW CORNER | CECIL | Cook | 370023 | 155263 | Flapper Valve | 1989-10-06 | FALSE | 1989-10-06 | FALSE | Currently in Use | E-10 | 10000 | Galvanic (STIP-3) | 1989-10-06
CHEVRON #44160 | I-75/CECIL-BARNEY RD | CECIL | Cook | 9000307 | 4 |  |  | TRUE |  | TRUE | Removed from Ground | Used Oil | 550 | Cathodically Protected Steel | 1969-04-01 | 1989-12-01 | Bare Steel
South GA MOTORSPORTS PARK | 2521 HWY 41 | Cecil | Cook | 10000863 | 4 |  | 2005-02-01 | FALSE | 2005-02-01 | FALSE | Temporarily out of use | Gas (Historical Use) | 2000 | Cathodically Protected Steel | 2005-02-01 |  | Steel/Sacrificial Anodes | Safe Suction (Euro)
MEGA MART | 100 NORTH HUTCHENSON | ADEL | Cook | 9037016 | 1 | Flapper Valve | 1993-09-27 | FALSE | 1993-09-27 | FALSE | Currently in Use | E-10 | 10000 | Steel-Impressed Current | 1987-08-06 |  | Fiberglass Reinforced Plastic | Pressurized
ADEL FOOD MART | 615 NORTH HUTCHINSON AVE | ADEL | Cook | 9037006 | 2 | Flapper Valve | 1991-10-01 | FALSE | 1991-10-01 | FALSE | Currently in Use | E-10 | 10000 | Galvanic (STIP-3) | 1991-10-01 |  | Fiberglass Reinforced Plastic | Pressurized
QUICK CHANGE #6 | 315 N HUTCHINSON | ADEL | Cook | 9037009 | 3 | Ball Float | 1990-12-01 | FALSE | 1990-12-01 | FALSE | Currently in Use | Premium | 10000 | Galvanic (STIP-3) | 1990-12-01 |  | Fiberglass Reinforced Plastic | Pressurized
SOMISA INV. LLC | 300 NORTH HUTCHINSON ST | ADEL | Cook | 9037001 | 5 | Flapper Valve | 1995-02-15 | FALSE | 1995-02-15 | FALSE | Temporarily out of use | E-10 | 8000 | Composite | 1995-02-09 |  | Fiberglass Reinforced Plastic | Safe Suction (Euro)
LIBERTY 7 | 100 OLD QUITMAN HWY | ADEL | Cook | 10000453 | 2A | Ball Float | 2003-06-01 | FALSE | 2003-06-01 | FALSE | Currently in Use | Premium | 10000 | Fiberglass | 2003-06-01 |  | Fiberglass Reinforced Plastic | Pressurized
LENOX FIRST BAPTIST CHURCH | 415 W CENTRAL & TAYLOR ST | LENOX | Cook | 9037019 | 2 | [5 empty] | Removed from Ground | Diesel | 550 | Bare Steel | 1969-04-01 | 1998-12-15 | Copper | Suction (American)
CHEVRON #44160 | I-75/CECIL-BARNEY RD | CECIL | Cook | 9000307 | 3 | [5 empty] | Removed from Ground | Gas (Historical Use) | 5000 | Cathodically Protected Steel | 1969-04-01 | 1989-12-01 | Bare Steel
JEFF'S SERVICE CENTER (FORMER) | OLD UNION RD | LENOX | Cook | 9037015 | 1 | [5 empty] | Removed from Ground | Gas (Historical Use) | 2000 | Marked Unknown | 1995-08-08 | 1995-08-08 | Unknown
76 FOOD MART | 271 KINARD BRDG RD | LENOX | Cook | 370025 | 4 | Flapper Valve | 1998-12-28 | FALSE | 1998-12-28 | FALSE | Currently in Use | Premium | 4000 | Steel-Impressed Current | 1976-01-01 |  | Fiberglass Reinforced Plastic | Pressurized
76 FOOD MART | 271 KINARD BRDG RD | LENOX | Cook | 370025 | 5 | Flapper Valve | 1990-07-25 | FALSE | 1990-07-25 | FALSE | Currently in Use | Diesel | 2000 | Galvanic (STIP-3) | 1990-07-25 |  | Fiberglass Reinforced Plastic | Pressurized
LIBERTY FOOD MART | 202 N ROBINSON ST | LENOX | Cook | 370020 | 1 | Flapper Valve | 1997-03-04 | FALSE | 1997-03-04 | FALSE | Currently in Use | E-10 | 10000 | Steel-Impressed Current | 1980-05-06 |  | Steel (Impressed Current) | Pressurized
1ORTH COOK CAMPUS | 412 N ROBINSON ST | LENOX | Cook | 370004 | 2 | [5 empty] | Removed from Ground | Other | 1 | Bare Steel |  | 1899-12-31 | Unknown
SPARKS ELEM SCHOOL | 403 GOODMAN ST | SPARKS | Cook | 370032 | 1 | [5 empty] | Permanently Out of Use - historical purposes | Other | 250 | Bare Steel | 1982-01-17 | 1899-12-31 | Galvanized Steel
76 FOOD MART | 271 KINARD BRDG RD | LENOX | Cook | 370025 | 2 | Flapper Valve | 1998-12-28 | FALSE | 1998-12-28 | FALSE | Currently in Use | E-10 | 4000 | Steel-Impressed Current | 1976-01-01 |  | Fiberglass Reinforced Plastic | Pressurized
SPARKS FOODS | 110 S GOODMAN ST | SPARKS | Cook | 370019 | 2 | Flapper Valve | 1997-02-07 | FALSE | 1997-02-07 | FALSE | Currently in Use | Premium | 10000 | Steel-Impressed Current | 1981-05-06 |  | Steel (Impressed Current) | Pressurized
South GA MOTORSPORTS PARK | 2521 HWY 41 | Cecil | Cook | 10000863 | 5B | Flapper Valve | 2005-02-01 | FALSE | 2005-02-01 | FALSE | Temporarily out of use | Gas (Historical Use) | 2000 | Cathodically Protected Steel | 2005-02-01 |  |  | Safe Suction (Euro)
LEE PLANTATION | 4150 Barneyville Rd. | SPARKS | Cook | 370042 | 4 |  |  | FALSE |  | FALSE | Temporarily out of use | Kerosene | 4000 |  | 1976-01-04 |  | Galvanized Steel
LEE PLANTATION | 4150 Barneyville Rd. | SPARKS | Cook | 370042 | 1 |  |  | FALSE |  | FALSE | Temporarily out of use | Diesel | 4000 |  | 1976-01-04 |  | Galvanized Steel
PURVIS SVC STA | 219 SOUTH HUTCHINSON ST | ADEL | Cook | 370027 | 1 | [5 empty] | Removed from Ground | Gas (Historical Use) | 4000 | Bare Steel | 1968-05-12 | 2000-02-08 | Galvanized Steel | Suction (American)
KEYS PROPERTY | 800 SOUTH HUTCHINSON AVE | ADEL | Cook | 9037026 | 1 | [5 empty] | Removed from Ground | Gas (Historical Use) | 3000 | Not Marked/Unknown | 1997-03-06 | 1997-03-06 | Not Marked
COOK COUNTY AIRPORT | AIRPORT RD | ADEL | Cook | 9037023 | 3 | [5 empty] | Removed from Ground | Other | 2000 | Bare Steel | 1999-02-04 | 1999-02-04 | Galvanized Steel | Suction (American)
ADEL BEVERAGE OUTLET | 1009 N HUTCHINSON AVE | ADEL | Cook | 9037018 | 3 | Flapper Valve | 1999-01-04 | FALSE | 1999-01-04 | FALSE | Currently in Use | Premium | 8000 | Galvanic (STIP-3) | 1987-01-01 |  | Fiberglass Reinforced Plastic | Pressurized
ADEL FOOD MART | 615 NORTH HUTCHINSON AVE | ADEL | Cook | 9037006 | 1 | Flapper Valve | 1991-10-01 | FALSE | 1991-10-01 | FALSE | Currently in Use | Diesel | 10000 | Galvanic (STIP-3) | 1991-10-01 |  | Fiberglass Reinforced Plastic | Pressurized
QUICK CHANGE #4 | 600 WEST FOURTH ST | ADEL | Cook | 372000 | 3 | Overfill Alarm | 1995-03-15 | FALSE | 1995-03-15 | FALSE | Currently in Use | E-10 | 8000 | Galvanic (STIP-3) | 1995-03-15 |  |  | Pressurized
FORMER TEXACO STATION | 911 NORTH HUTCHINSON AVE | ADEL | Cook | 10001144 | 3 |  |  | FALSE |  | FALSE | Removed from Ground | Gas (Historical Use) | 4000 | Bare Steel | 2005-10-12 | 2005-10-12 | Bare Steel
JEFF'S SERVICE CENTER (FORMER) | OLD UNION RD | LENOX | Cook | 9037015 | 3 | [5 empty] | Removed from Ground | Diesel | 2000 | Marked Unknown | 1995-08-08 | 1995-08-08 | Unknown
Lanes Dixie | 331 W CENTRAL AVE | LENOX | Cook | 370040 | 4 | Flapper Valve | 1995-10-01 | FALSE | 1995-10-01 | FALSE | Currently in Use | Diesel | 8000 | Steel-Impressed Current | 1979-05-15 |  | Steel (Impressed Current) | Safe Suction (Euro)
Lanes Dixie | 331 W CENTRAL AVE | LENOX | Cook | 370040 | 5 | Flapper Valve | 1995-10-01 | FALSE | 1995-10-01 | FALSE | Currently in Use | Diesel | 8000 | Steel-Impressed Current | 1979-05-15 |  | Steel (Impressed Current) | Safe Suction (Euro)
CHASERVILLE MALL | 7800 MASSEE POST RD | SPARKS | Cook | 10000819 | 2 | Ball Float | 2005-01-05 | FALSE | 2005-01-05 | FALSE | Temporarily out of use | Diesel | 6000 | Composite | 2005-01-04 |  | Fiberglass Reinforced Plastic | Pressurized
FAMILY WORLD | RICHARDSON ST & EXIT 8 I-75 | CECIL | Cook | 9037036 | 2 | [5 empty] | Removed from Ground | Gas (Historical Use) | 8000 | Bare Steel | 1998-11-01 | 1998-11-01 | Galvanized Steel | Suction (American)
South GA MOTORSPORTS PARK | 2521 HWY 41 | Cecil | Cook | 10000863 | 1 | Flapper Valve | 2005-02-05 | FALSE | 2005-02-05 | FALSE | Temporarily out of use | Diesel | 2000 | Galvanic (STIP-3) | 2005-02-01 |  | Steel/Sacrificial Anodes | Safe Suction (Euro)
AMOCO #897 | KINARD BRIDGE RD | TIFTON | Cook | 370041 | 3 | [5 empty] | Removed from Ground | Gas (Historical Use) | 4000 | Bare Steel | 1973-05-16 | 1899-12-31 | Galvanized Steel | Safe Suction (Euro)
CHEVRON FOOD MART | 270 KINARD BRIDGE RD | LENOX | Cook | 370043 | 4 | Flapper Valve | 1998-02-01 | FALSE | 1998-02-01 | FALSE | Currently in Use | Premium | 3000 | Composite | 1998-02-01 |  | Double-Walled Flex | Pressurized
JEFF'S SERVICE CENTER (FORMER) | OLD UNION RD | LENOX | Cook | 9037015 | 2 | [5 empty] | Removed from Ground | Gas (Historical Use) | 2000 | Marked Unknown | 1995-08-08 | 1995-08-08 | Unknown
LIBERTY FOOD MART | 202 N ROBINSON ST | LENOX | Cook | 370020 | 2 | Flapper Valve | 1997-03-04 | FALSE | 1997-03-04 | FALSE | Currently in Use | Premium | 10000 | Steel-Impressed Current | 1980-05-06 |  | Steel (Impressed Current) | Pressurized
1ORTH COOK CAMPUS | 412 N ROBINSON ST | LENOX | Cook | 370004 | 1 | [5 empty] | Removed from Ground | Other | 1 | Bare Steel |  | 1899-12-31 | Unknown
SPARKS CITGO | 505 WEST COLQUITT ST | SPARKS | Cook | 9037028 | 3 | [5 empty] | Removed from Ground | Gas (Historical Use) | 10000 | Marked Unknown |  | 1899-12-31 | Not Marked
CHEVRON FOOD STORE | 1770 OLD COFFEE RD & I-75 SW CORNER | CECIL | Cook | 370023 | 155315 | Flapper Valve | 1989-10-06 | FALSE | 1989-10-06 | FALSE | Currently in Use | Premium | 6000 | Galvanic (STIP-3) | 1989-10-06 |  | Fiberglass Reinforced Plastic | Pressurized
FAMILY WORLD | RICHARDSON ST & EXIT 8 I-75 | CECIL | Cook | 9037036 | 3 | [5 empty] | Removed from Ground | Gas (Historical Use) | 3000 | Bare Steel | 1998-11-01 | 1998-11-01 | Galvanized Steel | Suction (American)
AMOCO #897 | KINARD BRIDGE RD | TIFTON | Cook | 370041 | 2 | [5 empty] | Removed from Ground | Gas (Historical Use) | 4000 | Bare Steel | 1973-05-16 | 1899-12-31 | Galvanized Steel | Safe Suction (Euro)
FORMER TEXACO STATION | 911 NORTH HUTCHINSON AVE | ADEL | Cook | 10001144 | 1 |  |  | FALSE |  | FALSE | Removed from Ground | Gas (Historical Use) | 2000 | Bare Steel | 2005-10-12 | 2005-10-12 | Bare Steel
ADEL CITGO | 1003 W 4TH ST | ADEL | Cook | 10001212 | 1 | Ball Float | 2006-10-11 | FALSE | 2006-10-11 | FALSE | Currently in Use | E-10 | 20000 | Epoxy | 2006-09-14 |  | Double-Walled Fiberglass | Pressurized
76 FOOD MART | 271 KINARD BRDG RD | LENOX | Cook | 370025 | 1 | Flapper Valve | 1998-12-28 | FALSE | 1998-12-28 | FALSE | Currently in Use | E-10 | 4000 | Steel-Impressed Current | 1976-01-01 |  | Fiberglass Reinforced Plastic | Pressurized
SPARKS CITGO | 505 WEST COLQUITT ST | SPARKS | Cook | 9037028 | 1B | Overfill Alarm | 2002-07-01 | FALSE | 2002-07-01 | FALSE | Currently in Use | Premium | 4000 | Composite | 2002-07-01 |  | Double-Walled Flex | Pressurized
SPARKS FOODS | 110 S GOODMAN ST | SPARKS | Cook | 370019 | 1 | Flapper Valve | 1997-02-07 | FALSE | 1997-02-07 | FALSE | Currently in Use | E-10 | 10000 | Steel-Impressed Current | 1981-05-06 |  | Steel (Impressed Current) | Pressurized
LEE PLANTATION | 4150 Barneyville Rd. | SPARKS | Cook | 370042 | 2 |  |  | FALSE |  | FALSE | Temporarily out of use | Kerosene | 4000 |  | 1976-01-04 |  | Galvanized Steel
76 FOOD MART | 271 KINARD BRDG RD | LENOX | Cook | 370025 | 3 | Flapper Valve | 1998-12-28 | FALSE | 1998-12-28 | FALSE | Currently in Use | Premium | 4000 | Steel-Impressed Current | 1976-01-01 |  | Fiberglass Reinforced Plastic | Pressurized
CREWPTON AUTO WRECKING | RT 2 | LENOX | Cook | 370006 | 1 | [5 empty] | Permanently Out of Use - historical purposes | Empty | 2000 | Bare Steel | 1976-03-12 | 1899-12-31 | Galvanized Steel
SPARKS CITGO | 505 WEST COLQUITT ST | SPARKS | Cook | 9037028 | 1A | Overfill Alarm | 2002-07-01 | FALSE | 2002-07-01 | FALSE | Currently in Use | E-10 | 16000 | Composite | 2002-07-01 |  | Double-Walled Flex | Pressurized
CHEVRON FOOD STORE | 1770 OLD COFFEE RD & I-75 SW CORNER | CECIL | Cook | 370023 | T3B | [5 empty] | Removed from Ground | Gas (Historical Use) | 6000 | Bare Steel | 1968-05-11 | 1989-09-26 | Galvanized Steel
CHEVRON FOOD STORE | 1770 OLD COFFEE RD & I-75 SW CORNER | CECIL | Cook | 370023 | T5 |  |  | TRUE |  | TRUE | Removed from Ground | Used Oil | 550 | Bare Steel | 1968-05-11 | 1991-09-25 | Galvanized Steel
CHEVRON #44160 | I-75/CECIL-BARNEY RD | CECIL | Cook | 9000307 | 2 | [5 empty] | Removed from Ground | Gas (Historical Use) | 10000 | Cathodically Protected Steel | 1969-04-01 | 1989-12-01 | Bare Steel
South GA MOTORSPORTS PARK | 2521 HWY 41 | Cecil | Cook | 10000863 | 3 | Flapper Valve | 2005-02-01 | FALSE | 2005-02-01 | FALSE | Temporarily out of use | Gas (Historical Use) | 2000 | Galvanic (STIP-3) | 2005-02-01 |  | Steel/Sacrificial Anodes | Safe Suction (Euro)
FAMILY WORLD CITGO | 1975 OLD COFFEE RD | CECIL | Cook | 10001881 | 1A | Overfill Alarm | 2008-04-12 | FALSE | 2008-04-12 | FALSE | Currently in Use | E-10 | 18000 | Fiberglass Double Walled | 2008-03-26 |  | Double-Walled Fiberglass | Pressurized
LEE PLANTATION | 4150 Barneyville Rd. | SPARKS | Cook | 370042 | 3 |  |  | FALSE |  | FALSE | Temporarily out of use | Kerosene | 4000 |  | 1976-01-04 |  | Galvanized Steel
REED BINGHAM STATE PARK | RT 2 BOX 394B | ADEL | Cook | 9037034 | 2 | Flapper Valve | 2001-07-01 | FALSE | 2001-07-01 | FALSE | Temporarily out of use | Gas (Historical Use) | 2500 | Fiberglass Double Walled | 2001-07-01 |  | Fiberglass Reinforced Plastic | Safe Suction (Euro)
QUICK CHANGE #5 | 2302 W 4TH ST | ADEL | Cook | 9037014 | 1B | Overfill Alarm | 1995-01-01 | FALSE | 1995-01-01 | FALSE | Currently in Use | Premium | 4000 | Galvanic (STIP-3) | 1995-01-01 |  | Fiberglass Reinforced Plastic | Pressurized
WEYERHAEUSER | 801 COOK STREET | ADEL | Cook | 9037013 | 1 | [5 empty] | Removed from Ground | Other | 250 | Not Marked/Unknown |  | 1899-12-31 | Not Marked
Quick Change # 8 | 1006 ELM ST | ADEL | Cook | 10001358 | 1 | Ball Float | 2006-01-01 | FALSE | 2006-01-01 | FALSE | Currently in Use | E-10 | 20000 | Epoxy | 2005-10-01 |  | Fiberglass Reinforced Plastic | Pressurized
PINE VALLEY GROCERY | 3595 HWY 76 | ADEL | Cook | 10000300 | 1A | Flapper Valve | 2000-09-14 | FALSE | 2000-09-14 | FALSE | Currently in Use | E-10 | 8000 | Composite | 2000-09-14 |  | Fiberglass Reinforced Plastic | Pressurized
CHASERVILLE MALL | 7800 MASSEE POST RD | SPARKS | Cook | 10000819 | 1 | Ball Float | 2004-01-05 | FALSE | 2005-01-05 | FALSE | Temporarily out of use | Gas (Historical Use) | 6000 | Composite | 2005-01-04 |  | Fiberglass Reinforced Plastic | Pressurized
CECIL GROCERY | 7 Fellowship Church Rd | CECIL | Cook | 10000191 | 1B | Overfill Alarm | 2000-05-01 | FALSE | 2000-05-01 | FALSE | Currently in Use | E-10 | 4000 | Composite | 2000-05-01 |  | Fiberglass Reinforced Plastic | Pressurized
CHEVRON #44164 | RT 1 BARNEYVILLE RD | SPARKS | Cook | 9037025 | 1 | [5 empty] | Removed from Ground | Gas (Historical Use) | 10000 | Not Marked/Unknown |  | 1899-12-31 | Not Marked
SHELL FOODS | 1100 WEST FOURTH ST | ADEL | Cook | 370036 | 1 | Flapper Valve | 1995-03-01 |  | 1995-03-01 |  | Removed from Ground | Gas (Historical Use) | 12000 | Fiberglass | 1987-01-02 | 2013-03-08 | Fiberglass Reinforced Plastic | Pressurized
SHELL FOODS | 1100 WEST FOURTH ST | ADEL | Cook | 370036 | 4 | Flapper Valve | 1995-03-01 |  | 1995-03-01 |  | Removed from Ground | Gas (Historical Use) | 8000 | Fiberglass | 1987-01-01 | 2013-03-08 | Fiberglass Reinforced Plastic | Pressurized
KEYS PROPERTY | 800 SOUTH HUTCHINSON AVE | ADEL | Cook | 9037026 | 6 | [5 empty] | Removed from Ground | Gas (Historical Use) | 1000 | Not Marked/Unknown | 1997-03-06 | 1997-03-06 | Not Marked
DEL COOK LUMBER COMPANY | WEST NINTH STREET | ADEL | Cook | 9037022 | 12 | [5 empty] | Removed from Ground | Diesel | 8000 | Not Marked/Unknown | 1998-12-30 | 1998-12-30 | Not Marked
DEL COOK LUMBER COMPANY | WEST NINTH STREET | ADEL | Cook | 9037022 | 2 | [5 empty] | Removed from Ground | Diesel | 4000 | Bare Steel | 1998-12-30 | 1998-12-30 | Unknown | Pressurized
ADEL BEVERAGE OUTLET | 1009 N HUTCHINSON AVE | ADEL | Cook | 9037018 | 2 | Flapper Valve | 1999-01-04 | FALSE | 1999-01-04 | FALSE | Currently in Use | E-10 | 8000 | Galvanic (STIP-3) | 1987-01-01 |  | Fiberglass Reinforced Plastic | Pressurized
QUICK CHANGE #4 | 600 WEST FOURTH ST | ADEL | Cook | 372000 | 2 | [5 empty] | Removed from Ground | Gas (Historical Use) | 8000 | Bare Steel | 1981-05-03 | 1995-03-01 | Galvanized Steel | Safe Suction (Euro)
Quick Change # 8 | 1006 ELM ST | ADEL | Cook | 10001358 | 2A | Ball Float | 2006-01-01 | FALSE | 2006-01-01 | FALSE | Currently in Use | Diesel | 15000 | Epoxy | 2005-10-01 |  | Fiberglass Reinforced Plastic | Pressurized
FAUSETT OIL CO INC | 405 OLD QUITMAN RD | ADEL | Cook | 10000922 | 2B | Ball Float | 2005-06-01 | FALSE | 2005-06-01 | FALSE | Currently in Use | Diesel | 4000 | Epoxy | 2005-06-01 |  | Fiberglass Reinforced Plastic | Pressurized
TOWN OF SPARKS | 112 EAST COLQUITT ST | SPARKS | Cook | 370014 | 1 | [5 empty] | Removed from Ground | Gas (Historical Use) | 560 | Bare Steel | 1976-03-12 | 1995-06-01 | Galvanized Steel
CHEVRON #44160 | I-75/CECIL-BARNEY RD | CECIL | Cook | 9000307 | 1 | [5 empty] | Removed from Ground | Gas (Historical Use) | 10000 | Cathodically Protected Steel | 1969-04-01 | 1989-12-01 | Bare Steel
AMOCO #897 | KINARD BRIDGE RD | TIFTON | Cook | 370041 | 1 | [5 empty] | Removed from Ground | Gas (Historical Use) | 4000 | Bare Steel | 1973-05-16 | 1899-12-31 | Galvanized Steel | Safe Suction (Euro)
CHEVRON #44164 | RT 1 BARNEYVILLE RD | SPARKS | Cook | 9037025 | 3 | [5 empty] | Removed from Ground | Gas (Historical Use) | 5000 | Not Marked/Unknown |  | 1899-12-31 | Not Marked
FAMILY WORLD CITGO | 1975 OLD COFFEE RD | CECIL | Cook | 10001881 | 1B | Overfill Alarm | 2008-04-12 | FALSE | 2008-04-12 | FALSE | Currently in Use | Diesel | 6000 | Fiberglass Double Walled | 2008-03-26 |  | Double-Walled Fiberglass | Pressurized
CHEVRON #44164 | RT 1 BARNEYVILLE RD | SPARKS | Cook | 9037025 | 2 | [5 empty] | Removed from Ground | Gas (Historical Use) | 10000 | Not Marked/Unknown |  | 1899-12-31 | Not Marked
FAMILY WORLD | RICHARDSON ST & EXIT 8 I-75 | CECIL | Cook | 9037036 | 1 | [5 empty] | Removed from Ground | Gas (Historical Use) | 8000 | Bare Steel | 1998-11-01 | 1998-11-01 | Galvanized Steel | Suction (American)
AMOCO #897 | KINARD BRIDGE RD | TIFTON | Cook | 370041 | 4 | [5 empty] | Removed from Ground | Gas (Historical Use) | 4000 | Bare Steel | 1973-05-16 | 1899-12-31 | Galvanized Steel | Safe Suction (Euro)
Circle K 2707043 | 1402 W 4th St | ADEL | Cook | 10003325 | 2B | Flapper Valve | 2023-03-15 | FALSE | 2023-03-15 | FALSE | Currently in Use | E-0 | 8000 | Fiberglass Double Walled | 2023-03-15 |  | Double-Walled Fiberglass | Pressurized
Circle K 2707043 | 1402 W 4th St | ADEL | Cook | 10003325 | 2A | Flapper Valve |  | FALSE |  | FALSE | Currently in Use | Premium | 12000 | Fiberglass Double Walled | 2023-03-15 |  | Double-Walled Fiberglass | Pressurized
Circle K 2707043 | 1402 W 4th St | ADEL | Cook | 10003325 | 3 | Flapper Valve |  | FALSE |  | FALSE | Currently in Use | Diesel | 20000 | Fiberglass Double Walled | 2023-03-15 |  | Double-Walled Fiberglass | Pressurized
Circle K 2707043 | 1402 W 4th St | ADEL | Cook | 10003325 | 1 | Flapper Valve | 2023-03-15 | FALSE | 2023-03-15 | FALSE | Currently in Use | E-15 | 20000 | Fiberglass Double Walled | 2023-03-15 |  | Double-Walled Fiberglass | Pressurized
ADEL CITGO | 811 OLD QUITMAN RD | ADEL | Cook | 10003406 | 1A | Flapper Valve | 2023-04-25 | FALSE | 2023-04-25 | FALSE | Currently in Use | E-10 | 20000 | Composite Double Walled | 2023-04-25 |  | Double-Walled Flex | Pressurized
ADEL CITGO | 811 OLD QUITMAN RD | ADEL | Cook | 10003406 | 2 | Flapper Valve | 2023-04-25 | FALSE | 2023-04-25 | FALSE | Currently in Use | Diesel | 10000 | Composite Double Walled | 2023-04-25 |  | Double-Walled Flex | Pressurized
MOBIL OIL CO | EXIT 12 ROUTE 1 I-75 | BARNEYVILLE | Cook | 9037029 | 1 | [5 empty] | Removed from Ground | Gas (Historical Use) | 8000 | Marked Unknown | 1998-11-01 | 1998-11-01 | Not Marked
MOBIL OIL CO | EXIT 12 ROUTE 1 I-75 | BARNEYVILLE | Cook | 9037029 | 2 | [5 empty] | Removed from Ground | Gas (Historical Use) | 8000 | Marked Unknown | 1998-11-01 | 1998-11-01 | Not Marked
MOBIL OIL CO | EXIT 12 ROUTE 1 I-75 | BARNEYVILLE | Cook | 9037029 | 3 | [5 empty] | Removed from Ground | Gas (Historical Use) | 8000 | Marked Unknown | 1998-11-01 | 1998-11-01 | Not Marked
CITY HALL | 112 NORTH PARRISH ST | ADEL | Cook | 370002 | 1 | [5 empty] | Removed from Ground | Gas (Historical Use) | 560 | Bare Steel | 1960-01-01 | 1997-04-18 | Galvanized Steel | Safe Suction (Euro)
GA FC | I-75 2 MI SOUTH OF ADEL | ADEL | Cook | 370009 | 2 | [5 empty] | Removed from Ground | Diesel | 560 | Bare Steel | 1981-04-23 | 1993-12-10 | Bare Steel | Safe Suction (Euro)
RAM QUICK CHANGE | 415 S HUTCHINSON RD | ADEL | Cook | 370007 | 1 | Flapper Valve | 1997-03-08 | FALSE | 1997-03-08 | FALSE | Currently in Use | Gas (Historical Use) | 10000 | Steel-Impressed Current | 1981-03-25 |  | Steel (Impressed Current) | Pressurized
GA FC | I-75 2 MI SOUTH OF ADEL | ADEL | Cook | 370009 | 1 | [5 empty] | Removed from Ground | Gas (Historical Use) | 2000 | Bare Steel | 1981-04-23 | 1993-12-10 | Bare Steel | Safe Suction (Euro)
COOK COUNTY SCHOOL BUS SHOP | 1109 N PARRISH AVE | ADEL | Cook | 370003 | 1 | [5 empty] | Removed from Ground | Diesel | 8000 | Bare Steel | 1982-01-17 | 1998-08-03 | Galvanized Steel | Suction (American)
GA FC | I-75 2 MI SOUTH OF ADEL | ADEL | Cook | 370009 | 3 |  | 1993-12-13 |  | 1993-12-13 |  | Removed from Ground | Gas (Historical Use) | 1000 | Galvanic (STIP-3) | 1993-12-13 | 2007-12-07 | Cathodically Protected | Safe Suction (Euro)
SUPER 8 TEXACO | 1103 W FOURTH ST | ADEL | Cook | 370015 | 1 |  | 1998-12-29 |  | 1998-12-29 |  | Removed from Ground | Gas (Historical Use) | 10000 | Steel-Impressed Current | 1998-12-29 | 2008-06-30 | Cathodically Protected | Pressurized
MEMORIAL HOSPITAL OF ADEL INC | 706 NORTH PARRISH | ADEL | Cook | 370010 | 1 | [5 empty] | Removed from Ground | Diesel | 500 | Bare Steel | 1984-04-04 | 1995-06-01 | Galvanized Steel
GA DOT #10419/COOK CO MAINT HQ | 106 TENNESSEE RD | ADEL | Cook | 370013 | 10419-4 | [5 empty] | Removed from Ground | Gas (Historical Use) | 550 | Bare Steel | 1981-04-30 | 1993-04-02 | Galvanized Steel
CITY HALL | 112 NORTH PARRISH ST | ADEL | Cook | 370002 | 3 | [5 empty] | Removed from Ground | Diesel | 1 | Bare Steel | 1997-05-09 | 1997-05-09 | Galvanized Steel
CITY HALL | 112 NORTH PARRISH ST | ADEL | Cook | 370002 | 2 | [5 empty] | Removed from Ground | Gas (Historical Use) | 1 | Bare Steel | 1997-05-09 | 1997-05-09 | Galvanized Steel
GA DOT #10419/COOK CO MAINT HQ | 106 TENNESSEE RD | ADEL | Cook | 370013 | 10419-3 | [5 empty] | Removed from Ground | Diesel | 1000 | Bare Steel | 1971-05-03 | 1993-04-02 | Galvanized Steel
MEMORIAL HOSPITAL OF ADEL INC | 706 NORTH PARRISH | ADEL | Cook | 370010 | 2 | [5 empty] | Removed from Ground | Gas (Historical Use) | 280 | Bare Steel | 1984-04-04 | 1995-06-09 | Galvanized Steel
RAM QUICK CHANGE | 415 S HUTCHINSON RD | ADEL | Cook | 370007 | 2 | Flapper Valve | 1997-03-08 | FALSE | 1997-03-08 | FALSE | Currently in Use | Gas (Historical Use) | 10000 | Steel-Impressed Current | 1981-03-25 |  | Steel (Impressed Current) | Pressurized
GA FC | I-75 2 MI SOUTH OF ADEL | ADEL | Cook | 370009 | 4 |  | 1993-12-13 |  | 1993-12-13 |  | Removed from Ground | Diesel | 1000 | Galvanic (STIP-3) | 1993-12-13 | 2007-12-07 | Cathodically Protected | Safe Suction (Euro)
GA DOT #10419/COOK CO MAINT HQ | 106 TENNESSEE RD | ADEL | Cook | 370013 | 419G1 |  | 1990-04-17 |  | 1990-04-17 |  | Removed from Ground | Gas (Historical Use) | 1030 | Cathodically Protected Steel | 1990-04-17 | 2004-03-17 | Galvanized Steel | Suction (American)
CHEVRON AT HWY 29 | 1400 US HWY 29 | NEWNAN | Coweta | 380108 | 2 | Flapper Valve | 1994-11-01 | FALSE | 1994-11-01 | FALSE | Removed from Ground | Regular | 12000 | Steel-Impressed Current | 1981-03-18 |  | Fiberglass Reinforced Plastic | Pressurized
CHEVRON AT HWY 29 | 1400 US HWY 29 | NEWNAN | Coweta | 380108 | 4 | Flapper Valve | 1994-11-01 | FALSE | 1994-11-01 | FALSE | Removed from Ground | Diesel | 10000 | Steel-Impressed Current | 1981-03-18 |  | Fiberglass Reinforced Plastic | Pressurized
HEMRICK'S | 10 FRANKLIN RD | NEWNAN | Coweta | 380105 | 4 | Ball Float | 1996-01-01 | FALSE | 1996-01-01 | FALSE | Currently in Use | Diesel | 2000 | Composite | 1984-05-01 |  | Double-Walled Flex | Pressurized
HEMRICK'S | 10 FRANKLIN RD | NEWNAN | Coweta | 380105 | 1 | Ball Float | 1996-01-01 | FALSE | 1996-01-01 | FALSE | Currently in Use | Regular | 10000 | Composite | 1984-05-01 |  | Double-Walled Flex | Pressurized
FRAZIERS AT JACKSON | 227 JACKSON ST | NEWNAN | Coweta | 380115 | 6A | Flapper Valve | 2023-11-30 | FALSE | 2023-11-30 | FALSE | Currently in Use | Premium | 4000 | Fiberglass Double Walled | 2023-11-30 |  | Double-Walled Flex | Pressurized
FRAZIERS AT JACKSON | 227 JACKSON ST | NEWNAN | Coweta | 380115 | 6B | Flapper Valve | 2023-11-30 | FALSE | 2023-11-30 | FALSE | Currently in Use | E-0 | 4000 | Fiberglass Double Walled | 2023-11-30 |  | Double-Walled Flex | Pressurized
DAYS INN B/P | I-85 & US HWY 29 | NEWNAN | Coweta | 380173 | 2 |  | 1998-10-01 |  | 1998-10-01 |  | Removed from Ground | Gas (Historical Use) | 10152 | Steel-Impressed Current | 1969-01-05 | 2010-12-06 | Cathodically Protected | Pressurized
CHEVRON AT HWY 29 | 1400 US HWY 29 | NEWNAN | Coweta | 380108 | 1 | Flapper Valve | 1994-11-01 | FALSE | 1994-11-01 | FALSE | Removed from Ground | Regular | 8000 | Steel-Impressed Current | 1981-03-18 |  | Fiberglass Reinforced Plastic | Pressurized
BROWNS STORE | 4 BELT RD | NEWNAN | Coweta | 380094 | 1 | [5 empty] | Removed from Ground | Gas (Historical Use) | 560 | Bare Steel | 1956-04-15 | 1998-10-29 | Galvanized Steel | Suction (American)
FRAZIERS AT JACKSON | 227 JACKSON ST | NEWNAN | Coweta | 380115 | 2 | Flapper Valve | 1998-12-01 | FALSE | 1998-12-01 | FALSE | Removed from Ground | Plus | 6000 | Steel-Impressed Current | 1979-05-08 |  |  | Suction (American)
POWERS CROSSROADS COUNTRY STORE | 4849 HWY 34 W | NEWNAN | Coweta | 380136 | 2 | [5 empty] | Removed from Ground | Gas (Historical Use) | 500 | Bare Steel | 1986-05-08 | 1987-05-12 | Galvanized Steel
TEMPLE 100 | 100 TEMPLE AVE | NEWNAN | Coweta | 380104 | 2 | [5 empty] | Removed from Ground | Gas (Historical Use) | 8000 | Bare Steel | 1977-05-03 | 1998-05-07 | Galvanized Steel | Suction (American)
COWETA CO/CENTRAL HIGH SCHOOL | 160 MCINTOSH SCHOOL | NEWNAN | Coweta | 380086 | 1 | [5 empty] | Removed from Ground | Gas (Historical Use) | 4000 | Bare Steel | 1970-04-08 | 1991-12-06 | Galvanized Steel
DOLLY ENT INC | 223 JACKSON ST | NEWNAN | Coweta | 380137 | 1 | Flapper Valve | 1996-08-29 | FALSE | 1996-08-29 | FALSE | Currently in Use | Gas (Historical Use) | 10000 | Steel-Impressed Current | 1983-05-09 |  | Galvanized Steel | Pressurized
GREENWAY #675/GREENVILLE ST PURE | 183 GREENVILLE ST | NEWNAN | Coweta | 380119 | 2 |  | 1998-01-01 |  | 1998-01-01 |  | Removed from Ground | Gas (Historical Use) | 1990 | Steel-Impressed Current | 1975-05-11 | 2009-05-27 | Cathodically Protected | Safe Suction (Euro)
GREENWAY #695/TEMPLE AMOCO | 118 TEMPLE AVE | NEWNAN | Coweta | 380121 | 3 |  | 1997-10-01 |  | 1997-10-01 |  | Removed from Ground | Gas (Historical Use) | 1990 | Steel-Impressed Current | 1973-05-11 | 2010-12-06 | Cathodically Protected | Suction (American)
GA FC/COWETA CO UNIT | 187 CORINTH RD | NEWNAN | Coweta | 380080 | 2 | [5 empty] | Removed from Ground | Diesel | 560 | Bare Steel | 1976-04-24 | 1993-01-01 | Galvanized Steel
GA FC/COWETA CO UNIT | 187 CORINTH RD | NEWNAN | Coweta | 380080 | 209087 |  | 1993-02-18 |  | 1993-02-18 |  | Removed from Ground | Gas (Historical Use) | 1000 | Galvanic (STIP-3) | 1993-02-18 | 2006-01-25 | Cathodically Protected | Safe Suction (Euro)
TEMPLE AVE SELF SVC | 121 TEMPLE AVE | NEWNAN | Coweta | 380071 | 2 | [5 empty] | Removed from Ground | Gas (Historical Use) | 4000 | Bare Steel | 1967-01-06 | 1986-08-10 | Galvanized Steel
FRAZIERS AT JACKSON | 227 JACKSON ST | NEWNAN | Coweta | 380115 | 4 | Flapper Valve | 1998-12-01 | FALSE | 1998-12-01 | FALSE | Removed from Ground | Diesel | 2000 | Steel-Impressed Current | 1971-05-10 |  | Fiberglass Reinforced Plastic | Suction (American)
FRAZIERS AT JACKSON | 227 JACKSON ST | NEWNAN | Coweta | 380115 | 5 | Flapper Valve | 2023-11-30 | FALSE | 2023-11-30 | FALSE | Currently in Use | Regular | 12000 | Fiberglass Double Walled | 2023-11-30 |  | Double-Walled Flex | Pressurized
SILVERSTAR CHEVRON | 165 TEMPLE AVE | NEWNAN | Coweta | 380109 | 5 | [5 empty] | Removed from Ground | Diesel | 3000 | Bare Steel | 1971-03-21 | 1992-02-19 | Galvanized Steel
SILVERSTAR CHEVRON | 165 TEMPLE AVE | NEWNAN | Coweta | 380109 | 4 | [5 empty] | Removed from Ground | Kerosene | 2000 | Bare Steel | 1971-03-21 | 1992-02-19 | Galvanized Steel
TEXACO | 182 GREENVILLE ST | NEWNAN | Coweta | 380100 | 2 | [5 empty] | Removed from Ground | Gas (Historical Use) | 2000 | Bare Steel | 1993-04-26 | 1993-04-26 | Bare Steel | Safe Suction (Euro)
FRAZIERS AT JACKSON | 227 JACKSON ST | NEWNAN | Coweta | 380115 | 6C | Flapper Valve | 2023-11-30 | FALSE | 2023-11-30 | FALSE | Currently in Use | Diesel On Road | 4000 | Fiberglass Double Walled | 2023-11-30 |  | Double-Walled Flex | Pressurized
SILVERSTAR CHEVRON | 165 TEMPLE AVE | NEWNAN | Coweta | 380109 | A |  | 1992-02-01 | FALSE | 1992-02-01 | FALSE | Currently in Use | Regular | 12000 | Fiberglass | 1992-02-01 |  | Fiberglass Reinforced Plastic | Pressurized
COWETA CO/CENTRAL HIGH SCHOOL | 160 MCINTOSH SCHOOL | NEWNAN | Coweta | 380086 | D | [5 empty] | Removed from Ground | Diesel | 6000 | Bare Steel | 1980-04-05 | 1991-12-07 | Galvanized Steel
COWETA CO/CENTRAL HIGH SCHOOL | 160 MCINTOSH SCHOOL | NEWNAN | Coweta | 380086 | C | [5 empty] | Removed from Ground | Diesel | 4000 | Bare Steel | 1980-04-05 | 1991-12-07 | Galvanized Steel
SILVERSTAR CHEVRON | 165 TEMPLE AVE | NEWNAN | Coweta | 380109 | 2 | [5 empty] | Removed from Ground | Gas (Historical Use) | 8000 | Bare Steel | 1971-03-21 | 1992-02-19 | Galvanized Steel
COWETA CO BD OF EDUC/CENTRAL OFF | 55 SAVANNAH ST | NEWNAN | Coweta | 380085 | 1 | [5 empty] | Removed from Ground | Gas (Historical Use) | 2000 | Bare Steel | 1984-04-04 | 1991-12-01 | Galvanized Steel
MADRAS SCHOOL/BUS FUEL AREA | 2355 US HWY 29 NORTH | NEWNAN | Coweta | 380090 | 1 | [5 empty] | Removed from Ground | Diesel | 10000 | Bare Steel | 1976-04-06 | 1992-05-15 | Galvanized Steel | Safe Suction (Euro)
W H FLOYD | RT 3 BOX 90 | NEWNAN | Coweta | 380139 | 2 | [5 empty] | Removed from Ground | Gas (Historical Use) | 1000 | Bare Steel | 1966-05-13 | 1989-12-13 | Galvanized Steel
TEMPLE 100 | 100 TEMPLE AVE | NEWNAN | Coweta | 380104 | 1 | [5 empty] | Removed from Ground | Gas (Historical Use) | 10000 | Bare Steel | 1977-05-03 | 1998-05-07 | Galvanized Steel | Suction (American)
HEMRICK'S | 10 FRANKLIN RD | NEWNAN | Coweta | 380105 | 2 | Ball Float | 1996-01-01 | FALSE | 1996-01-01 | FALSE | Currently in Use | Regular | 8000 | Composite | 1984-05-01 |  | Double-Walled Flex | Pressurized
FRAZIERS AT JACKSON | 227 JACKSON ST | NEWNAN | Coweta | 380115 | 3 | Flapper Valve | 1998-12-01 | FALSE | 1998-12-01 | FALSE | Removed from Ground | Premium | 6000 | Steel-Impressed Current | 1979-05-08 |  | Fiberglass Reinforced Plastic | Suction (American)
POWERS CROSSROADS COUNTRY STORE | 4849 HWY 34 W | NEWNAN | Coweta | 380136 | 3 | Ball Float | 1988-08-01 | FALSE | 1988-08-01 | FALSE | Currently in Use | Premium | 6000 | Fiberglass Double Walled | 1988-08-01 |  | Fiberglass Reinforced Plastic | Pressurized
TOMMY'S GROCERY | MACEDONIA RD | NEWNAN | Coweta | 380133 | 2 | [5 empty] | Permanently Out of Use - historical purposes | Gas (Historical Use) | 500 | Bare Steel |  | 1899-12-31 | Galvanized Steel
PERRY'S GROCERY | 1248 SOUTH US HWY 29 | NEWNAN | Coweta | 380131 | 5 | [5 empty] | Removed from Ground | Diesel | 6000 | Bare Steel | 1974-05-11 | 1987-05-01 | Galvanized Steel
COWETA FAYETTE EMC | 390 US HWY 29 N | NEWNAN | Coweta | 380003 | 2 | [5 empty] | Removed from Ground | Gas (Historical Use) | 600 | Bare Steel | 1971-03-09 | 1988-11-07 | Not Marked
MOBILITY CAR RENTAL | 46 GREENVILLE ST | NEWNAN | Coweta | 380030 | 3 | [5 empty] | Removed from Ground | Empty | 1000 | Bare Steel | 1956-03-27 | 1990-01-01 | Galvanized Steel
POWERS CROSSROADS COUNTRY STORE | 4849 HWY 34 W | NEWNAN | Coweta | 380136 | 5 | Flapper Valve | 1988-08-01 | FALSE | 1988-08-01 | FALSE | Currently in Use | Regular | 6000 | Fiberglass Double Walled | 1988-08-01 |  | Fiberglass Reinforced Plastic | Pressurized
POWERS CROSSROADS COUNTRY STORE | 4849 HWY 34 W | NEWNAN | Coweta | 380136 | 4 | Ball Float | 1988-08-01 | FALSE | 1988-08-01 | FALSE | Currently in Use | Diesel | 6000 | Galvanic (STIP-3) | 1988-08-01 |  | Steel (Impressed Current) | Pressurized
POWERS CROSSROADS COUNTRY STORE | 4849 HWY 34 W | NEWNAN | Coweta | 380136 | 7 | Flapper Valve | 1988-08-01 | FALSE | 1988-08-01 | FALSE | Currently in Use | Kerosene | 1000 | Galvanic (STIP-3) | 1988-08-01 |  | Steel (Impressed Current) | Safe Suction (Euro)
DOLLY ENT INC | 223 JACKSON ST | NEWNAN | Coweta | 380137 | 2 | Flapper Valve | 1996-08-29 | FALSE | 1996-08-29 | FALSE | Currently in Use | Gas (Historical Use) | 8000 | Steel-Impressed Current | 1973-05-11 |  | Galvanized Steel | Pressurized
COWETA FAYETTE EMC | 390 US HWY 29 N | NEWNAN | Coweta | 380003 | GAS#1 |  | 1987-11-03 |  | 1996-10-16 |  | Removed from Ground | Gas (Historical Use) | 10000 | Cathodically Protected Steel | 1987-11-03 | 2005-02-15 | Galvanized Steel | Pressurized
JAMES RIVER CORP | 76 SPRAYBERRY RD | NEWNAN | Coweta | 380066 | 2 | [5 empty] | Removed from Ground | Other | 1500 | Bare Steel | 1968-04-22 | 1990-12-06 | Galvanized Steel
FORMER WOLFMANS MUFFLER SHOP | 45 GREENVILLE ST | NEWNAN | Coweta | 9038105 | 2 | [5 empty] | Removed from Ground | Empty | 2000 | Marked Unknown | 2001-10-25 | 2001-10-25 | Unknown
SENOIA EXPRESS STOP | 2865 HWY 85 S | SENOIA | Coweta | 9038056 | 6 |  |  | FALSE |  | FALSE | Removed from Ground | Gas (Historical Use) | 1000 | Unknown | 2004-06-16 | 2004-06-16 | Unknown
Circle K 2745164 | 8144 GA HWY 16 | SENOIA | Coweta | 10001441 | 1 |  | 2007-10-18 | FALSE | 2007-10-18 | FALSE | Currently in Use | Gas (Historical Use) | 20000 | Composite Double Walled | 2007-10-18 |  | Double-Walled Flex | Pressurized
HARDY'S TEXACO | GA HWY 85 CITY LIMITS | HARALSON | Coweta | 380006 | 4 | [5 empty] | Removed from Ground | Diesel | 550 | Not Marked/Unknown | 1996-05-01 | 1996-05-01 | Not Marked
B&J MOBILE HOME PARK | 538 HIGHWAY 85 | HARALSON | Coweta | 9038098 | 1 | [5 empty] | Removed from Ground | Empty | 0 | Marked Unknown | 1980-01-01 | 1980-01-01 | Unknown
KMART CORP/DIST CENTER #8298 | 60 HERRING RD | NEWNAN | Coweta | 380018 | 1 | [5 empty] | Removed from Ground | Diesel | 10000 | Bare Steel | 1978-03-13 | 1995-11-22 | Galvanized Steel
TEMPLE 100 | 100 TEMPLE AVE | NEWNAN | Coweta | 380104 | 3 | [5 empty] | Removed from Ground | Gas (Historical Use) | 8000 | Bare Steel | 1977-05-03 | 1998-05-07 | Galvanized Steel | Suction (American)
RAY & GARY'S UNION 76/DAN J SMIT | 144 TEMPLE AVE | NEWNAN | Coweta | 380097 | 3 | [5 empty] | Removed from Ground | Gas (Historical Use) | 1000 | Bare Steel | 1958-01-08 | 1980-01-01 | Galvanized Steel | Safe Suction (Euro)
CHEVRON AT HWY 29 | 1400 US HWY 29 | NEWNAN | Coweta | 380108 | 3 | Flapper Valve | 1994-11-01 | FALSE | 1994-11-01 | FALSE | Removed from Ground | Premium | 12000 | Steel-Impressed Current | 1981-03-18 |  | Fiberglass Reinforced Plastic | Pressurized
CEDARGATE FARMS | 848 COPELAND RD | NEWNAN | Coweta | 380096 | 1 | [5 empty] | Removed from Ground | Diesel | 4000 | Bare Steel | 1982-03-26 | 2000-01-17 | Galvanized Steel
W H FLOYD | RT 3 BOX 90 | NEWNAN | Coweta | 380139 | 3 | [5 empty] | Removed from Ground | Gas (Historical Use) | 1000 | Bare Steel | 1966-05-13 | 1989-12-13 | Galvanized Steel
SILVERSTAR CHEVRON | 165 TEMPLE AVE | NEWNAN | Coweta | 380109 | 1 | [5 empty] | Removed from Ground | Gas (Historical Use) | 10000 | Bare Steel | 1971-03-21 | 1992-02-19 | Galvanized Steel
RAY & GARY'S UNION 76/DAN J SMIT | 144 TEMPLE AVE | NEWNAN | Coweta | 380097 | 2 | [5 empty] | Removed from Ground | Gas (Historical Use) | 1000 | Bare Steel | 1958-01-08 | 1980-01-01 | Galvanized Steel | Safe Suction (Euro)
STOREY'S GROCERY | ROSCOE RD | NEWNAN | Coweta | 380130 | 2 | [5 empty] | Removed from Ground | Gas (Historical Use) | 1000 | Bare Steel | 1969-05-12 | 1997-08-01 | Galvanized Steel
RAEES PIRANI | 870 HWY 16 E | NEWNAN | Coweta | 10000721 | 1 | Ball Float | 2003-06-09 | FALSE | 2003-06-09 | FALSE | Currently in Use | Regular | 12000 | Composite | 2003-05-20 |  | Double-Walled Fiberglass | Pressurized
DAYS INN B/P | I-85 & US HWY 29 | NEWNAN | Coweta | 380173 | 3 |  | 1998-10-01 |  | 1998-10-01 |  | Removed from Ground | Gas (Historical Use) | 10152 | Steel-Impressed Current | 1969-01-05 | 2010-12-06 | Cathodically Protected | Pressurized
TEXACO | 182 GREENVILLE ST | NEWNAN | Coweta | 380100 | 1 | [5 empty] | Removed from Ground | Gas (Historical Use) | 2000 | Bare Steel | 1993-04-26 | 1993-04-26 | Bare Steel | Safe Suction (Euro)
COWETA CO/WESTERN SCHOOL | 30 WELCOME RD | NEWNAN | Coweta | 380089 | 2 | [5 empty] | Removed from Ground | Diesel | 6000 | Bare Steel | 1975-04-07 | 1992-05-15 | Galvanized Steel | Safe Suction (Euro)
COWETA CO/CENTRAL HIGH SCHOOL | 160 MCINTOSH SCHOOL | NEWNAN | Coweta | 380086 | 2 | [5 empty] | Removed from Ground | Gas (Historical Use) | 6000 | Bare Steel | 1970-04-08 | 1991-12-06 | Galvanized Steel
GREENWAY #675/GREENVILLE ST PURE | 183 GREENVILLE ST | NEWNAN | Coweta | 380119 | 3 |  | 1998-01-01 |  | 1998-01-01 |  | Removed from Ground | Empty | 1990 | Steel-Impressed Current | 1975-05-11 | 2009-05-27 | Cathodically Protected | Safe Suction (Euro)
BURNETT'S GROCERY | 28 DR ELLIOTT RD | NEWNAN | Coweta | 380059 | 1 |  |  | FALSE |  | FALSE | Permanently Out of Use - historical purposes | Gas (Historical Use) | 0 | Bare Steel | 1968-01-01 |  | Bare Steel
TEMPLE AVE SELF SVC | 121 TEMPLE AVE | NEWNAN | Coweta | 380071 | 1 | [5 empty] | Removed from Ground | Gas (Historical Use) | 6000 | Bare Steel | 1967-01-06 | 1986-08-01 | Galvanized Steel
TEXACO BULLSBORO SELF SERVICE | 21 BULLSBORO DR GEORGIA HWY 34 | NEWNAN | Coweta | 380077 | 2 | [5 empty] | Removed from Ground | Gas (Historical Use) | 4000 | Bare Steel | 1971-04-27 | 1999-12-20 | Galvanized Steel
GREENWAY #612/MCSTOP | 1389 US HWY 29 SOUTH | NEWNAN | Coweta | 9038012 | 6 |  | 1991-07-08 | FALSE | 1991-07-08 | FALSE | Currently in Use | Diesel Off Road | 2000 | Galvanic (STIP-3) | 1991-07-08 |  | Fiberglass Reinforced Plastic | Pressurized
THE WITCHER STATION | 775 W HWY 16 | NEWNAN | Coweta | 9038011 | 4 |  | 1991-01-01 |  | 1991-01-01 |  | Currently in Use | Diesel | 6000 | Cathodically Protected Steel | 1991-01-01 |  | Fiberglass Reinforced Plastic | Pressurized
Circle K 2745121 | 3096 GEORGIA HWY 34 S | NEWNAN | Coweta | 9038013 | 5 | Flapper Valve | 2003-10-15 | FALSE | 2003-10-15 | FALSE | Currently in Use | Regular | 15000 | Composite Double Walled | 2003-10-15 |  | Double-Walled Flex | Pressurized
BROWN STEEL CONTRACTORS INC | 57 E BROAD ST. | NEWNAN | Coweta | 380072 | 3 | [5 empty] | Removed from Ground | Kerosene | 500 | Bare Steel | 1936-01-01 | 1999-07-01 | Bare Steel | Gravity Fed
CONTAINER PRODUCTS/NEWNAN PLANT | 434 CORINTH RD | NEWNAN | Coweta | 9000660 | 1 | [5 empty] | Removed from Ground | Gas (Historical Use) | 3000 | Bare Steel | 1972-05-11 | 1990-08-01 | Bare Steel
GOODYEAR ASC 2169 | 29 LAGRANGE ST | NEWNAN | Coweta | 380150 | 1 |  |  | TRUE |  | TRUE | Removed from Ground | Used Oil | 300 | Bare Steel | 1980-05-06 | 1993-05-01 | Bare Steel
GA POWER/PLANT YATES | 708 DYER RD | NEWNAN | Coweta | 380113 | 5B |  |  | TRUE |  | TRUE | Closed in Ground | Used Oil | 1000 | Bare Steel | 1971-05-11 | 1988-02-01 | Unknown
GA POWER/PLANT YATES | 708 DYER RD | NEWNAN | Coweta | 380113 | 3B | [5 empty] | Closed in Ground | Gas (Historical Use) | 1000 | Bare Steel | 1966-05-12 | 1988-07-01 | Unknown
HWY 85 BP STATION | 3675 HWY 85 | SENOIA | Coweta | 9038048 | 4 |  |  | FALSE |  | FALSE | Removed from Ground | Used Oil | 550 | Unknown | 2005-03-09 | 2005-03-09
HATCHETT WELDING/FORMER GULF STA | 7777 WELLS ST | SENOIA | Coweta | 380064 | 6 |  |  | TRUE |  | TRUE | Removed from Ground | Used Oil | 500 | Not Marked/Unknown | 1992-01-04 | 1992-01-04 | Not Marked
CROOKS FOOD MART | 7814 WELLS ST | SENOIA | Coweta | 380004 | 5A | Flapper Valve | 2021-11-29 | FALSE | 2021-10-25 | FALSE | Currently in Use | Premium | 4000 | Composite Double Walled | 2021-10-18 |  | Double-Walled Flex | Pressurized
BRENT SCARBROUGH & COMPANY INC | 3890 HWY 85 | SENOIA | Coweta | 10001639 | 1 |  |  | FALSE |  | FALSE | Removed from Ground |  | 500 | Unknown | 2008-12-04 | 2009-03-19 | Unknown
WILLIAMS GROCERY #77 | 86 HWY 85 | HARALSON | Coweta | 380015 | 4 | [5 empty] | Permanently Out of Use - historical purposes | Diesel | 1000 | Bare Steel | 1966-02-23 | 1899-12-31 | Galvanized Steel
SILVERSTAR CHEVRON | 165 TEMPLE AVE | NEWNAN | Coweta | 380109 | D |  | 1992-02-01 |  | 1992-02-01 |  | Currently in Use | Kerosene | 4000 | Fiberglass | 1992-02-01 |  | Fiberglass Reinforced Plastic | Safe Suction (Euro)
SILVERSTAR CHEVRON | 165 TEMPLE AVE | NEWNAN | Coweta | 380109 | C |  | 1992-02-01 | FALSE | 1992-02-01 | FALSE | Currently in Use | Diesel | 4000 | Fiberglass | 1992-02-01 |  | Fiberglass Reinforced Plastic | Pressurized
DAYS INN B/P | I-85 & US HWY 29 | NEWNAN | Coweta | 380173 | 1 |  | 1998-10-01 |  | 1998-10-01 |  | Removed from Ground | Gas (Historical Use) | 10152 | Steel-Impressed Current | 1969-01-05 | 2010-12-06 | Cathodically Protected | Pressurized
BROWNS STORE | 4 BELT RD | NEWNAN | Coweta | 380094 | 2 | [5 empty] | Removed from Ground | Gas (Historical Use) | 560 | Bare Steel | 1956-04-15 | 1998-10-28 | Galvanized Steel | Suction (American)
GREENWAY #675/GREENVILLE ST PURE | 183 GREENVILLE ST | NEWNAN | Coweta | 380119 | 1 |  | 1998-01-01 |  | 1998-01-01 |  | Removed from Ground | Gas (Historical Use) | 1990 | Steel-Impressed Current | 1975-05-11 | 2009-05-27 | Cathodically Protected | Safe Suction (Euro)
BROWN STEEL CONTRACTORS INC | 57 E BROAD ST. | NEWNAN | Coweta | 380072 | 1 | [5 empty] | Removed from Ground | Gas (Historical Use) | 1000 | Bare Steel | 1966-04-28 | 1992-07-21 | Bare Steel | Suction (American)
TEXACO BULLSBORO SELF SERVICE | 21 BULLSBORO DR GEORGIA HWY 34 | NEWNAN | Coweta | 380077 | 4 | [5 empty] | Removed from Ground | Gas (Historical Use) | 4000 | Bare Steel | 1983-04-24 | 1999-12-20 | Galvanized Steel
MOBILITY CAR RENTAL | 46 GREENVILLE ST | NEWNAN | Coweta | 380030 | 1 | [5 empty] | Removed from Ground | Empty | 4000 | Bare Steel | 1956-03-27 | 1990-01-01 | Galvanized Steel
NEWNAN-COWETA COUNTY AIRPORT | 100 AIRPORT RD | NEWNAN | Coweta | 380118 | 3 | [5 empty] | Permanently Out of Use - historical purposes | Kerosene | 10000 | Bare Steel | 1980-05-06 | 1899-12-31 | Bare Steel
POWERS CROSSROADS COUNTRY STORE | 4849 HWY 34 W | NEWNAN | Coweta | 380136 | 1 | [5 empty] | Removed from Ground | Gas (Historical Use) | 1000 | Bare Steel | 1986-05-08 | 1987-05-12 | Galvanized Steel
RAEES PIRANI | 870 HWY 16 E | NEWNAN | Coweta | 10000721 | 2 | Ball Float | 2003-06-09 | FALSE | 2003-06-09 | FALSE | Currently in Use | Premium | 6000 | Composite | 2003-05-20 |  | Double-Walled Fiberglass | Pressurized
FORMER HIGHWAY 27 GAS STOP | 28 DOC ELLIOTT ROAD | NEWNAN | Coweta | 10001139 | 2 |  |  | FALSE |  | FALSE | Removed from Ground | Not Marked/Tank Removed | 400 | Unknown | 2006-05-24 | 2006-05-24 | Unknown
BURNETT'S GROCERY | 28 DR ELLIOTT RD | NEWNAN | Coweta | 380059 | 3 |  |  | FALSE |  | FALSE | Permanently Out of Use - historical purposes | Gas (Historical Use) | 0 | Bare Steel | 1968-01-01 |  | Bare Steel
COWETA FAYETTE EMC | 390 US HWY 29 N | NEWNAN | Coweta | 380003 | DIESEL#2 |  | 1987-02-14 |  | 1996-10-16 |  | Removed from Ground | Diesel | 6000 | Cathodically Protected Steel | 1988-11-07 | 2005-02-15 | Galvanized Steel | Pressurized
CRAIN INDUSTRIES | OLD CORINTH ROAD | NEWNAN | Coweta | 380023 | 2 | [5 empty] | Removed from Ground | Diesel | 0 | Bare Steel | 1984-03-17 | 1990-08-01 | Galvanized Steel
TEXACO BULLSBORO SELF SERVICE | 21 BULLSBORO DR GEORGIA HWY 34 | NEWNAN | Coweta | 380077 | 1 | [5 empty] | Removed from Ground | Gas (Historical Use) | 4000 | Bare Steel | 1971-04-27 | 1999-12-20 | Galvanized Steel
GREENWAY #612/MCSTOP | 1389 US HWY 29 SOUTH | NEWNAN | Coweta | 9038012 | 3 |  | 1991-07-08 | FALSE | 1991-07-08 | FALSE | Currently in Use | Premium | 10000 | Galvanic (STIP-3) | 1991-07-08 |  | Fiberglass Reinforced Plastic | Pressurized
THE WITCHER STATION | 775 W HWY 16 | NEWNAN | Coweta | 9038011 | 3 |  | 1991-01-01 |  | 1991-01-01 |  | Currently in Use | Gas (Historical Use) | 8000 | Cathodically Protected Steel | 1991-01-01 |  | Fiberglass Reinforced Plastic | Pressurized
HATCHETT WELDING/FORMER GULF STA | 7777 WELLS ST | SENOIA | Coweta | 380064 | 5 | [5 empty] | Removed from Ground | Kerosene | 1000 | Bare Steel | 1976-04-23 | 1992-01-04 | Unknown
PERRY'S GROCERY | 1248 SOUTH US HWY 29 | NEWNAN | Coweta | 380131 | 1 | [5 empty] | Removed from Ground | Gas (Historical Use) | 6000 | Bare Steel | 1974-05-11 | 1987-05-01 | Galvanized Steel
PERRY'S GROCERY | 1248 SOUTH US HWY 29 | NEWNAN | Coweta | 380131 | 4 | [5 empty] | Removed from Ground | Gas (Historical Use) | 6000 | Bare Steel | 1974-05-11 | 1987-05-01 | Galvanized Steel
PERRY'S GROCERY | 1248 SOUTH US HWY 29 | NEWNAN | Coweta | 380131 | 7 | [5 empty] | Removed from Ground | Gas (Historical Use) | 6000 | Bare Steel | 1974-05-11 | 1987-05-01 | Galvanized Steel
Circle K 2745121 | 3096 GEORGIA HWY 34 S | NEWNAN | Coweta | 9038013 | 7 | Flapper Valve | 2003-10-15 | FALSE | 2003-10-15 | FALSE | Currently in Use | Diesel | 8000 | Composite Double Walled | 2003-10-15 |  | Double-Walled Flex | Pressurized
Circle K 2745121 | 3096 GEORGIA HWY 34 S | NEWNAN | Coweta | 9038013 | 4 |  | 1990-01-01 |  | 1990-01-01 |  | Removed from Ground | Diesel | 6000 | Composite | 1991-01-01 | 2003-08-04 | Fiberglass Reinforced Plastic | Pressurized
HWY 85 BP STATION | 3675 HWY 85 | SENOIA | Coweta | 9038048 | 3 | [5 empty] | Removed from Ground | Gas (Historical Use) | 2000 | Bare Steel | 1960-03-01 | 2005-03-09 | Galvanized Steel | Safe Suction (Euro)
HATCHETT WELDING/FORMER GULF STA | 7777 WELLS ST | SENOIA | Coweta | 380064 | 1 | [5 empty] | Removed from Ground | Diesel | 4000 | Bare Steel | 1976-04-23 | 1992-01-04 | Unknown
HATCHETT WELDING/FORMER GULF STA | 7777 WELLS ST | SENOIA | Coweta | 380064 | 4 | [5 empty] | Removed from Ground | Gas (Historical Use) | 2000 | Bare Steel | 1976-04-23 | 1992-01-04 | Unknown
Circle K 2745121 | 3096 GEORGIA HWY 34 S | NEWNAN | Coweta | 9038013 | 1 |  | 1990-01-01 |  | 1990-01-01 |  | Removed from Ground | Gas (Historical Use) | 10000 | Composite | 1991-01-01 | 2003-08-04 | Fiberglass Reinforced Plastic | Pressurized
GREENWAY #612/MCSTOP | 1389 US HWY 29 SOUTH | NEWNAN | Coweta | 9038012 | 2 |  | 1991-07-08 | FALSE | 1991-07-08 | FALSE | Currently in Use | Regular | 10000 | Galvanic (STIP-3) | 1991-07-08 |  | Fiberglass Reinforced Plastic | Pressurized
SENOIA CHEVRON | 2922 HWY 85 | SENOIA | Coweta | 9038085 | 2 | Ball Float | 1997-12-01 | FALSE | 1997-12-01 | FALSE | Currently in Use | Premium | 8000 | Epoxy | 1997-12-01 |  | Fiberglass Reinforced Plastic | Pressurized
HEMRICK'S | 10 FRANKLIN RD | NEWNAN | Coweta | 380105 | 3 | Ball Float | 1996-01-01 | FALSE | 1996-01-01 | FALSE | Currently in Use | Premium | 8000 | Composite | 1984-05-01 |  | Double-Walled Flex | Pressurized
SILVERSTAR CHEVRON | 165 TEMPLE AVE | NEWNAN | Coweta | 380109 | 3 | [5 empty] | Removed from Ground | Gas (Historical Use) | 10000 | Bare Steel | 1971-03-21 | 1992-02-19 | Galvanized Steel
PERRY'S GROCERY | 1248 SOUTH US HWY 29 | NEWNAN | Coweta | 380131 | 3 | [5 empty] | Removed from Ground | Gas (Historical Use) | 6000 | Bare Steel | 1974-05-11 | 1987-05-01 | Galvanized Steel
COWETA FAYETTE EMC | 390 US HWY 29 N | NEWNAN | Coweta | 380003 | 3 | [5 empty] | Removed from Ground | Gas (Historical Use) | 500 | Not Marked/Unknown | 1976-03-07 | 1993-07-12 | Not Marked
TEMPLE AVE SELF SVC | 121 TEMPLE AVE | NEWNAN | Coweta | 380071 | 4 | [5 empty] | Removed from Ground | Gas (Historical Use) | 6000 | Cathodically Protected Steel | 1986-01-01 | 1899-12-31 | Galvanized Steel
TEMPLE AVE SELF SVC | 121 TEMPLE AVE | NEWNAN | Coweta | 380071 | 5 | [5 empty] | Removed from Ground | Gas (Historical Use) | 6000 | Cathodically Protected Steel | 1986-01-01 | 1899-12-31 | Galvanized Steel
Circle K 2745121 | 3096 GEORGIA HWY 34 S | NEWNAN | Coweta | 9038013 | 3 |  | 1990-01-01 |  | 1990-01-01 |  | Removed from Ground | Gas (Historical Use) | 10000 | Composite | 1991-01-01 | 2003-08-04 | Fiberglass Reinforced Plastic | Pressurized
GA POWER/PLANT YATES | 708 DYER RD | NEWNAN | Coweta | 380113 | 5A | [5 empty] | Currently in Use | Other | 4759 | Bare Steel | 1966-05-12 |  | Unknown
FORMER WOLFMANS MUFFLER SHOP | 45 GREENVILLE ST | NEWNAN | Coweta | 9038105 | 3 | [5 empty] | Removed from Ground | Empty | 2000 | Marked Unknown | 2001-10-25 | 2001-10-25 | Unknown
GA POWER/PLANT YATES | 708 DYER RD | NEWNAN | Coweta | 380113 | 6B | [5 empty] | Closed in Ground | Gas (Historical Use) | 1000 | Bare Steel | 1971-05-11 | 1988-07-01 | Unknown
GA POWER/PLANT YATES | 708 DYER RD | NEWNAN | Coweta | 380113 | 4B | [5 empty] | Currently in Use | Diesel | 2208 | Bare Steel | 1971-05-11 |  | Unknown
DOLLY ENT INC | 223 JACKSON ST | NEWNAN | Coweta | 380137 | 3 | Flapper Valve | 1996-08-29 | FALSE | 1996-08-29 | FALSE | Currently in Use | Gas (Historical Use) | 8000 | Steel-Impressed Current | 1973-05-11 |  | Galvanized Steel | Pressurized
GREENWAY #695/TEMPLE AMOCO | 118 TEMPLE AVE | NEWNAN | Coweta | 380121 | 1 |  | 1997-10-01 |  | 1997-10-01 |  | Removed from Ground | Gas (Historical Use) | 1990 | Steel-Impressed Current | 1973-05-11 | 2010-12-06 | Cathodically Protected | Suction (American)
RAEES PIRANI | 870 HWY 16 E | NEWNAN | Coweta | 10000721 | 3 | Ball Float | 2003-06-09 | FALSE | 2003-06-09 | FALSE | Currently in Use | Diesel | 4000 | Composite | 2003-05-20 |  | Double-Walled Fiberglass | Pressurized
BURNETT'S GROCERY | 28 DR ELLIOTT RD | NEWNAN | Coweta | 380059 | 2 |  |  | FALSE |  | FALSE | Permanently Out of Use - historical purposes | Gas (Historical Use) | 0 | Bare Steel | 1968-01-01 |  | Bare Steel
CRAIN INDUSTRIES | OLD CORINTH ROAD | NEWNAN | Coweta | 380023 | 3 | [5 empty] | Removed from Ground | Diesel | 0 | Bare Steel | 1983-06-01 | 1983-06-01 | Galvanized Steel
GREENWAY #612/MCSTOP | 1389 US HWY 29 SOUTH | NEWNAN | Coweta | 9038012 | 5 |  | 1991-07-08 | FALSE | 1991-07-08 | FALSE | Currently in Use | Diesel | 15000 | Galvanic (STIP-3) | 1991-07-08 |  | Fiberglass Reinforced Plastic | Pressurized
THE WITCHER STATION | 775 W HWY 16 | NEWNAN | Coweta | 9038011 | 2 |  | 1991-01-01 |  | 1991-01-01 |  | Currently in Use | Gas (Historical Use) | 8000 | Cathodically Protected Steel | 1991-01-01 |  | Fiberglass Reinforced Plastic | Pressurized
KMART #7001 | 56 BULLSBORO | NEWNAN | Coweta | 380091 | 1 |  |  | TRUE |  | TRUE | Removed from Ground | Used Oil | 1000 | Bare Steel | 1973-04-07 | 1988-01-01 | Galvanized Steel
POWERS CROSSROADS COUNTRY STORE | 4849 HWY 34 W | NEWNAN | Coweta | 380136 | 6 | Ball Float | 1988-08-01 | FALSE | 1988-08-01 | FALSE | Currently in Use | Diesel Off Road | 4000 | Fiberglass Double Walled | 1988-08-01 |  | Fiberglass Reinforced Plastic | Pressurized
PERRY'S GROCERY | 1248 SOUTH US HWY 29 | NEWNAN | Coweta | 380131 | 6 | [5 empty] | Removed from Ground | Diesel | 6000 | Bare Steel | 1974-05-11 | 1987-05-01 | Galvanized Steel
GA FC/COWETA CO UNIT | 187 CORINTH RD | NEWNAN | Coweta | 380080 | 209086 |  | 1993-02-18 |  | 1993-02-18 |  | Removed from Ground | Used Oil | 1000 | Galvanic (STIP-3) | 1993-02-18 | 2006-01-25 | Cathodically Protected | Safe Suction (Euro)
TEMPLE AVE SELF SVC | 121 TEMPLE AVE | NEWNAN | Coweta | 380071 | 3 | [5 empty] | Removed from Ground | Gas (Historical Use) | 2000 | Bare Steel | 1967-01-06 | 1986-08-10 | Galvanized Steel
Circle K 2745121 | 3096 GEORGIA HWY 34 S | NEWNAN | Coweta | 9038013 | 6 | Flapper Valve | 2003-10-15 | FALSE | 2003-10-15 | FALSE | Currently in Use | Premium | 15000 | Composite Double Walled | 2003-10-15 |  | Double-Walled Flex | Pressurized
FORMER WOLFMANS MUFFLER SHOP | 45 GREENVILLE ST | NEWNAN | Coweta | 9038105 | 1 | [5 empty] | Removed from Ground | Empty | 2000 | Marked Unknown | 2001-10-25 | 2001-10-25 | Unknown
GA POWER/PLANT YATES | 708 DYER RD | NEWNAN | Coweta | 380113 | 1B |  |  | TRUE |  | TRUE | Currently in Use | Used Oil | 467 | Bare Steel | 1966-05-12 |  | Unknown
CLEVES GROCERY | 1226 JOHNSON ST | SENOIA | Coweta | 9038074 | 1 | [5 empty] | Temporarily out of use | Gas (Historical Use) | 1000 | Bare Steel | 1970-01-01 |  | Bare Steel | Safe Suction (Euro)
HWY 85 BP STATION | 3675 HWY 85 | SENOIA | Coweta | 9038048 | 2 | [5 empty] | Removed from Ground | Gas (Historical Use) | 1000 | Bare Steel | 1960-03-01 | 2005-03-09 | Galvanized Steel | Safe Suction (Euro)
HWY 85 BP STATION | 3675 HWY 85 | SENOIA | Coweta | 9038048 | 1 | [5 empty] | Removed from Ground | Gas (Historical Use) | 2000 | Bare Steel | 1960-03-01 | 2005-03-09 | Galvanized Steel | Safe Suction (Euro)
EAST COWETA MIDDLE SCHOOL | 6291 HWY 16 EAST | SENOIA | Coweta | 9038015 | 3 | [5 empty] | Removed from Ground | Gas (Historical Use) | 4000 | Bare Steel | 1982-02-20 | 1991-12-06 | Galvanized Steel | Safe Suction (Euro)
CROOKS FOOD MART | 7814 WELLS ST | SENOIA | Coweta | 380004 | 5B | Flapper Valve | 2021-11-29 | FALSE | 2021-10-25 | FALSE | Currently in Use | Diesel | 4000 | Composite Double Walled | 2021-10-18 |  | Double-Walled Flex | Pressurized
ODOM BROTHERS STORE | 4929 HWY 16 | TURIN | Coweta | 380016 | 2 | [5 empty] | Removed from Ground | Gas (Historical Use) | 560 | Bare Steel | 1999-02-24 | 1999-02-24 | Galvanized Steel | Suction (American)
CRACKER STATE OIL CO INC | 129 PINE RD | NEWNAN | Coweta | 380020 | 7 |  |  | TRUE |  | TRUE | Removed from Ground | Used Oil | 0 | Bare Steel | 1974-03-17 | 1993-03-23 | Galvanized Steel
FORMER HIGHWAY 27 GAS STOP | 28 DOC ELLIOTT ROAD | NEWNAN | Coweta | 10001139 | 4 |  |  | FALSE |  | FALSE | Removed from Ground | Not Marked/Tank Removed | 1000 | Bare Steel | 2006-05-24 | 2006-05-24 | Unknown
TEMPLE AVE SELF SVC | 121 TEMPLE AVE | NEWNAN | Coweta | 380071 | 6 | [5 empty] | Removed from Ground | Gas (Historical Use) | 6000 | Cathodically Protected Steel | 1986-01-01 | 1899-12-31 | Galvanized Steel
THOMAS WOOD | 4083 HWY 54 | SENOIA | Coweta | 9038059 | 1 |  | 1998-08-25 |  | 1998-08-25 |  | Removed from Ground | Gas (Historical Use) | 2000 | Epoxy | 1987-06-01 | 2013-05-02 | Fiberglass Reinforced Plastic | Suction (American)
SENOIA CHEVRON | 2922 HWY 85 | SENOIA | Coweta | 9038085 | 3 | Ball Float | 1997-12-01 | FALSE | 1997-12-01 | FALSE | Currently in Use | Diesel | 8000 | Epoxy | 1997-12-01 |  | Fiberglass Reinforced Plastic | Pressurized
HATCHETT WELDING/FORMER GULF STA | 7777 WELLS ST | SENOIA | Coweta | 380064 | 2 | [5 empty] | Removed from Ground | Gas (Historical Use) | 2000 | Bare Steel | 1976-04-23 | 1992-01-04 | Unknown
CROOKS FOOD MART | 7814 WELLS ST | SENOIA | Coweta | 380004 | 1 |  | 1997-10-15 | FALSE | 1997-10-15 | FALSE | Removed from Ground |  | 8000 | Steel-Impressed Current | 1982-02-06 | 2012-03-20 |  | Pressurized
CROOKS FOOD MART | 7814 WELLS ST | SENOIA | Coweta | 380004 | 4 | Ball Float | 2012-03-21 | FALSE | 2012-03-21 | FALSE | Currently in Use | Regular | 10000 | Composite Double Walled | 2012-03-21 |  | Double-Walled Flex | Pressurized
YELLOW FREIGHT SYSTEM INC | 3 HAYNIE ST | NEWNAN | Coweta | 380099 | 1 | [5 empty] | Removed from Ground | Diesel | 8000 | Bare Steel |  | 1899-12-31 | Unknown
RAY & GARY'S UNION 76/DAN J SMIT | 144 TEMPLE AVE | NEWNAN | Coweta | 380097 | 1 | [5 empty] | Removed from Ground | Gas (Historical Use) | 1000 | Bare Steel | 1958-01-08 | 1980-01-01 | Galvanized Steel | Safe Suction (Euro)
STOREY'S GROCERY | ROSCOE RD | NEWNAN | Coweta | 380130 | 1 | [5 empty] | Removed from Ground | Gas (Historical Use) | 1000 | Bare Steel | 1969-05-12 | 1997-08-01 | Galvanized Steel
FORMER HIGHWAY 27 GAS STOP | 28 DOC ELLIOTT ROAD | NEWNAN | Coweta | 10001139 | 3 |  |  | FALSE |  | FALSE | Removed from Ground | Not Marked/Tank Removed | 1000 | Bare Steel | 2006-05-24 | 2006-05-24 | Unknown
BROWN STEEL CONTRACTORS INC | 57 E BROAD ST. | NEWNAN | Coweta | 380072 | 2 | [5 empty] | Removed from Ground | Gas (Historical Use) | 500 | Bare Steel | 1936-01-01 | 1999-07-01 | Bare Steel | Gravity Fed
GA FC/COWETA CO UNIT | 187 CORINTH RD | NEWNAN | Coweta | 380080 | 1 | [5 empty] | Removed from Ground | Gas (Historical Use) | 2000 | Bare Steel | 1976-04-24 | 1993-01-01 | Galvanized Steel
TEXACO BULLSBORO SELF SERVICE | 21 BULLSBORO DR GEORGIA HWY 34 | NEWNAN | Coweta | 380077 | 3 | [5 empty] | Removed from Ground | Gas (Historical Use) | 4000 | Bare Steel | 1971-04-27 | 1999-12-20 | Galvanized Steel
GREENWAY #612/MCSTOP | 1389 US HWY 29 SOUTH | NEWNAN | Coweta | 9038012 | 4 |  | 1991-07-08 | FALSE | 1991-07-08 | FALSE | Currently in Use | Diesel | 15000 | Galvanic (STIP-3) | 1991-07-08 |  | Fiberglass Reinforced Plastic | Pressurized
GREENWAY #612/MCSTOP | 1389 US HWY 29 SOUTH | NEWNAN | Coweta | 9038012 | 1 |  | 1991-07-08 | FALSE | 1991-07-08 | FALSE | Currently in Use | Regular | 10000 | Galvanic (STIP-3) | 1991-07-08 |  | Fiberglass Reinforced Plastic | Pressurized
GA POWER/PLANT YATES | 708 DYER RD | NEWNAN | Coweta | 380113 | 2B | [5 empty] | Closed in Ground | Other | 1000 | Bare Steel | 1966-05-12 | 1988-09-01 | Unknown
Circle K 2745164 | 8144 GA HWY 16 | SENOIA | Coweta | 10001441 | 3 |  | 2007-10-18 | FALSE | 2007-10-18 | FALSE | Currently in Use | Diesel | 8000 | Composite Double Walled | 2007-10-18 |  | Double-Walled Flex | Pressurized
DOUGLAS BATTERY CO | 671 CORINTH RD | NEWNAN | Coweta | 380043 | 3 | [5 empty] | Removed from Ground | Gas (Historical Use) | 1000 | Bare Steel | 1971-03-24 | 1899-12-31 | Galvanized Steel
HEADLEY CONSTRUCTION CO | 44 EAST WASHINGTON ST | NEWNAN | Coweta | 380044 | 2 | Flapper Valve | 1999-02-15 | FALSE | 1999-02-15 | FALSE | Removed from Ground | Gas (Historical Use) | 1000 | Steel-Impressed Current | 1976-03-22 | 2018-02-15 | Steel (Impressed Current) | Safe Suction (Euro)
GREENWAY STORES INC #648-LAKESIDE SHELL | 1215 BULLSBORO DR | NEWNAN | Coweta | 9038071 | 4 | Flapper Valve | 1996-06-01 | FALSE | 1996-06-01 | FALSE | Currently in Use | Diesel Off Road | 2000 | Composite | 1996-06-01 |  | Double-Walled Fiberglass | Safe Suction (Euro)
RED SPOT | 1385 HWY 34 EAST | NEWNAN | Coweta | 9038034 | 2 | Flapper Valve | 1997-08-28 | FALSE | 1997-08-28 | FALSE | Temporarily out of use | Plus | 8000 | Steel-Impressed Current | 1989-10-10 |  | Steel (Impressed Current) | Pressurized
HOLLIS LUMBER & SUPPLY CO INC | 172 TEMPLE AVE | NEWNAN | Coweta | 380060 | 1 | [5 empty] | Currently in Use | Gas (Historical Use) | 500 | Bare Steel |  |  | Bare Steel
FRAZIERS @ GRANTVILLE | 5320 US HWY 29 S | GRANTVILLE | Coweta | 9038007 | 1 |  | 1989-04-01 |  | 1989-04-01 |  | Removed from Ground | Gas (Historical Use) | 6000 | Cathodically Protected Steel | 1989-04-01 | 2001-11-15 | Fiberglass Reinforced Plastic | Pressurized
GREENWAY #630 | US HWY 29 & I-85 | GRANTVILLE | Coweta | 380122 | 2 | Ball Float | 1998-06-01 | FALSE | 1998-06-01 | FALSE | Currently in Use | Diesel | 10000 | Steel-Impressed Current | 1975-05-11 |  | Steel (Impressed Current) | Pressurized
THE WITCHER STATION | 775 W HWY 16 | NEWNAN | Coweta | 9038011 | 1 |  | 1991-01-01 |  | 1991-01-01 |  | Currently in Use | Gas (Historical Use) | 8000 | Cathodically Protected Steel | 1991-01-01 |  | Fiberglass Reinforced Plastic | Pressurized
CLEVES GROCERY | 1226 JOHNSON ST | SENOIA | Coweta | 9038074 | 2 |  |  | FALSE |  | FALSE | Temporarily out of use | Kerosene | 1000 | Bare Steel | 1970-01-01 |  | Bare Steel | Safe Suction (Euro)
WILLIAMS GROCERY #77 | 86 HWY 85 | HARALSON | Coweta | 380015 | 5 | [5 empty] | Permanently Out of Use - historical purposes | Kerosene | 250 | Bare Steel | 1951-02-27 | 1899-12-31 | Galvanized Steel
WILLIAMS GROCERY #77 | 86 HWY 85 | HARALSON | Coweta | 380015 | 7 | Ball Float | 1995-10-01 | FALSE | 1995-10-01 | FALSE | Currently in Use | Premium | 8000 | Epoxy | 1995-10-01 |  |  | Pressurized
ODOM BROTHERS STORE | 4929 HWY 16 | TURIN | Coweta | 380016 | 1 | [5 empty] | Removed from Ground | Gas (Historical Use) | 560 | Bare Steel | 1999-02-24 | 1999-02-24 | Galvanized Steel | Suction (American)
SHENANDOAH BP | 784 GA HWY 34 EAST | NEWNAN | Coweta | 380021 | 2 | [5 empty] | Removed from Ground | Gas (Historical Use) | 10000 | Bare Steel | 1976-03-09 | 1996-09-30 | Galvanized Steel
TOMMY'S GROCERY | MACEDONIA RD | NEWNAN | Coweta | 380133 | 1 | [5 empty] | Permanently Out of Use - historical purposes | Gas (Historical Use) | 1000 | Bare Steel |  | 1899-12-31 | Galvanized Steel
FORMER HIGHWAY 27 GAS STOP | 28 DOC ELLIOTT ROAD | NEWNAN | Coweta | 10001139 | 1 |  |  | FALSE |  | FALSE | Removed from Ground | Not Marked/Tank Removed | 200 | Unknown | 2006-05-24 | 2006-05-24 | Unknown
NEWNAN-COWETA COUNTY AIRPORT | 100 AIRPORT RD | NEWNAN | Coweta | 380118 | 1 | [5 empty] | Removed from Ground | Gas (Historical Use) | 6000 | Cathodically Protected Steel | 1972-05-08 | 1997-12-01 | Bare Steel | Suction (American)
MONEX RESOURCES INC/MONIER RESOU | 661 DYER RD | NEWNAN | Coweta | 380103 | 1 | [5 empty] | Removed from Ground | Gas (Historical Use) | 500 | Bare Steel | 1975-04-26 | 1986-09-30 | Galvanized Steel
SENOIA CITY HALL | 80 MAIN ST | SENOIA | Coweta | 9038051 | 2 |  |  | FALSE |  | FALSE | Removed from Ground | Kerosene | 250 | Bare Steel | 2009-07-27 | 2009-07-27
SENOIA EXPRESS STOP | 2865 HWY 85 S | SENOIA | Coweta | 9038056 | 5 |  |  | FALSE |  | FALSE | Removed from Ground | Gas (Historical Use) | 1000 | Unknown | 2004-06-16 | 2004-06-16 | Unknown
SENOIA EXPRESS STOP | 2865 HWY 85 S | SENOIA | Coweta | 9038056 | 7 |  |  | FALSE |  | FALSE | Removed from Ground | Used Oil | 550 | Unknown | 2004-06-17 | 2004-06-17 | Unknown
JAMES RIVER CORP | 76 SPRAYBERRY RD | NEWNAN | Coweta | 380066 | 1 | [5 empty] | Removed from Ground | Other | 6000 | Bare Steel | 1968-04-22 | 1990-12-06 | Galvanized Steel
MOBILITY CAR RENTAL | 46 GREENVILLE ST | NEWNAN | Coweta | 380030 | 2 | [5 empty] | Removed from Ground | Empty | 4000 | Bare Steel | 1956-03-27 | 1990-01-01 | Galvanized Steel
GA POWER/PLANT YATES | 708 DYER RD | NEWNAN | Coweta | 380113 | 8B |  |  | TRUE |  | TRUE | Removed from Ground | Used Oil | 500 | Bare Steel | 1971-05-11 | 1987-01-12 | Unknown
WILLIAMS GROCERY #77 | 86 HWY 85 | HARALSON | Coweta | 380015 | 1 | [5 empty] | Permanently Out of Use - historical purposes | Gas (Historical Use) | 3000 | Bare Steel | 1951-02-27 | 1899-12-31 | Galvanized Steel
B&J MOBILE HOME PARK | 538 HIGHWAY 85 | HARALSON | Coweta | 9038098 | 2 | [5 empty] | Removed from Ground | Empty | 0 | Marked Unknown | 1980-01-01 | 1980-01-01 | Unknown
GREENWAY STORES #667-THOMAS CROSS ROADS VALERO | 3079 E HIGHWAY 34 | NEWNAN | Coweta | 9038055 | 1 | [5 empty] | Removed from Ground | Gas (Historical Use) | 8000 | Bare Steel | 1996-11-01 | 1996-11-01 | Bare Steel | Pressurized
HALLS GROCERY | 2617 FISHER RD | NEWNAN | Coweta | 9038021 | 1 | [5 empty] | Removed from Ground | Gas (Historical Use) | 560 | Bare Steel | 1971-01-01 | 1992-12-09 | Galvanized Steel
XPO LOGISTICS FREIGHT INC NNW | 15 AMLAJACK WAY | NEWNAN | Coweta | 10000524 | 1 | Overfill Alarm | 2003-10-27 | FALSE | 2003-10-27 | FALSE | Currently in Use | Diesel | 20000 | Fiberglass Double Walled | 2003-10-01 |  | Double-Walled Fiberglass | Pressurized
STAMPS GROCERY | 2008 HWY 54 | MORELAND | Coweta | 9038078 | 1 | [5 empty] | Removed from Ground | Gas (Historical Use) | 500 | Bare Steel | 1956-03-27 | 1996-11-01 | Galvanized Steel
HATCHETT WELDING/FORMER GULF STA | 7777 WELLS ST | SENOIA | Coweta | 380064 | 3 | [5 empty] | Removed from Ground | Gas (Historical Use) | 2000 | Bare Steel | 1976-04-23 | 1992-01-04 | Unknown
WILLIAMS GROCERY #77 | 86 HWY 85 | HARALSON | Coweta | 380015 | 3 | [5 empty] | Permanently Out of Use - historical purposes | Gas (Historical Use) | 6000 | Bare Steel | 1976-02-21 | 1899-12-31 | Galvanized Steel
G & L TIRE CO | 688 HIGHWAY 85 | HARALSON | Coweta | 9038075 | 2 | [5 empty] | Removed from Ground | Used Oil | 1000 | Not Marked/Unknown | 1996-12-20 | 1996-12-20 | Not Marked
PHILLIPS AUTO SERVICE | 4829 GEORGIA HWY 16 | NEWNAN | Coweta | 380035 | 1 |  | 1998-01-01 |  | 1998-01-01 |  | Removed from Ground | Gas (Historical Use) | 2000 | Cathodically Protected Steel | 1976-03-22 | 2004-09-29 | Cathodically Protected | Suction (American)
GREENWAY STORES #667-THOMAS CROSS ROADS VALERO | 3079 E HIGHWAY 34 | NEWNAN | Coweta | 9038055 | 3 | [5 empty] | Removed from Ground | Gas (Historical Use) | 8000 | Bare Steel | 1996-11-01 | 1996-11-01 | Bare Steel | Pressurized
RED SPOT | 1385 HWY 34 EAST | NEWNAN | Coweta | 9038034 | 5 | Flapper Valve | 1997-08-28 | FALSE | 1997-08-28 | FALSE | Currently in Use | Kerosene | 12000 | Steel-Impressed Current | 1989-10-10 |  | Steel (Impressed Current) | Pressurized
RYDER TRANSPORTATION #1511 | 37 AMLAJACK BLVD | NEWNAN | Coweta | 4380142 | 1 |  |  | FALSE |  | FALSE | Removed from Ground | Diesel | 12000 | Bare Steel | 1981-06-15 | 1995-09-27 | Bare Steel | Pressurized
MDS AUTO EXCHANGE | 6328 S HIGHWAY 29 | GRANTVILLE | Coweta | 9038082 | 3 | [5 empty] | Removed from Ground | Gas (Historical Use) | 3000 | Not Marked/Unknown | 1997-03-03 | 1997-03-03 | Not Marked
FRAZIERS @ GRANTVILLE | 5320 US HWY 29 S | GRANTVILLE | Coweta | 9038007 | 7B |  | 2002-03-04 | FALSE | 2002-03-04 | FALSE | Currently in Use | Diesel | 4000 | Epoxy | 2002-03-02 |  | Double Walled | Pressurized
FRAZIERS @ GRANTVILLE | 5320 US HWY 29 S | GRANTVILLE | Coweta | 9038007 | 3 |  | 1989-04-01 |  | 1989-04-01 |  | Removed from Ground | Gas (Historical Use) | 6000 | Cathodically Protected Steel | 1989-04-01 | 2001-11-15 | Fiberglass Reinforced Plastic | Pressurized
WEST GA RESA | 1231 LAGRANGE ST | GRANTVILLE | Coweta | 9038009 | G | [5 empty] | Removed from Ground | Gas (Historical Use) | 6000 | Epoxy | 1971-02-12 | 1991-12-07 | Galvanized Steel | Safe Suction (Euro)
WEST GA RESA | 1231 LAGRANGE ST | GRANTVILLE | Coweta | 9038009 | H | [5 empty] | Removed from Ground | Gas (Historical Use) | 4000 | Epoxy | 1971-02-12 | 1991-12-07 | Galvanized Steel | Safe Suction (Euro)
COWETA CO/GRANTVILLE BROWN SCHOO | 99 BROWN ST | GRANTVILLE | Coweta | 380088 | 1 | [5 empty] | Removed from Ground | Diesel | 10000 | Bare Steel | 1984-04-04 | 1993-07-28 | Galvanized Steel | Safe Suction (Euro)
THOMAS WOOD | 4083 HWY 54 | SENOIA | Coweta | 9038059 | 3 |  | 1998-08-25 |  | 1998-08-25 |  | Removed from Ground | Gas (Historical Use) | 2000 | Epoxy | 1987-06-01 | 2013-05-02 | Fiberglass Reinforced Plastic | Suction (American)
SENOIA EXPRESS STOP | 2865 HWY 85 S | SENOIA | Coweta | 9038056 | 2 |  | 1995-05-01 |  | 1995-05-01 |  | Removed from Ground | Gas (Historical Use) | 4000 | Cathodically Protected Steel | 1974-06-01 | 2004-06-16 | Fiberglass Reinforced Plastic | Pressurized
COWETA CO FIRE STATION #10 | 2746 GA HWY 85 | SENOIA | Coweta | 9038042 | 1 | [5 empty] | Removed from Ground | Gas (Historical Use) | 500 | Not Marked/Unknown | 1993-01-16 | 1993-01-16 | Not Marked
DOUGLAS BATTERY CO | 671 CORINTH RD | NEWNAN | Coweta | 380043 | 4 | [5 empty] | Removed from Ground | Diesel | 10000 | Bare Steel | 1974-04-03 | 1994-01-05 | Galvanized Steel
DOUGLAS BATTERY CO | 671 CORINTH RD | NEWNAN | Coweta | 380043 | 1 | [5 empty] | Removed from Ground | Diesel | 5000 | Bare Steel | 1971-03-24 | 1899-12-31 | Galvanized Steel
BOONE GROCERY | 776 BOONE RD | NEWNAN | Coweta | 380047 | 3 | [5 empty] | Removed from Ground | Gas (Historical Use) | 1000 | Bare Steel | 1999-10-19 | 1999-10-19 | Galvanized Steel | Suction (American)
PHILLIPS AUTO SERVICE | 4829 GEORGIA HWY 16 | NEWNAN | Coweta | 380035 | 2 |  | 1998-01-01 |  | 1998-01-01 |  | Removed from Ground | Gas (Historical Use) | 2000 | Cathodically Protected Steel | 1976-03-22 | 2004-09-29 | Cathodically Protected | Suction (American)
HARRIS CHEVRON | 20 HAMPTON WAY | NEWNAN | Coweta | 9038070 | 1 | Ball Float | 1995-10-02 | FALSE | 1995-10-02 | FALSE | Currently in Use | Regular | 12000 | Composite | 1995-09-30 |  | Double-Walled Fiberglass | Pressurized
CRACKER STATE OIL CO INC | 129 PINE RD | NEWNAN | Coweta | 380020 | 1 | [5 empty] | Removed from Ground | Gas (Historical Use) | 15000 | Bare Steel | 1974-03-17 | 1993-03-23 | Galvanized Steel
TRACT B | 2285 HIGHWAY 85 | SENOIA | Coweta | 10001124 | 2 |  |  | FALSE |  | FALSE | Removed from Ground | Gas (Historical Use) | 2000 | Bare Steel | 2005-06-09 | 2005-06-09 | Bare Steel
SHORT STOP CONVENIENCE STORE | 1230 GA HWY 16 W | NEWNAN | Coweta | 380019 | 2 | [5 empty] | Removed from Ground | Gas (Historical Use) | 580 | Bare Steel | 1986-03-07 | 1997-09-01 | Bare Steel | Safe Suction (Euro)
CRACKER STATE OIL CO INC | 129 PINE RD | NEWNAN | Coweta | 380020 | 2 | [5 empty] | Removed from Ground | Gas (Historical Use) | 15000 | Bare Steel | 1974-03-17 | 1993-03-23 | Galvanized Steel
GREENWAY STORES INC #648-LAKESIDE SHELL | 1215 BULLSBORO DR | NEWNAN | Coweta | 9038071 | 3 | Ball Float | 1996-06-01 | FALSE | 1996-06-01 | FALSE | Currently in Use | Diesel | 12000 | Composite | 1996-06-01 |  | Double-Walled Fiberglass | Pressurized
RED SPOT | 1385 HWY 34 EAST | NEWNAN | Coweta | 9038034 | 1 | Flapper Valve | 1997-08-28 | FALSE | 1997-08-28 | FALSE | Currently in Use | Regular | 8000 | Steel-Impressed Current | 1989-10-10 |  | Steel (Impressed Current) | Pressurized
RED SPOT | 1385 HWY 34 EAST | NEWNAN | Coweta | 9038034 | 4 | Flapper Valve | 1997-08-28 | FALSE | 1997-08-28 | FALSE | Currently in Use | Diesel | 8000 | Steel-Impressed Current | 1989-10-10 |  | Steel (Impressed Current) | Pressurized
KAWASAKI LOADERS MFG CORP USA | 60 AMLAJACK BLVD | NEWNAN | Coweta | 9038016 | 3 | [5 empty] | Removed from Ground | Other | 1000 | Fiberglass | 1988-01-25 | 1998-04-28 | Galvanized Steel | Suction (American)
HARDY'S TEXACO | GA HWY 85 CITY LIMITS | HARALSON | Coweta | 380006 | 1 | [5 empty] | Removed from Ground | Gas (Historical Use) | 3000 | Bare Steel | 1969-02-22 | 1996-05-01 | Bare Steel
WILLIAMS GROCERY #77 | 86 HWY 85 | HARALSON | Coweta | 380015 | 8 | Ball Float | 1995-10-01 | FALSE | 1995-10-01 | FALSE | Currently in Use | Diesel | 6000 | Epoxy | 1995-10-01 |  |  | Pressurized
WILLIAMS GROCERY #77 | 86 HWY 85 | HARALSON | Coweta | 380015 | 2 | [5 empty] | Permanently Out of Use - historical purposes | Gas (Historical Use) | 3000 | Bare Steel | 1951-02-27 | 1899-12-31 | Galvanized Steel
KMART CORP/DIST CENTER #8298 | 60 HERRING RD | NEWNAN | Coweta | 380018 | 5 | [5 empty] | Closed in Ground | Hazardous Substance | 1500 | Concrete | 1983-03-12 | 1994-09-29 | Not Marked
KMART CORP/DIST CENTER #8298 | 60 HERRING RD | NEWNAN | Coweta | 380018 | 4 | [5 empty] | Removed from Ground | Gas (Historical Use) | 2000 | Bare Steel | 1979-03-13 | 1995-11-22 | Galvanized Steel
SHENANDOAH BP | 784 GA HWY 34 EAST | NEWNAN | Coweta | 380021 | 5 | [5 empty] | Removed from Ground | Gas (Historical Use) | 10000 | Bare Steel | 1976-03-09 | 1996-09-30 | Galvanized Steel
SHENANDOAH BP | 784 GA HWY 34 EAST | NEWNAN | Coweta | 380021 | 4 | [5 empty] | Removed from Ground | Diesel | 1000 | Bare Steel | 1976-03-09 | 1996-09-30 | Galvanized Steel
Circle K 2745164 | 8144 GA HWY 16 | SENOIA | Coweta | 10001441 | 2 |  | 2007-10-18 | FALSE | 2007-10-18 | FALSE | Currently in Use | Gas (Historical Use) | 8000 | Composite Double Walled | 2007-10-18 |  | Double-Walled Flex | Pressurized
DOUGLAS BATTERY CO | 671 CORINTH RD | NEWNAN | Coweta | 380043 | 2 | [5 empty] | Removed from Ground | Diesel | 1000 | Bare Steel | 1971-03-24 | 1995-01-05 | Galvanized Steel
HEADLEY CONSTRUCTION CO | 44 EAST WASHINGTON ST | NEWNAN | Coweta | 380044 | 1 | Flapper Valve | 1999-02-15 | FALSE | 1999-02-15 | FALSE | Removed from Ground | Gas (Historical Use) | 1000 | Steel-Impressed Current | 1976-03-22 | 2018-02-15 | Steel (Impressed Current) | Safe Suction (Euro)
THE WELCOME STATION | 1339 WELCOME RD | NEWNAN | Coweta | 380051 | 2 | Flapper Valve | 1998-01-01 | FALSE | 1998-01-01 | FALSE | Currently in Use | Diesel | 5000 | Steel-Impressed Current | 1982-03-21 |  | Steel (Impressed Current) | Safe Suction (Euro)
SULLIVAN ROAD SHELL | 2235 E HWY 34 | NEWNAN | Coweta | 9038102 | 3 | Ball Float | 2000-10-02 | FALSE | 2000-10-02 | TRUE | Currently in Use | Diesel | 8000 | Composite | 2000-10-01 |  | Fiberglass Reinforced Plastic | Pressurized
WHITE OAK GOLF CLUB | 225 WHITE OAK DRIVE | NEWNAN | Coweta | 9038090 | 2 | [5 empty] | Removed from Ground | Gas (Historical Use) | 1000 | Marked Unknown | 1998-11-24 | 1998-11-24 | Not Marked
RED SPOT | 1385 HWY 34 EAST | NEWNAN | Coweta | 9038034 | 3 | Flapper Valve | 1997-08-28 | FALSE | 1997-08-28 | FALSE | Currently in Use | Premium | 8000 | Steel-Impressed Current | 1989-10-10 |  | Steel (Impressed Current) | Pressurized
KAWASAKI LOADERS MFG CORP USA | 60 AMLAJACK BLVD | NEWNAN | Coweta | 9038016 | 1 | [5 empty] | Removed from Ground | Other | 4000 | Fiberglass | 1988-01-25 | 1998-04-28 | Galvanized Steel | Suction (American)
NEWNAN-COWETA COUNTY AIRPORT | 100 AIRPORT RD | NEWNAN | Coweta | 380118 | 2 | [5 empty] | Removed from Ground | Gas (Historical Use) | 6000 | Cathodically Protected Steel | 1972-05-08 | 1997-12-01 | Bare Steel | Suction (American)
THOMAS WOOD | 4083 HWY 54 | SENOIA | Coweta | 9038059 | 2 |  | 1998-08-25 |  | 1998-08-25 |  | Removed from Ground | Gas (Historical Use) | 2000 | Epoxy | 1987-06-01 | 2013-05-02 | Fiberglass Reinforced Plastic | Suction (American)
SENOIA CHEVRON | 2922 HWY 85 | SENOIA | Coweta | 9038085 | 4 | Ball Float | 1997-12-01 | FALSE | 1997-12-01 | FALSE | Currently in Use | Kerosene | 2000 | Epoxy | 1997-12-01 |  | Fiberglass Reinforced Plastic | Pressurized
SHENANDOAH BP | 784 GA HWY 34 EAST | NEWNAN | Coweta | 380021 | 3 | [5 empty] | Removed from Ground | Gas (Historical Use) | 10000 | Bare Steel | 1976-03-09 | 1997-09-30 | Galvanized Steel
FIVE POINTS GROCERY | 44 E NEWNAN RD | NEWNAN | Coweta | 380055 | 3 | Ball Float | 1995-03-20 | FALSE | 1995-03-20 | FALSE | Currently in Use | Diesel | 4010 | Steel-Impressed Current | 1971-03-24 |  | Fiberglass Reinforced Plastic | Pressurized
HATCHETT WELDING/FORMER GULF STA | 7777 WELLS ST | SENOIA | Coweta | 380064 | 7 |  |  | TRUE |  | TRUE | Removed from Ground | Used Oil | 500 | Not Marked/Unknown | 1992-01-04 | 1992-01-04 | Not Marked
BRENT SCARBROUGH & COMPANY INC | 3890 HWY 85 | SENOIA | Coweta | 10001639 | 2 |  |  | FALSE |  | FALSE | Removed from Ground |  | 500 | Unknown | 2008-12-04 | 2009-03-19 | Unknown
WILLIAMS GROCERY #77 | 86 HWY 85 | HARALSON | Coweta | 380015 | 6 | Ball Float | 1995-10-01 | FALSE | 1995-10-01 | FALSE | Currently in Use | Regular | 10000 | Epoxy | 1995-10-01 |  |  | Pressurized
SHENANDOAH BP | 784 GA HWY 34 EAST | NEWNAN | Coweta | 380021 | 1 | [5 empty] | Removed from Ground | Diesel | 500 | Bare Steel | 1976-03-09 | 1996-09-30 | Galvanized Steel
THE WELCOME STATION | 1339 WELCOME RD | NEWNAN | Coweta | 380051 | 1 | Flapper Valve | 1998-01-01 | FALSE | 1998-01-01 | FALSE | Currently in Use | Regular | 5000 | Steel-Impressed Current | 1982-03-21 |  | Steel (Impressed Current) | Safe Suction (Euro)
HARRIS CHEVRON | 20 HAMPTON WAY | NEWNAN | Coweta | 9038070 | 2 | Ball Float | 1995-10-02 | FALSE | 1995-10-02 | FALSE | Currently in Use | Premium | 10000 | Composite | 1995-09-30 |  | Double-Walled Fiberglass | Pressurized
GREENWAY STORES #667-THOMAS CROSS ROADS VALERO | 3079 E HIGHWAY 34 | NEWNAN | Coweta | 9038055 | 6 | Ball Float | 1997-01-01 | FALSE | 1997-01-01 | FALSE | Currently in Use | Premium | 6000 | Epoxy | 1997-01-01 |  | Fiberglass Reinforced Plastic | Pressurized
SULLIVAN ROAD SHELL | 2235 E HWY 34 | NEWNAN | Coweta | 9038102 | 2 | Ball Float | 2000-10-02 | FALSE | 2000-10-02 | TRUE | Currently in Use | Premium | 10000 | Composite | 2000-10-01 |  | Fiberglass Reinforced Plastic | Pressurized
KAWASAKI LOADERS MFG CORP USA | 60 AMLAJACK BLVD | NEWNAN | Coweta | 9038016 | 2 | [5 empty] | Removed from Ground | Other | 2000 | Fiberglass | 1988-01-25 | 1998-04-28 | Galvanized Steel | Suction (American)
SENOIA EXPRESS STOP | 2865 HWY 85 S | SENOIA | Coweta | 9038056 | 1 |  | 1995-05-01 |  | 1995-05-01 |  | Removed from Ground | Gas (Historical Use) | 10000 | Cathodically Protected Steel | 1974-06-01 | 2004-06-16 | Fiberglass Reinforced Plastic | Pressurized
SENOIA CITY LIBRARY | 62 MAIN STREET | SENOIA | Coweta | 9038087 | 1 | [5 empty] | Removed from Ground | Gas (Historical Use) | 550 | Bare Steel | 1998-07-21 | 1998-07-21 | Galvanized Steel | Safe Suction (Euro)
EAST COWETA MIDDLE SCHOOL | 6291 HWY 16 EAST | SENOIA | Coweta | 9038015 | 2 | [5 empty] | Removed from Ground | Diesel | 10000 | Bare Steel | 1982-02-20 | 1992-05-01 | Galvanized Steel | Safe Suction (Euro)
TRACT B | 2285 HIGHWAY 85 | SENOIA | Coweta | 10001124 | 1 |  |  | FALSE |  | FALSE | Removed from Ground | Gas (Historical Use) | 2000 | Bare Steel | 2005-06-09 | 2005-06-09 | Bare Steel
HARDY'S TEXACO | GA HWY 85 CITY LIMITS | HARALSON | Coweta | 380006 | 3 | [5 empty] | Removed from Ground | Gas (Historical Use) | 1000 | Bare Steel | 1978-02-20 | 1996-05-01 | Bare Steel
G & L TIRE CO | 688 HIGHWAY 85 | HARALSON | Coweta | 9038075 | 1 | [5 empty] | Removed from Ground | Diesel | 1000 | Not Marked/Unknown | 1996-12-20 | 1996-12-20 | Not Marked
KMART CORP/DIST CENTER #8298 | 60 HERRING RD | NEWNAN | Coweta | 380018 | 2 | [5 empty] | Removed from Ground | Diesel | 10000 | Bare Steel | 1978-03-13 | 1995-11-22 | Galvanized Steel
BOONE GROCERY | 776 BOONE RD | NEWNAN | Coweta | 380047 | 1 | [5 empty] | Removed from Ground | Other | 560 | Bare Steel | 1972-03-23 | 1999-10-19 | Galvanized Steel | Suction (American)
GREENWAY STORES #667-THOMAS CROSS ROADS VALERO | 3079 E HIGHWAY 34 | NEWNAN | Coweta | 9038055 | 2 | [5 empty] | Removed from Ground | Gas (Historical Use) | 8000 | Bare Steel | 1996-11-01 | 1996-11-01 | Bare Steel | Pressurized
GREENWAY STORES #667-THOMAS CROSS ROADS VALERO | 3079 E HIGHWAY 34 | NEWNAN | Coweta | 9038055 | 8 | Ball Float | 1997-01-01 | FALSE | 1997-01-01 | FALSE | Currently in Use | Kerosene | 2000 | Epoxy | 1997-01-01 |  | Fiberglass Reinforced Plastic | Pressurized
MCCOLLUM VILLAGE CHEVRON | 15 MCCOLLUM VILLAGE PKWY | NEWNAN | Coweta | 9038079 | 4 |  | 1996-08-27 |  | 1996-08-27 |  | Currently in Use | Kerosene | 2000 | Composite | 1996-10-01 |  | Fiberglass Reinforced Plastic | Pressurized
NIFTY FOODS | 3226 S HWY 29 | MORELAND | Coweta | 380026 | 1 |  | 1998-01-01 |  | 1998-01-01 |  | Currently in Use | Gas (Historical Use) | 6000 | Cathodically Protected Steel | 1983-03-21 |  | Cathodically Protected | Safe Suction (Euro)
CRACKER STATE OIL CO INC | 129 PINE RD | NEWNAN | Coweta | 380020 | 4 | [5 empty] | Removed from Ground | Diesel | 12000 | Bare Steel | 1974-03-17 | 1993-03-23 | Galvanized Steel
THE WELCOME STATION | 1339 WELCOME RD | NEWNAN | Coweta | 380051 | 3 | Flapper Valve | 1998-01-01 | FALSE | 1998-01-01 | FALSE | Currently in Use | Premium | 5000 | Steel-Impressed Current | 1982-03-21 |  | Steel (Impressed Current) | Safe Suction (Euro)
GREENWAY STORES INC #648-LAKESIDE SHELL | 1215 BULLSBORO DR | NEWNAN | Coweta | 9038071 | 2 | Ball Float | 1996-06-01 | FALSE | 1996-06-01 | FALSE | Currently in Use | Premium | 6000 | Composite | 1996-06-01 |  | Double-Walled Fiberglass | Pressurized
MARATHON FOOD MART | 1010 -B HWY 34 E | NEWNAN | Coweta | 9056051 | 2 | Flapper Valve | 1995-09-15 | FALSE | 1995-09-15 | FALSE | Currently in Use | Premium | 6000 | Fiberglass | 1995-09-15 |  | Fiberglass Reinforced Plastic | Pressurized
NEWNAN GAS & FOOD LLC | 67 MARKET SQUARE WAY | NEWNAN | Coweta | 10001076 | 2 | Ball Float | 2005-02-01 | FALSE | 2005-02-01 | FALSE | Currently in Use | Premium | 8000 | Fiberglass | 2005-02-01 |  | Flex | Pressurized
PENSKE TRUCK LEASING CO., LP | 12 ST JOHNS CIR | NEWNAN | Coweta | 9038003 | 1 | Flapper Valve | 1989-11-01 | FALSE | 1989-11-01 | FALSE | Removed from Ground | Diesel | 20000 | Composite | 1990-01-01 | 2019-05-06 | Fiberglass Reinforced Plastic | Pressurized
ACE BEER & WINE | US HWY 29 SOUTH @ COWETA TO HEAR | GRANTVILLE | Coweta | 380029 | 3 | [5 empty] | Removed from Ground | Gas (Historical Use) | 5000 | Bare Steel | 1978-03-22 | 1991-01-01 | Galvanized Steel
COWETA CO/THOMAS GLANTON SCHOOL | 123 LAGRANGE ST | GRANTVILLE | Coweta | 380087 | 2 | [5 empty] | Removed from Ground | Gas (Historical Use) | 6000 | Bare Steel | 1970-04-08 | 1991-12-03 | Galvanized Steel
GREENWAY #630 | US HWY 29 & I-85 | GRANTVILLE | Coweta | 380122 | 4 | Ball Float | 1998-06-01 | FALSE | 1998-06-01 | FALSE | Currently in Use | Diesel | 10000 | Steel-Impressed Current | 1975-05-11 |  | Steel (Impressed Current) | Pressurized
MARATHON FOOD MART | 1010 -B HWY 34 E | NEWNAN | Coweta | 9056051 | 3 | Flapper Valve | 1995-09-15 | FALSE | 1995-09-15 | FALSE | Currently in Use | Diesel | 4000 | Fiberglass | 1995-09-15 |  | Fiberglass Reinforced Plastic | Pressurized
NEWNAN LAKE CHEVRON | 802 B LOWER FAYETTEVILLE RD | NEWNAN | Coweta | 10000911 | 2A | Overfill Alarm | 2005-03-15 | FALSE | 2005-03-15 | FALSE | Currently in Use | Premium | 8000 | Composite | 2005-03-10 |  | Double-Walled Flex | Pressurized
FRAZIERS @ GRANTVILLE | 5320 US HWY 29 S | GRANTVILLE | Coweta | 9038007 | 2 |  | 1989-04-01 |  | 1989-04-01 |  | Removed from Ground | Gas (Historical Use) | 6000 | Cathodically Protected Steel | 1989-04-01 | 2001-11-15 | Fiberglass Reinforced Plastic | Pressurized
GREENWAY #630 | US HWY 29 & I-85 | GRANTVILLE | Coweta | 380122 | 3 | Ball Float | 1998-06-01 | FALSE | 1998-06-01 | FALSE | Currently in Use | Premium | 10000 | Steel-Impressed Current | 1975-05-11 |  | Steel (Impressed Current) | Pressurized
SENOIA EXPRESS STOP | 2865 HWY 85 S | SENOIA | Coweta | 9038056 | 4 |  | 1995-05-01 |  | 1995-05-01 |  | Removed from Ground | Diesel | 2000 | Cathodically Protected Steel | 1974-06-01 | 2004-06-16 | Fiberglass Reinforced Plastic | Pressurized
DAVID BISHOP CONST | ROCKHOUSE RD | SENOIA | Coweta | 380045 | 1 | [5 empty] | Removed from Ground | Diesel | 0 | Bare Steel | 1986-01-01 | 1986-01-01 | Galvanized Steel
W J ESTES #3 | GEORGIA HWY 85 & LINE CREEK RD | HARALSON | Coweta | 380014 | 2 | [5 empty] | Permanently Out of Use - historical purposes | Empty | 280 | Bare Steel | 1961-02-24 | 1899-12-31 | Unknown
CRACKER STATE OIL CO INC | 129 PINE RD | NEWNAN | Coweta | 380020 | 5 | [5 empty] | Removed from Ground | Diesel | 12000 | Bare Steel | 1974-03-17 | 1993-03-23 | Galvanized Steel
GREENWAY STORES INC #648-LAKESIDE SHELL | 1215 BULLSBORO DR | NEWNAN | Coweta | 9038071 | 1 | Ball Float | 1996-06-01 | FALSE | 1996-06-01 | FALSE | Currently in Use | Regular | 14000 | Composite | 1996-06-01 |  | Double-Walled Fiberglass | Pressurized
HALLS GROCERY | 2617 FISHER RD | NEWNAN | Coweta | 9038021 | 2 | [5 empty] | Removed from Ground | Gas (Historical Use) | 1065 | Bare Steel | 1971-01-01 | 1992-12-09 | Galvanized Steel
PENSKE TRUCK LEASING CO., LP | 12 ST JOHNS CIR | NEWNAN | Coweta | 9038003 | 3 |  | 1989-11-10 | TRUE | 1989-11-01 | TRUE | Removed from Ground | Used Oil | 1000 | Composite | 1990-01-01 | 2019-07-11 | Fiberglass Reinforced Plastic
RYDER TRANSPORTATION #1511 | 37 AMLAJACK BLVD | NEWNAN | Coweta | 4380142 | 3 |  |  | TRUE |  | TRUE | Removed from Ground | Used Oil | 1000 | Bare Steel | 1981-06-15 | 1995-10-30 | Bare Steel | Gravity Fed
KROGER GA 363 | 48 BULLSBORO DR | NEWNAN | Coweta | 10002062 | 2A |  | 2011-12-30 | FALSE | 2011-12-30 | FALSE | Currently in Use | Diesel | 10000 | Fiberglass Double Walled | 2011-11-03 |  | Double-Walled Flex | Pressurized
FIVE POINTS GROCERY | 44 E NEWNAN RD | NEWNAN | Coweta | 380055 | 1 | Ball Float | 1995-03-20 | FALSE | 1995-03-20 | FALSE | Currently in Use | Regular | 7896 | Steel-Impressed Current | 1971-03-24 |  | Fiberglass Reinforced Plastic | Pressurized
GREENWAY STORES #667-THOMAS CROSS ROADS VALERO | 3079 E HIGHWAY 34 | NEWNAN | Coweta | 9038055 | 5 | Ball Float | 1997-01-01 | FALSE | 1997-01-01 | FALSE | Currently in Use | Plus | 6000 | Epoxy | 1997-01-01 |  | Fiberglass Reinforced Plastic | Pressurized
SULLIVAN ROAD SHELL | 2235 E HWY 34 | NEWNAN | Coweta | 9038102 | 1 | Ball Float | 2000-10-02 | FALSE | 2000-10-02 | TRUE | Currently in Use | Regular | 20000 | Composite | 2000-10-01 |  | Fiberglass Reinforced Plastic | Pressurized
KROGER GA 363 | 48 BULLSBORO DR | NEWNAN | Coweta | 10002062 | 1 |  | 2011-12-30 | FALSE | 2011-12-30 | FALSE | Currently in Use | Gas (Historical Use) | 20000 | Fiberglass Double Walled | 2011-11-03 |  | Double-Walled Flex | Pressurized
MORELAND SERVICE STATION | HWY 29 | MORELAND | Coweta | 9038099 | 2 | [5 empty] | Removed from Ground | Gas (Historical Use) | 500 | Bare Steel | 1950-01-01 | 2000-08-14 | Bare Steel | Suction (American)
NIFTY FOODS | 3226 S HWY 29 | MORELAND | Coweta | 380026 | 3 |  | 1998-01-01 |  | 1998-01-01 |  | Currently in Use | Diesel | 6000 | Cathodically Protected Steel | 1983-03-21 |  | Cathodically Protected | Safe Suction (Euro)
MDS AUTO EXCHANGE | 6328 S HIGHWAY 29 | GRANTVILLE | Coweta | 9038082 | 2 | [5 empty] | Removed from Ground | Gas (Historical Use) | 3000 | Not Marked/Unknown | 1997-03-03 | 1997-03-03 | Not Marked
COWETA FAYETTE EMC | 390 US HWY 29 N | NEWNAN | Coweta | 380003 | 1 | [5 empty] | Removed from Ground | Gas (Historical Use) | 6610 | Not Marked/Unknown | 1976-03-07 | 1987-11-03 | Not Marked
CRAIN INDUSTRIES | OLD CORINTH ROAD | NEWNAN | Coweta | 380023 | 1 | [5 empty] | Removed from Ground | Diesel | 0 | Bare Steel | 1984-03-17 | 1990-08-01 | Galvanized Steel
GA POWER/PLANT YATES | 708 DYER RD | NEWNAN | Coweta | 380113 | 7B |  |  | TRUE |  | TRUE | Currently in Use | Used Oil | 467 | Bare Steel | 1971-05-11 |  | Unknown
SENOIA CITY HALL | 80 MAIN ST | SENOIA | Coweta | 9038051 | 1 |  | 1991-06-07 |  | 1991-06-07 |  | Removed from Ground | Gas (Historical Use) | 2000 | Cathodically Protected Steel | 1991-06-07 | 1999-01-12 | Fiberglass Reinforced Plastic | Suction (American)
EAST COWETA MIDDLE SCHOOL | 6291 HWY 16 EAST | SENOIA | Coweta | 9038015 | 1 | [5 empty] | Removed from Ground | Gas (Historical Use) | 6000 | Bare Steel | 1982-02-20 | 1991-12-06 | Galvanized Steel | Safe Suction (Euro)
TRACT B | 2285 HIGHWAY 85 | SENOIA | Coweta | 10001124 | 3 |  |  | FALSE |  | FALSE | Removed from Ground | Gas (Historical Use) | 2000 | Bare Steel | 2005-06-09 | 2005-06-09 | Bare Steel
HARDY'S TEXACO | GA HWY 85 CITY LIMITS | HARALSON | Coweta | 380006 | 2 | [5 empty] | Removed from Ground | Gas (Historical Use) | 3000 | Bare Steel | 1969-02-22 | 1996-05-01 | Bare Steel
KMART CORP/DIST CENTER #8298 | 60 HERRING RD | NEWNAN | Coweta | 380018 | 3 | [5 empty] | Removed from Ground | Gas (Historical Use) | 550 | Bare Steel | 1978-03-13 | 1995-11-22 | Galvanized Steel
SHORT STOP CONVENIENCE STORE | 1230 GA HWY 16 W | NEWNAN | Coweta | 380019 | 1 | [5 empty] | Removed from Ground | Gas (Historical Use) | 550 | Bare Steel | 1986-03-07 | 1997-09-01 | Bare Steel | Safe Suction (Euro)
CRACKER STATE OIL CO INC | 129 PINE RD | NEWNAN | Coweta | 380020 | 3 | [5 empty] | Removed from Ground | Gas (Historical Use) | 15000 | Bare Steel | 1974-03-17 | 1993-03-23 | Galvanized Steel
BOONE GROCERY | 776 BOONE RD | NEWNAN | Coweta | 380047 | 2 | [5 empty] | Removed from Ground | Other | 560 | Bare Steel | 1972-03-23 | 1999-10-19 | Galvanized Steel | Suction (American)
PHILLIPS AUTO SERVICE | 4829 GEORGIA HWY 16 | NEWNAN | Coweta | 380035 | 3 |  | 1998-01-01 |  | 1998-01-01 |  | Removed from Ground | Diesel | 2000 | Cathodically Protected Steel | 1976-03-22 | 2004-09-29 | Cathodically Protected | Suction (American)
MCCOLLUM VILLAGE CHEVRON | 15 MCCOLLUM VILLAGE PKWY | NEWNAN | Coweta | 9038079 | 1 |  | 1996-08-27 |  | 1996-08-27 |  | Currently in Use | Gas (Historical Use) | 12000 | Composite | 1996-10-01 |  | Fiberglass Reinforced Plastic | Pressurized
WOODIE WOODS | 72 TEMPLE AVE | NEWNAN | Coweta | 380132 | 1 | [5 empty] | Closed in Ground | Used Oil | 1000 | Not Marked/Unknown | 1966-05-13 | 1987-08-12 | Not Marked
RYDER TRANSPORTATION #1511 | 37 AMLAJACK BLVD | NEWNAN | Coweta | 4380142 | 4 | Flapper Valve | 1995-12-01 | FALSE | 1995-12-01 | FALSE | Currently in Use | Diesel | 20000 | Fiberglass Double Walled | 1995-01-01 |  | Double-Walled Fiberglass | Pressurized
NEWNAN GAS & FOOD LLC | 67 MARKET SQUARE WAY | NEWNAN | Coweta | 10001076 | 3 | Ball Float | 2005-02-01 | FALSE | 2005-02-01 | FALSE | Currently in Use | Diesel | 6000 | Fiberglass | 2005-02-01 |  | Flex | Pressurized
NEWNAN LAKE CHEVRON | 802 B LOWER FAYETTEVILLE RD | NEWNAN | Coweta | 10000911 | 2B | Overfill Alarm | 2005-03-15 | FALSE | 2005-03-15 | FALSE | Currently in Use | Diesel | 4000 | Composite | 2005-03-10 |  | Double-Walled Flex | Pressurized
NEWNAN LAKE CHEVRON | 802 B LOWER FAYETTEVILLE RD | NEWNAN | Coweta | 10000911 | 2C | Overfill Alarm | 2005-03-15 | FALSE | 2005-03-15 | FALSE | Currently in Use | Racing Fuel | 3000 | Composite | 2005-03-10 |  | Double-Walled Flex | Pressurized
DEPARTMEMT OF TRANSPORTATION #10 | GEORGIA HWY 14 140 JOHNSON PL | MORELAND | Coweta | 380093 | 312G1 | [5 empty] | Removed from Ground | Gas (Historical Use) | 1060 | Bare Steel | 1972-05-02 | 2001-07-18 | Galvanized Steel | Safe Suction (Euro)
GREENWAY STORES #667-THOMAS CROSS ROADS VALERO | 3079 E HIGHWAY 34 | NEWNAN | Coweta | 9038055 | 7 | Ball Float | 1997-01-01 | FALSE | 1997-01-01 | FALSE | Currently in Use | Diesel | 4000 | Epoxy | 1997-01-01 |  | Fiberglass Reinforced Plastic | Pressurized
GREENWAY STORES #667-THOMAS CROSS ROADS VALERO | 3079 E HIGHWAY 34 | NEWNAN | Coweta | 9038055 | 4 | Ball Float | 1997-01-01 | FALSE | 1997-01-01 | FALSE | Currently in Use | Regular | 12000 | Epoxy | 1997-01-01 |  | Fiberglass Reinforced Plastic | Pressurized
WHITE OAK GOLF CLUB | 225 WHITE OAK DRIVE | NEWNAN | Coweta | 9038090 | 1 | [5 empty] | Removed from Ground | Gas (Historical Use) | 1000 | Marked Unknown | 1998-11-24 | 1998-11-24 | Not Marked
MCCOLLUM VILLAGE CHEVRON | 15 MCCOLLUM VILLAGE PKWY | NEWNAN | Coweta | 9038079 | 2 |  | 1996-08-27 |  | 1996-08-27 |  | Currently in Use | Gas (Historical Use) | 12000 | Composite | 1996-10-01 |  | Fiberglass Reinforced Plastic | Pressurized
ALLIED READYMIX PLANT #60 MADRAS | 252 ELZIE JOHNSON RD | NEWNAN | Coweta | 9038004 | 1 | [5 empty] | Removed from Ground | Diesel | 10000 | Bare Steel | 1999-09-27 | 1999-09-27 | Unknown
WOODIE WOODS | 72 TEMPLE AVE | NEWNAN | Coweta | 380132 | 2 | [5 empty] | Closed in Ground | Used Oil | 1000 | Not Marked/Unknown | 1966-05-13 | 1987-08-12 | Not Marked
WOODIE WOODS | 72 TEMPLE AVE | NEWNAN | Coweta | 380132 | 3 | [5 empty] | Closed in Ground | Used Oil | 1000 | Not Marked/Unknown | 1966-05-13 | 1987-08-12 | Not Marked
YAMAHA MOTOR MANUFACTURING CORP | 1000 GA HWY 34 E | NEWNAN | Coweta | 380167 | 1 | [5 empty] | Removed from Ground | Gas (Historical Use) | 500 | Composite | 1987-01-01 | 1989-08-07 | Not Marked
CURETON COLE COMPANY INC | 29 MAIN STREET | MORELAND | Coweta | 10000079 | 1 |  |  | FALSE |  | FALSE | Removed from Ground | Gas (Historical Use) | 550 | Unknown | 2002-04-08 | 2002-04-08 | Unknown
SMITHS PURE STATION #45135 | 55 GRIFFIN ST | GRANTVILLE | Coweta | 380101 | 2 | [5 empty] | Removed from Ground | Gas (Historical Use) | 3000 | Bare Steel | 1966-05-05 | 1899-12-31 | Galvanized Steel | Suction (American)
C W COOK GROCERY | 47 WESTSIDE SCHOOL RD | NEWNAN | Coweta | 380034 | 2 | [5 empty] | Removed from Ground | Gas (Historical Use) | 560 | Bare Steel | 1956-03-27 | 2004-07-14 | Galvanized Steel
FIVE POINTS GROCERY | 44 E NEWNAN RD | NEWNAN | Coweta | 380055 | 2 | Ball Float | 1995-03-20 | FALSE | 1995-03-20 | FALSE | Currently in Use | Premium | 7896 | Steel-Impressed Current | 1971-03-24 |  | Fiberglass Reinforced Plastic | Pressurized
HARRIS CHEVRON | 20 HAMPTON WAY | NEWNAN | Coweta | 9038070 | 3 | Ball Float | 1995-10-02 | FALSE | 1995-10-02 | FALSE | Currently in Use | Diesel | 10000 | Composite | 1995-09-30 |  | Double-Walled Fiberglass | Pressurized
GA WELL CO | 874 HERRING RD | NEWNAN | Coweta | 7000020 | 1 |  | 1999-01-20 |  | 1999-01-20 |  | Removed from Ground | Diesel | 10000 | Galvanic (STIP-3) | 1986-01-01 | 2006-01-09 | Fiberglass Reinforced Plastic
FRAZIERS @ GRANTVILLE | 5320 US HWY 29 S | GRANTVILLE | Coweta | 9038007 | 6B |  | 2002-03-04 | FALSE | 2002-03-04 | FALSE | Currently in Use | Gas (Historical Use) | 8000 | Epoxy | 2002-03-02 |  | Double Walled | Pressurized
FRAZIERS @ GRANTVILLE | 5320 US HWY 29 S | GRANTVILLE | Coweta | 9038007 | 6A |  | 2002-03-04 | FALSE | 2002-03-04 | FALSE | Currently in Use | Gas (Historical Use) | 12000 | Epoxy | 2002-03-02 |  | Double Walled | Pressurized
SMITHS PURE STATION #45135 | 55 GRIFFIN ST | GRANTVILLE | Coweta | 380101 | 3 | [5 empty] | Removed from Ground | Gas (Historical Use) | 3000 | Bare Steel | 1966-05-05 | 1899-12-31 | Galvanized Steel | Suction (American)
SMITHS PURE STATION #45135 | 55 GRIFFIN ST | GRANTVILLE | Coweta | 380101 | 4 | [5 empty] | Removed from Ground | Gas (Historical Use) | 1000 | Bare Steel | 1966-05-05 | 1899-12-31 | Galvanized Steel | Suction (American)
SMITHS PURE STATION #45135 | 55 GRIFFIN ST | GRANTVILLE | Coweta | 380101 | 1 | [5 empty] | Removed from Ground | Gas (Historical Use) | 3000 | Bare Steel | 1966-05-05 | 1899-12-31 | Galvanized Steel | Suction (American)
PIEDMONT NEWNAN HOSPITAL | 745 POPLAR RD | NEWNAN | Coweta | 10001917 | 1 | Overfill Alarm | 2011-07-22 | FALSE | 2011-07-22 | FALSE | Currently in Use | Diesel | 40000 | Composite Double Walled | 2010-08-23 |  | Double-Walled Fiberglass | Pressurized
DEPARTMEMT OF TRANSPORTATION #10 | GEORGIA HWY 14 140 JOHNSON PL | MORELAND | Coweta | 380093 | 312D1 | [5 empty] | Removed from Ground | Diesel | 500 | Bare Steel | 1972-05-02 | 2001-07-18 | Galvanized Steel | Safe Suction (Euro)
STAMPS GROCERY | 2008 HWY 54 | MORELAND | Coweta | 9038078 | 2 | [5 empty] | Removed from Ground | Gas (Historical Use) | 500 | Bare Steel | 1956-03-27 | 1996-11-01 | Galvanized Steel
ACE BEER & WINE | US HWY 29 SOUTH @ COWETA TO HEAR | GRANTVILLE | Coweta | 380029 | 1 | [5 empty] | Removed from Ground | Gas (Historical Use) | 5000 | Bare Steel | 1978-03-22 | 1991-01-01 | Galvanized Steel
COWETA CO FIRE STATION #11 | 282 COLLEY ST | GRANTVILLE | Coweta | 9038041 | 1 | [5 empty] | Removed from Ground | Gas (Historical Use) | 500 | Not Marked/Unknown | 1993-01-16 | 1993-01-16 | Not Marked
MCCOLLUM VILLAGE CHEVRON | 15 MCCOLLUM VILLAGE PKWY | NEWNAN | Coweta | 9038079 | 3 |  | 1996-08-27 |  | 1996-08-27 |  | Currently in Use | Diesel | 10000 | Composite | 1996-10-01 |  | Fiberglass Reinforced Plastic | Pressurized
PENSKE TRUCK LEASING CO., LP | 12 ST JOHNS CIR | NEWNAN | Coweta | 9038003 | 2 | Flapper Valve | 1989-11-01 | FALSE | 1989-11-01 | FALSE | Removed from Ground | New Oil | 1000 | Composite | 1990-01-01 | 2019-07-11 | Fiberglass Reinforced Plastic | Safe Suction (Euro)
RYDER TRANSPORTATION #1511 | 37 AMLAJACK BLVD | NEWNAN | Coweta | 4380142 | 2 | [5 empty] | Removed from Ground | Other | 3000 | Bare Steel | 1981-06-15 | 1995-09-27 | Bare Steel
NEWNAN GAS & FOOD LLC | 67 MARKET SQUARE WAY | NEWNAN | Coweta | 10001076 | 1 | Ball Float | 2005-02-01 | FALSE | 2005-02-01 | FALSE | Currently in Use | Regular | 10000 | Fiberglass | 2005-02-01 |  | Flex | Pressurized
YAMAHA MOTOR MANUFACTURING CORP | 1000 GA HWY 34 E | NEWNAN | Coweta | 380167 | 2 | [5 empty] | Removed from Ground | Other | 500 | Composite | 1987-01-01 | 1989-08-07 | Not Marked
NEWNAN LAKE CHEVRON | 802 B LOWER FAYETTEVILLE RD | NEWNAN | Coweta | 10000911 | 1 | Overfill Alarm | 2005-02-15 | FALSE | 2005-02-15 | FALSE | Currently in Use | Regular | 20000 | Composite | 2005-02-10 |  | Double-Walled Flex | Pressurized
FRAZIERS @ GRANTVILLE | 5320 US HWY 29 S | GRANTVILLE | Coweta | 9038007 | 4 |  | 1989-04-01 |  | 1989-04-01 |  | Removed from Ground | Diesel | 6000 | Cathodically Protected Steel | 1989-04-01 | 2001-11-15 | Fiberglass Reinforced Plastic | Pressurized
FRAZIERS @ GRANTVILLE | 5320 US HWY 29 S | GRANTVILLE | Coweta | 9038007 | 5 |  | 1989-04-01 |  | 1989-04-01 |  | Removed from Ground | Kerosene | 2000 | Cathodically Protected Steel | 1989-04-01 | 2001-11-15 | Fiberglass Reinforced Plastic | Pressurized
COWETA CO/THOMAS GLANTON SCHOOL | 123 LAGRANGE ST | GRANTVILLE | Coweta | 380087 | 1 | [5 empty] | Removed from Ground | Gas (Historical Use) | 4000 | Bare Steel | 1970-04-08 | 1991-12-03 | Galvanized Steel
MORELAND SERVICE STATION | HWY 29 | MORELAND | Coweta | 9038099 | 1 | [5 empty] | Removed from Ground | Gas (Historical Use) | 500 | Bare Steel | 1950-01-01 | 2000-08-14 | Bare Steel | Suction (American)
NIFTY FOODS | 3226 S HWY 29 | MORELAND | Coweta | 380026 | 2 |  | 1998-01-01 |  | 1998-01-01 |  | Currently in Use | Gas (Historical Use) | 6000 | Cathodically Protected Steel | 1983-03-21 |  | Cathodically Protected | Safe Suction (Euro)
MDS AUTO EXCHANGE | 6328 S HIGHWAY 29 | GRANTVILLE | Coweta | 9038082 | 4 | [5 empty] | Removed from Ground | Diesel | 1000 | Not Marked/Unknown | 1997-03-03 | 1997-03-03 | Not Marked
MDS AUTO EXCHANGE | 6328 S HIGHWAY 29 | GRANTVILLE | Coweta | 9038082 | 1 | [5 empty] | Removed from Ground | Gas (Historical Use) | 3000 | Not Marked/Unknown | 1997-03-03 | 1997-03-03 | Not Marked
FRAZIERS @ GRANTVILLE | 5320 US HWY 29 S | GRANTVILLE | Coweta | 9038007 | 7A |  | 2002-03-04 | FALSE | 2002-03-04 | FALSE | Currently in Use | Diesel | 8000 | Epoxy | 2002-03-02 |  | Double Walled | Pressurized
KAWASAKI LOADERS MFG CORP USA | 60 AMLAJACK BLVD | NEWNAN | Coweta | 9038016 | 5 | [5 empty] | Removed from Ground | Diesel | 2000 | Fiberglass | 1988-01-25 | 1998-04-24 | Galvanized Steel | Suction (American)
KAWASAKI LOADERS MFG CORP USA | 60 AMLAJACK BLVD | NEWNAN | Coweta | 9038016 | 4 | [5 empty] | Removed from Ground | Other | 550 | Fiberglass | 1988-01-25 | 1998-04-28 | Galvanized Steel | Suction (American)
ACE BEER & WINE | US HWY 29 SOUTH @ COWETA TO HEAR | GRANTVILLE | Coweta | 380029 | 2 | [5 empty] | Removed from Ground | Gas (Historical Use) | 5000 | Bare Steel | 1978-03-22 | 1991-01-01 | Galvanized Steel
SMITHS PURE STATION #45135 | 55 GRIFFIN ST | GRANTVILLE | Coweta | 380101 | 5 | [5 empty] | Removed from Ground | Other | 500 | Bare Steel | 1966-05-05 | 1899-12-31 | Unknown
HEMRICK'S | 10 FRANKLIN RD | NEWNAN | Coweta | 380105 | 5 | Ball Float | 1996-01-01 | FALSE | 1996-01-01 | FALSE | Currently in Use | E-85 | 6000 | Composite | 1996-01-01 |  | Double-Walled Flex | Safe Suction (Euro)
FRAZIERS AT JACKSON | 227 JACKSON ST | NEWNAN | Coweta | 380115 | 1 | Flapper Valve | 1998-12-01 | FALSE | 1998-12-01 | FALSE | Removed from Ground | Regular | 6000 | Steel-Impressed Current | 1979-05-08 |  |  | Suction (American)
SILVERSTAR CHEVRON | 165 TEMPLE AVE | NEWNAN | Coweta | 380109 | B |  | 1992-02-01 |  | 1992-02-01 |  | Currently in Use | Gas (Historical Use) | 10000 | Fiberglass | 1992-02-01 |  | Fiberglass Reinforced Plastic | Pressurized
BROWNS STORE | 4 BELT RD | NEWNAN | Coweta | 380094 | 3 | [5 empty] | Removed from Ground | Gas (Historical Use) | 1000 | Bare Steel | 1956-04-15 | 1998-10-29 | Galvanized Steel | Suction (American)
COWETA CO/WESTERN SCHOOL | 30 WELCOME RD | NEWNAN | Coweta | 380089 | 1 | [5 empty] | Removed from Ground | Diesel | 4000 | Bare Steel | 1975-04-07 | 1992-05-15 | Galvanized Steel | Safe Suction (Euro)
W H FLOYD | RT 3 BOX 90 | NEWNAN | Coweta | 380139 | 1 | [5 empty] | Removed from Ground | Gas (Historical Use) | 1000 | Bare Steel | 1966-05-13 | 1989-12-13 | Galvanized Steel
PERRY'S GROCERY | 1248 SOUTH US HWY 29 | NEWNAN | Coweta | 380131 | 2 | [5 empty] | Removed from Ground | Gas (Historical Use) | 6000 | Bare Steel | 1974-05-11 | 1987-05-01 | Galvanized Steel
Circle K 2745121 | 3096 GEORGIA HWY 34 S | NEWNAN | Coweta | 9038013 | 2 |  | 1990-01-01 |  | 1990-01-01 |  | Removed from Ground | Gas (Historical Use) | 10000 | Composite | 1991-01-01 | 2003-08-04 | Fiberglass Reinforced Plastic | Pressurized
SOUTH TOWNE MOTORS INC | 800 BULLSBORO DR | NEWNAN | Coweta | 9038008 | 1 |  |  | TRUE |  | TRUE | Removed from Ground | Used Oil | 500 | Bare Steel | 1988-01-01 | 1996-01-19 | Fiberglass Reinforced Plastic
SENOIA EXPRESS STOP | 2865 HWY 85 S | SENOIA | Coweta | 9038056 | 3 |  | 1995-05-01 |  | 1995-05-01 |  | Removed from Ground | Gas (Historical Use) | 4000 | Cathodically Protected Steel | 1974-06-01 | 2004-06-16 | Fiberglass Reinforced Plastic | Pressurized
SENOIA CHEVRON | 2922 HWY 85 | SENOIA | Coweta | 9038085 | 1 | Ball Float | 1997-12-01 | FALSE | 1997-12-01 | FALSE | Currently in Use | Regular | 12000 | Epoxy | 1997-12-01 |  | Fiberglass Reinforced Plastic | Pressurized
W J ESTES #3 | GEORGIA HWY 85 & LINE CREEK RD | HARALSON | Coweta | 380014 | 1 | [5 empty] | Permanently Out of Use - historical purposes | Empty | 560 | Bare Steel | 1961-02-24 | 1899-12-31 | Unknown
CRACKER STATE OIL CO INC | 129 PINE RD | NEWNAN | Coweta | 380020 | 6 | [5 empty] | Removed from Ground | Other | 12000 | Bare Steel | 1974-03-17 | 1993-03-23 | Galvanized Steel
C W COOK GROCERY | 47 WESTSIDE SCHOOL RD | NEWNAN | Coweta | 380034 | 1 | [5 empty] | Removed from Ground | Gas (Historical Use) | 560 | Bare Steel | 1956-03-27 | 2004-07-14 | Galvanized Steel
THE WELCOME STATION | 1339 WELCOME RD | NEWNAN | Coweta | 380051 | 4 | Flapper Valve | 1998-01-01 | FALSE | 1998-01-01 | FALSE | Temporarily out of use | Diesel | 250 |  | 1982-03-21 |  | Steel (Impressed Current) | Safe Suction (Euro)
PENSKE TRUCK LEASING CO., LP | 12 ST JOHNS CIR | NEWNAN | Coweta | 9038003 | 4 | Flapper Valve | 2019-05-17 | FALSE | 2019-05-17 | FALSE | Currently in Use | Diesel On Road | 20000 | Fiberglass Double Walled | 2019-05-17 |  | Double-Walled Fiberglass | Pressurized
MARATHON FOOD MART | 1010 -B HWY 34 E | NEWNAN | Coweta | 9056051 | 1 | Ball Float | 1995-09-15 | FALSE | 1995-09-15 | FALSE | Currently in Use | Regular | 15000 | Fiberglass | 1995-09-15 |  | Fiberglass Reinforced Plastic | Pressurized
KROGER GA 363 | 48 BULLSBORO DR | NEWNAN | Coweta | 10002062 | 2B |  | 2011-12-30 | FALSE | 2011-12-30 | FALSE | Currently in Use | Gas (Historical Use) | 8000 | Fiberglass Double Walled | 2011-11-03 |  | Double-Walled Flex | Pressurized
GREENWAY #630 | US HWY 29 & I-85 | GRANTVILLE | Coweta | 380122 | 1 |  | 1998-06-01 | FALSE | 1998-06-01 | FALSE | Currently in Use | Regular | 10000 | Steel-Impressed Current | 1975-05-11 |  | Steel (Impressed Current) | Pressurized
CHEVRON #40532 | COLLINGSWORTH RD @ I-85 | PALMETTO | Coweta | 9000564 | 3 | [5 empty] | Removed from Ground | Gas (Historical Use) | 5000 | Bare Steel | 1972-04-27 | 1989-08-16 | Galvanized Steel
BENS TRUCK STOP | 1188 COLLINSWORTH RD | PALMETTO | Coweta | 9038028 | 3 |  | 1998-09-01 |  | 1998-09-01 |  | Removed from Ground | Gas (Historical Use) | 6000 | Cathodically Protected Steel | 1988-01-01 | 2006-10-10 | Fiberglass Reinforced Plastic | Pressurized
BENS TRUCK STOP | 1188 COLLINSWORTH RD | PALMETTO | Coweta | 9038028 | 8A | Ball Float | 2006-10-16 | FALSE | 2006-10-16 | FALSE | Currently in Use | Gas (Historical Use) | 6000 | Composite | 2006-10-12 |  | Double-Walled Fiberglass | Pressurized
COLLINSWORTH SHELL | 1046 COLLINSWORTH RD | PALMETTO | Coweta | 4150022 | 3 | [5 empty] | Removed from Ground | Gas (Historical Use) | 6000 | Bare Steel | 1967-05-01 | 1989-01-01 | Galvanized Steel
BENS TRUCK STOP | 1188 COLLINSWORTH RD | PALMETTO | Coweta | 9038028 | 8B | Ball Float | 2006-10-16 | FALSE | 2006-10-16 | FALSE | Currently in Use | Diesel | 6000 | Composite | 2006-10-12 |  | Double-Walled Fiberglass | Pressurized
BENS TRUCK STOP | 1188 COLLINSWORTH RD | PALMETTO | Coweta | 9038028 | 2 |  | 1998-09-01 |  | 1998-09-01 |  | Removed from Ground | Gas (Historical Use) | 8000 | Cathodically Protected Steel | 1988-01-01 | 2006-10-10 | Fiberglass Reinforced Plastic | Pressurized
CHEVRON #40532 | COLLINGSWORTH RD @ I-85 | PALMETTO | Coweta | 9000564 | 4 |  |  | TRUE |  | TRUE | Removed from Ground | Used Oil | 550 | Bare Steel | 1972-04-27 | 1989-08-16 | Galvanized Steel
BENS TRUCK STOP | 1188 COLLINSWORTH RD | PALMETTO | Coweta | 9038028 | 6 |  | 1998-09-01 |  | 1998-09-01 |  | Removed from Ground | Diesel | 15000 | Cathodically Protected Steel | 1984-01-01 | 1998-08-01 | Fiberglass Reinforced Plastic | Pressurized
COLLINSWORTH SHELL | 1046 COLLINSWORTH RD | PALMETTO | Coweta | 4150022 | 9 | Ball Float | 2000-01-01 | FALSE | 2000-01-01 | TRUE | Currently in Use | Regular | 15000 | Fiberglass | 2000-01-01 |  | Fiberglass Reinforced Plastic | Pressurized
COLLINSWORTH SHELL | 1046 COLLINSWORTH RD | PALMETTO | Coweta | 4150022 | 6 | [5 empty] | Removed from Ground | Gas (Historical Use) | 10000 | Fiberglass | 1989-01-01 | 1995-01-01 | Fiberglass Reinforced Plastic
COLLINSWORTH SHELL | 1046 COLLINSWORTH RD | PALMETTO | Coweta | 4150022 | 8 |  |  | TRUE |  | TRUE | Removed from Ground | Used Oil | 500 | Not Marked/Unknown |  | 1899-12-31 | Not Marked
GAS-N-GO | 504 MAIN ST | PALMETTO | Coweta | 9038050 | 1 | [5 empty] | Removed from Ground | Gas (Historical Use) | 4000 | Bare Steel | 1984-11-15 | 2000-01-25 | Galvanized Steel | Pressurized
MARK INNS OF AMERICA | 1380 COLLINSWORTH RD | PALMETTO | Coweta | 9038095 | 3 | [5 empty] | Removed from Ground | Gas (Historical Use) | 10000 | Bare Steel |  | 1899-12-31 | Bare Steel
CHEVRON #40532 | COLLINGSWORTH RD @ I-85 | PALMETTO | Coweta | 9000564 | 2 | [5 empty] | Removed from Ground | Gas (Historical Use) | 10000 | Bare Steel | 1968-04-27 | 1989-08-16 | Galvanized Steel
MARK INNS OF AMERICA | 1380 COLLINSWORTH RD | PALMETTO | Coweta | 9038095 | 1 | [5 empty] | Removed from Ground | Gas (Historical Use) | 4000 | Bare Steel |  | 1899-12-31 | Bare Steel
COLLINSWORTH SHELL | 1046 COLLINSWORTH RD | PALMETTO | Coweta | 4150022 | 10 | Ball Float | 2000-01-01 | FALSE | 2000-01-01 | TRUE | Currently in Use | Premium | 8000 | Fiberglass | 2000-01-01 |  | Fiberglass Reinforced Plastic | Pressurized
GAS-N-GO | 504 MAIN ST | PALMETTO | Coweta | 9038050 | 3 | [5 empty] | Removed from Ground | Gas (Historical Use) | 4000 | Bare Steel | 1984-11-15 | 2000-01-25 | Galvanized Steel | Pressurized
MARK INNS OF AMERICA | 1380 COLLINSWORTH RD | PALMETTO | Coweta | 9038095 | 6 |  |  | FALSE |  | FALSE | Removed from Ground |  | 3000 | Bare Steel |  | 2019-01-22 | Bare Steel
COWETA FAYETTE EMC | 807 COLLINSWORTH RD | PALMETTO | Coweta | 10000741 | 1 | Ball Float | 2003-06-21 | FALSE | 2003-06-21 | FALSE | Currently in Use | Regular | 10000 | Fiberglass Double Walled | 2003-06-20 |  | Double-Walled Flex | Pressurized
BENS TRUCK STOP | 1188 COLLINSWORTH RD | PALMETTO | Coweta | 9038028 | 1 |  | 1998-09-01 |  | 1998-09-01 |  | Removed from Ground | Gas (Historical Use) | 6000 | Cathodically Protected Steel | 1988-01-01 | 2006-10-10 | Fiberglass Reinforced Plastic | Pressurized
COLLINSWORTH SHELL | 1046 COLLINSWORTH RD | PALMETTO | Coweta | 4150022 | 1 |  |  | TRUE |  | TRUE | Removed from Ground | Used Oil | 550 | Bare Steel | 1960-04-30 | 1989-01-01 | Galvanized Steel
MARK INNS OF AMERICA | 1380 COLLINSWORTH RD | PALMETTO | Coweta | 9038095 | 5 |  |  | FALSE |  | FALSE | Removed from Ground |  | 4000 | Bare Steel |  | 2019-01-22 | Bare Steel
COWETA FAYETTE EMC | 807 COLLINSWORTH RD | PALMETTO | Coweta | 10000741 | 2 | Flapper Valve | 2003-06-21 | FALSE | 2003-06-21 | FALSE | Currently in Use | Diesel | 12000 | Fiberglass Double Walled | 2003-06-21 |  | Double-Walled Flex | Pressurized
COLLINSWORTH SHELL | 1046 COLLINSWORTH RD | PALMETTO | Coweta | 4150022 | 2 | [5 empty] | Removed from Ground | Gas (Historical Use) | 6000 | Bare Steel | 1967-05-01 | 1989-01-01 | Galvanized Steel
BENS TRUCK STOP | 1188 COLLINSWORTH RD | PALMETTO | Coweta | 9038028 | 4 |  | 1998-09-01 |  | 1998-09-01 |  | Removed from Ground | Gas (Historical Use) | 6000 | Cathodically Protected Steel | 1988-01-01 | 2006-10-10 | Fiberglass Reinforced Plastic | Pressurized
BENS TRUCK STOP | 1188 COLLINSWORTH RD | PALMETTO | Coweta | 9038028 | 7 | Ball Float | 2006-10-16 | FALSE | 2006-10-16 | FALSE | Currently in Use | Gas (Historical Use) | 12000 | Composite | 2006-10-12 |  | Double-Walled Fiberglass | Pressurized
BENS TRUCK STOP | 1188 COLLINSWORTH RD | PALMETTO | Coweta | 9038028 | 5 |  | 1998-09-01 |  | 1998-09-01 |  | Removed from Ground | Gas (Historical Use) | 6000 | Cathodically Protected Steel | 1988-01-01 | 2006-10-10 | Fiberglass Reinforced Plastic | Pressurized
COLLINSWORTH SHELL | 1046 COLLINSWORTH RD | PALMETTO | Coweta | 4150022 | 4 | [5 empty] | Removed from Ground | Gas (Historical Use) | 6000 | Bare Steel | 1967-05-01 | 1989-01-01 | Galvanized Steel
COLLINSWORTH SHELL | 1046 COLLINSWORTH RD | PALMETTO | Coweta | 4150022 | 5 | [5 empty] | Removed from Ground | Gas (Historical Use) | 10000 | Fiberglass | 1989-01-01 | 1995-01-01 | Fiberglass Reinforced Plastic
COLLINSWORTH SHELL | 1046 COLLINSWORTH RD | PALMETTO | Coweta | 4150022 | 7 | [5 empty] | Removed from Ground | Gas (Historical Use) | 10000 | Fiberglass | 1989-01-01 | 1899-12-31 | Fiberglass Reinforced Plastic
GAS-N-GO | 504 MAIN ST | PALMETTO | Coweta | 9038050 | 2 | [5 empty] | Removed from Ground | Gas (Historical Use) | 4000 | Bare Steel | 1984-11-15 | 2000-01-25 | Galvanized Steel | Pressurized
MARK INNS OF AMERICA | 1380 COLLINSWORTH RD | PALMETTO | Coweta | 9038095 | 4 | [5 empty] | Removed from Ground | Gas (Historical Use) | 10000 | Bare Steel |  | 1899-12-31 | Bare Steel
MARK INNS OF AMERICA | 1380 COLLINSWORTH RD | PALMETTO | Coweta | 9038095 | 2 | [5 empty] | Removed from Ground | Diesel | 10000 | Bare Steel |  | 1899-12-31 | Bare Steel
CHEVRON #40532 | COLLINGSWORTH RD @ I-85 | PALMETTO | Coweta | 9000564 | 1 | [5 empty] | Removed from Ground | Gas (Historical Use) | 10000 | Bare Steel | 1968-04-27 | 1989-08-16 | Galvanized Steel
RANDALL REALTY | 2997 US HWY 29 S | NEWNAN | Coweta | 380057 | DUMMY | [5 empty] | Currently in Use | Diesel | 0 | Not Marked/Unknown |  |  | Not Marked
FRAZIER AT SENOIA | 6599 HWY 16 EAST | SENOIA | Coweta | 10003343 | 2B | Flapper Valve | 2022-11-01 | FALSE | 2022-11-01 | FALSE | Currently in Use | Diesel Off Road | 5000 | Fiberglass | 2022-11-01 |  | Double-Walled Flex | Pressurized
FRAZIER AT SENOIA | 6599 HWY 16 EAST | SENOIA | Coweta | 10003343 | 2C | Flapper Valve | 2022-11-01 | FALSE | 2022-11-01 | FALSE | Currently in Use | E-0 | 5000 | Fiberglass | 2022-11-01 |  | Double-Walled Flex | Pressurized
FRAZIER AT SENOIA | 6599 HWY 16 EAST | SENOIA | Coweta | 10003343 | 1A | Flapper Valve | 2022-11-01 | FALSE | 2022-11-01 | FALSE | Currently in Use | Regular | 14000 | Fiberglass | 2022-11-01 |  | Double-Walled Flex | Pressurized
FRAZIER AT SENOIA | 6599 HWY 16 EAST | SENOIA | Coweta | 10003343 | 1B | Flapper Valve | 2022-11-01 | FALSE | 2022-11-01 | FALSE | Currently in Use | Premium | 6000 | Fiberglass | 2022-11-01 |  | Double-Walled Flex | Pressurized
FRAZIER AT SENOIA | 6599 HWY 16 EAST | SENOIA | Coweta | 10003343 | 2A | Flapper Valve | 2022-11-01 | FALSE | 2022-11-01 | FALSE | Currently in Use | Diesel | 10000 | Fiberglass | 2022-11-01 |  | Double-Walled Flex | Pressurized
QuikTrip #813 | 1060 Bullsboro Dr | Newnan | Coweta | 10003225 | 3 | Flapper Valve | 2022-05-31 | FALSE | 2022-03-31 | FALSE | Currently in Use | E-0 | 15000 | Tank Jacket Double Walled | 2021-12-31 |  | Double-Walled Flex | Pressurized
QuikTrip #813 | 1060 Bullsboro Dr | Newnan | Coweta | 10003225 | 1 | Flapper Valve | 2022-05-31 | FALSE | 2022-03-31 | FALSE | Currently in Use | E-10 | 15000 | Tank Jacket Double Walled | 2021-12-31 |  | Double-Walled Flex | Pressurized
QuikTrip #813 | 1060 Bullsboro Dr | Newnan | Coweta | 10003225 | 5 | Flapper Valve | 2022-05-31 | FALSE | 2022-03-31 | FALSE | Currently in Use | Diesel | 15000 | Tank Jacket Double Walled | 2021-12-31 |  | Double-Walled Flex | Pressurized
BULLSBORO BP | 250 BULLSBORO DR | NEWNAN | Coweta | 10003276 | 2B | Overfill Alarm | 2022-04-05 | FALSE | 2022-04-05 | FALSE | Currently in Use | Diesel | 4000 | Tank Jacket Double Walled | 2022-03-29 |  | Double-Walled Fiberglass | Pressurized
BULLSBORO BP | 250 BULLSBORO DR | NEWNAN | Coweta | 10003276 | 1A | Overfill Alarm | 2022-04-05 | FALSE | 2022-04-05 | FALSE | Currently in Use | Regular | 14000 | Tank Jacket Double Walled | 2022-03-29 |  | Double-Walled Fiberglass | Pressurized
BULLSBORO BP | 250 BULLSBORO DR | NEWNAN | Coweta | 10003276 | 2A | Overfill Alarm | 2022-04-05 | FALSE | 2022-04-05 | FALSE | Currently in Use | E-0 | 6000 | Tank Jacket Double Walled | 2022-03-29 |  | Double-Walled Fiberglass | Pressurized
QuikTrip #813 | 1060 Bullsboro Dr | Newnan | Coweta | 10003225 | 2 | Flapper Valve | 2022-05-31 | FALSE | 2022-03-31 | FALSE | Currently in Use | E-10 | 15000 | Tank Jacket Double Walled | 2021-12-31 |  | Double-Walled Flex | Pressurized
BULLSBORO BP | 250 BULLSBORO DR | NEWNAN | Coweta | 10003276 | 1B | Overfill Alarm | 2022-03-29 | FALSE | 2022-03-29 | FALSE | Currently in Use | Premium | 6000 | Tank Jacket Double Walled | 2022-03-29 |  | Double-Walled Fiberglass | Pressurized
BULLSBORO BP | 250 BULLSBORO DR | NEWNAN | Coweta | 10003276 | 1B | Overfill Alarm | 2022-03-29 | FALSE | 2022-03-29 | FALSE | Currently in Use | Premium | 6000 | Tank Jacket Double Walled | 2022-03-29
QUIKTRIP #1765 | 25 OAK LANE | NEWNAN | Coweta | 10003545 | 2 | Flapper Valve | 2024-11-20 | FALSE | 2024-11-20 | FALSE | Currently in Use | Regular | 15000 | Fiberglass Double Walled | 2024-07-25 |  |  | Pressurized
QUIKTRIP #1765 | 25 OAK LANE | NEWNAN | Coweta | 10003545 | 5 | Flapper Valve | 2024-11-20 | FALSE | 2024-11-20 | FALSE | Currently in Use | Diesel | 15000 | Fiberglass Double Walled | 2024-07-25 |  |  | Pressurized
QUIKTRIP #1765 | 25 OAK LANE | NEWNAN | Coweta | 10003545 | 3 | Flapper Valve | 2024-11-20 | FALSE | 2024-11-20 | FALSE | Currently in Use | E-0 | 15000 | Fiberglass Double Walled | 2024-07-25 |  |  | Pressurized
NEWNAN CROSSING #370 | 1075 BULLSBORO | NEWNAN | Coweta | 9038080 | 2 | Flapper Valve | 1996-09-20 |  | 1996-09-20 |  | Removed from Ground | Gas (Historical Use) | 15000 | Epoxy | 1996-09-20 | 2011-03-14 | Fiberglass Reinforced Plastic | Pressurized
NEWNAN CROSSING #370 | 1075 BULLSBORO | NEWNAN | Coweta | 9038080 | 1 | Flapper Valve | 1996-09-20 |  | 1996-09-20 |  | Removed from Ground | Gas (Historical Use) | 30000 | Epoxy | 1996-09-20 | 2011-03-14 | Fiberglass Reinforced Plastic | Pressurized
CORNER MARKET | 2055 GA 16 | NEWNAN | Coweta | 10003570 | 2A | Overfill Alarm | 2024-06-20 | FALSE | 2024-06-20 | FALSE | Currently in Use | Premium | 6000 |  | 2024-02-16 |  | Flex | Pressurized
CORNER MARKET | 2055 GA 16 | NEWNAN | Coweta | 10003570 | 1 | Overfill Alarm | 2024-06-20 | FALSE | 2024-06-20 | FALSE | Currently in Use | Regular | 12000 |  | 2024-02-16 |  | Flex | Pressurized
QUIKTRIP #1765 | 25 OAK LANE | NEWNAN | Coweta | 10003545 | 4 | Flapper Valve | 2024-11-20 | FALSE | 2024-11-20 | FALSE | Currently in Use | Premium | 15000 | Fiberglass Double Walled | 2024-07-25 |  |  | Pressurized
QUIKTRIP #1765 | 25 OAK LANE | NEWNAN | Coweta | 10003545 | 1 | Flapper Valve | 2024-11-20 | FALSE | 2024-11-20 | FALSE | Currently in Use | Regular | 15000 | Fiberglass Double Walled | 2024-07-25 |  |  | Pressurized
CORNER MARKET | 2055 GA 16 | NEWNAN | Coweta | 10003570 | 2B | Overfill Alarm | 2024-06-20 | FALSE | 2024-06-20 | FALSE | Currently in Use | Diesel | 6000 |  | 2024-02-16 |  | Flex | Pressurized
Costco Gasoline (Loc. 1361) | 20 Fischer Crossings Blvd | Sharpsburg | Coweta | 10002937 | 2 | Flapper Valve | 2019-06-12 | FALSE | 2019-06-12 | FALSE | Currently in Use | Regular | 30000 | Fiberglass Double Walled | 2019-06-02 |  | Double-Walled Fiberglass | Pressurized
Costco Gasoline (Loc. 1361) | 20 Fischer Crossings Blvd | Sharpsburg | Coweta | 10002937 | 4 | Flapper Valve | 2019-06-12 | FALSE | 2019-06-12 | FALSE | Currently in Use | Ultrazol(Fuel Additive) | 1500 | Fiberglass Double Walled | 2019-06-02 |  | Double-Walled Fiberglass | Pressurized
Costco Gasoline (Loc. 1361) | 20 Fischer Crossings Blvd | Sharpsburg | Coweta | 10002937 | 1 | Flapper Valve | 2019-06-12 | FALSE | 2019-06-12 | FALSE | Currently in Use | Regular | 30000 | Fiberglass Double Walled | 2019-06-02 |  | Double-Walled Fiberglass | Pressurized
Costco Gasoline (Loc. 1361) | 20 Fischer Crossings Blvd | Sharpsburg | Coweta | 10002937 | 3 | Flapper Valve | 2019-06-12 | FALSE | 2019-06-12 | FALSE | Currently in Use | Premium | 30000 | Fiberglass Double Walled | 2019-06-02 |  | Double-Walled Fiberglass | Pressurized
Racetrac #2573 | 2901 Newnan Crossing Blvd E | Newnan | Coweta | 10003041 | 1 | Overfill Alarm | 2020-05-02 | FALSE |  | FALSE | Currently in Use | Regular | 20000 | Fiberglass Double Walled | 2020-04-02 |  | Double-Walled Fiberglass | Pressurized
B&E AUTO BROKERS LLC | 202 GREENVILLE ST | NEWNAN | Coweta | 10003131 | 3 |  |  | FALSE |  | FALSE | Removed from Ground | Gas (Historical Use) | 6000 |  |  | 2021-07-27
B&E AUTO BROKERS LLC | 202 GREENVILLE ST | NEWNAN | Coweta | 10003131 | 2 |  |  | FALSE |  | FALSE | Removed from Ground | Gas (Historical Use) | 6000 |  |  | 2021-07-27
Racetrac #2573 | 2901 Newnan Crossing Blvd E | Newnan | Coweta | 10003041 | 2A | Overfill Alarm | 2020-05-02 | FALSE |  | FALSE | Currently in Use | Diesel | 12000 | Fiberglass Double Walled | 2020-04-02 |  | Double-Walled Fiberglass | Pressurized
Shell Food Mart | 226 Greenville St Ste E | Newnan | Coweta | 10003101 | 1 | Flapper Valve | 2018-10-28 | FALSE | 2018-10-28 | FALSE | Currently in Use | Regular | 10000 | Composite Double Walled | 2018-10-11 |  | Double-Walled Fiberglass | Pressurized
Racetrac #2573 | 2901 Newnan Crossing Blvd E | Newnan | Coweta | 10003041 | 3A | Overfill Alarm | 2020-05-02 | FALSE |  | FALSE | Currently in Use | Premium | 12000 | Fiberglass Double Walled | 2020-04-02 |  | Double-Walled Fiberglass | Pressurized
Racetrac #2573 | 2901 Newnan Crossing Blvd E | Newnan | Coweta | 10003041 | 2B | Overfill Alarm | 2020-05-02 | FALSE |  | FALSE | Currently in Use | Diesel | 12000 | Fiberglass Double Walled | 2020-04-02 |  | Double-Walled Fiberglass | Pressurized
Shell Food Mart | 226 Greenville St Ste E | Newnan | Coweta | 10003101 | 2B | Flapper Valve | 2018-10-28 | FALSE | 2018-10-28 | FALSE | Currently in Use | Diesel | 5000 | Composite Double Walled | 2018-10-11 |  | Double-Walled Fiberglass | Pressurized
B&E AUTO BROKERS LLC | 202 GREENVILLE ST | NEWNAN | Coweta | 10003131 | 1 |  |  | FALSE |  | FALSE | Removed from Ground | Gas (Historical Use) | 3000 |  |  | 2021-07-27
Shell Food Mart | 226 Greenville St Ste E | Newnan | Coweta | 10003101 | 2A | Flapper Valve | 2018-10-28 | FALSE | 2018-10-28 | FALSE | Currently in Use | Premium | 5000 | Composite Double Walled | 2018-10-11 |  | Double-Walled Fiberglass | Pressurized
Newnan Commercial Properties | 1700 Newnan Crossing Blvd | Newnan | Coweta | 10003209 | 2A | Flapper Valve | 2021-05-01 | FALSE | 2021-05-01 | FALSE | Currently in Use | Premium | 10000 | Composite Double Walled | 2021-05-01 |  | Double-Walled Flex | Pressurized
Newnan Commercial Properties | 1700 Newnan Crossing Blvd | Newnan | Coweta | 10003209 | 1 | Flapper Valve | 2021-05-01 | FALSE | 2021-05-01 | FALSE | Currently in Use | Regular | 15000 | Composite Double Walled | 2021-05-01 |  | Double-Walled Flex | Pressurized
EWELL WINTERS GROCERY | 821 EARL NORTH RD | NEWNAN | Coweta | 380125 | 2 | [5 empty] | Removed from Ground | Gas (Historical Use) | 560 | Bare Steel | 1968-05-12 | 1983-01-01 | Galvanized Steel
CHEVRON STATION/CARLS SVC | 161 JACKSON ST | NEWNAN | Coweta | 380135 | 1 | [5 empty] | Removed from Ground | Gas (Historical Use) | 3000 | Bare Steel | 1968-05-12 | 1992-06-03 | Galvanized Steel
HORTONS LANDSCAPING | 212 WELCOME ARNCO RD | NEWNAN | Coweta | 380146 | 2 | [5 empty] | Removed from Ground | Gas (Historical Use) | 4000 | Bare Steel | 1986-05-08 | 1997-11-17 | Galvanized Steel
SOUTHERN BELL/NWNNGASC | 197 JEFFERSON ST | NEWNAN | Coweta | 380160 | 2 | [5 empty] | Removed from Ground | Gas (Historical Use) | 12000 | Bare Steel | 1977-01-03 | 1990-01-01 | Unknown
JMJM INVESTMENTS INC | 3921 ROSCOE RD | NEWNAN | Coweta | 9000146 | 2 |  | 1997-03-01 |  | 1997-03-01 |  | Currently in Use | Gas (Historical Use) | 6000 | Steel-Impressed Current | 1988-04-01 |  | Double-Walled Flex | Safe Suction (Euro)
UNITED REALTY VENTURES LLC | 1670 HWY 34 | NEWNAN | Coweta | 9038101 | 2 |  | 2000-10-01 | FALSE | 2000-10-01 | FALSE | Removed from Ground |  | 20000 |  | 2000-09-01 |  |  | Pressurized
ROAD RUNNER CITGO | 50 MILLARD FARMER IND BLVD | NEWNAN | Coweta | 9038100 | 3 | Ball Float | 2000-04-16 | FALSE | 2000-04-16 | FALSE | Currently in Use | Diesel | 4000 | Tank Jacket | 2000-04-15 |  | Fiberglass Reinforced Plastic | Pressurized
RED & EDS CONVENIENCE STORE #29 | 874 CORINTH RD | NEWNAN | Coweta | 9038066 | 3 | Flapper Valve | 1997-06-01 | FALSE | 1997-06-01 | FALSE | Currently in Use | Diesel | 6000 | Bare Steel | 1995-05-04 |  | Double-Walled Flex | Pressurized
GA POWER/NEWNAN LINE CREW HQ | CORINTH RD | NEWNAN | Coweta | 9038006 | 1 | [5 empty] | Removed from Ground | Gas (Historical Use) | 6000 | Bare Steel | 1975-01-01 | 1986-08-15 | Galvanized Steel
COWETA CO FIRE STATION #4 | 35 BETHLEHAM CHURCH RD | NEWNAN | Coweta | 9038040 | 1 | [5 empty] | Removed from Ground | Diesel | 500 | Not Marked/Unknown | 1993-01-16 | 1993-01-16 | Not Marked
CHECK POINT | 4200 SHARPSBURG MCCOLLUM RD | NEWNAN | Coweta | 9038046 | 3 | Ball Float | 1987-08-31 | FALSE | 1987-08-31 | FALSE | Currently in Use | Premium | 10000 | Fiberglass | 1987-08-31 |  | Fiberglass Reinforced Plastic | Pressurized
DAVIS GROCERY | 78 SMITH RD | NEWNAN | Coweta | 380128 | 1 | [5 empty] | Removed from Ground | Gas (Historical Use) | 560 | Bare Steel | 1962-05-14 | 2013-10-16 | Galvanized Steel | Safe Suction (Euro)
GA POWER/NEWNAN GARAGE CREW HQ | 291 GREENVILLE ST | NEWNAN | Coweta | 380114 | 3 | Flapper Valve |  | FALSE | 1994-06-24 | FALSE | Removed from Ground | Regular | 10000 | Fiberglass Double Walled | 1994-06-20 |  | Fiberglass Reinforced Plastic | Pressurized
SHREE SATYAM INC | 24 BULLSBORO DR | NEWNAN | Coweta | 380154 | 1 | [5 empty] | Removed from Ground | Gas (Historical Use) | 10000 | Bare Steel | 1966-05-13 | 1994-10-11 | Galvanized Steel
PILOT TRAVEL CENTER #422 | 1645 S HWY 29 | NEWNAN | Coweta | 9038104 | 6 | Flapper Valve | 2023-09-01 | FALSE | 2001-02-01 | FALSE | Currently in Use | Diesel | 20000 | Fiberglass Double Walled | 2001-02-01 |  | Double-Walled Fiberglass | Pressurized
DAVIS GROCERY | 78 SMITH RD | NEWNAN | Coweta | 380128 | 5 | Overfill Alarm | 1998-12-16 |  | 1998-12-16 |  | Removed from Ground | Gas (Historical Use) | 1000 | Steel-Impressed Current | 1987-04-01 | 2013-10-16 | Steel (Impressed Current) | Safe Suction (Euro)
GA POWER/NEWNAN GARAGE CREW HQ | 291 GREENVILLE ST | NEWNAN | Coweta | 380114 | 2 | [5 empty] | Removed from Ground | Gas (Historical Use) | 10000 | Composite | 1985-01-01 | 1994-06-20 | Bare Steel | Pressurized
BST/NEWNAN CO R3257 | 6 GILBERT ST | NEWNAN | Coweta | 380159 | 1 | [5 empty] | Removed from Ground | Other | 4000 | Bare Steel | 1977-07-17 | 1994-12-01 | Copper | Suction (American)
AYAAN COMMERCIAL LLC | 114 TEMPLE AVE | NEWNAN | Coweta | 380149 | 1 | [5 empty] | Removed from Ground | Empty | 6000 | Bare Steel | 1966-05-12 | 1990-02-13 | Galvanized Steel
CHEVRON STATION/CARLS SVC | 161 JACKSON ST | NEWNAN | Coweta | 380135 | 3 | [5 empty] | Removed from Ground | Gas (Historical Use) | 2000 | Bare Steel | 1968-05-12 | 1992-06-03 | Galvanized Steel
DAN BRIDGES GROC | 1854 WELCOME RD | NEWNAN | Coweta | 380148 | 3 | [5 empty] | Removed from Ground | Gas (Historical Use) | 560 | Bare Steel | 1982-05-07 | 1997-11-17 | Unknown | Suction (American)
JALIA GROUP D/B/A GREENTOP MARATHON | 28 GREENTOP RD | NEWNAN | Coweta | 380144 | 3 | Flapper Valve | 1998-04-08 | FALSE |  | FALSE | Currently in Use | Gas (Historical Use) | 4000 | Steel-Impressed Current | 1979-05-10 |  | Fiberglass Reinforced Plastic | Pressurized
RED SPOT #1 | 235 GREENVILLE ST | NEWNAN | Coweta | 9038033 | 4 | Ball Float | 1997-10-07 | FALSE | 1997-10-07 | TRUE | Currently in Use | Diesel | 8000 | Steel-Impressed Current | 1989-04-07 |  | Steel (Impressed Current) | Pressurized
RED SPOT #1 | 235 GREENVILLE ST | NEWNAN | Coweta | 9038033 | 5 | Ball Float | 1997-10-07 | FALSE | 1997-10-07 | TRUE | Currently in Use | Kerosene | 8000 | Steel-Impressed Current | 1989-04-07 |  | Steel (Impressed Current) | Pressurized
NEWNAN HOSPITAL | 80 JACKSON ST | NEWNAN | Coweta | 9038023 | 1 | [5 empty] | Removed from Ground | Diesel | 10000 | Marked Unknown | 2014-02-25 | 2014-02-25 | Unknown
INLAND ROME/NEWNAN PLANT | 296 TEMPLE AVE | NEWNAN | Coweta | 9000620 | 1 | [5 empty] | Removed from Ground | Diesel | 500 | Bare Steel | 1990-07-10 | 1990-07-10 | Galvanized Steel
TOMMYS SELF SERVE | 190 GREENVILLE ST | NEWNAN | Coweta | 380053 | 5 | [5 empty] | Removed from Ground | Diesel | 6000 | Bare Steel | 1971-01-01 | 1996-01-01 | Galvanized Steel | Pressurized
TOMMYS SELF SERVE | 190 GREENVILLE ST | NEWNAN | Coweta | 380053 | 4 | [5 empty] | Removed from Ground | Empty | 1 | Bare Steel | 1996-01-01 | 1996-01-01 | Unknown
BUFFALO ROCK CO | 142 JEFFERSON ST | NEWNAN | Coweta | 380070 | 1 | [5 empty] | Removed from Ground | Gas (Historical Use) | 1000 | Bare Steel | 1984-04-23 | 1989-08-22 | Bare Steel
CITGO EXPRESS | 445 HWY 29 N | NEWNAN | Coweta | 380040 | 4 | Flapper Valve | 2023-10-27 | FALSE | 2010-09-01 | FALSE | Currently in Use | Regular | 10000 | Composite Double Walled | 2010-09-01 |  | Fiberglass Reinforced Plastic | Pressurized
PEPSI-COLA BTLG CO | 142 JEFFERSON ST | NEWNAN | Coweta | 380038 | 2 | [5 empty] | Removed from Ground | Diesel | 1000 | Bare Steel | 1983-03-21 | 1988-09-01 | Galvanized Steel
WEST SIDE TIRE CO | 115 WEST HWY 34 | NEWNAN | Coweta | 380032 | 1 | [5 empty] | Removed from Ground | Empty | 4000 | Bare Steel | 1966-03-25 | 1996-06-28 | Galvanized Steel
WILLIAM L BONNELL CO | 25 BONNELL ST | NEWNAN | Coweta | 380033 | 2 | [5 empty] | Removed from Ground | Diesel | 10000 | Bare Steel | 1961-03-26 | 1899-12-31 | Galvanized Steel
ZMK SERVICES INC | 779 GEORGIA HWY 34 @ I-85 | NEWNAN | Coweta | 380024 | 3 | [5 empty] | Removed from Ground | Gas (Historical Use) | 8000 | Bare Steel | 1978-03-22 | 1990-01-01 | Galvanized Steel
LOVETT'S GROCERY | GA HWY 16 E | NEWNAN | Coweta | 380127 | 2 | [5 empty] | Removed from Ground | Gas (Historical Use) | 1000 | Bare Steel | 1956-05-15 | 1980-01-01 | Galvanized Steel
NEIGHBORS MARKET | 127 FRANKLIN RD | NEWNAN | Coweta | 380161 | 1 |  | 1996-01-26 | FALSE | 1996-01-26 | FALSE | Currently in Use | Regular | 8000 |  | 1985-05-01 |  | Fiberglass Reinforced Plastic | Pressurized
SOUTHERN BELL/NWNNGASC | 197 JEFFERSON ST | NEWNAN | Coweta | 380160 | 1 |  |  | TRUE |  | TRUE | Removed from Ground | Used Oil | 550 | Bare Steel | 1977-01-03 | 1990-01-01 | Unknown
SHREE SATYAM INC | 24 BULLSBORO DR | NEWNAN | Coweta | 380154 | 5A | Ball Float | 1994-10-07 | FALSE | 1994-10-07 | FALSE | Currently in Use | Diesel | 5000 | Fiberglass Double Walled | 1994-10-07 |  | Fiberglass Reinforced Plastic | Pressurized
DAN BRIDGES GROC | 1854 WELCOME RD | NEWNAN | Coweta | 380148 | 1 | [5 empty] | Removed from Ground | Gas (Historical Use) | 2000 | Bare Steel | 1986-05-06 | 1997-11-17 | Unknown | Suction (American)
SHAZMEEN INC | 1935 HWY 70 | NEWNAN | Coweta | 9038106 | 1 | Ball Float | 2001-06-21 |  | 2001-06-21 |  | Currently in Use | Gas (Historical Use) | 20000 | Composite | 2001-06-20 |  | Double-Walled Fiberglass | Pressurized
NEWNAN ONE STOP | 1830 HWY 154 | NEWNAN | Coweta | 9038088 | 3 | Ball Float | 1998-02-17 | FALSE | 1998-02-17 | FALSE | Currently in Use | Regular | 6000 | Composite | 1997-08-28 |  | Fiberglass Reinforced Plastic | Pressurized
UNITED REALTY VENTURES LLC | 1670 HWY 34 | NEWNAN | Coweta | 9038101 | 6D | Flapper Valve | 2023-07-01 | FALSE | 2023-07-01 | FALSE | Currently in Use |  | 5000 | Composite Double Walled | 2023-07-01 |  | Double-Walled Flex | Pressurized
SOUTH FORKS | 1996 CORINTH RD | NEWNAN | Coweta | 9038052 | 2 |  | 1998-07-25 |  | 1998-07-25 |  | Currently in Use | Gas (Historical Use) | 6000 | Cathodically Protected Steel | 1986-06-01 |  | Cathodically Protected | Suction (American)
RAYMONDS EXPRESS | 2388 HWY 16 E | NEWNAN | Coweta | 9038073 | 1 | Flapper Valve | 1998-02-01 | FALSE | 1998-02-01 | FALSE | Currently in Use | Regular | 8000 | Steel-Impressed Current | 1978-08-01 |  | Steel (Impressed Current) | Pressurized
COWETA COUNTY RECREATION DEPT | 39 HOSPITAL RD | NEWNAN | Coweta | 9038020 | 2 | [5 empty] | Removed from Ground | Gas (Historical Use) | 1000 | Marked Unknown |  | 1899-12-31 | Unknown
REBEL OIL | 242 GREENVILLE STREET | NEWNAN | Coweta | 9038086 | 1 | [5 empty] | Removed from Ground | Gas (Historical Use) | 0 | Not Marked/Unknown | 1998-06-01 | 1998-06-01 | Not Marked
DODSON FOOD | 2 DODSON ST | NEWNAN | Coweta | 9038093 | 2 | Ball Float | 1999-03-28 | FALSE | 1999-03-28 | FALSE | Currently in Use | Gas (Historical Use) | 8000 | Steel-Impressed Current | 1978-03-21 |  |  | Safe Suction (Euro)
EASTSIDE GROCERY | 100 E NEWNAN RD | NEWNAN | Coweta | 9038058 | 2 | [5 empty] | Removed from Ground | Gas (Historical Use) | 1000 | Bare Steel | 1960-01-01 | 1998-05-05 | Bare Steel | Safe Suction (Euro)
PLAYTEX APPAREL INC | 320 TEMPLE AVE | NEWNAN | Coweta | 9038002 | 4 | [5 empty] | Removed from Ground | Gas (Historical Use) | 550 | Bare Steel | 1964-01-01 | 1992-05-11 | Galvanized Steel | Safe Suction (Euro)
COWETA COUNTRY JUNCTION | 1502 NORTH HWY 29 | NEWNAN | Coweta | 9038043 | 3 | Ball Float | 1994-05-31 | FALSE | 1994-05-31 | FALSE | Currently in Use | Premium | 10000 | Composite | 1994-05-31 |  | Fiberglass Reinforced Plastic | Pressurized
COWETA CO FIRE STATION #9 | 4766 WEST GA HWY 34 | NEWNAN | Coweta | 9038038 | 1 | [5 empty] | Removed from Ground | Gas (Historical Use) | 500 | Not Marked/Unknown | 1993-01-16 | 1993-01-16 | Not Marked
SHAW INDUSTRIES | EAST NEWNAN RD | NEWNAN | Coweta | 9038024 | 1 | [5 empty] | Removed from Ground | Gas (Historical Use) | 1000 | Bare Steel | 1992-12-15 | 1992-12-15 | Galvanized Steel | Pressurized
OLDE TOWNE CONVENIENCE | 203 ROSCOE RD | NEWNAN | Coweta | 9038014 | 2 | Ball Float | 1994-10-15 | FALSE | 1994-10-15 | FALSE | Temporarily out of use | Gas (Historical Use) | 8000 | STIP-3/Impressed Current | 1988-01-01 |  |  | Pressurized
WALKERS ONE STOP | 56 JEFFERSON ST | NEWNAN | Coweta | 380056 | 3 | [5 empty] | Removed from Ground | Gas (Historical Use) | 1 | Bare Steel | 1973-03-23 | 1987-04-21 | Galvanized Steel | Suction (American)
ONE STOP | 1420 US HWY 29 S | NEWNAN | Coweta | 380067 | 1 | [5 empty] | Removed from Ground | Gas (Historical Use) | 10000 | Bare Steel | 1972-04-26 | 1987-09-23 | Galvanized Steel
ONE STOP | 1420 US HWY 29 S | NEWNAN | Coweta | 380067 | 7 |  | 1987-01-01 |  | 1993-01-01 |  | Removed from Ground | Diesel | 10000 | Fiberglass | 1987-01-01 | 2012-06-14 | Fiberglass Reinforced Plastic | Pressurized
CITGO EXPRESS | 445 HWY 29 N | NEWNAN | Coweta | 380040 | 5B | Flapper Valve | 2023-10-27 | FALSE | 2010-09-01 | FALSE | Currently in Use | Diesel | 4000 | Composite Double Walled | 2010-09-01 |  | Fiberglass Reinforced Plastic | Pressurized
DAVIS GROCERY | 78 SMITH RD | NEWNAN | Coweta | 380128 | 4 | Overfill Alarm | 1998-12-16 |  | 1998-12-16 |  | Removed from Ground | Gas (Historical Use) | 1000 | Steel-Impressed Current | 1987-04-01 | 2013-10-16 | Steel (Impressed Current) | Safe Suction (Euro)
EWELL WINTERS GROCERY | 821 EARL NORTH RD | NEWNAN | Coweta | 380125 | 3 | [5 empty] | Removed from Ground | Gas (Historical Use) | 1000 | Bare Steel | 1979-05-10 | 1983-01-01 | Galvanized Steel
DOLLY ENT INC EXXON FOOD MART | 2 FRANKLIN ROAD | NEWNAN | Coweta | 380143 | 1 | Ball Float | 1997-09-12 |  | 1997-09-12 |  | Currently in Use | Gas (Historical Use) | 10000 | Steel-Impressed Current | 1976-05-10 |  | Cathodically Protected | Pressurized
NEIGHBORS MARKET | 127 FRANKLIN RD | NEWNAN | Coweta | 380161 | 2 |  | 1996-01-26 | FALSE | 1996-01-26 | FALSE | Currently in Use | Plus | 8000 |  | 1985-05-01 |  | Fiberglass Reinforced Plastic | Pressurized
SHREE SATYAM INC | 24 BULLSBORO DR | NEWNAN | Coweta | 380154 | 4 | Ball Float | 1994-10-07 | FALSE | 1994-10-07 | FALSE | Currently in Use | Regular | 10000 | Fiberglass Double Walled | 1994-10-07 |  | Fiberglass Reinforced Plastic | Pressurized
SHREE SATYAM INC | 24 BULLSBORO DR | NEWNAN | Coweta | 380154 | 5B | Ball Float | 1994-10-07 | FALSE | 1994-10-07 | FALSE | Currently in Use | Premium | 5000 | Fiberglass Double Walled | 1994-10-07 |  | Fiberglass Reinforced Plastic | Pressurized
PILOT TRAVEL CENTER #422 | 1645 S HWY 29 | NEWNAN | Coweta | 9038104 | 2 | Overfill Alarm | 2001-02-01 | FALSE | 2001-02-01 | FALSE | Currently in Use | Regular | 20000 | Fiberglass Double Walled | 2001-02-01 |  | Double-Walled Fiberglass | Pressurized
SOUTH FORKS | 1996 CORINTH RD | NEWNAN | Coweta | 9038052 | 3 |  | 1998-07-25 |  | 1998-07-25 |  | Currently in Use | Gas (Historical Use) | 6000 | Cathodically Protected Steel | 1986-06-01 |  | Cathodically Protected | Suction (American)
LIGHTNING FOOD STORE II | 30 RAYMOND HILL RD | NEWNAN | Coweta | 9038064 | 2 |  | 1995-10-16 | FALSE | 1995-10-16 | FALSE | Currently in Use | Premium | 10000 | Composite | 1995-10-15 |  | Fiberglass Reinforced Plastic | Pressurized
BROWN STEEL/BROWN FACILITY | 521 LOWER FAYETTEVILLE RD | NEWNAN | Coweta | 9038025 | 2 | [5 empty] | Removed from Ground | Gas (Historical Use) | 1000 | Bare Steel | 1966-04-28 | 1992-07-21 | Bare Steel | Suction (American)
COWETA COUNTY RECREATION DEPT | 39 HOSPITAL RD | NEWNAN | Coweta | 9038020 | 3 | [5 empty] | Removed from Ground | Gas (Historical Use) | 500 | Not Marked/Unknown |  | 1899-12-31 | Not Marked
CBS | 550 SMOKEY RD | NEWNAN | Coweta | 380052 | 3 | [5 empty] | Removed from Ground | Gas (Historical Use) | 6000 | Bare Steel | 1981-03-21 | 1989-01-01 | Galvanized Steel
DAVIS GROCERY | 78 SMITH RD | NEWNAN | Coweta | 380128 | 3 | [5 empty] | Removed from Ground | Gas (Historical Use) | 1000 | Bare Steel | 1975-05-11 | 2013-10-16 | Galvanized Steel | Safe Suction (Euro)
JALIA GROUP D/B/A GREENTOP MARATHON | 28 GREENTOP RD | NEWNAN | Coweta | 380144 | 1 |  |  | FALSE |  | FALSE | [6 empty] | Fiberglass Reinforced Plastic | Pressurized
JALIA GROUP D/B/A GREENTOP MARATHON | 28 GREENTOP RD | NEWNAN | Coweta | 380144 | 4 | Flapper Valve | 1998-04-08 | FALSE |  | FALSE | Currently in Use | Diesel | 4000 | Steel-Impressed Current | 1978-05-10 |  | Fiberglass Reinforced Plastic | Pressurized
AYAAN COMMERCIAL LLC | 114 TEMPLE AVE | NEWNAN | Coweta | 380149 | 2 | [5 empty] | Removed from Ground | Empty | 6000 | Bare Steel | 1966-05-12 | 1990-02-13 | Galvanized Steel
ROAD RUNNER CITGO | 50 MILLARD FARMER IND BLVD | NEWNAN | Coweta | 9038100 | 2 | Ball Float | 2000-04-16 | FALSE | 2000-04-16 | FALSE | Currently in Use | Gas (Historical Use) | 10000 | Tank Jacket | 2000-04-15 |  | Fiberglass Reinforced Plastic | Pressurized
CITY GARAGE | 55 BOONE DR | NEWNAN | Coweta | 9038053 | 3 |  | 1998-08-31 |  | 1998-08-31 |  | Removed from Ground | Diesel | 6000 | Epoxy | 1998-08-31 | 2012-02-24 | Cathodically Protected | Suction (American)
PLAYTEX APPAREL INC | 320 TEMPLE AVE | NEWNAN | Coweta | 9038002 | 2 | [5 empty] | Removed from Ground | Gas (Historical Use) | 1000 | Bare Steel | 1964-01-01 | 1992-05-11 | Galvanized Steel | Safe Suction (Euro)
COWETA COUNTRY JUNCTION | 1502 NORTH HWY 29 | NEWNAN | Coweta | 9038043 | 1 | Ball Float | 1994-05-31 | FALSE | 1994-05-31 | FALSE | Currently in Use | Regular | 10000 | Composite | 1994-05-31 |  | Fiberglass Reinforced Plastic | Pressurized
COWETA CO FIRE STATION #7 | 541 SHAW RD | NEWNAN | Coweta | 9038035 | 1 | [5 empty] | Removed from Ground | Gas (Historical Use) | 500 | Not Marked/Unknown | 1993-01-16 | 1993-01-16 | Not Marked
OLDE TOWNE CONVENIENCE | 203 ROSCOE RD | NEWNAN | Coweta | 9038014 | 4 | Flapper Valve | 1994-10-15 | FALSE | 1994-10-15 | FALSE | Currently in Use | Diesel | 4000 | STIP-3/Impressed Current | 1988-01-01 |  | Fiberglass Reinforced Plastic | Pressurized
OLDE TOWNE CONVENIENCE | 203 ROSCOE RD | NEWNAN | Coweta | 9038014 | 5 | Flapper Valve | 1994-10-15 | FALSE | 1994-10-15 | FALSE | Currently in Use | Diesel Off Road | 2000 | STIP-3/Impressed Current | 1988-01-01 |  | Fiberglass Reinforced Plastic | Pressurized
CBS | 550 SMOKEY RD | NEWNAN | Coweta | 380052 | 4 |  | 1999-04-01 | FALSE | 1999-04-01 | FALSE | Temporarily out of use | Diesel | 1000 |  | 1984-01-01 |  |  | Safe Suction (Euro)
EVELYN JONES | 41 GREENVILLE STREET | NEWNAN | Coweta | 9038103 | 1 | [5 empty] | Removed from Ground | Other | 0 | Marked Unknown | 1985-01-01 | 1985-01-01 | Unknown
Newnan Food Mart | 5 MCCOLLUM STATION | NEWNAN | Coweta | 9038084 | 1 | Flapper Valve | 2023-04-05 | FALSE | 1997-08-01 | FALSE | Currently in Use | Regular | 12000 | Fiberglass Double Walled | 1997-08-01 |  | Fiberglass Reinforced Plastic | Pressurized
NEWNAN ONE STOP | 1830 HWY 154 | NEWNAN | Coweta | 9038088 | 4 | Ball Float | 1998-02-17 | FALSE | 1998-02-17 | FALSE | Temporarily out of use | E-0 | 2000 | Composite | 1997-08-28 |  | Fiberglass Reinforced Plastic | Suction (American)
UNITED REALTY VENTURES LLC | 1670 HWY 34 | NEWNAN | Coweta | 9038101 | 3 |  | 2000-10-01 | FALSE | 2000-10-01 | FALSE | Removed from Ground |  | 12000 |  | 2000-09-01 |  |  | Pressurized
CITY GARAGE | 55 BOONE DR | NEWNAN | Coweta | 9038053 | 1 |  | 1998-08-31 |  | 1998-03-21 |  | Removed from Ground | Gas (Historical Use) | 6000 | Epoxy | 1998-03-21 | 2012-02-24 | Cathodically Protected | Suction (American)
RED & EDS CONVENIENCE STORE #29 | 874 CORINTH RD | NEWNAN | Coweta | 9038066 | 2 | Flapper Valve | 1997-06-01 | FALSE | 1997-06-01 | FALSE | Currently in Use | Regular | 6000 | Bare Steel | 1995-05-04 |  | Double-Walled Flex | Pressurized
RED SPOT #1 | 235 GREENVILLE ST | NEWNAN | Coweta | 9038033 | 3 | Ball Float | 1997-10-07 | FALSE | 1997-10-07 | TRUE | Currently in Use | E-0 | 8000 | Steel-Impressed Current | 1989-04-07 |  | Steel (Impressed Current) | Pressurized
CIRCLE K #1145/MR B'S #101 (CLOS | 89 TEMPLE AVE | NEWNAN | Coweta | 9000586 | 1 | [5 empty] | Removed from Ground | Gas (Historical Use) | 10000 | Bare Steel | 1972-05-10 | 1990-03-01 | Galvanized Steel
CBS | 550 SMOKEY RD | NEWNAN | Coweta | 380052 | 2 | [5 empty] | Removed from Ground | Gas (Historical Use) | 6000 | Bare Steel | 1981-03-21 | 1989-01-01 | Galvanized Steel
ATLANTA COCA-COLA BOTTLING CO | 167 GREENVILLE ST | NEWNAN | Coweta | 380063 | 2 | [5 empty] | Removed from Ground | Diesel | 2005 | Bare Steel | 1972-04-24 | 1988-07-01 | Galvanized Steel
WILLIAM L BONNELL CO | 25 BONNELL ST | NEWNAN | Coweta | 380033 | 3 | [5 empty] | Removed from Ground | Diesel | 1000 | Bare Steel | 1978-01-01 | 1899-12-31 | Galvanized Steel
ZMK SERVICES INC | 779 GEORGIA HWY 34 @ I-85 | NEWNAN | Coweta | 380024 | 2 | [5 empty] | Removed from Ground | Gas (Historical Use) | 8000 | Bare Steel | 1978-03-22 | 1990-01-01 | Galvanized Steel
JALIA GROUP D/B/A GREENTOP MARATHON | 28 GREENTOP RD | NEWNAN | Coweta | 380144 | 2 | Flapper Valve | 1998-04-08 | FALSE |  | FALSE | Currently in Use | Gas (Historical Use) | 10000 | Steel-Impressed Current | 1982-05-09 |  | Fiberglass Reinforced Plastic | Pressurized
AYAAN COMMERCIAL LLC | 114 TEMPLE AVE | NEWNAN | Coweta | 380149 | 4 | [5 empty] | Removed from Ground | Empty | 550 | Bare Steel | 1966-05-12 | 1990-02-13 | Galvanized Steel
AYAAN COMMERCIAL LLC | 114 TEMPLE AVE | NEWNAN | Coweta | 380149 | 7 |  | 1990-01-01 | FALSE | 1990-01-01 | FALSE | Currently in Use | Gas (Historical Use) | 8000 | Tank Jacket Double Walled | 2012-04-19 |  | Double-Walled Fiberglass | Pressurized
AYAAN COMMERCIAL LLC | 114 TEMPLE AVE | NEWNAN | Coweta | 380149 | 5 | Ball Float | 1990-01-01 | FALSE | 1990-01-01 | FALSE | Currently in Use | Gas (Historical Use) | 8000 | Fiberglass Double Walled | 2012-04-19 |  | Double-Walled Fiberglass | Pressurized
WAHOO CREEK WATER PC PLANT | 291 FARMER INDUSTRIAL BLVD | NEWNAN | Coweta | 9038089 | 1 | [5 empty] | Removed from Ground | Diesel | 3000 | Not Marked/Unknown | 1999-06-01 | 1999-06-01 | Not Marked
DODSON FOOD | 2 DODSON ST | NEWNAN | Coweta | 9038093 | 1 | Ball Float | 1999-03-28 | FALSE | 1999-03-28 | FALSE | Currently in Use | Gas (Historical Use) | 8000 | Steel-Impressed Current | 1978-03-21 |  |  | Safe Suction (Euro)
MAX'S FULL SERVICE | 208 GREENVILLE STREET | NEWNAN | Coweta | 9038057 | 1 | [5 empty] | Removed from Ground | Gas (Historical Use) | 2000 | Not Marked/Unknown | 1998-10-27 | 1998-10-27 | Not Marked
CITY GARAGE | 55 BOONE DR | NEWNAN | Coweta | 9038053 | 2 |  | 1998-08-31 |  | 1998-08-31 |  | Removed from Ground | Gas (Historical Use) | 6000 | Epoxy | 1998-08-31 | 2012-02-24 | Cathodically Protected | Suction (American)
LIGHTNING FOOD STORE II | 30 RAYMOND HILL RD | NEWNAN | Coweta | 9038064 | 1A | Ball Float | 1995-10-16 | FALSE | 1995-10-16 | FALSE | Currently in Use | Diesel | 8000 | Composite | 1995-10-15 |  | Fiberglass Reinforced Plastic | Pressurized
PLAYTEX APPAREL INC | 320 TEMPLE AVE | NEWNAN | Coweta | 9038002 | 3 | [5 empty] | Removed from Ground | Diesel | 12000 | Bare Steel | 1983-05-01 | 1992-05-11 | Galvanized Steel | Safe Suction (Euro)
CBS | 550 SMOKEY RD | NEWNAN | Coweta | 380052 | 6 | Flapper Valve | 1989-01-01 | FALSE | 1989-01-01 | FALSE | Currently in Use | Regular | 8000 | Steel-Impressed Current | 1989-01-01 |  | Fiberglass Reinforced Plastic | Pressurized
CBS | 550 SMOKEY RD | NEWNAN | Coweta | 380052 | 8 | Flapper Valve | 1989-01-01 | FALSE | 1989-01-01 | FALSE | Currently in Use | Diesel | 8000 | Steel-Impressed Current | 1989-01-01 |  | Fiberglass Reinforced Plastic | Pressurized
SHAZMEEN INC | 1935 HWY 70 | NEWNAN | Coweta | 9038106 | 3 | Ball Float | 2001-06-21 |  | 2001-06-21 |  | Currently in Use | Other | 2000 | Composite | 2001-06-20 |  | Double-Walled Fiberglass | Pressurized
MAX'S FULL SERVICE | 208 GREENVILLE STREET | NEWNAN | Coweta | 9038057 | 3 | [5 empty] | Removed from Ground | Diesel | 2000 | Not Marked/Unknown | 1998-10-27 | 1998-10-27 | Not Marked
COLONIAL BAKING CO | 980 PINE RD | NEWNAN | Coweta | 9038005 | 1 | [5 empty] | Closed in Ground | Gas (Historical Use) | 10000 | Marked Unknown | 1978-01-01 | 1988-05-01 | Unknown
PLAYTEX APPAREL INC | 320 TEMPLE AVE | NEWNAN | Coweta | 9038002 | 1 | [5 empty] | Removed from Ground | Gas (Historical Use) | 1000 | Bare Steel | 1964-01-01 | 1992-05-11 | Galvanized Steel | Safe Suction (Euro)
COWETA CO FIRE STATION #6 | 483 TURKEY CREEK RD | NEWNAN | Coweta | 9038039 | 1 | [5 empty] | Removed from Ground | Gas (Historical Use) | 500 | Not Marked/Unknown | 1993-01-16 | 1993-01-16 | Not Marked
RED SPOT #1 | 235 GREENVILLE ST | NEWNAN | Coweta | 9038033 | 1 | Flapper Valve | 1997-10-07 | FALSE | 1997-10-07 | TRUE | Currently in Use | Regular | 12000 | Steel-Impressed Current | 1989-04-07 |  | Steel (Impressed Current) | Pressurized
COWETA CO/E-911 CENTER | 22 EAST BROAD ST | NEWNAN | Coweta | 9038027 | 1 | Flapper Valve | 1989-09-18 | FALSE | 1989-09-18 | FALSE | Removed from Ground | Diesel | 3000 | Galvanic (STIP-3) | 1989-09-18 |  | Galvanized Steel | Suction (American)
B&G GROCERY | 89 HERRING RD | NEWNAN | Coweta | 380054 | 2 | [5 empty] | Removed from Ground | Gas (Historical Use) | 5000 | Bare Steel | 1976-03-22 | 1987-08-01 | Galvanized Steel
COWETA COUNTY BUS BARN | 105 COFIELD RD | NEWNAN | Coweta | 380082 | 1 |  |  | FALSE |  | FALSE | Removed from Ground | Gas (Historical Use) | 2000 | Bare Steel | 1969-04-08 | 1988-07-01 | Galvanized Steel
CRAIN OIL BULK PLANT | SCARSDALE PL | NEWNAN | Coweta | 380042 | 2 |  | 1998-09-01 |  | 1998-09-01 |  | Removed from Ground | Kerosene | 4000 | Steel-Impressed Current | 1954-03-28 | 2002-04-18 | Cathodically Protected | Pressurized
NEWNAN UTILITIES | 350 WATER WORKS RD | NEWNAN | Coweta | 380022 | 6 | Overfill Alarm | 1999-06-01 |  | 1999-06-01 |  | Removed from Ground | Diesel | 6000 | Fiberglass Double Walled | 1999-06-01 | 2013-12-31 | Flex | Pressurized
COLUMBIA PEACHTREE REGIONAL HOSP | 60 HOSPITAL RD | NEWNAN | Coweta | 380008 | 1 |  |  | FALSE |  | FALSE | Permanently Out of Use - historical purposes | Diesel | 50000 | Bare Steel | 1961-03-05 |  | Unknown
SHREE SATYAM INC | 24 BULLSBORO DR | NEWNAN | Coweta | 380154 | 2 | [5 empty] | Removed from Ground | Gas (Historical Use) | 10000 | Bare Steel | 1966-05-13 | 1994-10-11 | Galvanized Steel
AYAAN COMMERCIAL LLC | 114 TEMPLE AVE | NEWNAN | Coweta | 380149 | 6 | Ball Float | 1990-01-01 | FALSE | 1990-01-01 | FALSE | Currently in Use | Diesel | 8000 | Fiberglass Double Walled | 2012-04-19 |  | Double-Walled Fiberglass | Pressurized
HORTONS LANDSCAPING | 212 WELCOME ARNCO RD | NEWNAN | Coweta | 380146 | 1 | [5 empty] | Removed from Ground | Diesel | 4000 | Bare Steel | 1986-05-08 | 1997-11-17 | Galvanized Steel
Newnan Food Mart | 5 MCCOLLUM STATION | NEWNAN | Coweta | 9038084 | 2 | Flapper Valve | 2023-04-05 | FALSE | 1997-08-01 | FALSE | Currently in Use | Premium | 10000 | Fiberglass Double Walled | 1997-08-01 |  | Fiberglass Reinforced Plastic | Pressurized
JMJM INVESTMENTS INC | 3921 ROSCOE RD | NEWNAN | Coweta | 9000146 | 1 | Ball Float | 1997-03-01 |  | 1997-03-01 |  | Currently in Use | Gas (Historical Use) | 6000 | Steel-Impressed Current | 1988-04-01 |  | Double-Walled Flex | Pressurized
WAHOO CREEK WATER PC PLANT | 291 FARMER INDUSTRIAL BLVD | NEWNAN | Coweta | 9038089 | 2 | Overfill Alarm | 1999-06-01 |  | 1999-06-01 |  | Removed from Ground | Diesel | 4000 | Fiberglass | 1999-06-01 | 2013-12-31 | Fiberglass Reinforced Plastic | Suction (American)
ROAD RUNNER CITGO | 50 MILLARD FARMER IND BLVD | NEWNAN | Coweta | 9038100 | 1 | Ball Float | 2000-04-16 | FALSE | 2000-04-16 | FALSE | Currently in Use | Gas (Historical Use) | 12000 | Tank Jacket | 2000-04-15 |  | Fiberglass Reinforced Plastic | Pressurized
LAKESIDE AMOCO-BP | 1200 BULLSBORO RD | NEWNAN | Coweta | 9038092 | 2B |  | 1996-01-01 | FALSE | 1996-01-01 | FALSE | Removed from Ground | Diesel | 4000 | Fiberglass Double Walled | 1996-01-01 | 2018-05-23 | Double-Walled Fiberglass | Pressurized
WOODIE WOOD GROCERY | 435 TURKEY CREEK RD | NEWNAN | Coweta | 9038049 | 1 | [5 empty] | Removed from Ground | Gas (Historical Use) | 1000 | Bare Steel | 1967-01-01 | 1998-12-11 | Bare Steel | Suction (American)
CHECK POINT | 4200 SHARPSBURG MCCOLLUM RD | NEWNAN | Coweta | 9038046 | 4 | Flapper Valve | 1987-08-31 | FALSE | 1987-08-31 | FALSE | Currently in Use | Diesel On Road | 10000 | Fiberglass | 1987-08-31 |  | Fiberglass Reinforced Plastic | Pressurized
NEWNAN HOSPITAL | 80 JACKSON ST | NEWNAN | Coweta | 9038023 | 2 | [5 empty] | Removed from Ground | Diesel | 560 | Bare Steel | 1966-06-05 | 1999-12-08 | Copper | Safe Suction (Euro)
OLDE TOWNE CONVENIENCE | 203 ROSCOE RD | NEWNAN | Coweta | 9038014 | 3 | Flapper Valve | 1994-10-15 | FALSE | 1994-10-15 | FALSE | Currently in Use | Premium | 8000 | STIP-3/Impressed Current | 1988-01-01 |  | Fiberglass Reinforced Plastic | Pressurized
B&G GROCERY | 89 HERRING RD | NEWNAN | Coweta | 380054 | 3 | [5 empty] | Removed from Ground | Gas (Historical Use) | 4000 | Bare Steel | 1976-03-22 | 1987-08-01 | Galvanized Steel
STEPHENS SERVICE STATION | 187 GREENVILLE ST | NEWNAN | Coweta | 380079 | 1 | Flapper Valve | 1998-11-01 | FALSE | 1998-11-01 | FALSE | Currently in Use | Regular | 6000 | Galvanic (STIP-3) | 1985-04-23 |  | Cathodically Protected | Pressurized
PEPSI-COLA BTLG CO | 142 JEFFERSON ST | NEWNAN | Coweta | 380038 | 1 | [5 empty] | Removed from Ground | Gas (Historical Use) | 1000 | Bare Steel | 1983-03-21 | 1988-09-01 | Galvanized Steel
NEWNAN UTILITIES | 350 WATER WORKS RD | NEWNAN | Coweta | 380022 | 3 | [5 empty] | Removed from Ground | Diesel | 4000 | Bare Steel | 1983-03-18 | 1999-06-01 | Galvanized Steel | Suction (American)
DAVIS GROCERY | 78 SMITH RD | NEWNAN | Coweta | 380128 | 2 | [5 empty] | Removed from Ground | Gas (Historical Use) | 560 | Bare Steel | 1962-05-14 | 2013-10-16 | Galvanized Steel | Safe Suction (Euro)
EWELL WINTERS GROCERY | 821 EARL NORTH RD | NEWNAN | Coweta | 380125 | 1 | [5 empty] | Removed from Ground | Diesel | 560 | Bare Steel | 1968-05-12 | 1983-01-01 | Galvanized Steel
CHEVRON STATION/CARLS SVC | 161 JACKSON ST | NEWNAN | Coweta | 380135 | 2 | [5 empty] | Removed from Ground | Gas (Historical Use) | 3000 | Bare Steel | 1968-05-12 | 1992-06-03 | Galvanized Steel
DOLLY ENT INC EXXON FOOD MART | 2 FRANKLIN ROAD | NEWNAN | Coweta | 380143 | 3 | Ball Float | 1997-09-17 |  | 1997-09-17 |  | Currently in Use | Gas (Historical Use) | 8000 | Steel-Impressed Current | 1985-05-08 |  | Cathodically Protected | Pressurized
EVELYN JONES | 41 GREENVILLE STREET | NEWNAN | Coweta | 9038103 | 2 | [5 empty] | Removed from Ground | Other | 0 | Marked Unknown | 1985-01-01 | 1985-01-01 | Unknown
PILOT TRAVEL CENTER #422 | 1645 S HWY 29 | NEWNAN | Coweta | 9038104 | 5 | Flapper Valve | 2023-09-01 | FALSE | 2001-02-01 | FALSE | Currently in Use | Diesel | 20000 | Fiberglass Double Walled | 2001-02-01 |  | Double-Walled Fiberglass | Pressurized
JMJM INVESTMENTS INC | 3921 ROSCOE RD | NEWNAN | Coweta | 9000146 | 3 | Ball Float | 1997-03-01 |  | 1997-03-01 |  | Currently in Use | Diesel | 6000 | Steel-Impressed Current | 1988-04-01 |  | Double-Walled Flex | Pressurized
VACANT | 810 HWY 29 NORTH | NEWNAN | Coweta | 9038081 | 1 | [5 empty] | Removed from Ground | Gas (Historical Use) | 1550 | Not Marked/Unknown | 1997-02-19 | 1997-02-19 | Not Marked
FORMER PIKE GROCERY | 47 E NEWNAN RD | NEWNAN | Coweta | 9038083 | 1 | [5 empty] | Removed from Ground | Gas (Historical Use) | 4000 | Not Marked/Unknown |  | 1899-12-31 | Not Marked
UNITED REALTY VENTURES LLC | 1670 HWY 34 | NEWNAN | Coweta | 9038101 | 6B | Flapper Valve | 2023-07-01 | FALSE | 2023-07-01 | FALSE | Currently in Use | Diesel | 5000 | Composite Double Walled | 2023-07-01 |  | Double-Walled Flex | Pressurized
UNITED REALTY VENTURES LLC | 1670 HWY 34 | NEWNAN | Coweta | 9038101 | 6A | Flapper Valve | 2023-07-01 | FALSE | 2023-07-01 | FALSE | Currently in Use | Premium | 5000 | Composite Double Walled | 2023-07-01 |  | Double-Walled Flex | Pressurized
AYAAN COMMERCIAL LLC | 114 TEMPLE AVE | NEWNAN | Coweta | 380149 | 3 | [5 empty] | Removed from Ground | Empty | 3000 | Bare Steel | 1966-05-12 | 1990-02-13 | Galvanized Steel
DAN BRIDGES GROC | 1854 WELCOME RD | NEWNAN | Coweta | 380148 | 2 | [5 empty] | Removed from Ground | Gas (Historical Use) | 560 | Bare Steel | 1986-05-06 | 1997-11-17 | Unknown | Suction (American)
SHAZMEEN INC | 1935 HWY 70 | NEWNAN | Coweta | 9038106 | 2 | Ball Float | 2001-06-21 |  | 2001-06-21 |  | Currently in Use | Diesel | 12000 | Composite | 2001-06-20 |  | Double-Walled Fiberglass | Pressurized
PILOT TRAVEL CENTER #422 | 1645 S HWY 29 | NEWNAN | Coweta | 9038104 | 1 | Overfill Alarm | 2001-02-01 | FALSE | 2001-02-01 | FALSE | Currently in Use | Regular | 20000 | Fiberglass Double Walled | 2001-02-01 |  | Fiberglass Reinforced Plastic | Pressurized
PILOT TRAVEL CENTER #422 | 1645 S HWY 29 | NEWNAN | Coweta | 9038104 | 4 | Flapper Valve | 2023-09-01 | FALSE | 2001-02-01 | FALSE | Currently in Use | Diesel | 20000 | Fiberglass Double Walled | 2001-02-01 |  | Double-Walled Fiberglass | Pressurized
PILOT TRAVEL CENTER #422 | 1645 S HWY 29 | NEWNAN | Coweta | 9038104 | 7 | Flapper Valve | 2023-09-01 | FALSE | 2001-02-01 | FALSE | Currently in Use | Diesel | 20000 | Fiberglass Double Walled | 2001-02-01 |  | Double-Walled Fiberglass | Pressurized
MAX'S FULL SERVICE | 208 GREENVILLE STREET | NEWNAN | Coweta | 9038057 | 2 | [5 empty] | Removed from Ground | Diesel | 2000 | Not Marked/Unknown | 1998-10-27 | 1998-10-27 | Not Marked
RAYMONDS EXPRESS | 2388 HWY 16 E | NEWNAN | Coweta | 9038073 | 3 |  | 1998-02-01 |  | 1998-02-01 |  | Removed from Ground | Gas (Historical Use) | 4000 | Steel-Impressed Current | 1978-08-01 | 2011-01-14 | Steel (Impressed Current) | Pressurized
UNITED REALTY VENTURES LLC | 1670 HWY 34 | NEWNAN | Coweta | 9038101 | 5 | Flapper Valve | 2023-07-01 | FALSE | 2023-07-01 | FALSE | Currently in Use | Regular | 15000 | Composite Double Walled | 2023-07-01 |  | Double-Walled Flex | Pressurized
LAKESIDE AMOCO-BP | 1200 BULLSBORO RD | NEWNAN | Coweta | 9038092 | 2A |  | 1996-01-01 | FALSE | 1996-01-01 | FALSE | Removed from Ground | Premium | 8000 | Fiberglass Double Walled | 1996-01-01 | 2018-05-23 | Double-Walled Fiberglass | Pressurized
NCARC/RUTLEDGE | 61 HOSPITAL ROAD | NEWNAN | Coweta | 9038047 | 1 | [5 empty] | Removed from Ground | Gas (Historical Use) | 2000 | Not Marked/Unknown | 1995-05-22 | 1995-05-22 | Unknown
WOODIE WOOD GROCERY | 435 TURKEY CREEK RD | NEWNAN | Coweta | 9038049 | 2 | [5 empty] | Removed from Ground | Gas (Historical Use) | 1000 | Bare Steel | 1967-01-01 | 1998-12-21 | Bare Steel | Suction (American)
RED & EDS CONVENIENCE STORE #29 | 874 CORINTH RD | NEWNAN | Coweta | 9038066 | 1 | Flapper Valve | 1997-06-01 | FALSE | 1997-06-01 | FALSE | Currently in Use | Regular | 6000 | Bare Steel | 1995-05-04 |  | Double-Walled Flex | Pressurized
GA ARNG/OMS MAINT | LAGRANGE ST EXIT | NEWNAN | Coweta | 9038001 | 1 | [5 empty] | Removed from Ground | Gas (Historical Use) | 1000 | Not Marked/Unknown |  | 1899-12-31 | Not Marked
COWETA COUNTRY JUNCTION | 1502 NORTH HWY 29 | NEWNAN | Coweta | 9038043 | 2 | Ball Float | 1994-05-31 | FALSE | 1994-05-31 | FALSE | Currently in Use | Regular | 10000 | Composite | 1994-05-31 |  | Fiberglass Reinforced Plastic | Pressurized
COWETA CO FIRE STATION #1 | 1491 NORTH US HWY 29 | NEWNAN | Coweta | 9038037 | 1 | [5 empty] | Removed from Ground | Diesel | 500 | Not Marked/Unknown | 1993-01-16 | 1993-01-16 | Not Marked
RED SPOT #1 | 235 GREENVILLE ST | NEWNAN | Coweta | 9038033 | 2 | Flapper Valve | 1997-10-07 | FALSE | 1997-10-07 | TRUE | Currently in Use | Premium | 8000 | Steel-Impressed Current | 1989-04-07 |  | Steel (Impressed Current) | Pressurized
OLD COWETA COUNTY JAIL | 224 GREISON TRAIL | NEWNAN | Coweta | 9038018 | 1 | [5 empty] | Permanently Out of Use - historical purposes | Gas (Historical Use) | 250 | Marked Unknown |  | 1899-12-31 | Unknown
TOMMYS SELF SERVE | 190 GREENVILLE ST | NEWNAN | Coweta | 380053 | 2 | [5 empty] | Removed from Ground | Gas (Historical Use) | 8000 | Bare Steel | 1975-03-23 | 1997-01-01 | Galvanized Steel | Pressurized
BUFFALO ROCK CO | 142 JEFFERSON ST | NEWNAN | Coweta | 380070 | 3 | [5 empty] | Permanently Out of Use - historical purposes | Gas (Historical Use) | 560 | Bare Steel | 1966-04-28 | 1899-12-31 | Bare Steel
CBS | 550 SMOKEY RD | NEWNAN | Coweta | 380052 | 7 | Flapper Valve | 1989-01-01 | FALSE | 1989-01-01 | FALSE | Currently in Use | Premium | 8000 | Steel-Impressed Current | 1989-01-01 |  | Fiberglass Reinforced Plastic | Pressurized
CBS | 550 SMOKEY RD | NEWNAN | Coweta | 380052 | 5 |  | 1999-04-01 | FALSE | 1999-04-01 | FALSE | Temporarily out of use | Kerosene | 560 |  | 1981-03-21 |  |  | Safe Suction (Euro)
COWETA COUNTY BUS BARN | 105 COFIELD RD | NEWNAN | Coweta | 380082 | A | Ball Float | 1989-08-06 | FALSE | 1989-08-06 | FALSE | Currently in Use | Diesel | 12000 | Fiberglass | 1989-08-06 |  | Fiberglass Reinforced Plastic | Pressurized
RONNIES CONVENIENCE STORE | 28 FRANKLIN RD | NEWNAN | Coweta | 380041 | 1 |  | 1997-11-01 |  | 1997-11-01 |  | Removed from Ground | Gas (Historical Use) | 6000 | Cathodically Protected Steel | 1966-03-25 | 2010-02-24 | Cathodically Protected | Pressurized
ZMK SERVICES INC | 779 GEORGIA HWY 34 @ I-85 | NEWNAN | Coweta | 380024 | 5 | Ball Float | 1990-01-01 |  | 1990-01-01 |  | Removed from Ground | Gas (Historical Use) | 10000 | Cathodically Protected Steel | 1990-01-01 | 2012-12-06 | Steel (Impressed Current) | Pressurized
COWETA CO PUBLIC WORKS\COWETA CO | 1 SELT RD | NEWNAN | Coweta | 380002 | 5 | Ball Float | 1996-04-24 | FALSE | 1996-04-26 | FALSE | Currently in Use | Diesel | 20000 | Fiberglass | 1996-04-24 |  | Fiberglass Reinforced Plastic | Pressurized
COWETA CO PUBLIC WORKS\COWETA CO | 1 SELT RD | NEWNAN | Coweta | 380002 | 4 | Ball Float | 1996-04-24 | FALSE | 1996-04-24 | FALSE | Currently in Use | Premium | 20000 | Fiberglass | 1996-04-24 |  | Fiberglass Reinforced Plastic | Pressurized
PIKE RENTAL CO INC | 369 HWY 16 W | NEWNAN | Coweta | 380010 | 2 | [5 empty] | Removed from Ground | Gas (Historical Use) | 5000 | Bare Steel | 1977-01-09 | 1899-12-31 | Galvanized Steel | Suction (American)
FRAZIERS | 2344 HWY 29 NORTH | NEWNAN | Coweta | 10002052 | 1A | Ball Float | 2011-10-10 | FALSE | 2011-10-10 | FALSE | Currently in Use | Regular | 12000 | Composite Double Walled | 2011-10-10 |  | Double-Walled Fiberglass | Pressurized
KROGER GA 420 | 3150 HWY 34 E | NEWNAN | Coweta | 10001439 | 3 | Ball Float | 2007-09-25 | FALSE | 2007-09-25 | FALSE | Currently in Use | Premium | 8000 | Fiberglass Double Walled | 2007-09-25 |  |  | Pressurized
A PARK STATION | 10 THE CRESCENT | NEWNAN | Coweta | 10000192 | 2 | Ball Float | 2002-10-01 | FALSE | 2002-10-01 | FALSE | Currently in Use | Premium | 10000 | Composite | 2002-10-01 |  | Fiberglass Reinforced Plastic | Pressurized
NEWNAN MARATHON | 505 HWY 34 W | NEWNAN | Coweta | 10000174 | 1 | Overfill Alarm | 2002-07-04 | FALSE | 2002-07-04 | FALSE | Currently in Use | Regular | 12000 | Composite | 2002-06-30 |  | Double-Walled Fiberglass | Pressurized
NEITA'S ANTIQUES | 3091 E HWY 34 | NEWNAN | Coweta | 9038017 | 1 | [5 empty] | Removed from Ground | Gas (Historical Use) | 1 | Marked Unknown | 1993-02-13 | 1993-02-13 | Unknown
CIRCLE K #1145/MR B'S #101 (CLOS | 89 TEMPLE AVE | NEWNAN | Coweta | 9000586 | 2 | [5 empty] | Removed from Ground | Gas (Historical Use) | 10000 | Bare Steel | 1972-05-10 | 1990-03-01 | Galvanized Steel
WALKERS ONE STOP | 56 JEFFERSON ST | NEWNAN | Coweta | 380056 | 2 | [5 empty] | Removed from Ground | Gas (Historical Use) | 1 | Bare Steel | 1953-03-28 | 1987-04-21 | Galvanized Steel | Suction (American)
ONE STOP | 1420 US HWY 29 S | NEWNAN | Coweta | 380067 | 5 |  | 1987-01-01 |  | 1993-01-01 |  | Removed from Ground | Gas (Historical Use) | 10000 | Fiberglass | 1987-01-01 | 2012-06-14 | Fiberglass Reinforced Plastic | Pressurized
ONE STOP | 1420 US HWY 29 S | NEWNAN | Coweta | 380067 | 4 |  |  | TRUE |  | TRUE | Removed from Ground | Used Oil | 550 | Bare Steel | 1972-04-26 | 1987-09-23 | Galvanized Steel
BENEFIELD CHEVRON #40535 | 15 JACKSON ST | NEWNAN | Coweta | 380068 | 2 |  | 1998-06-01 |  |  |  | Removed from Ground | Gas (Historical Use) | 10000 | Steel-Impressed Current | 1970-04-27 | 2006-03-01 | Cathodically Protected | Pressurized
NEWNAN HIGH SCHOOL | LAGRANGE ST | NEWNAN | Coweta | 380083 | 1 | [5 empty] | Removed from Ground | Gas (Historical Use) | 4000 | Epoxy | 1970-04-08 | 1991-12-07 | Galvanized Steel | Safe Suction (Euro)
WULF'S PRECISION SHARPENING | 119 EAST BROAD ST | NEWNAN | Coweta | 380078 | 2 | [5 empty] | Removed from Ground | Gas (Historical Use) | 2000 | Bare Steel | 1986-04-23 | 1997-02-07 | Galvanized Steel
CITGO EXPRESS | 445 HWY 29 N | NEWNAN | Coweta | 380040 | 2 | Ball Float | 1997-11-01 |  | 1997-11-01 |  | Removed from Ground | Gas (Historical Use) | 8000 | Cathodically Protected Steel | 1978-03-22 | 2010-07-16 | Fiberglass Reinforced Plastic | Pressurized
CRAIN OIL BULK PLANT | SCARSDALE PL | NEWNAN | Coweta | 380042 | 5 | Flapper Valve | 1998-09-01 | FALSE | 1998-09-01 | FALSE | Currently in Use | Diesel | 20000 | Steel-Impressed Current | 1980-03-22 |  | Steel (Impressed Current) | Pressurized
CRAIN OIL BULK PLANT | SCARSDALE PL | NEWNAN | Coweta | 380042 | 4 |  | 1998-09-01 |  | 1998-09-01 |  | Removed from Ground | Other | 4000 | Steel-Impressed Current | 1954-03-28 | 2002-04-18 | Cathodically Protected | Pressurized
GA STATE PATROL POST 24 | 201 TEMPLE AVE | NEWNAN | Coweta | 380005 | 1 | [5 empty] | Removed from Ground | Gas (Historical Use) | 3000 | Bare Steel | 1969-03-10 | 2008-09-05 | Unknown
REBEL OIL | 242 GREENVILLE STREET | NEWNAN | Coweta | 9038086 | 2 | [5 empty] | Removed from Ground | Gas (Historical Use) | 0 | Not Marked/Unknown | 1998-06-01 | 1998-06-01 | Not Marked
WOODIE WOOD GROCERY | 435 TURKEY CREEK RD | NEWNAN | Coweta | 9038049 | 3 | [5 empty] | Removed from Ground | Gas (Historical Use) | 1000 | Bare Steel | 1970-01-01 | 1998-12-21 | Bare Steel | Suction (American)
COWETA COUNTRY JUNCTION | 1502 NORTH HWY 29 | NEWNAN | Coweta | 9038043 | 5 | Ball Float | 1994-05-31 | FALSE | 1994-05-31 | FALSE | Temporarily out of use | E-10 | 2000 | Composite | 1994-05-31 |  | Fiberglass Reinforced Plastic | Pressurized
COWETA COUNTRY JUNCTION | 1502 NORTH HWY 29 | NEWNAN | Coweta | 9038043 | 4 | Ball Float | 1994-05-31 | FALSE | 1994-05-31 | FALSE | Currently in Use | Diesel | 8000 | Composite | 1994-05-31 |  | Fiberglass Reinforced Plastic | Pressurized
SHAW INDUSTRIES | EAST NEWNAN RD | NEWNAN | Coweta | 9038024 | 2 | [5 empty] | Removed from Ground | Gas (Historical Use) | 1000 | Bare Steel | 1992-12-15 | 1992-12-15 | Galvanized Steel | Pressurized
OLDE TOWNE CONVENIENCE | 203 ROSCOE RD | NEWNAN | Coweta | 9038014 | 1 | Flapper Valve | 1994-10-15 | FALSE | 1994-10-15 | FALSE | Currently in Use | Regular | 8000 | STIP-3/Impressed Current | 1988-01-01 |  | Fiberglass Reinforced Plastic | Pressurized
CBS | 550 SMOKEY RD | NEWNAN | Coweta | 380052 | 1 | [5 empty] | Removed from Ground | Gas (Historical Use) | 6000 | Bare Steel | 1981-03-21 | 1989-01-01 | Galvanized Steel
TOMMYS SELF SERVE | 190 GREENVILLE ST | NEWNAN | Coweta | 380053 | 3 | [5 empty] | Removed from Ground | Empty | 8000 | Bare Steel | 1996-01-01 | 1996-01-01 | Unknown
BUFFALO ROCK CO | 142 JEFFERSON ST | NEWNAN | Coweta | 380070 | 2 | [5 empty] | Removed from Ground | Diesel | 1000 | Bare Steel | 1984-04-23 | 1989-08-22 | Bare Steel
STEPHENS SERVICE STATION | 187 GREENVILLE ST | NEWNAN | Coweta | 380079 | 3 | Flapper Valve | 1998-11-01 | FALSE | 1998-11-01 | FALSE | Currently in Use | Diesel | 6000 | Galvanic (STIP-3) | 1985-04-23 |  | Cathodically Protected | Pressurized
CITGO EXPRESS | 445 HWY 29 N | NEWNAN | Coweta | 380040 | 5A | Flapper Valve | 2023-10-27 | FALSE | 2010-09-01 | FALSE | Currently in Use | Premium | 6000 | Composite Double Walled | 2010-09-01 |  | Fiberglass Reinforced Plastic | Pressurized
FOLEY-BROGDEN INC | 208 JEFFERSON ST | NEWNAN | Coweta | 380037 | 1 | [5 empty] | Removed from Ground | Diesel | 8000 | Bare Steel | 1984-03-20 | 1988-01-01 | Galvanized Steel
GREENWAY #695/TEMPLE AMOCO | 118 TEMPLE AVE | NEWNAN | Coweta | 380121 | 2 |  | 1997-10-01 |  | 1997-10-01 |  | Removed from Ground | Gas (Historical Use) | 1990 | Steel-Impressed Current | 1973-05-11 | 2010-12-06 | Cathodically Protected | Suction (American)
GA POWER/NEWNAN GARAGE CREW HQ | 291 GREENVILLE ST | NEWNAN | Coweta | 380114 | 1 | Flapper Valve |  | FALSE | 1994-06-20 | FALSE | Removed from Ground | Diesel | 10000 | Fiberglass | 1985-01-01 |  | Fiberglass Reinforced Plastic | Pressurized
DOLLY ENT INC EXXON FOOD MART | 2 FRANKLIN ROAD | NEWNAN | Coweta | 380143 | 2 | Ball Float | 1997-09-12 |  | 1997-09-12 |  | Currently in Use | Gas (Historical Use) | 10000 | Steel-Impressed Current | 1976-05-10 |  | Cathodically Protected | Pressurized
NEIGHBORS MARKET | 127 FRANKLIN RD | NEWNAN | Coweta | 380161 | 3 |  | 1996-01-26 | FALSE | 1996-01-26 | FALSE | Currently in Use | Premium | 8000 |  | 1985-05-01 |  | Fiberglass Reinforced Plastic | Pressurized
SHREE SATYAM INC | 24 BULLSBORO DR | NEWNAN | Coweta | 380154 | 6 | Ball Float | 1994-10-07 | FALSE | 1994-10-07 | FALSE | Currently in Use | E-85 | 2000 | Fiberglass Double Walled | 1994-10-07 |  | Fiberglass Reinforced Plastic | Pressurized
REBEL OIL | 242 GREENVILLE STREET | NEWNAN | Coweta | 9038086 | 3 | [5 empty] | Removed from Ground | Gas (Historical Use) | 0 | Not Marked/Unknown | 1998-06-01 | 1998-06-01 | Not Marked
LAKESIDE AMOCO-BP | 1200 BULLSBORO RD | NEWNAN | Coweta | 9038092 | 1 |  | 1996-01-01 | FALSE | 1996-01-01 | FALSE | Removed from Ground | Regular | 12000 | Fiberglass Double Walled | 1996-01-01 | 2018-05-23 | Double-Walled Fiberglass | Pressurized
EASTSIDE GROCERY | 100 E NEWNAN RD | NEWNAN | Coweta | 9038058 | 1 | [5 empty] | Removed from Ground | Gas (Historical Use) | 1000 | Bare Steel | 1960-01-01 | 1998-05-05 | Bare Steel | Safe Suction (Euro)
CIRCLE K #1145/MR B'S #101 (CLOS | 89 TEMPLE AVE | NEWNAN | Coweta | 9000586 | 4 |  |  | FALSE |  | FALSE | Removed from Ground | Gas (Historical Use) | 2000 | Unknown | 1994-03-24 | 1994-03-24 | Unknown
UNITED REALTY VENTURES LLC | 1670 HWY 34 | NEWNAN | Coweta | 9038101 | 1 |  | 2000-10-01 | FALSE | 2000-10-01 | FALSE | Removed from Ground |  | 20000 |  | 2000-09-01 |  |  | Pressurized
SOUTH FORKS | 1996 CORINTH RD | NEWNAN | Coweta | 9038052 | 1 |  | 1998-07-25 |  | 1998-07-25 |  | Currently in Use | Gas (Historical Use) | 6000 | Cathodically Protected Steel | 1986-06-01 |  |  | Suction (American)
CHECK POINT | 4200 SHARPSBURG MCCOLLUM RD | NEWNAN | Coweta | 9038046 | 2 | Ball Float | 1987-08-31 | FALSE | 1987-08-31 | FALSE | Currently in Use | Regular | 10000 | Fiberglass | 1987-08-31 |  | Fiberglass Reinforced Plastic | Pressurized
ANSCO (FORMER) | 751 CORINTH ROAD | NEWNAN | Coweta | 9038031 | 0 | [5 empty] | Removed from Ground | Diesel | 8000 | Not Marked/Unknown | 1994-04-15 | 1994-04-15 | Not Marked
COWETA COUNTY RECREATION DEPT | 39 HOSPITAL RD | NEWNAN | Coweta | 9038020 | 1 | [5 empty] | Removed from Ground | Gas (Historical Use) | 1000 | Marked Unknown |  | 1899-12-31 | Unknown
NEITA'S ANTIQUES | 3091 E HWY 34 | NEWNAN | Coweta | 9038017 | 2 | [5 empty] | Removed from Ground | Gas (Historical Use) | 1 | Marked Unknown | 1993-02-13 | 1993-02-13 | Unknown
CIRCLE K #1145/MR B'S #101 (CLOS | 89 TEMPLE AVE | NEWNAN | Coweta | 9000586 | 3 | [5 empty] | Removed from Ground | Gas (Historical Use) | 4000 | Bare Steel | 1972-05-10 | 1990-03-01 | Galvanized Steel
B&G GROCERY | 89 HERRING RD | NEWNAN | Coweta | 380054 | 1 | [5 empty] | Removed from Ground | Gas (Historical Use) | 5000 | Bare Steel | 1976-03-22 | 1987-08-01 | Galvanized Steel
ONE STOP | 1420 US HWY 29 S | NEWNAN | Coweta | 380067 | 3 | [5 empty] | Removed from Ground | Gas (Historical Use) | 5000 | Bare Steel | 1972-04-26 | 1987-09-23 | Galvanized Steel
ATLANTA COCA-COLA BOTTLING CO | 167 GREENVILLE ST | NEWNAN | Coweta | 380063 | 1 | [5 empty] | Removed from Ground | Gas (Historical Use) | 12000 | Bare Steel | 1983-04-22 | 1988-07-01 | Galvanized Steel
COWETA COUNTY BUS BARN | 105 COFIELD RD | NEWNAN | Coweta | 380082 | B | Flapper Valve | 1997-09-01 | FALSE | 1997-09-01 | FALSE | Currently in Use | Regular | 10000 | Galvanic (STIP-3) | 1988-07-15 |  |  | Safe Suction (Euro)
CITGO EXPRESS | 445 HWY 29 N | NEWNAN | Coweta | 380040 | 3 | Ball Float | 1997-11-01 |  | 1997-11-01 |  | Removed from Ground | Diesel | 6000 | Cathodically Protected Steel | 1978-03-22 | 2010-07-16 | Fiberglass Reinforced Plastic | Pressurized
EWELL WINTERS GROCERY | 821 EARL NORTH RD | NEWNAN | Coweta | 380125 | 4 | [5 empty] | Removed from Ground | Gas (Historical Use) | 1000 | Bare Steel | 1979-05-10 | 1983-01-01 | Galvanized Steel
LOVETT'S GROCERY | GA HWY 16 E | NEWNAN | Coweta | 380127 | 1 | [5 empty] | Removed from Ground | Gas (Historical Use) | 500 | Bare Steel | 1956-05-15 | 1980-01-01 | Galvanized Steel
BST/R3286 | 12 FIRST AVE | NEWNAN | Coweta | 380158 | 1 | [5 empty] | Removed from Ground | Gas (Historical Use) | 3000 | Bare Steel | 1958-01-08 | 1990-10-01 | Bare Steel | Pressurized
SHREE SATYAM INC | 24 BULLSBORO DR | NEWNAN | Coweta | 380154 | 3 | [5 empty] | Removed from Ground | Gas (Historical Use) | 10000 | Bare Steel | 1966-05-13 | 1994-10-11 | Galvanized Steel
PILOT TRAVEL CENTER #422 | 1645 S HWY 29 | NEWNAN | Coweta | 9038104 | 3B | Overfill Alarm | 2001-02-01 | FALSE | 2001-02-01 | FALSE | Currently in Use | Premium | 8000 | Fiberglass Double Walled | 2001-02-01 |  | Double-Walled Fiberglass | Pressurized
Newnan Food Mart | 5 MCCOLLUM STATION | NEWNAN | Coweta | 9038084 | 3 | Flapper Valve | 2023-04-05 | FALSE | 1997-08-01 | FALSE | Currently in Use | Diesel | 10000 | Fiberglass Double Walled | 1997-08-01 |  | Fiberglass Reinforced Plastic | Pressurized
NEWNAN ONE STOP | 1830 HWY 154 | NEWNAN | Coweta | 9038088 | 2 | Ball Float | 1998-02-17 | FALSE | 1998-02-17 | FALSE | Currently in Use | Diesel | 6000 | Composite | 1997-08-28 |  | Fiberglass Reinforced Plastic | Pressurized
NEWNAN ONE STOP | 1830 HWY 154 | NEWNAN | Coweta | 9038088 | 1A | Ball Float | 1998-02-17 | FALSE | 1998-02-17 | FALSE | Currently in Use | Regular | 12000 | Composite | 1997-08-28 |  | Fiberglass Reinforced Plastic | Pressurized
RAYMONDS EXPRESS | 2388 HWY 16 E | NEWNAN | Coweta | 9038073 | 2 | Ball Float | 1998-02-01 | FALSE | 1998-02-01 | FALSE | Currently in Use | Premium | 6000 | Steel-Impressed Current | 1978-08-01 |  | Steel (Impressed Current) | Pressurized
SHAW INDUSTRIES | EAST NEWNAN RD | NEWNAN | Coweta | 9038024 | 3 | [5 empty] | Removed from Ground | Other | 10000 | Bare Steel | 1992-12-15 | 1992-12-15 | Galvanized Steel | Pressurized
CARLS 66 SERVICE STATION HURSTON | 124 TEMPLE AVE | NEWNAN | Coweta | 380058 | 3 | [5 empty] | Removed from Ground | Gas (Historical Use) | 1000 | Bare Steel | 1964-03-25 | 1999-10-25 | Galvanized Steel | Safe Suction (Euro)
CRAIN OIL BULK PLANT | SCARSDALE PL | NEWNAN | Coweta | 380042 | 3 |  | 1998-09-01 |  | 1998-09-01 |  | Removed from Ground | Other | 4000 | Steel-Impressed Current | 1954-03-28 | 2002-04-18 | Cathodically Protected | Pressurized
NEWNAN UTILITIES | 350 WATER WORKS RD | NEWNAN | Coweta | 380022 | 1 | [5 empty] | Removed from Ground | Gas (Historical Use) | 10000 | Bare Steel | 1982-03-18 | 1999-06-01 | Galvanized Steel | Suction (American)
CORINTH RD | 545 CORINTH RD | NEWNAN | Coweta | 10001888 | 2 | Ball Float | 2010-06-22 | FALSE | 2010-06-22 | FALSE | Currently in Use | Diesel On Road | 15000 | Composite Double Walled | 2010-06-21 |  | Double-Walled Flex | Pressurized
NEWNAN MARATHON | 505 HWY 34 W | NEWNAN | Coweta | 10000174 | 2A | Overfill Alarm | 2002-07-04 | FALSE | 2002-07-04 | FALSE | Currently in Use | Premium | 6000 | Composite | 2002-06-30 |  | Double-Walled Fiberglass | Pressurized
BP FOODMART | 101 GREISON TRAIL | NEWNAN | Coweta | 10000880 | 1B | Ball Float | 2005-03-01 | FALSE | 2005-03-01 | FALSE | Currently in Use | Premium | 8000 | Composite | 2005-02-26 |  | Fiberglass Reinforced Plastic | Pressurized
FRAZIERS ONE STOP #2 | 3124 E HWY 16 | SHARPSBURG | Coweta | 10000533 | 2B | Ball Float | 2003-08-29 | FALSE | 2003-08-29 | FALSE | Currently in Use | Diesel Off Road | 4000 | Composite | 2003-08-28 |  | Fiberglass Reinforced Plastic | Pressurized
SHARPSBURG TEXACO | 249 STEWART RD | SHARPSBURG | Coweta | 380163 | 4 | Ball Float | 1998-04-01 | FALSE | 1998-04-01 | FALSE | Currently in Use | Premium | 6000 | Steel-Impressed Current | 1984-05-22 |  | Fiberglass Reinforced Plastic | Pressurized
SHARPSBURG TEXACO | 249 STEWART RD | SHARPSBURG | Coweta | 380163 | 5 | Ball Float | 1998-04-01 | FALSE | 1998-04-01 | FALSE | Currently in Use | Regular | 10000 | Steel-Impressed Current | 1984-05-22 |  | Fiberglass Reinforced Plastic | Pressurized
CORNER STORE | 6576 HWY 54 | SHARPSBURG | Coweta | 380140 | 4 | Flapper Valve | 1987-06-26 | FALSE | 1987-06-26 | FALSE | Temporarily out of use | Diesel | 4000 | Steel-Impressed Current | 1969-05-12 |  | Galvanized Steel | Safe Suction (Euro)
CORNER STORE | 6576 HWY 54 | SHARPSBURG | Coweta | 380140 | 1 | Flapper Valve | 1987-06-26 | FALSE | 1987-06-26 | FALSE | Temporarily out of use | Premium | 6000 | Steel-Impressed Current | 1969-05-12 |  | Galvanized Steel | Pressurized
RACETRAC #298 NEWNAN | 764 GA HWY 34 E | NEWNAN | Coweta | 380120 | 3 |  | 1995-10-18 |  | 1995-10-18 |  | Removed from Ground | Diesel | 8000 | Steel-Impressed Current | 1976-05-10 | 2015-04-21 | Double-Walled Fiberglass | Pressurized
LIGHTNING FOOD STORE II | 30 RAYMOND HILL RD | NEWNAN | Coweta | 9038064 | 1 | Ball Float | 1996-10-16 | FALSE | 1995-10-16 | FALSE | Currently in Use | Regular | 12000 | Composite | 1995-10-15 |  | Fiberglass Reinforced Plastic | Pressurized
BROWN STEEL/BROWN FACILITY | 521 LOWER FAYETTEVILLE RD | NEWNAN | Coweta | 9038025 | 3 | [5 empty] | Removed from Ground | Used Oil | 500 | Bare Steel | 1982-01-01 | 1982-01-01 | Bare Steel | Gravity Fed
COWETA CO FIRE STATION #3 | 5069 EAST GA HWY 16 | NEWNAN | Coweta | 9038036 | 1 | [5 empty] | Removed from Ground | Diesel | 500 | Not Marked/Unknown | 1993-01-16 | 1993-01-16 | Not Marked
ONE STOP | 1420 US HWY 29 S | NEWNAN | Coweta | 380067 | 8 |  |  | TRUE |  | TRUE | Removed from Ground | Used Oil | 1000 | Fiberglass | 1987-01-01 | 1993-01-20 | Fiberglass Reinforced Plastic
ONE STOP | 1420 US HWY 29 S | NEWNAN | Coweta | 380067 | 6 |  | 1987-01-01 |  | 1993-01-01 |  | Removed from Ground | Gas (Historical Use) | 10000 | Fiberglass | 1987-01-01 | 2012-06-14 | Fiberglass Reinforced Plastic | Pressurized
BENEFIELD CHEVRON #40535 | 15 JACKSON ST | NEWNAN | Coweta | 380068 | 1 |  | 1998-06-01 |  |  |  | Removed from Ground | Gas (Historical Use) | 10000 | Steel-Impressed Current | 1970-04-27 | 2006-03-01 | Cathodically Protected | Pressurized
BENEFIELD CHEVRON #40535 | 15 JACKSON ST | NEWNAN | Coweta | 380068 | 4 |  |  | TRUE |  | TRUE | Removed from Ground | Used Oil | 550 | Bare Steel | 1970-04-27 | 2006-03-01 | Bare Steel | Gravity Fed
STEPHENS SERVICE STATION | 187 GREENVILLE ST | NEWNAN | Coweta | 380079 | 4 | Flapper Valve | 1998-11-01 | FALSE | 1998-11-01 | FALSE | Currently in Use | E-0 | 6000 | Steel-Impressed Current | 1985-04-23 |  | Cathodically Protected | Pressurized
CORINTH RD | 545 CORINTH RD | NEWNAN | Coweta | 10001888 | 1 | Ball Float | 2010-06-22 | FALSE | 2010-06-22 | FALSE | Currently in Use | Regular | 15000 | Composite Double Walled | 2010-06-21 |  | Double-Walled Flex | Pressurized
A PARK STATION | 10 THE CRESCENT | NEWNAN | Coweta | 10000192 | 3 | Ball Float | 2002-10-01 | FALSE | 2002-10-01 | FALSE | Currently in Use | Plus | 6000 | Fiberglass | 2002-10-01 |  | Fiberglass Reinforced Plastic | Pressurized
COWETA COUNTY BUS BARN | 105 COFIELD RD | NEWNAN | Coweta | 380082 | 2 |  |  | FALSE |  | FALSE | Removed from Ground | Used Oil | 1000 | Bare Steel | 2014-09-16 | 2014-09-16
RIDER PEST CONTROL | 182 JEFFERSON ST | NEWNAN | Coweta | 380028 | 1 | [5 empty] | Removed from Ground | Other | 560 | Bare Steel | 1974-03-23 | 1999-12-22 | Galvanized Steel | Safe Suction (Euro)
FRAZIERS ONE STOP #2 | 3124 E HWY 16 | SHARPSBURG | Coweta | 10000533 | 1A | Ball Float | 2003-08-29 | FALSE | 2003-08-29 | FALSE | Currently in Use | Regular | 12000 | Composite | 2003-08-28 |  | Fiberglass Reinforced Plastic | Pressurized
JAMES HALL GROCERY | DR FISHER RD | SHARPSBURG | Coweta | 380123 | 2 | [5 empty] | Removed from Ground | Gas (Historical Use) | 1065 | Bare Steel | 1971-05-12 | 1992-12-01 | Galvanized Steel
EAST COWETA HIGH SCHOOL | 400 SHARPSBURG MCCOLLUM RD | SHARPSBURG | Coweta | 380084 | 1 | Flapper Valve | 1998-10-01 | FALSE | 1998-10-01 | FALSE | Currently in Use | Diesel | 10000 | Galvanic (STIP-3) | 1992-01-01 |  | Fiberglass Reinforced Plastic | Pressurized
HOT SPOT #1405 | 8899 HWY 54 | SHARPSBURG | Coweta | 9038032 | 2 | Ball Float | 1997-09-24 | FALSE | 1997-09-24 | FALSE | Temporarily out of use | Plus | 8000 | Steel-Impressed Current | 1990-02-19 |  | Steel (Impressed Current) | Pressurized
MADRAS COUNTRY STORE | EDGEWORTH RD & US HWY 29 | MADRAS | Coweta | 9038030 | 4 | [5 empty] | Removed from Ground | Empty | 550 | Bare Steel | 1966-01-01 | 1995-07-07 | Bare Steel | Suction (American)
MADRAS COUNTRY STORE | EDGEWORTH RD & US HWY 29 | MADRAS | Coweta | 9038030 | 1 | [5 empty] | Removed from Ground | Empty | 2000 | Bare Steel | 1966-01-01 | 1995-07-07 | Galvanized Steel | Safe Suction (Euro)
MEADOWVIEW CONV STORE | RT 5 | NEWNAN | Coweta | 380124 | 2 | [5 empty] | Removed from Ground | Gas (Historical Use) | 3000 | Bare Steel | 1981-05-09 | 1999-05-01 | Galvanized Steel | Suction (American)
THOMAS CROSSROADS CHEVRON | 15 DIXIE LANE | NEWNAN | Coweta | 9038072 | 2 |  | 1995-12-10 |  | 1995-12-10 |  | Removed from Ground | Gas (Historical Use) | 12000 | Composite | 1995-11-15 | 2013-03-06 | Double Walled | Pressurized
CARLS 66 SERVICE STATION HURSTON | 124 TEMPLE AVE | NEWNAN | Coweta | 380058 | 1 | [5 empty] | Removed from Ground | Gas (Historical Use) | 1000 | Bare Steel | 1964-03-25 | 1999-10-25 | Galvanized Steel | Safe Suction (Euro)
WALKERS ONE STOP | 56 JEFFERSON ST | NEWNAN | Coweta | 380056 | 5 |  | 1994-10-30 |  | 1994-10-30 |  | Removed from Ground | Gas (Historical Use) | 4000 | Cathodically Protected Steel | 1987-04-21 | 2003-12-09 | Fiberglass Reinforced Plastic | Pressurized
WALKERS ONE STOP | 56 JEFFERSON ST | NEWNAN | Coweta | 380056 | 4 | [5 empty] | Removed from Ground | Empty | 1 | Bare Steel | 1953-03-28 | 1987-04-21 | Galvanized Steel | Suction (American)
ONE STOP | 1420 US HWY 29 S | NEWNAN | Coweta | 380067 | 2 | [5 empty] | Removed from Ground | Gas (Historical Use) | 10000 | Bare Steel | 1972-04-26 | 1987-09-23 | Galvanized Steel
RONNIES CONVENIENCE STORE | 28 FRANKLIN RD | NEWNAN | Coweta | 380041 | 4 |  | 1997-11-01 |  | 1997-11-01 |  | Removed from Ground | Diesel | 3000 | Cathodically Protected Steel | 1966-03-25 | 2010-02-24 | Cathodically Protected | Pressurized
SHELNUTTS GROCERY | 978 WELCOME ARNCO RD | NEWNAN | Coweta | 380027 | 3 | [5 empty] | Removed from Ground | Other | 2000 | Bare Steel | 1985-03-20 | 1999-10-01 | Galvanized Steel | Pressurized
FRAZIERS | 2344 HWY 29 NORTH | NEWNAN | Coweta | 10002052 | 1B | Ball Float | 2011-10-10 | FALSE | 2011-10-10 | FALSE | Currently in Use | Premium | 8000 | Composite Double Walled | 2011-10-10 |  | Double-Walled Fiberglass | Pressurized
UNKNOWN | JACKSON STREET @ROSCOE ROAD | NEWNAN | Coweta | 10002227 | 2 |  |  | FALSE |  | FALSE | Removed from Ground | Not Marked/Tank Removed | 500 | Unknown | 2013-02-21 | 2013-02-21 | Unknown
THOMPSON GROCERY | GA HWY 154 | SHARPSBURG | Coweta | 380126 | 2 | [5 empty] | Removed from Ground | Gas (Historical Use) | 1000 | Bare Steel | 1956-05-15 | 1899-12-31 | Galvanized Steel
WALKERS ONE STOP | 56 JEFFERSON ST | NEWNAN | Coweta | 380056 | 1 | [5 empty] | Removed from Ground | Gas (Historical Use) | 1 | Bare Steel | 1953-03-28 | 1987-04-21 | Galvanized Steel | Suction (American)
WALKERS ONE STOP | 56 JEFFERSON ST | NEWNAN | Coweta | 380056 | 7 |  | 1994-10-30 |  | 1994-10-30 |  | Removed from Ground | Gas (Historical Use) | 4000 | Cathodically Protected Steel | 1987-04-21 | 2003-12-09 | Fiberglass Reinforced Plastic | Pressurized
B&G GROCERY | 89 HERRING RD | NEWNAN | Coweta | 380054 | 4 | [5 empty] | Removed from Ground | Other | 1000 | Not Marked/Unknown | 1987-08-01 | 1987-08-01 | Not Marked
NEWNAN HIGH SCHOOL | LAGRANGE ST | NEWNAN | Coweta | 380083 | 2 | [5 empty] | Removed from Ground | Gas (Historical Use) | 6000 | Epoxy | 1970-04-08 | 1991-12-07 | Galvanized Steel | Safe Suction (Euro)
WULF'S PRECISION SHARPENING | 119 EAST BROAD ST | NEWNAN | Coweta | 380078 | 1 | [5 empty] | Removed from Ground | Gas (Historical Use) | 2000 | Bare Steel | 1986-04-23 | 1997-02-07 | Galvanized Steel
WILLIAM L BONNELL CO | 25 BONNELL ST | NEWNAN | Coweta | 380033 | 1 | [5 empty] | Removed from Ground | Gas (Historical Use) | 1000 | Bare Steel | 1961-03-26 | 1899-12-31 | Galvanized Steel
NEWNAN UTILITIES | 350 WATER WORKS RD | NEWNAN | Coweta | 380022 | 5 | Overfill Alarm | 1999-06-01 | FALSE | 1999-06-01 | FALSE | Currently in Use | Diesel | 6000 | Fiberglass Double Walled | 1999-06-01 |  | Flex | Pressurized
NEWNAN UTILITIES | 350 WATER WORKS RD | NEWNAN | Coweta | 380022 | 4 | Overfill Alarm | 1999-06-01 | FALSE | 1999-06-01 | FALSE | Currently in Use | Gas (Historical Use) | 10000 | Fiberglass Double Walled | 1999-06-01 |  | Flex | Pressurized
COLUMBIA PEACHTREE REGIONAL HOSP | 60 HOSPITAL RD | NEWNAN | Coweta | 380008 | 3 |  |  | FALSE |  | FALSE | Permanently Out of Use - historical purposes | Diesel | 1000 | Bare Steel | 1961-01-01 |  | Bare Steel
FRAZIERS | 2344 HWY 29 NORTH | NEWNAN | Coweta | 10002052 | 2A | Ball Float | 2011-10-10 | FALSE | 2011-10-10 | FALSE | Currently in Use | Diesel On Road | 6000 | Composite Double Walled | 2011-10-10 |  | Double-Walled Fiberglass | Pressurized
UNKNOWN | JACKSON STREET @ROSCOE ROAD | NEWNAN | Coweta | 10002227 | 1 |  |  | FALSE |  | FALSE | Removed from Ground | Not Marked/Tank Removed | 1000 | Unknown | 2013-02-21 | 2013-02-21 | Unknown
KROGER GA 647 | 1751 NEWNAN CROSSING BLVD | NEWNAN | Coweta | 10001235 | A-95248-B | Ball Float | 2006-11-16 | FALSE | 2006-11-16 | FALSE | Currently in Use | Diesel | 8000 | Fiberglass Double Walled | 2006-09-28 |  |  | Pressurized
KROGER GA 647 | 1751 NEWNAN CROSSING BLVD | NEWNAN | Coweta | 10001235 | A-95246 | Ball Float | 2006-11-16 | FALSE | 2006-11-16 | FALSE | Currently in Use | Regular | 20000 | Fiberglass Double Walled | 2006-09-28 |  |  | Pressurized
FRANK MORAL CONST CO | 3754 HWY #34 EAST | SHARPSBURG | Coweta | 380076 | 2 | [5 empty] | Removed from Ground | Gas (Historical Use) | 3000 | Bare Steel | 1986-04-23 | 1996-11-14 | Galvanized Steel
SHARPSBURG TEXACO | 249 STEWART RD | SHARPSBURG | Coweta | 380163 | 1 | Ball Float | 1998-04-01 | FALSE | 1998-04-01 | FALSE | Currently in Use | Racing Fuel | 1000 | Steel-Impressed Current | 1984-05-22 |  | Fiberglass Reinforced Plastic | Pressurized
VULCAN/MADRAS QUARRY | 256 ELZIE JOHNSON RD | MADRAS | Coweta | 380102 | 029-04 | [5 empty] | Removed from Ground | Other | 1500 | Cathodically Protected Steel | 1986-05-01 | 1993-01-13 | Galvanized Steel | Safe Suction (Euro)
VULCAN/MADRAS QUARRY | 256 ELZIE JOHNSON RD | MADRAS | Coweta | 380102 | 029-12 | [5 empty] | Removed from Ground | Other | 1000 | Bare Steel | 1980-05-02 | 1986-12-01 | Galvanized Steel
BENTON CONTRACTING CO INC | 168 JEFFERSON ST | NEWNAN | Coweta | 380107 | 3 | [5 empty] | Removed from Ground | Gas (Historical Use) | 10000 | Bare Steel | 1978-05-01 | 1998-10-01 | Galvanized Steel
RaceTrac #298 - Newnan | 1 AMLAJACK BLVD | SHENNANDOAH | Coweta | 380147 | 13A | Overfill Alarm | 2015-07-08 | FALSE | 2015-07-08 | FALSE | Currently in Use | Gas (Historical Use) | 20000 | Composite Double Walled | 2015-07-08 |  | Double-Walled Fiberglass | Pressurized
ZMK SERVICES INC | 779 GEORGIA HWY 34 @ I-85 | NEWNAN | Coweta | 380024 | 1 | [5 empty] | Removed from Ground | Gas (Historical Use) | 8000 | Bare Steel | 1978-03-22 | 1990-01-01 | Galvanized Steel
ZMK SERVICES INC | 779 GEORGIA HWY 34 @ I-85 | NEWNAN | Coweta | 380024 | 4 | Ball Float | 1990-01-01 |  | 1990-01-01 |  | Removed from Ground | Gas (Historical Use) | 10000 | Cathodically Protected Steel | 1990-01-01 | 2012-12-06 | Steel (Impressed Current) | Pressurized
SHELNUTTS GROCERY | 978 WELCOME ARNCO RD | NEWNAN | Coweta | 380027 | 2 | [5 empty] | Removed from Ground | Other | 2000 | Bare Steel | 1985-03-20 | 1999-10-01 | Galvanized Steel | Safe Suction (Euro)
COWETA CO PUBLIC WORKS\COWETA CO | 1 SELT RD | NEWNAN | Coweta | 380002 | 1 | [5 empty] | Removed from Ground | Gas (Historical Use) | 20000 | Bare Steel | 1977-02-28 | 1997-11-21 | Galvanized Steel | Suction (American)
PIKE RENTAL CO INC | 369 HWY 16 W | NEWNAN | Coweta | 380010 | 9 | Ball Float | 1994-10-28 | FALSE | 1994-10-28 | FALSE | Removed from Ground | Diesel | 10000 | Galvanic (STIP-3) | 1994-10-28 | 2018-11-20 | Double-Walled Fiberglass | Pressurized
PIKE RENTAL CO INC | 369 HWY 16 W | NEWNAN | Coweta | 380010 | 6 | [5 empty] | Removed from Ground | Diesel | 5000 | Bare Steel | 1971-01-11 | 1899-12-31 | Galvanized Steel
PIKE RENTAL CO INC | 369 HWY 16 W | NEWNAN | Coweta | 380010 | 8 | [5 empty] | Removed from Ground | Gas (Historical Use) | 1000 | Bare Steel | 1971-01-11 | 1899-12-31 | Galvanized Steel
SPUR STATION #1321 | 73 GREENVILLE | NEWNAN | Coweta | 380012 | 2 |  |  | FALSE |  | FALSE | Permanently Out of Use - historical purposes | Gas (Historical Use) | 15177 | Bare Steel | 1964-01-20 |  | Galvanized Steel
GOOBERS TEXACO | 897 HWY 154 | SHARPSBURG | Coweta | 10001302 | 1B | Ball Float | 2006-11-03 | FALSE | 2006-11-03 | FALSE | Currently in Use | Gas (Historical Use) | 8000 | Composite | 2006-11-02 |  | Double-Walled Flex | Pressurized
THOMPSON GROCERY | GA HWY 154 | SHARPSBURG | Coweta | 380126 | 3 | [5 empty] | Removed from Ground | Gas (Historical Use) | 1000 | Bare Steel | 1956-05-15 | 1899-12-31 | Galvanized Steel
HOT SPOT #1405 | 8899 HWY 54 | SHARPSBURG | Coweta | 9038032 | 3 | Ball Float | 1997-09-24 | FALSE | 1997-09-24 | FALSE | Currently in Use | Premium | 8000 | Steel-Impressed Current | 1990-02-19 |  | Steel (Impressed Current) | Pressurized
RIDER PEST CONTROL | 182 JEFFERSON ST | NEWNAN | Coweta | 380028 | 2 | [5 empty] | Removed from Ground | Other | 560 | Bare Steel | 1974-03-23 | 1999-12-22 | Galvanized Steel | Safe Suction (Euro)
COWETA CO PUBLIC WORKS\COWETA CO | 1 SELT RD | NEWNAN | Coweta | 380002 | 3 | [5 empty] | Removed from Ground | Gas (Historical Use) | 10000 | Bare Steel | 1978-02-28 | 1997-11-01 | Galvanized Steel | Suction (American)
KROGER GA 647 | 1751 NEWNAN CROSSING BLVD | NEWNAN | Coweta | 10001235 | A-95248-A | Ball Float | 2006-11-16 | FALSE | 2006-11-16 | FALSE | Currently in Use | Premium | 8000 | Fiberglass Double Walled | 2006-09-28 |  |  | Pressurized
SAMS CLUB #4789 | 310 FISCHER RD | SHARPSBURG | Coweta | 10001941 | 1 | Flapper Valve | 2010-09-01 | FALSE | 2010-09-01 | FALSE | Currently in Use | Regular | 20000 | Fiberglass Double Walled | 2010-08-01 |  | Double-Walled Flex | Pressurized
SAMS CLUB #4789 | 310 FISCHER RD | SHARPSBURG | Coweta | 10001941 | 3B | Flapper Valve | 2010-09-01 | FALSE | 2010-09-01 | FALSE | Currently in Use | Diesel | 8000 | Fiberglass Double Walled | 2010-08-01 |  | Double-Walled Flex | Pressurized
FRANK MORAL CONST CO | 3754 HWY #34 EAST | SHARPSBURG | Coweta | 380076 | 4 | [5 empty] | Removed from Ground | Diesel | 1000 | Bare Steel | 1986-04-23 | 1996-11-14 | Galvanized Steel
SHARPSBURG TEXACO | 249 STEWART RD | SHARPSBURG | Coweta | 380163 | 2 | Ball Float | 1998-04-01 | FALSE | 1998-04-01 | FALSE | Currently in Use | Diesel Off Road | 2000 | Steel-Impressed Current | 1984-05-22 |  | Fiberglass Reinforced Plastic | Pressurized
HOT SPOT #1405 | 8899 HWY 54 | SHARPSBURG | Coweta | 9038032 | 1 | Ball Float | 1997-09-24 | FALSE | 1997-09-24 | FALSE | Currently in Use | Regular | 12000 | Steel-Impressed Current | 1990-02-19 |  | Steel (Impressed Current) | Pressurized
VULCAN/MADRAS QUARRY | 256 ELZIE JOHNSON RD | MADRAS | Coweta | 380102 | 029-05 | [5 empty] | Removed from Ground | Other | 1500 | Cathodically Protected Steel | 1986-05-01 | 1993-01-13 | Galvanized Steel | Safe Suction (Euro)
VULCAN/MADRAS QUARRY | 256 ELZIE JOHNSON RD | MADRAS | Coweta | 380102 | 029-08 |  |  | TRUE |  | TRUE | Removed from Ground | Used Oil | 550 | Cathodically Protected Steel | 1986-05-01 | 1993-01-13 | Galvanized Steel | Safe Suction (Euro)
THREE POINTS GROCERY | 54 TURKEY CREEK RD | NEWNAN | Coweta | 380025 | 1 |  | 1998-01-01 |  | 1998-01-01 |  | Removed from Ground | Gas (Historical Use) | 5000 | Cathodically Protected Steel | 1970-03-24 | 1899-12-31 | Cathodically Protected | Suction (American)
NEWNAN CHRISTIAN SCHOOL/BIBLE BA | 1608 NORTH US HWY 29 | NEWNAN | Coweta | 380001 | 1 | [5 empty] | Removed from Ground | Gas (Historical Use) | 500 | Bare Steel | 1994-06-18 | 1994-06-18 | Galvanized Steel | Safe Suction (Euro)
PIKE RENTAL CO INC | 369 HWY 16 W | NEWNAN | Coweta | 380010 | 5 |  |  | TRUE |  | TRUE | Removed from Ground | Used Oil | 500 | Bare Steel | 1977-01-09 | 1899-12-31 | Galvanized Steel
PIKE RENTAL CO INC | 369 HWY 16 W | NEWNAN | Coweta | 380010 | 7 | [5 empty] | Removed from Ground | Gas (Historical Use) | 1000 | Bare Steel | 1971-01-11 | 1899-12-31 | Galvanized Steel
PIKE RENTAL CO INC | 369 HWY 16 W | NEWNAN | Coweta | 380010 | 4 | [5 empty] | Removed from Ground | Diesel | 20000 | Bare Steel | 1977-01-09 | 1899-12-31 | Galvanized Steel | Suction (American)
KROGER GA 420 | 3150 HWY 34 E | NEWNAN | Coweta | 10001439 | 1 | Ball Float | 2007-09-25 | FALSE | 2007-09-25 | FALSE | Currently in Use | Regular | 20000 | Fiberglass Double Walled | 2007-08-16 |  |  | Pressurized
FRAZIERS ONE STOP #2 | 3124 E HWY 16 | SHARPSBURG | Coweta | 10000533 | 1B | Ball Float | 2003-08-29 | FALSE | 2003-08-29 | FALSE | Currently in Use | Premium | 8000 | Composite | 2003-08-28 |  | Fiberglass Reinforced Plastic | Pressurized
GOOBERS TEXACO | 897 HWY 154 | SHARPSBURG | Coweta | 10001302 | 2A | Ball Float | 2006-11-03 | FALSE | 2006-11-03 | FALSE | Currently in Use | Diesel | 8000 | Composite | 2006-11-03 |  | Double-Walled Flex | Pressurized
GREENWAY/SHARPSBURG BP | 6594 GA HWY 54 | SHARPSBURG | Coweta | 380075 | 1 | Ball Float | 1995-07-01 | FALSE | 1995-07-01 | FALSE | Currently in Use | Gas (Historical Use) | 6000 | Steel-Impressed Current | 1983-04-24 |  | Fiberglass Reinforced Plastic | Pressurized
JAMES HALL GROCERY | DR FISHER RD | SHARPSBURG | Coweta | 380123 | 1 | [5 empty] | Removed from Ground | Gas (Historical Use) | 560 | Bare Steel | 1971-05-12 | 1992-12-01 | Galvanized Steel
FIRE STATION #12 | 45 EBENEZER CHURCH RD | SHARPSBURG | Coweta | 9038096 | 1 | Flapper Valve | 1999-04-08 | FALSE | 1999-04-08 | FALSE | Currently in Use | Regular | 12000 | Composite | 1999-01-05 |  | Double-Walled Flex | Pressurized
MEADOWVIEW CONV STORE | RT 5 | NEWNAN | Coweta | 380124 | 3 | [5 empty] | Removed from Ground | Gas (Historical Use) | 3000 | Bare Steel | 1981-05-09 | 1999-05-01 | Galvanized Steel | Suction (American)
FORMER BIBB MANUFACTURING | 2200 HWY 16 WEST | NEWNAN | Coweta | 9038094 | 1 | [5 empty] | Removed from Ground | Diesel | 20000 | Bare Steel | 1999-08-24 | 1999-08-24 | Galvanized Steel | Suction (American)
RaceTrac #298 - Newnan | 1 AMLAJACK BLVD | SHENNANDOAH | Coweta | 380147 | 2 |  | 1988-01-01 |  | 1988-01-01 |  | Removed from Ground | Gas (Historical Use) | 12000 | Bare Steel | 1982-05-09 | 1996-04-01 | Galvanized Steel | Pressurized
RONNIES CONVENIENCE STORE | 28 FRANKLIN RD | NEWNAN | Coweta | 380041 | 3 |  | 1997-11-01 |  | 1997-11-01 |  | Removed from Ground | Gas (Historical Use) | 6000 | Cathodically Protected Steel | 1966-03-25 | 2010-02-24 | Cathodically Protected | Pressurized
CRAIN OIL BULK PLANT | SCARSDALE PL | NEWNAN | Coweta | 380042 | 6 |  | 1998-12-01 |  | 1998-12-01 |  | Removed from Ground | Gas (Historical Use) | 1000 | Steel-Impressed Current | 1954-02-22 | 2002-02-14 | Cathodically Protected | Suction (American)
NEWNAN UTILITIES | 350 WATER WORKS RD | NEWNAN | Coweta | 380022 | 2 | [5 empty] | Removed from Ground | Diesel | 4000 | Bare Steel | 1982-03-18 | 1999-06-01 | Galvanized Steel | Suction (American)
SHELNUTTS GROCERY | 978 WELCOME ARNCO RD | NEWNAN | Coweta | 380027 | 1 | [5 empty] | Removed from Ground | Other | 2000 | Bare Steel | 1982-03-21 | 1999-10-01 | Galvanized Steel | Safe Suction (Euro)
COWETA CO PUBLIC WORKS\COWETA CO | 1 SELT RD | NEWNAN | Coweta | 380002 | 2 | [5 empty] | Removed from Ground | Diesel | 20000 | Bare Steel | 1977-02-28 | 1997-11-21 | Galvanized Steel | Suction (American)
SPUR STATION #1321 | 73 GREENVILLE | NEWNAN | Coweta | 380012 | 1 |  |  | FALSE |  | FALSE | Permanently Out of Use - historical purposes | Gas (Historical Use) | 10673 | Bare Steel | 1964-01-20 |  | Galvanized Steel
A PARK STATION | 10 THE CRESCENT | NEWNAN | Coweta | 10000192 | 4 | Ball Float | 2002-10-01 | FALSE | 2002-10-01 | FALSE | Currently in Use | Diesel | 6000 | Composite | 2002-10-01 |  | Fiberglass Reinforced Plastic | Pressurized
NEWNAN MARATHON | 505 HWY 34 W | NEWNAN | Coweta | 10000174 | 2C | Overfill Alarm | 2002-07-04 | FALSE | 2002-07-04 | FALSE | Currently in Use | Diesel Off Road | 2000 | Composite | 2002-06-30 |  | Double-Walled Fiberglass | Pressurized
NEWNAN MARATHON | 505 HWY 34 W | NEWNAN | Coweta | 10000174 | 2B | Overfill Alarm | 2002-07-04 | FALSE | 2002-07-04 | FALSE | Currently in Use | Diesel | 4000 | Composite | 2002-06-30 |  | Double-Walled Fiberglass | Pressurized
BJS WHOLESALE CLUB | 331 NEWNAN CROSSING BYPASS | NEWNAN | Coweta | 10000336 | 2B | Flapper Valve | 2003-03-07 | FALSE | 2003-03-07 | FALSE | Currently in Use | Premium | 12000 | Fiberglass Double Walled | 2003-03-05 |  | Double-Walled Flex | Pressurized
BJS WHOLESALE CLUB | 331 NEWNAN CROSSING BYPASS | NEWNAN | Coweta | 10000336 | 1 | Flapper Valve | 2003-03-07 | FALSE | 2003-03-07 | FALSE | Currently in Use | Regular | 20000 | Fiberglass Double Walled | 2003-03-05 |  | Double-Walled Flex | Pressurized
GOOBERS TEXACO | 897 HWY 154 | SHARPSBURG | Coweta | 10001302 | 1A | Ball Float | 2006-11-03 | FALSE | 2006-11-03 | FALSE | Currently in Use | Gas (Historical Use) | 12000 | Composite | 2006-11-02 |  | Double-Walled Flex | Pressurized
FRAZIERS ONE STOP #2 | 3124 E HWY 16 | SHARPSBURG | Coweta | 10000533 | 3 | Ball Float | 2003-08-29 | FALSE | 2003-08-29 | FALSE | Currently in Use | E-85 | 2000 | Composite | 2003-08-28 |  | Fiberglass Reinforced Plastic | Suction (American)
GOOBERS TEXACO | 897 HWY 154 | SHARPSBURG | Coweta | 10001302 | 2B | Ball Float | 2006-11-03 | FALSE | 2006-11-03 | FALSE | Currently in Use | Other | 4000 | Composite | 2006-11-02 |  | Double-Walled Flex | Pressurized
SHARPSBURG TEXACO | 249 STEWART RD | SHARPSBURG | Coweta | 380163 | 3 | Ball Float | 1998-04-01 | FALSE | 1998-04-01 | FALSE | Currently in Use | Diesel On Road | 6000 | Steel-Impressed Current | 1984-05-22 |  | Fiberglass Reinforced Plastic | Pressurized
BENTON CONTRACTING CO INC | 168 JEFFERSON ST | NEWNAN | Coweta | 380107 | 2 | [5 empty] | Removed from Ground | Gas (Historical Use) | 2000 | Bare Steel | 1975-05-02 | 1998-10-01 | Galvanized Steel
RACETRAC #298 NEWNAN | 764 GA HWY 34 E | NEWNAN | Coweta | 380120 | 2 |  | 1995-10-18 |  | 1995-10-18 |  | Removed from Ground | Gas (Historical Use) | 8000 | Steel-Impressed Current | 1976-05-10 | 2015-04-21 | Double-Walled Fiberglass | Pressurized
THOMAS CROSSROADS CHEVRON | 15 DIXIE LANE | NEWNAN | Coweta | 9038072 | 3 |  | 1995-12-10 |  | 1995-12-10 |  | Removed from Ground | Diesel | 12000 | Composite | 1995-11-15 | 2013-03-06 | Double Walled | Pressurized
RaceTrac #298 - Newnan | 1 AMLAJACK BLVD | SHENNANDOAH | Coweta | 380147 | 13B | Overfill Alarm | 2015-07-08 | FALSE | 2015-07-08 | FALSE | Currently in Use | Diesel | 20000 | Composite Double Walled | 2015-07-08 |  | Double-Walled Fiberglass | Pressurized
CORNER STORE | 6576 HWY 54 | SHARPSBURG | Coweta | 380140 | 3 | Flapper Valve | 1987-06-26 | FALSE | 1987-06-26 | FALSE | Temporarily out of use | Regular | 3000 | Steel-Impressed Current | 1969-05-12 |  | Galvanized Steel | Pressurized
HOT SPOT #1405 | 8899 HWY 54 | SHARPSBURG | Coweta | 9038032 | 4 | Ball Float | 1997-09-24 | FALSE | 1997-09-24 | FALSE | Currently in Use | Diesel | 8000 | Steel-Impressed Current | 1990-02-19 |  | Steel (Impressed Current) | Pressurized
HOT SPOT #1405 | 8899 HWY 54 | SHARPSBURG | Coweta | 9038032 | 5 | Ball Float | 1997-09-24 | FALSE | 1997-09-24 | FALSE | Temporarily out of use | Kerosene | 8000 | Steel-Impressed Current | 1990-02-19 |  | Steel (Impressed Current) | Pressurized
VULCAN/MADRAS QUARRY | 256 ELZIE JOHNSON RD | MADRAS | Coweta | 380102 | 029-10 | [5 empty] | Removed from Ground | Other | 1000 | Bare Steel | 1980-05-02 | 1986-12-01 | Galvanized Steel
RACETRAC #298 NEWNAN | 764 GA HWY 34 E | NEWNAN | Coweta | 380120 | 1 |  | 1995-10-18 |  | 1995-10-18 |  | Removed from Ground | Gas (Historical Use) | 8000 | Steel-Impressed Current | 1976-05-10 | 2015-04-21 | Double-Walled Fiberglass | Pressurized
B&G GROCERY | 89 HERRING RD | NEWNAN | Coweta | 380054 | 5 | [5 empty] | Removed from Ground | Other | 560 | Not Marked/Unknown | 1987-08-01 | 1987-08-01 | Not Marked
GA SCREEN PRINTERS | RT 8 BOX 1520 | NEWNAN | Coweta | 380062 | 1 | [5 empty] | Removed from Ground | Kerosene | 10000 | Bare Steel | 1961-04-21 | 1988-06-01 | Unknown
STEPHENS SERVICE STATION | 187 GREENVILLE ST | NEWNAN | Coweta | 380079 | 2 | Flapper Valve | 1998-11-01 | FALSE | 1998-11-01 | FALSE | Currently in Use | Premium | 6000 | Galvanic (STIP-3) | 1985-04-23 |  | Cathodically Protected | Pressurized
WEST SIDE TIRE CO | 115 WEST HWY 34 | NEWNAN | Coweta | 380032 | 2 | [5 empty] | Removed from Ground | Empty | 4000 | Bare Steel | 1966-03-25 | 1996-06-28 | Galvanized Steel
RONNIES CONVENIENCE STORE | 28 FRANKLIN RD | NEWNAN | Coweta | 380041 | 2 |  | 1997-11-01 |  | 1997-11-01 |  | Removed from Ground | Gas (Historical Use) | 6000 | Cathodically Protected Steel | 1966-03-25 | 2010-02-24 | Cathodically Protected | Pressurized
ZMK SERVICES INC | 779 GEORGIA HWY 34 @ I-85 | NEWNAN | Coweta | 380024 | 6 | Ball Float | 1990-01-01 |  | 1990-01-01 |  | Removed from Ground | Gas (Historical Use) | 10000 | Cathodically Protected Steel | 1990-01-01 | 2012-12-06 | Steel (Impressed Current) | Pressurized
PIKE RENTAL CO INC | 369 HWY 16 W | NEWNAN | Coweta | 380010 | 1 | [5 empty] | Removed from Ground | Diesel | 20000 | Bare Steel | 1977-01-09 | 1899-12-31 | Galvanized Steel | Suction (American)
SPUR STATION #1321 | 73 GREENVILLE | NEWNAN | Coweta | 380012 | 3 |  |  | FALSE |  | FALSE | Permanently Out of Use - historical purposes | Gas (Historical Use) | 15177 | Bare Steel | 1964-01-20 |  | Galvanized Steel
A PARK STATION | 10 THE CRESCENT | NEWNAN | Coweta | 10000192 | 1 | Ball Float | 2002-10-01 | FALSE | 2002-10-01 | FALSE | Currently in Use | Regular | 12000 | Composite | 2002-10-01 |  | Fiberglass Reinforced Plastic | Pressurized
FIRE STATION #12 | 45 EBENEZER CHURCH RD | SHARPSBURG | Coweta | 9038096 | 2 | Flapper Valve | 1999-04-08 | FALSE | 1999-04-08 | FALSE | Currently in Use | Diesel | 12000 | Composite | 1999-01-05 |  | Double-Walled Flex | Pressurized
VULCAN/MADRAS QUARRY | 256 ELZIE JOHNSON RD | MADRAS | Coweta | 380102 | 029-06 | [5 empty] | Removed from Ground | Other | 1500 | Cathodically Protected Steel | 1986-05-01 | 1993-01-13 | Galvanized Steel | Safe Suction (Euro)
VULCAN/MADRAS QUARRY | 256 ELZIE JOHNSON RD | MADRAS | Coweta | 380102 | 029-03 | [5 empty] | Removed from Ground | Diesel | 10000 | Cathodically Protected Steel | 1986-01-01 | 1993-01-13 | Galvanized Steel | Safe Suction (Euro)
TOMMYS SELF SERVE | 190 GREENVILLE ST | NEWNAN | Coweta | 380053 | 1 | [5 empty] | Removed from Ground | Gas (Historical Use) | 6000 | Bare Steel | 1975-03-23 | 1996-01-01 | Galvanized Steel | Pressurized
BENEFIELD CHEVRON #40535 | 15 JACKSON ST | NEWNAN | Coweta | 380068 | 3 |  | 1998-06-01 |  |  |  | Removed from Ground | Gas (Historical Use) | 5000 | Fiberglass | 1970-04-27 | 2006-03-01 | Cathodically Protected | Pressurized
CITGO EXPRESS | 445 HWY 29 N | NEWNAN | Coweta | 380040 | 1 | Ball Float | 1997-11-01 |  | 1997-11-01 |  | Removed from Ground | Gas (Historical Use) | 8000 | Cathodically Protected Steel | 1978-03-22 | 2010-07-16 | Fiberglass Reinforced Plastic | Pressurized
GREENWAY/SHARPSBURG BP | 6594 GA HWY 54 | SHARPSBURG | Coweta | 380075 | 2 | Ball Float | 1995-07-01 | FALSE | 1995-07-01 | FALSE | Currently in Use | Gas (Historical Use) | 6000 | Steel-Impressed Current | 1983-04-24 |  | Fiberglass Reinforced Plastic | Pressurized
THOMPSON GROCERY | GA HWY 154 | SHARPSBURG | Coweta | 380126 | 1 | [5 empty] | Removed from Ground | Gas (Historical Use) | 5000 | Bare Steel | 1956-05-15 | 1899-12-31 | Galvanized Steel
VULCAN/MADRAS QUARRY | 256 ELZIE JOHNSON RD | MADRAS | Coweta | 380102 | 029-13 | [5 empty] | Removed from Ground | Diesel | 1000 | Bare Steel | 1980-05-02 | 1986-12-01 | Galvanized Steel
RaceTrac #298 - Newnan | 1 AMLAJACK BLVD | SHENNANDOAH | Coweta | 380147 | 3 |  | 1988-01-01 |  | 1988-01-01 |  | Removed from Ground | Gas (Historical Use) | 12000 | Bare Steel | 1982-05-09 | 1996-04-01 | Galvanized Steel | Pressurized
RaceTrac #298 - Newnan | 1 AMLAJACK BLVD | SHENNANDOAH | Coweta | 380147 | 12 | Overfill Alarm | 2015-07-08 | FALSE | 2015-07-08 | FALSE | Currently in Use | Regular | 20000 | Composite Double Walled | 2015-07-08 |  | Double-Walled Fiberglass | Pressurized
MADRAS COUNTRY STORE | EDGEWORTH RD & US HWY 29 | MADRAS | Coweta | 9038030 | 2 | [5 empty] | Removed from Ground | Empty | 2000 | Bare Steel | 1966-01-01 | 1995-07-07 | Bare Steel | Suction (American)
JACK ECKERD CORP | 36 HERRING RD | SHENANDOAH | Coweta | 380112 | 3 | [5 empty] | Removed from Ground | Diesel | 500 | Fiberglass | 1980-05-02 | 1991-03-01 | Galvanized Steel
RACETRAC #298 NEWNAN | 764 GA HWY 34 E | NEWNAN | Coweta | 380120 | 4 |  | 1989-01-06 |  | 1989-01-06 |  | Removed from Ground | Gas (Historical Use) | 2000 | Galvanic (STIP-3) | 1989-01-06 | 2015-04-21 | Double-Walled Fiberglass | Pressurized
THOMAS CROSSROADS CHEVRON | 15 DIXIE LANE | NEWNAN | Coweta | 9038072 | 1 |  | 1995-12-10 |  | 1995-12-10 |  | Removed from Ground | Gas (Historical Use) | 12000 | Composite | 1995-11-15 | 2013-03-06 | Double Walled | Pressurized
RaceTrac #298 - Newnan | 1 AMLAJACK BLVD | SHENNANDOAH | Coweta | 380147 | 7 |  | 1996-01-01 |  | 1996-01-01 |  | Removed from Ground | Gas (Historical Use) | 12000 | Fiberglass Double Walled | 1996-05-01 | 2015-07-03 | Double-Walled Fiberglass | Pressurized
RaceTrac #298 - Newnan | 1 AMLAJACK BLVD | SHENNANDOAH | Coweta | 380147 | 1 |  | 1988-01-01 |  | 1988-01-01 |  | Removed from Ground | Gas (Historical Use) | 15000 | Bare Steel | 1982-05-09 | 1996-04-01 | Galvanized Steel | Pressurized
PIKE RENTAL CO INC | 369 HWY 16 W | NEWNAN | Coweta | 380010 | 3 | [5 empty] | Removed from Ground | Gas (Historical Use) | 5000 | Bare Steel | 1977-01-09 | 1994-06-01 | Galvanized Steel | Suction (American)
SAMS CLUB #4789 | 310 FISCHER RD | SHARPSBURG | Coweta | 10001941 | 3A | Flapper Valve | 2010-09-01 | FALSE | 2010-09-01 | FALSE | Currently in Use | Premium | 12000 | Fiberglass Double Walled | 2010-08-01 |  | Double-Walled Flex | Pressurized
CLOSED STATION/MAJIK MARKET | 34 JEFFERSON ST | NEWNAN | Coweta | 380141 | 3 | [5 empty] | Removed from Ground | Gas (Historical Use) | 8000 | Bare Steel | 1983-05-09 | 1990-12-20 | Galvanized Steel
FORMER BIBB MANUFACTURING | 2200 HWY 16 WEST | NEWNAN | Coweta | 9038094 | 2 | [5 empty] | Removed from Ground | Diesel | 20000 | Bare Steel | 1999-08-24 | 1999-08-24 | Galvanized Steel | Suction (American)
THREE POINTS GROCERY | 54 TURKEY CREEK RD | NEWNAN | Coweta | 380025 | 2 |  | 1998-01-01 |  | 1998-01-01 |  | Removed from Ground | Gas (Historical Use) | 5000 | Cathodically Protected Steel | 1970-03-24 | 1899-12-31 | Cathodically Protected | Suction (American)
KROGER GA 420 | 3150 HWY 34 E | NEWNAN | Coweta | 10001439 | 2 | Ball Float | 2007-09-25 | FALSE | 2007-09-25 | FALSE | Currently in Use | Diesel | 8000 | Fiberglass Double Walled | 2007-08-16 |  |  | Pressurized
SAMS CLUB #4789 | 310 FISCHER RD | SHARPSBURG | Coweta | 10001941 | 2 | Flapper Valve | 2010-09-01 | FALSE | 2010-09-01 | FALSE | Currently in Use | Regular | 20000 | Fiberglass Double Walled | 2010-08-01 |  | Double-Walled Flex | Pressurized
FRANK MORAL CONST CO | 3754 HWY #34 EAST | SHARPSBURG | Coweta | 380076 | 3 | [5 empty] | Removed from Ground | Gas (Historical Use) | 3000 | Bare Steel | 1986-04-23 | 1996-11-14 | Galvanized Steel
VULCAN/MADRAS QUARRY | 256 ELZIE JOHNSON RD | MADRAS | Coweta | 380102 | 029-09 | [5 empty] | Removed from Ground | Other | 8000 | Bare Steel | 1974-05-04 | 1986-12-01 | Galvanized Steel
VULCAN/MADRAS QUARRY | 256 ELZIE JOHNSON RD | MADRAS | Coweta | 380102 | 029-02 | [5 empty] | Removed from Ground | Gas (Historical Use) | 1000 | Bare Steel | 1976-01-01 | 1989-12-15 | Galvanized Steel | Safe Suction (Euro)
JACK ECKERD CORP | 36 HERRING RD | SHENANDOAH | Coweta | 380112 | 2 |  | 1993-01-01 |  | 1993-01-01 |  | Removed from Ground | Gas (Historical Use) | 10000 | Fiberglass | 1980-05-02 | 1899-12-31 | Fiberglass Reinforced Plastic | Pressurized
CLOSED STATION/MAJIK MARKET | 34 JEFFERSON ST | NEWNAN | Coweta | 380141 | 2 | [5 empty] | Removed from Ground | Gas (Historical Use) | 8000 | Bare Steel | 1983-05-09 | 1990-12-20 | Galvanized Steel
DOT 10397 | SR 54 | SHARPSBURG | Coweta | 9038026 | 10397-1 | [5 empty] | Removed from Ground | Gas (Historical Use) | 1060 | Bare Steel | 1993-05-24 | 1993-05-24 | Bare Steel
MADRAS COUNTRY STORE | EDGEWORTH RD & US HWY 29 | MADRAS | Coweta | 9038030 | 3 | [5 empty] | Removed from Ground | Empty | 1000 | Bare Steel | 1966-01-01 | 1995-07-07 | Bare Steel | Suction (American)
RaceTrac #298 - Newnan | 1 AMLAJACK BLVD | SHENNANDOAH | Coweta | 380147 | 6 |  | 1996-01-01 |  | 1996-01-01 |  | Removed from Ground | Diesel | 12000 | Fiberglass Double Walled | 1996-05-01 | 2015-07-03 | Double-Walled Fiberglass | Pressurized
MEADOWVIEW CONV STORE | RT 5 | NEWNAN | Coweta | 380124 | 1 | [5 empty] | Removed from Ground | Gas (Historical Use) | 3000 | Bare Steel | 1981-05-09 | 1999-05-01 | Galvanized Steel | Suction (American)
BIBB CO/ARNCO PLANT | GA HWY 16 | NEWNAN | Coweta | 380145 | 1 | [5 empty] | Removed from Ground | Gas (Historical Use) | 400 | Bare Steel | 1956-05-15 | 1987-09-01 | Bare Steel
GREENWAY/SHARPSBURG BP | 6594 GA HWY 54 | SHARPSBURG | Coweta | 380075 | 3 | Ball Float | 1995-07-01 | FALSE | 1995-07-01 | FALSE | Currently in Use | Diesel | 6000 | Steel-Impressed Current | 1983-04-24 |  | Fiberglass Reinforced Plastic | Pressurized
FRANK MORAL CONST CO | 3754 HWY #34 EAST | SHARPSBURG | Coweta | 380076 | 5 | [5 empty] | Removed from Ground | Kerosene | 1000 | Bare Steel | 1985-04-23 | 1996-11-14 | Galvanized Steel
VULCAN/MADRAS QUARRY | 256 ELZIE JOHNSON RD | MADRAS | Coweta | 380102 | 029-07 | [5 empty] | Removed from Ground | Other | 1500 | Cathodically Protected Steel | 1986-05-01 | 1993-01-13 | Galvanized Steel | Safe Suction (Euro)
BENTON CONTRACTING CO INC | 168 JEFFERSON ST | NEWNAN | Coweta | 380107 | 1 | [5 empty] | Removed from Ground | Diesel | 2000 | Bare Steel | 1975-05-02 | 1998-10-01 | Galvanized Steel
CLOSED STATION/MAJIK MARKET | 34 JEFFERSON ST | NEWNAN | Coweta | 380141 | 1 | [5 empty] | Removed from Ground | Gas (Historical Use) | 8000 | Bare Steel | 1983-05-09 | 1990-12-20 | Galvanized Steel
RaceTrac #298 - Newnan | 1 AMLAJACK BLVD | SHENNANDOAH | Coweta | 380147 | 5 |  | 1996-01-01 |  | 1996-01-01 |  | Removed from Ground | Gas (Historical Use) | 12000 | Fiberglass Double Walled | 1996-05-01 | 2015-07-03 | Double-Walled Fiberglass | Pressurized
RaceTrac #298 - Newnan | 1 AMLAJACK BLVD | SHENNANDOAH | Coweta | 380147 | 4 |  | 1988-01-01 |  | 1988-01-01 |  | Removed from Ground | Diesel | 12000 | Bare Steel | 1982-05-09 | 1996-04-01 | Galvanized Steel | Pressurized
CORNER STORE | 6576 HWY 54 | SHARPSBURG | Coweta | 380140 | 2 | Flapper Valve | 1987-06-26 | FALSE | 1987-06-26 | FALSE | Temporarily out of use | E-10 | 6000 | Steel-Impressed Current | 1969-05-12 |  | Galvanized Steel | Pressurized
DOT 10397 | SR 54 | SHARPSBURG | Coweta | 9038026 | 10397-2 | [5 empty] | Removed from Ground | Gas (Historical Use) | 500 | Bare Steel | 1993-05-24 | 1993-05-24 | Bare Steel
VULCAN/MADRAS QUARRY | 256 ELZIE JOHNSON RD | MADRAS | Coweta | 380102 | 029-11 | [5 empty] | Removed from Ground | Other | 1000 | Bare Steel | 1980-05-02 | 1986-12-01 | Galvanized Steel
VULCAN/MADRAS QUARRY | 256 ELZIE JOHNSON RD | MADRAS | Coweta | 380102 | 029-01 | [5 empty] | Removed from Ground | Gas (Historical Use) | 3000 | Bare Steel | 1975-01-01 | 1993-01-13 | Galvanized Steel | Safe Suction (Euro)
COWETA COUNTY FIRE STATION #2 | 2305 GA HWY 16 | NEWNAN | Coweta | 9038019 | 1 | [5 empty] | Permanently Out of Use - historical purposes | Gas (Historical Use) | 250 | Marked Unknown |  | 1899-12-31 | Unknown
JACK ECKERD CORP | 36 HERRING RD | SHENANDOAH | Coweta | 380112 | 1 |  | 1993-01-01 |  | 1993-01-01 |  | Removed from Ground | Gas (Historical Use) | 10000 | Fiberglass | 1980-05-02 | 1899-12-31 | Fiberglass Reinforced Plastic | Pressurized
Racetrac #2573 | 2901 Newnan Crossing Blvd E | Newnan | Coweta | 10003041 | 3B | Overfill Alarm | 2020-05-02 | FALSE |  | FALSE | Currently in Use | E-85 | 12000 | Fiberglass Double Walled | 2020-04-02 |  | Double-Walled Fiberglass | Pressurized
Newnan Commercial Properties | 1700 Newnan Crossing Blvd | Newnan | Coweta | 10003209 | 2B | Flapper Valve | 2021-05-01 | FALSE | 2021-05-01 | FALSE | Currently in Use | Diesel | 15000 | Composite Double Walled | 2021-05-01 |  | Double-Walled Flex | Pressurized
SHAZMEEN INC | 1935 HWY 70 | NEWNAN | Coweta | 9038106 | 4 | Ball Float | 2001-06-21 | FALSE | 2001-06-21 | FALSE | Currently in Use | Gas (Historical Use) | 6000 | Composite | 2001-06-20 |  | Double-Walled Fiberglass | Pressurized
SHAZMEEN INC | 1935 HWY 70 | NEWNAN | Coweta | 9038106 | 5 | Ball Float | 2001-06-21 | FALSE | 2001-06-21 | FALSE | Currently in Use | Diesel | 6000 | Composite | 2001-06-20 |  | Double-Walled Fiberglass | Pressurized
PILOT TRAVEL CENTER #422 | 1645 S HWY 29 | NEWNAN | Coweta | 9038104 | 3A | Overfill Alarm | 2001-02-01 | FALSE | 2001-02-01 | FALSE | Currently in Use | Regular | 12000 | Fiberglass Double Walled | 2001-02-01 |  | Double-Walled Fiberglass | Pressurized
JMJM INVESTMENTS INC | 3921 ROSCOE RD | NEWNAN | Coweta | 9000146 | 4 | Flapper Valve | 1997-03-01 |  | 1997-03-01 |  | Currently in Use | Diesel | 1000 | Steel-Impressed Current | 1988-04-01 |  | Double-Walled Flex | Safe Suction (Euro)
NEWNAN ONE STOP | 1830 HWY 154 | NEWNAN | Coweta | 9038088 | 1B | Ball Float | 1998-02-17 | FALSE | 1998-02-17 | FALSE | Currently in Use | Premium | 8000 | Composite | 1997-08-28 |  | Fiberglass Reinforced Plastic | Pressurized
UNITED REALTY VENTURES LLC | 1670 HWY 34 | NEWNAN | Coweta | 9038101 | 6C | Flapper Valve | 2023-07-01 | FALSE | 2023-07-01 | FALSE | Currently in Use | Diesel | 5000 | Composite Double Walled | 2023-07-01 |  | Double-Walled Flex | Pressurized
WMKJ/WCOH | 154 BOONE DR | NEWNAN | Coweta | 9038097 | 1 | [5 empty] | Removed from Ground | Gas (Historical Use) | 0 | Not Marked/Unknown | 1996-01-01 | 1996-01-01 | Not Marked
EASTSIDE GROCERY | 100 E NEWNAN RD | NEWNAN | Coweta | 9038058 | 3 |  |  | TRUE |  | TRUE | Removed from Ground | Used Oil | 550 | Fiberglass | 1989-01-01 | 1998-05-05 | Bare Steel | Safe Suction (Euro)
JB HARRIS TREANSPORT LLC DBA CASWELL WRECKER | 12 HERRING RD | NEWNAN | Coweta | 9038054 | 1 | Ball Float | 1991-10-01 | FALSE | 1991-10-01 | FALSE | Temporarily out of use | Diesel | 12000 | Fiberglass Double Walled | 1991-10-01 |  | Double-Walled Fiberglass | Pressurized
CHECK POINT | 4200 SHARPSBURG MCCOLLUM RD | NEWNAN | Coweta | 9038046 | 1 |  | 1987-08-31 | FALSE | 1987-08-31 | FALSE | Currently in Use | Regular | 10000 | Fiberglass | 1987-08-31 |  | Fiberglass Reinforced Plastic | Pressurized
BROWN STEEL/BROWN FACILITY | 521 LOWER FAYETTEVILLE RD | NEWNAN | Coweta | 9038025 | 1 | [5 empty] | Removed from Ground | Gas (Historical Use) | 1000 | Bare Steel | 1966-04-28 | 1992-07-21 | Bare Steel | Suction (American)
CARLS 66 SERVICE STATION HURSTON | 124 TEMPLE AVE | NEWNAN | Coweta | 380058 | 2 | [5 empty] | Removed from Ground | Gas (Historical Use) | 1000 | Bare Steel | 1964-03-25 | 1999-10-25 | Galvanized Steel | Safe Suction (Euro)
WALKERS ONE STOP | 56 JEFFERSON ST | NEWNAN | Coweta | 380056 | 6 |  | 1994-10-30 |  | 1994-10-30 |  | Removed from Ground | Gas (Historical Use) | 4000 | Cathodically Protected Steel | 1987-04-21 | 2003-12-09 | Fiberglass Reinforced Plastic | Pressurized
CRAIN OIL BULK PLANT | SCARSDALE PL | NEWNAN | Coweta | 380042 | 1 |  | 1998-09-01 |  | 1998-09-01 |  | Removed from Ground | Kerosene | 4000 | Steel-Impressed Current | 1954-03-28 | 2002-04-18 | Cathodically Protected | Pressurized
COLUMBIA PEACHTREE REGIONAL HOSP | 60 HOSPITAL RD | NEWNAN | Coweta | 380008 | 2 |  |  | FALSE |  | FALSE | Permanently Out of Use - historical purposes | Diesel | 100000 | Bare Steel | 1967-03-04 |  | Unknown
CORINTH RD | 545 CORINTH RD | NEWNAN | Coweta | 10001888 | 3 | Ball Float | 2010-06-22 | FALSE | 2010-06-22 | FALSE | Currently in Use | Diesel Off Road | 4000 | Composite Double Walled | 2010-06-21 |  | Double-Walled Flex | Pressurized
FRAZIERS | 2344 HWY 29 NORTH | NEWNAN | Coweta | 10002052 | 2C |  | 2011-10-10 | FALSE | 2011-10-10 | FALSE | Currently in Use | E-0 | 3000 | Composite Double Walled | 2011-10-10 |  | Double-Walled Fiberglass | Pressurized
FRAZIERS | 2344 HWY 29 NORTH | NEWNAN | Coweta | 10002052 | 2B | Ball Float | 2011-10-10 | FALSE | 2011-10-10 | FALSE | Currently in Use | Diesel Off Road | 3000 | Composite Double Walled | 2011-10-10 |  | Double-Walled Fiberglass | Pressurized
BJS WHOLESALE CLUB | 331 NEWNAN CROSSING BYPASS | NEWNAN | Coweta | 10000336 | 2A | Flapper Valve | 2003-03-07 | FALSE | 2003-03-07 | FALSE | Currently in Use | Regular | 8000 | Fiberglass Double Walled | 2003-03-05 |  | Double-Walled Flex | Pressurized
BP FOODMART | 101 GREISON TRAIL | NEWNAN | Coweta | 10000880 | 1A | Ball Float | 2005-03-01 | FALSE | 2005-03-01 | FALSE | Currently in Use | Regular | 12000 | Composite | 2005-02-26 |  | Fiberglass Reinforced Plastic | Pressurized
BP FOODMART | 101 GREISON TRAIL | NEWNAN | Coweta | 10000880 | 2 | Ball Float | 2005-03-01 | FALSE | 2005-03-01 | FALSE | Currently in Use | Diesel | 6000 | Composite | 2005-02-26 |  | Fiberglass Reinforced Plastic | Pressurized
FRAZIERS ONE STOP #2 | 3124 E HWY 16 | SHARPSBURG | Coweta | 10000533 | 2A |  | 2003-08-29 | FALSE | 2003-08-29 | FALSE | Currently in Use | Diesel | 8000 | Composite | 2003-08-28 |  | Fiberglass Reinforced Plastic | Pressurized
FRANK MORAL CONST CO | 3754 HWY #34 EAST | SHARPSBURG | Coweta | 380076 | 1 | [5 empty] | Removed from Ground | Gas (Historical Use) | 3000 | Bare Steel | 1986-04-23 | 1996-11-14 | Galvanized Steel
KNOXVILLE STORE INC | 912 HWY 80 E | KNOXVILLE | Crawford | 10001040 | 3 | Ball Float | 2005-04-15 | FALSE | 2005-04-15 | FALSE | Currently in Use | Diesel | 8000 | Tank Jacket | 2005-04-15 |  | Double-Walled Fiberglass | Pressurized
THE CROSSROADS STORE | 77 MARSHALL MILL RD | FORT VALLEY | Crawford | 10002029 | 2 | Ball Float | 2011-08-02 | FALSE | 2011-08-02 | FALSE | Currently in Use | Premium | 5000 | Composite Double Walled | 2011-08-02 |  | Double-Walled Fiberglass | Pressurized
SUGARBEAR | 6333 MARSHALL MILL RD | LIZELLA | Crawford | 9039003 | 1 | Flapper Valve | 1998-09-08 | FALSE | 1998-09-08 | FALSE | Currently in Use | Regular | 6000 | Galvanic (STIP-3) | 1988-01-01 |  |  | Pressurized
C F HAYS AND SON | OLD HWY 341 | MUSELLA | Crawford | 9039013 | 2 | [5 empty] | Removed from Ground | Diesel | 500 | Bare Steel | 1998-12-01 | 1998-12-01 | Not Marked | Safe Suction (Euro)
SANDY POINT GRO | 3737 SANDY POINT RD | LIZELLA | Crawford | 9039012 | 2 | Flapper Valve | 1998-11-20 | FALSE | 1998-11-20 | FALSE | Currently in Use | Diesel | 6000 | Steel-Impressed Current | 1971-01-01 |  | Steel (Impressed Current) | Safe Suction (Euro)
SUGAR BEAR II | 4605 BOY SCOUT RD | BYRON | Crawford | 9039018 | 1 | Flapper Valve | 1998-12-02 |  | 1998-12-02 |  | Removed from Ground | Gas (Historical Use) | 3000 | Steel-Impressed Current | 1987-06-19 | 2015-06-03 | Steel (Impressed Current) | Pressurized
SUGAR BEAR II | 4605 BOY SCOUT RD | BYRON | Crawford | 9039018 | 4B | Ball Float | 2015-07-01 | FALSE | 2015-07-01 | FALSE | Currently in Use | Premium | 4000 | Composite Double Walled | 2015-06-05 |  | Double-Walled Fiberglass | Pressurized
SUGAR BEAR II | 4605 BOY SCOUT RD | BYRON | Crawford | 9039018 | 2 | Flapper Valve | 1998-12-02 |  | 1998-12-02 |  | Removed from Ground | Gas (Historical Use) | 3000 | Steel-Impressed Current | 1987-06-19 | 2015-06-03 | Steel (Impressed Current) | Pressurized
B AND B TRUCKING SERVICES LLC | 1276 COOL SPRINGS RD | FORT VALLEY | Crawford | 9039009 | 1 | Flapper Valve | 1998-09-11 |  | 1998-09-11 |  | Currently in Use | Diesel | 10000 | Galvanic (STIP-3) | 1987-07-24 |  | Fiberglass Reinforced Plastic | Pressurized
Pearson Farm | 5575 ZENITH MILL RD | FORT VALLEY | Crawford | 10000860 | 2 | Flapper Valve | 2000-11-25 | FALSE | 2000-11-25 | FALSE | Currently in Use | Diesel | 10152 | Composite | 2000-11-13 |  | Fiberglass Reinforced Plastic | Safe Suction (Euro)
KNOXVILLE STORE INC | 912 HWY 80 E | KNOXVILLE | Crawford | 10001040 | 2 | Ball Float | 2005-04-15 | FALSE | 2005-04-15 | FALSE | Currently in Use | Gas (Historical Use) | 4000 | Tank Jacket | 2005-04-15 |  | Fiberglass Reinforced Plastic | Pressurized
SUGARBEAR | 6333 MARSHALL MILL RD | LIZELLA | Crawford | 9039003 | 2 | Flapper Valve | 1998-09-08 | FALSE | 1998-09-08 | FALSE | Currently in Use | Premium | 6000 | Galvanic (STIP-3) | 1988-01-01 |  |  | Pressurized
SUGAR BEAR II | 4605 BOY SCOUT RD | BYRON | Crawford | 9039018 | 4C | Ball Float | 2015-07-01 | FALSE | 2015-07-01 | FALSE | Currently in Use | Diesel | 4000 | Composite Double Walled | 2015-06-05 |  | Double-Walled Fiberglass | Pressurized
SUGAR BEAR II | 4605 BOY SCOUT RD | BYRON | Crawford | 9039018 | 4A | Ball Float | 2015-07-01 | FALSE | 2015-07-01 | FALSE | Currently in Use | Regular | 12000 | Composite Double Walled | 2015-06-05 |  | Double-Walled Fiberglass | Pressurized
SUGARBEAR | 6333 MARSHALL MILL RD | LIZELLA | Crawford | 9039003 | 3 | Flapper Valve | 1998-09-08 | FALSE | 1998-09-08 | FALSE | Currently in Use | Diesel | 2000 | Galvanic (STIP-3) | 1988-01-01 |  |  | Pressurized
SANDY POINT GRO | 3737 SANDY POINT RD | LIZELLA | Crawford | 9039012 | 1 | Flapper Valve | 1998-11-20 | FALSE | 1998-11-20 | FALSE | Currently in Use | Regular | 6000 | Steel-Impressed Current | 1971-01-01 |  | Steel (Impressed Current) | Safe Suction (Euro)
C F HAYS AND SON | OLD HWY 341 | MUSELLA | Crawford | 9039013 | 4B |  | 1999-04-12 |  | 1999-04-12 |  | Removed from Ground | Diesel | 2000 | Epoxy | 1999-04-12 | 2013-04-03 | Double Walled | Safe Suction (Euro)
C F HAYS AND SON | OLD HWY 341 | MUSELLA | Crawford | 9039013 | 3 | [5 empty] | Removed from Ground | Gas (Historical Use) | 5000 | Bare Steel | 1999-04-05 | 1999-04-05 | Not Marked | Safe Suction (Euro)
KNOXVILLE STORE INC | 912 HWY 80 E | KNOXVILLE | Crawford | 10001040 | 1 | Ball Float | 2005-04-15 | FALSE | 2005-04-15 | FALSE | Currently in Use | Gas (Historical Use) | 8000 | Tank Jacket | 2005-04-15 |  | Double-Walled Fiberglass | Pressurized
Pearson Farm | 5575 ZENITH MILL RD | FORT VALLEY | Crawford | 10000860 | 1 | Flapper Valve | 2000-11-25 | FALSE | 2000-11-25 | FALSE | Currently in Use | Gas (Historical Use) | 10152 | Composite | 2000-11-13 |  | Fiberglass Reinforced Plastic | Safe Suction (Euro)
CRAWFORD COUNTY MAINTENANCE GARAGE | 270 HORTMAN MILL RD | KNOXVILLE | Crawford | 9039001 | 1 | Ball Float | 1991-01-01 | FALSE | 1991-01-01 | FALSE | Currently in Use | Diesel | 10000 | Galvanic (STIP-3) | 1991-01-01 |  | Fiberglass Reinforced Plastic | Pressurized
THE CROSSROADS STORE | 77 MARSHALL MILL RD | FORT VALLEY | Crawford | 10002029 | 3 | Ball Float | 2011-08-02 | FALSE | 2011-08-02 | FALSE | Currently in Use | Diesel | 5000 | Composite Double Walled | 2011-08-02 |  | Double-Walled Fiberglass | Pressurized
C F HAYS AND SON | OLD HWY 341 | MUSELLA | Crawford | 9039013 | 4A |  | 1999-04-12 |  | 1999-04-12 |  | Removed from Ground | Gas (Historical Use) | 4000 | Epoxy | 1999-04-12 | 2013-04-03 | Double Walled | Safe Suction (Euro)
C F HAYS AND SON | OLD HWY 341 | MUSELLA | Crawford | 9039013 | 1 | [5 empty] | Removed from Ground | Gas (Historical Use) | 1000 | Bare Steel | 1998-12-01 | 1998-12-01 | Not Marked | Safe Suction (Euro)
SUGAR BEAR II | 4605 BOY SCOUT RD | BYRON | Crawford | 9039018 | 3 | Flapper Valve | 1998-12-02 |  | 1998-12-02 |  | Removed from Ground | Gas (Historical Use) | 3000 | Steel-Impressed Current | 1987-06-19 | 2015-06-03 | Steel (Impressed Current) | Pressurized
WILFORD | US HWY 80 | ROBERTA | Crawford | 9039020 | 1 | [5 empty] | Removed from Ground | Gas (Historical Use) | 1000 | Bare Steel | 1998-02-09 | 1998-02-09 | Galvanized Steel
DEPARTMENT OF TRANSPORTATION 103 | SR 7 US HWY 341 N | ROBERTA | Crawford | 4390005 | 10350 | [5 empty] | Removed from Ground | Gas (Historical Use) | 1000 | Bare Steel | 1972-02-14 | 1999-11-03 | Galvanized Steel | Safe Suction (Euro)
ROBERTA GULF | CROSSELL ST | ROBERTA | Crawford | 9039006 | 2 | [5 empty] | Removed from Ground | Empty | 1 | Bare Steel | 1998-01-01 | 1998-01-01 | Galvanized Steel | Suction (American)
WILFORD | US HWY 80 | ROBERTA | Crawford | 9039020 | 4 | [5 empty] | Removed from Ground | Kerosene | 250 | Bare Steel | 1998-02-09 | 1998-02-09 | Galvanized Steel
ROBERTA VALERO | 540 E CRUSELLE ST | ROBERTA | Crawford | 10002097 | 2 |  | 2012-03-01 |  | 2012-03-01 |  | Currently in Use | Gas (Historical Use) | 4000 | Composite Double Walled | 2012-02-29 |  | Double-Walled Fiberglass
HESTER'S UNION 76 | US HWY 341 & GA HWY 1 | ROBERTA | Crawford | 4390007 | 3 | [5 empty] | Removed from Ground | Gas (Historical Use) | 2000 | Bare Steel | 1953-12-31 | 1987-08-01 | Galvanized Steel
Wilmers Country Store | 33 North Dugger Ave. US 341 | ROBERTA | Crawford | 9039007 | 2 |  | 1987-06-07 |  | 1987-06-07 |  | Currently in Use | Gas (Historical Use) | 6000 | Cathodically Protected Steel | 1987-06-07 |  | Cathodically Protected | Pressurized
ROBERTA EXCHANGE - PST | EAST AGENCY ST & GA HWY 341 | ROBERTA | Crawford | 9039004 | 1 | [5 empty] | Removed from Ground | Gas (Historical Use) | 2000 | Not Marked/Unknown | 1992-07-15 | 1992-07-15 | Not Marked
BOBS GROCERY | 12 W CRUSSELLE ST | ROBERTA | Crawford | 9039005 | 3 | [5 empty] | Removed from Ground | Gas (Historical Use) | 1 | Bare Steel | 1997-01-01 | 1997-01-01 | Galvanized Steel | Suction (American)
WILFORD | US HWY 80 | ROBERTA | Crawford | 9039020 | 3 | [5 empty] | Removed from Ground | Gas (Historical Use) | 1000 | Bare Steel | 1998-02-09 | 1998-02-09 | Galvanized Steel
FORMER ONEALS SERVICE STATION | 240 NORTH DUGGER AVENUE | ROBERTA | Crawford | 9039008 | 5 |  | 1998-01-05 | TRUE | 2009-01-05 | TRUE | Removed from Ground | Used Oil | 500 | Steel-Impressed Current | 1979-07-01 | 2012-06-18 | Cathodically Protected
RJM FOOD MART | 145 N DUGGAR AVE | ROBERTA | Crawford | 4390004 | 3 |  | 1998-01-01 |  | 1998-01-01 |  | Currently in Use | Gas (Historical Use) | 6000 | Steel-Impressed Current | 1978-03-31 |  | Cathodically Protected | Suction (American)
GAULTNEY GROCERY | 9471 US HWY 80 | ROBERTA | Crawford | 4390009 | 2 |  | 1989-12-10 |  | 1989-12-10 |  | Currently in Use | Gas (Historical Use) | 6000 | Steel-Impressed Current | 1989-12-01 |  | Fiberglass Reinforced Plastic | Safe Suction (Euro)
BOBS GROCERY | 12 W CRUSSELLE ST | ROBERTA | Crawford | 9039005 | 1 | [5 empty] | Removed from Ground | Gas (Historical Use) | 4 | Bare Steel | 1997-01-01 | 1997-01-01 | Galvanized Steel | Suction (American)
Wilmers Country Store | 33 North Dugger Ave. US 341 | ROBERTA | Crawford | 9039007 | 4 |  | 1987-06-07 |  | 1987-06-07 |  | Currently in Use | Diesel | 4000 | Steel-Impressed Current | 1987-06-07 |  | Cathodically Protected | Pressurized
Wilmers Country Store | 33 North Dugger Ave. US 341 | ROBERTA | Crawford | 9039007 | 1 |  | 1987-06-07 |  | 1987-06-07 |  | Currently in Use | Gas (Historical Use) | 6000 | Cathodically Protected Steel | 1987-06-07 |  | Cathodically Protected | Pressurized
FORMER ONEALS SERVICE STATION | 240 NORTH DUGGER AVENUE | ROBERTA | Crawford | 9039008 | RU1 |  | 1999-01-19 |  | 1999-01-19 |  | Removed from Ground | Gas (Historical Use) | 4000 | Steel-Impressed Current | 1979-07-01 | 2012-06-18 | Cathodically Protected | Suction (American)
HORTMANS GROCERY | RTE 1 HWY 128 W | ROBERTA | Crawford | 9039010 | B |  | 1997-12-29 |  | 1997-12-29 |  | Removed from Ground | Gas (Historical Use) | 4000 | Steel-Impressed Current | 1986-06-10 | 2013-10-22 | Cathodically Protected | Pressurized
LINDSEY'S UNION 76 | US HWY 80 | ROBERTA | Crawford | 4390008 | 2 | [5 empty] | Removed from Ground | Gas (Historical Use) | 1000 | Bare Steel | 1968-04-29 | 1998-03-01 | Galvanized Steel
ROBERTA GULF | CROSSELL ST | ROBERTA | Crawford | 9039006 | 3 | [5 empty] | Removed from Ground | Diesel | 1 | Bare Steel | 1998-01-01 | 1998-01-01 | Galvanized Steel | Suction (American)
FORMER ONEALS SERVICE STATION | 240 NORTH DUGGER AVENUE | ROBERTA | Crawford | 9039008 | DIESEL |  | 1999-01-19 |  | 1999-01-19 |  | Removed from Ground | Diesel | 3000 | Steel-Impressed Current | 1979-07-01 | 2012-06-18 | Cathodically Protected | Safe Suction (Euro)
ROBERTA VALERO | 540 E CRUSELLE ST | ROBERTA | Crawford | 10002097 | 3 |  | 2012-03-01 |  | 2012-03-01 |  | Currently in Use | Gas (Historical Use) | 8000 | Composite Double Walled | 2012-02-29 |  | Double-Walled Fiberglass
GA FC/CRAWFORD CO UNIT | GA HWY 42/2 MI EAST | ROBERTA | Crawford | 4390002 | 1 | [5 empty] | Removed from Ground | Gas (Historical Use) | 560 | Bare Steel | 1960-01-01 | 1990-07-01 | Bare Steel
BOBS GROCERY | 12 W CRUSSELLE ST | ROBERTA | Crawford | 9039005 | 5 |  | 1997-02-01 | FALSE | 1997-02-01 | FALSE | Temporarily out of use | Gas (Historical Use) | 8200 | Galvanic (STIP-3) | 1997-02-01 |  | Fiberglass Reinforced Plastic | Pressurized
BOBS GROCERY | 12 W CRUSSELLE ST | ROBERTA | Crawford | 9039005 | 4 |  | 1997-02-01 | FALSE | 1997-02-01 | FALSE | Temporarily out of use | Gas (Historical Use) | 8200 | Galvanic (STIP-3) | 1997-02-01 |  | Fiberglass Reinforced Plastic | Pressurized
ROBERTA EXCHANGE - PST | EAST AGENCY ST & GA HWY 341 | ROBERTA | Crawford | 9039004 | 2 | [5 empty] | Removed from Ground | Gas (Historical Use) | 2000 | Not Marked/Unknown | 1992-07-15 | 1992-07-15 | Not Marked
WILFORD | US HWY 80 | ROBERTA | Crawford | 9039020 | 2 | [5 empty] | Removed from Ground | Gas (Historical Use) | 1000 | Bare Steel | 1998-02-09 | 1998-02-09 | Galvanized Steel
GAULTNEY GROCERY | 9471 US HWY 80 | ROBERTA | Crawford | 4390009 | 1 |  | 1989-12-10 |  | 1989-12-10 |  | Currently in Use | Gas (Historical Use) | 6000 | Steel-Impressed Current | 1989-12-01 |  | Fiberglass Reinforced Plastic | Safe Suction (Euro)
LINDSEY'S UNION 76 | US HWY 80 | ROBERTA | Crawford | 4390008 | 4 | [5 empty] | Removed from Ground | Gas (Historical Use) | 1000 | Bare Steel | 1968-04-29 | 1998-03-01 | Galvanized Steel
LINDSEY'S UNION 76 | US HWY 80 | ROBERTA | Crawford | 4390008 | 1 | [5 empty] | Removed from Ground | Kerosene | 275 | Bare Steel | 1968-04-29 | 1998-03-01 | Galvanized Steel
RJM FOOD MART | 145 N DUGGAR AVE | ROBERTA | Crawford | 4390004 | 1 |  | 1998-01-01 |  | 1998-01-01 |  | Currently in Use | Gas (Historical Use) | 6000 | Steel-Impressed Current | 1978-03-31 |  | Cathodically Protected | Suction (American)
GAULTNEY GROCERY | 9471 US HWY 80 | ROBERTA | Crawford | 4390009 | 5 |  | 1989-12-10 |  | 1989-12-10 |  | Currently in Use | Diesel | 4000 | Steel-Impressed Current | 1989-12-01 |  | Fiberglass Reinforced Plastic | Safe Suction (Euro)
GAULTNEY GROCERY | 9471 US HWY 80 | ROBERTA | Crawford | 4390009 | 4 |  | 1989-12-10 |  | 1989-12-10 |  | Currently in Use | Diesel | 6000 | Steel-Impressed Current | 1989-12-01 |  | Fiberglass Reinforced Plastic | Pressurized
HESTER'S UNION 76 | US HWY 341 & GA HWY 1 | ROBERTA | Crawford | 4390007 | 2 | [5 empty] | Removed from Ground | Gas (Historical Use) | 2000 | Bare Steel | 1953-12-31 | 1987-08-01 | Galvanized Steel
Wilmers Country Store | 33 North Dugger Ave. US 341 | ROBERTA | Crawford | 9039007 | 3 |  | 1987-06-07 |  | 1987-06-07 |  | Currently in Use | Gas (Historical Use) | 6000 | Cathodically Protected Steel | 1987-06-07 |  | Cathodically Protected | Pressurized
ROBERTA VALERO | 540 E CRUSELLE ST | ROBERTA | Crawford | 10002097 | 4 |  | 2012-03-01 |  | 2012-03-01 |  | Currently in Use | Diesel | 10000 | Composite Double Walled | 2012-02-29 |  | Double-Walled Fiberglass
HORNES GROCERY STORE | HWY 341 @ ZENETH MILL RD | ROBERTA | Crawford | 3039000 | 2 | [5 empty] | Removed from Ground | Gas (Historical Use) | 1000 | Not Marked/Unknown | 1993-12-02 | 1993-12-02 | Not Marked
ROBERTA VALERO | 540 E CRUSELLE ST | ROBERTA | Crawford | 10002097 | 1 |  | 2012-03-01 | FALSE | 2012-03-01 | FALSE | Currently in Use | Gas (Historical Use) | 12000 | Composite Double Walled | 2012-02-29 |  | Double-Walled Fiberglass
GAULTNEY GROCERY | 9471 US HWY 80 | ROBERTA | Crawford | 4390009 | 3 |  | 1989-12-12 |  | 1989-12-10 |  | Currently in Use | Gas (Historical Use) | 6000 | Steel-Impressed Current | 1989-12-01 |  | Fiberglass Reinforced Plastic | Safe Suction (Euro)
HESTER'S UNION 76 | US HWY 341 & GA HWY 1 | ROBERTA | Crawford | 4390007 | 1 |  |  | TRUE |  | TRUE | Removed from Ground | Used Oil | 550 | Bare Steel | 1953-12-31 | 1987-08-01 | Galvanized Steel
FORMER ONEALS SERVICE STATION | 240 NORTH DUGGER AVENUE | ROBERTA | Crawford | 9039008 | RU2 |  | 1999-01-19 |  | 1999-01-19 |  | Removed from Ground | Gas (Historical Use) | 4000 | Steel-Impressed Current | 1979-07-01 | 2012-06-18 | Cathodically Protected | Suction (American)
GA FC/CRAWFORD CO UNIT | GA HWY 42/2 MI EAST | ROBERTA | Crawford | 4390002 | 2 | [5 empty] | Removed from Ground | Diesel | 560 | Bare Steel | 1960-01-01 | 1990-07-01 | Bare Steel
RJM FOOD MART | 145 N DUGGAR AVE | ROBERTA | Crawford | 4390004 | 2 |  | 1998-01-01 |  | 1998-01-01 |  | Currently in Use | Gas (Historical Use) | 6000 | Steel-Impressed Current | 1978-03-31 |  | Cathodically Protected | Suction (American)
BOBS GROCERY | 12 W CRUSSELLE ST | ROBERTA | Crawford | 9039005 | 2 | [5 empty] | Removed from Ground | Gas (Historical Use) | 4 | Bare Steel | 1997-01-01 | 1997-01-01 | Galvanized Steel | Suction (American)
FORMER ONEALS SERVICE STATION | 240 NORTH DUGGER AVENUE | ROBERTA | Crawford | 9039008 | RU3 |  | 1999-01-19 |  | 1999-01-19 |  | Removed from Ground | Diesel | 3000 | Steel-Impressed Current | 1979-07-01 | 2012-06-18 | Cathodically Protected | Safe Suction (Euro)
HORTMANS GROCERY | RTE 1 HWY 128 W | ROBERTA | Crawford | 9039010 | A |  | 1997-12-29 |  | 1997-12-29 |  | Removed from Ground | Gas (Historical Use) | 6000 | Steel-Impressed Current | 1986-06-10 | 2013-10-22 | Cathodically Protected | Pressurized
CITY OF ROBERTA | 262 EAST AGENCY ST | ROBERTA | Crawford | 4390006 | 1 | [5 empty] | Removed from Ground | Gas (Historical Use) | 10000 | Bare Steel | 1984-03-21 | 1998-06-02 | Galvanized Steel
LINDSEY'S UNION 76 | US HWY 80 | ROBERTA | Crawford | 4390008 | 3 | [5 empty] | Removed from Ground | Gas (Historical Use) | 1000 | Bare Steel | 1968-04-29 | 1998-03-01 | Galvanized Steel
HORNES GROCERY STORE | HWY 341 @ ZENETH MILL RD | ROBERTA | Crawford | 3039000 | 1 | [5 empty] | Removed from Ground | Gas (Historical Use) | 1000 | Not Marked/Unknown | 1993-12-02 | 1993-12-02 | Not Marked
ROBERTA GULF | CROSSELL ST | ROBERTA | Crawford | 9039006 | 1 | [5 empty] | Removed from Ground | Empty | 1 | Bare Steel | 1998-01-01 | 1998-01-01 | Galvanized Steel | Suction (American)
HORTMANS GROCERY | RTE 1 HWY 128 W | ROBERTA | Crawford | 9039010 | C |  | 1997-12-29 |  | 1997-12-29 |  | Removed from Ground | Diesel | 4000 | Steel-Impressed Current | 1986-06-10 | 2013-10-22 | Cathodically Protected | Suction (American)
CRAWFORD CO | US HWY 341 N | ROBERTA | Crawford | 4390001 | 1 | [5 empty] | Removed from Ground | Gas (Historical Use) | 6500 | Bare Steel | 1980-03-05 | 1993-08-01 | Galvanized Steel
GA FC/CRAWFORD CO UNIT | GA HWY 42/2 MI EAST | ROBERTA | Crawford | 4390002 | 3 |  | 1990-01-01 |  | 1990-01-01 |  | Removed from Ground | Diesel | 1000 | Galvanic (STIP-3) | 1990-01-01 | 2004-01-01 | Cathodically Protected
Pearson Farm | 5575 ZENITH MILL RD | FORT VALLEY | Crawford | 10000860 | 3 | Overfill Alarm | 2020-06-09 | FALSE | 2020-06-04 | FALSE | Currently in Use | Diesel Off Road | 12000 | Tank Jacket Double Walled | 2020-06-02 |  | Double-Walled Fiberglass | Pressurized
THE CROSSROADS STORE | 77 MARSHALL MILL RD | FORT VALLEY | Crawford | 10002029 | 1 | Ball Float | 2011-08-02 | FALSE | 2011-08-02 | FALSE | Currently in Use | Regular | 10000 | Composite Double Walled | 2011-08-02 |  | Double-Walled Fiberglass | Pressurized
Wilmers Country Store | 33 North Dugger Ave. US 341 | ROBERTA | Crawford | 9039007 | 5 |  | 1987-06-07 |  | 1987-06-07 |  | Currently in Use | Diesel | 4000 | Cathodically Protected Steel | 1987-06-07 |  | Cathodically Protected | Pressurized
GA FC/CRAWFORD CO UNIT | GA HWY 42/2 MI EAST | ROBERTA | Crawford | 4390002 | 4 |  | 1990-01-01 |  | 1990-01-01 |  | Removed from Ground | Gas (Historical Use) | 1000 | Galvanic (STIP-3) | 1990-01-01 | 2004-01-01 | Cathodically Protected | Safe Suction (Euro)
HESTER'S UNION 76 | US HWY 341 & GA HWY 1 | ROBERTA | Crawford | 4390007 | 4 | [5 empty] | Removed from Ground | Gas (Historical Use) | 3000 | Bare Steel | 1953-12-31 | 1987-08-01 | Galvanized Steel
CRAWFORD COUNTY MAINTENANCE GARAGE | 270 HORTMAN MILL RD | KNOXVILLE | Crawford | 9039001 | 2 | Ball Float | 1991-01-01 | FALSE | 1991-01-01 | FALSE | Currently in Use | Gas (Historical Use) | 10000 | Galvanic (STIP-3) | 1991-01-01 |  | Fiberglass Reinforced Plastic | Pressurized
DAVE FOOD MART | 416 W 16TH AVE | CORDELE | Crisp | 4400012 | 1 | Flapper Valve | 1998-09-01 | TRUE | 1998-09-01 | FALSE | Temporarily out of use | E-10 | 6000 | Steel-Impressed Current | 1984-02-11 |  | Steel (Impressed Current) | Pressurized
CRISP COUNTY SCHOOL SYSTEM | 103 FIRST ST SOUTH | CORDELE | Crisp | 4400007 | 1 | Flapper Valve | 1997-12-01 | FALSE | 1997-12-01 | FALSE | Currently in Use | Gas (Historical Use) | 10000 | Steel-Impressed Current | 1976-04-14 |  | Fiberglass Reinforced Plastic | Safe Suction (Euro)
GREEN PANTRY | 502 E 16TH AVE | CORDELE | Crisp | 4400014 | 1 | Flapper Valve | 1998-09-01 | FALSE | 1998-09-01 | FALSE | Currently in Use | E-10 | 6000 | Steel-Impressed Current | 1985-02-10 |  | Steel (Impressed Current) | Pressurized
HURT MOTOR CO INC | 205 7TH ST SOUTH | CORDELE | Crisp | 4400022 | 1 | [5 empty] | Removed from Ground | Gas (Historical Use) | 500 | Bare Steel | 1966-02-28 | 1986-12-01 | Unknown
HURT MOTOR CO INC | 205 7TH ST SOUTH | CORDELE | Crisp | 4400022 | 4 | [5 empty] | Removed from Ground | Gas (Historical Use) | 1000 | Cathodically Protected Steel | 1987-01-01 | 1995-08-16 | Galvanized Steel
CORDELE 66 SVC STA | CORNER SEVENTH ST & 16TH AVE | CORDELE | Crisp | 4400024 | 4 | [5 empty] | Removed from Ground | Gas (Historical Use) | 4000 | Bare Steel | 1984-12-21 | 1991-01-01 | Galvanized Steel
QUICK BUYS #125 | 2456 HWY 300 SOUTH | CORDELE | Crisp | 4400013 | 2 | Flapper Valve | 1998-09-01 | FALSE | 1998-09-01 | FALSE | Currently in Use | E-10 | 6000 | Steel-Impressed Current | 1984-02-12 |  | Steel (Impressed Current) | Pressurized
GREEN PANTRY | 502 E 16TH AVE | CORDELE | Crisp | 4400014 | 2 | Flapper Valve | 1998-09-01 | FALSE | 1998-09-01 | FALSE | Currently in Use | E-10 | 6000 | Steel-Impressed Current | 1985-02-10 |  | Steel (Impressed Current) | Pressurized
CORDELE 66 SVC STA | CORNER SEVENTH ST & 16TH AVE | CORDELE | Crisp | 4400024 | 1 | [5 empty] | Removed from Ground | Gas (Historical Use) | 3000 | Bare Steel | 1976-12-21 | 1991-01-01 | Galvanized Steel
E P POWERS | 206 POWERS RD | CORDELE | Crisp | 4400018 | 3 | [5 empty] | Closed in Ground | Gas (Historical Use) | 1000 | Bare Steel | 1966-03-11 | 1998-01-22 | Galvanized Steel | Suction (American)
CORDELE 66 SVC STA | CORNER SEVENTH ST & 16TH AVE | CORDELE | Crisp | 4400024 | 2 | [5 empty] | Removed from Ground | Gas (Historical Use) | 3000 | Bare Steel | 1976-12-21 | 1991-01-01 | Galvanized Steel
E-Z SERVE #4366 | 2001 N SEVENTH ST | CORDELE | Crisp | 4400025 | 5 |  |  | FALSE |  | FALSE | Removed from Ground | Gas (Historical Use) | 1000 | Unknown | 2004-11-22 | 2004-11-22 | Unknown
QUICK BUYS #125 | 2456 HWY 300 SOUTH | CORDELE | Crisp | 4400013 | 1 | Flapper Valve | 1998-09-01 | FALSE | 1998-09-01 | FALSE | Currently in Use | E-10 | 6000 | Steel-Impressed Current | 1984-02-12 |  | Steel (Impressed Current) | Pressurized
DJ'S FOOD MART | 107 CEMETERY ROAD | CORDELE | Crisp | 4400016 | 2 | [5 empty] | Removed from Ground | Gas (Historical Use) | 2000 | Bare Steel | 1980-02-22 | 1998-04-04 | Galvanized Steel
JR FOOD STORE #414 | 301 SEVENTH AVE S | CORDELE | Crisp | 4400026 | 2 | [5 empty] | Closed in Ground | Gas (Historical Use) | 3000 | Bare Steel | 1987-10-01 | 1987-10-01 | Galvanized Steel
PET DAIRY | 112 WEST 21ST AVE | CORDELE | Crisp | 4400033 | 1 | [5 empty] | Closed in Ground | Gas (Historical Use) | 500 | Bare Steel | 1966-03-25 | 1988-01-01 | Bare Steel
CORDELE PUBLIC WORKS | 808 ELEVENTH AVE E | CORDELE | Crisp | 4400038 | 2 | Flapper Valve | 1998-09-01 | FALSE | 1998-09-01 | FALSE | Currently in Use | Diesel | 10000 | Steel-Impressed Current | 1991-05-05 |  | Steel (Impressed Current) | Pressurized
FLINT RIVER FOOD MART | 904 EAST 16TH AVE | CORDELE | Crisp | 4400068 | T3 | [5 empty] | Removed from Ground | Gas (Historical Use) | 6000 | Bare Steel | 1979-05-02 | 1993-06-07 | Galvanized Steel
FLINT RIVER FOOD MART | 904 EAST 16TH AVE | CORDELE | Crisp | 4400068 | 4A | Ball Float | 2007-10-10 | FALSE | 2007-10-10 | FALSE | Currently in Use | E-0 | 8000 | Composite Double Walled | 2007-10-10 |  | Fiberglass Reinforced Plastic | Pressurized
#995 CORDELE | 1701 E 16TH AVE | CORDELE | Crisp | 4400069 | 3 | Ball Float | 1988-01-01 |  | 1988-01-01 |  | Removed from Ground | Gas (Historical Use) | 12000 | Composite Double Walled | 1980-03-04 | 2012-02-09 | Steel (Impressed Current) | Pressurized
DAVE FOOD MART | 416 W 16TH AVE | CORDELE | Crisp | 4400012 | 2 | Flapper Valve | 1998-09-01 | TRUE | 1998-09-01 | FALSE | Temporarily out of use | Premium | 6000 | Steel-Impressed Current | 1984-02-11 |  | Steel (Impressed Current) | Pressurized
DJ'S FOOD MART | 107 CEMETERY ROAD | CORDELE | Crisp | 4400016 | 3 | [5 empty] | Removed from Ground | Gas (Historical Use) | 2000 | Bare Steel | 1980-02-22 | 1998-04-04 | Galvanized Steel
E P POWERS | 206 POWERS RD | CORDELE | Crisp | 4400018 | 4 | [5 empty] | Closed in Ground | Gas (Historical Use) | 1000 | Bare Steel | 1972-03-11 | 1998-01-22 | Galvanized Steel | Suction (American)
E P POWERS | 206 POWERS RD | CORDELE | Crisp | 4400018 | 1 | [5 empty] | Closed in Ground | Gas (Historical Use) | 500 | Bare Steel | 1956-03-11 | 1998-01-22 | Galvanized Steel | Suction (American)
CORDELE 66 SVC STA | CORNER SEVENTH ST & 16TH AVE | CORDELE | Crisp | 4400024 | 3 | [5 empty] | Removed from Ground | Gas (Historical Use) | 3000 | Bare Steel | 1976-12-21 | 1991-01-01 | Galvanized Steel
CORDELE GAS N GO | 1815 SIXTEENTH AVE E | CORDELE | Crisp | 4400029 | 4 |  |  | TRUE | 1998-01-09 | TRUE | Removed from Ground | Used Oil | 1000 | Fiberglass | 1984-03-19 | 2009-09-22 | Fiberglass Reinforced Plastic | Gravity Fed
WATSONS DEAN OIL | 1516 SIXTEENTH AVE E | CORDELE | Crisp | 4400039 | 3 | [5 empty] | Removed from Ground | Gas (Historical Use) | 3000 | Bare Steel | 1974-03-31 | 2002-04-22 | Galvanized Steel | Suction (American)
EXXON #4-6001/WATSON & WATSON | I-75 & US HWY 280 | CORDELE | Crisp | 4400041 | 3 | [5 empty] | Closed in Ground | Gas (Historical Use) | 12000 | Fiberglass | 1983-03-25 | 1993-04-06 | Fiberglass Reinforced Plastic | Pressurized
CORDELE GAS N GO | 1815 SIXTEENTH AVE E | CORDELE | Crisp | 4400029 | 2 | Overfill Alarm | 2009-09-01 | FALSE | 1998-01-09 | FALSE | Currently in Use | E-10 | 10000 | Fiberglass | 1984-03-19 |  | Double-Walled Flex | Pressurized
WATSONS DEAN OIL | 1516 SIXTEENTH AVE E | CORDELE | Crisp | 4400039 | 1 | [5 empty] | Removed from Ground | Gas (Historical Use) | 8000 | Bare Steel | 1971-04-01 | 2002-04-22 | Galvanized Steel | Pressurized
FLINT RIVER FOOD MART | 904 EAST 16TH AVE | CORDELE | Crisp | 4400068 | T1 | [5 empty] | Removed from Ground | Gas (Historical Use) | 6000 | Bare Steel | 1979-05-02 | 1993-06-07 | Galvanized Steel
FLINT RIVER FOOD MART | 904 EAST 16TH AVE | CORDELE | Crisp | 4400068 | 4B | Ball Float | 2007-10-10 | FALSE | 2007-10-10 | FALSE | Currently in Use | Premium | 4000 | Composite Double Walled | 2007-10-10 |  | Fiberglass Reinforced Plastic | Pressurized
S & S FOOD MART 149 | 1702 SOUTH SEVENTH ST | CORDELE | Crisp | 4400011 | 3 | [5 empty] | Removed from Ground | Gas (Historical Use) | 6000 | Bare Steel | 1984-02-11 | 1995-09-15 | Galvanized Steel
CORDELE GAS DEPT | 202 S FIFTEENTH ST | CORDELE | Crisp | 4400020 | 1 | [5 empty] | Removed from Ground | Diesel | 4000 | Bare Steel | 1985-05-05 | 1998-09-01 | Galvanized Steel | Suction (American)
RYDER TS #0505A | 315 MIDWAY RD | CORDELE | Crisp | 4400027 | 3 | [5 empty] | Removed from Ground | Other | 6000 | Bare Steel | 1980-03-19 | 1998-06-01 | Bare Steel | Suction (American)
GA DOT #10458\CRISP CO MAINTMAIN | 1308 GA HWY 257 EAST\EVERETT CIR | CORDELE | Crisp | 4400031 | 10458-4 | [5 empty] | Removed from Ground | Diesel | 550 | Bare Steel | 1971-02-05 | 1993-04-15 | Galvanized Steel
CORDELE PUBLIC WORKS | 808 ELEVENTH AVE E | CORDELE | Crisp | 4400038 | 5 |  | 1998-09-01 |  | 1998-09-01 |  | Removed from Ground | Diesel | 4000 | Cathodically Protected Steel | 1988-05-05 | 1998-09-01 | Cathodically Protected | Suction (American)
CORDELE PUBLIC WORKS | 808 ELEVENTH AVE E | CORDELE | Crisp | 4400038 | 4 |  | 1998-09-01 |  | 1998-09-01 |  | Removed from Ground | Diesel | 10000 | Cathodically Protected Steel | 1993-05-05 | 1998-09-01 | Cathodically Protected | Suction (American)
EXXON #4-6001/WATSON & WATSON | I-75 & US HWY 280 | CORDELE | Crisp | 4400041 | 4 | [5 empty] | Closed in Ground | Diesel | 10000 | Fiberglass | 1983-03-25 | 1993-04-06 | Fiberglass Reinforced Plastic | Pressurized
GREEN PANTRY | 502 E 16TH AVE | CORDELE | Crisp | 4400014 | 3 | Flapper Valve | 1998-09-01 | FALSE | 1998-09-01 | FALSE | Currently in Use | Premium | 6000 | Steel-Impressed Current | 1985-02-10 |  | Steel (Impressed Current) | Pressurized
E-Z SERVE #4366 | 2001 N SEVENTH ST | CORDELE | Crisp | 4400025 | 1 |  | 1998-11-17 |  | 1998-11-17 |  | Removed from Ground | Gas (Historical Use) | 8068 | Steel-Impressed Current | 1980-03-31 | 2001-02-21 | Cathodically Protected | Suction (American)
DOLLY ENTERPRISES INC | 601 E EIGHTH ST | CORDELE | Crisp | 4400063 | 2 | Flapper Valve | 1997-07-15 | FALSE | 1997-07-15 | FALSE | Currently in Use | Premium | 8000 | Steel-Impressed Current | 1972-05-06 |  | Fiberglass Reinforced Plastic | Pressurized
WILLIAMS PITTS OIL CO INC | 517 FARMERS MRKT RD | CORDELE | Crisp | 4400073 | 3 |  | 1996-01-01 |  | 1996-01-01 |  | Removed from Ground | Gas (Historical Use) | 6000 | Steel-Impressed Current | 1961-04-15 | 2006-11-08 | Cathodically Protected | Pressurized
S & S FOOD MART 149 | 1702 SOUTH SEVENTH ST | CORDELE | Crisp | 4400011 | 4 | [5 empty] | Removed from Ground | Other | 4000 | Bare Steel | 1984-02-11 | 1995-09-01 | Galvanized Steel
S & S FOOD MART 149 | 1702 SOUTH SEVENTH ST | CORDELE | Crisp | 4400011 | 5 | Flapper Valve | 1995-11-03 | FALSE | 1995-11-03 | TRUE | Currently in Use | E-10 | 12000 | Epoxy | 1995-10-30 |  | Double-Walled Flex | Pressurized
RYDER TS #0505A | 315 MIDWAY RD | CORDELE | Crisp | 4400027 | 6 | Flapper Valve | 1998-06-01 | FALSE | 1998-06-01 | FALSE | Currently in Use | Diesel | 20000 | Composite Double Walled | 1998-01-01 |  | Double-Walled Fiberglass | Pressurized
GA DOT #10458\CRISP CO MAINTMAIN | 1308 GA HWY 257 EAST\EVERETT CIR | CORDELE | Crisp | 4400031 | 458G1 |  | 1988-12-06 |  | 1988-12-06 |  | Removed from Ground | Gas (Historical Use) | 1020 | Cathodically Protected Steel | 1988-12-06 | 2001-08-20 | Galvanized Steel | Suction (American)
HOBBS GROCERY | 2452 HWY 280 WEST | CORDELE | Crisp | 4400075 | 2 | [5 empty] | Removed from Ground | Gas (Historical Use) | 2000 | Bare Steel | 1966-04-15 | 1995-07-01 | Galvanized Steel
W S WILLIAMS JR INC | 609 12TH AVE WEST | CORDELE | Crisp | 4400083 | 1 | [5 empty] | Removed from Ground | Gas (Historical Use) | 1000 | Bare Steel | 1961-05-07 | 1994-05-25 | Galvanized Steel
E-Z SERVE #4366 | 2001 N SEVENTH ST | CORDELE | Crisp | 4400025 | 2 |  | 1998-11-17 |  | 1998-11-17 |  | Removed from Ground | Gas (Historical Use) | 8068 | Steel-Impressed Current | 1980-03-31 | 2001-02-21 | Cathodically Protected | Suction (American)
RYDER TS #0505A | 315 MIDWAY RD | CORDELE | Crisp | 4400027 | 2 | [5 empty] | Removed from Ground | Diesel | 10000 | Bare Steel | 1980-03-19 | 1998-06-01 | Not Marked
CORDELE FISH HATCHERY | 392 FISH HATCHERY RD | CORDELE | Crisp | 4400034 | 1 | [5 empty] | Removed from Ground | Gas (Historical Use) | 1000 | Bare Steel | 1976-04-14 | 1998-07-27 | Galvanized Steel
CRISP COUNTY POWER COMMISSION | 1611 NORTH SECOND ST | CORDELE | Crisp | 4400040 | 2 | Ball Float | 1991-08-01 | FALSE | 1991-08-01 | FALSE | Currently in Use | E-0 | 10000 | Galvanic (STIP-3) | 1991-08-01 |  | Fiberglass Reinforced Plastic | Pressurized
DOLLY ENTERPRISES INC | 601 E EIGHTH ST | CORDELE | Crisp | 4400063 | 1 | Flapper Valve | 1997-07-15 | FALSE | 1997-07-15 | FALSE | Currently in Use | E-10 | 10000 | Steel-Impressed Current | 1982-05-06 |  | Fiberglass Reinforced Plastic | Pressurized
PERLIS TRUCK TERMINAL | 397 ROCKHOUSE RD E | CORDELE | Crisp | 4400065 | 13 |  | 1992-01-01 | TRUE | 1992-01-01 | TRUE | Removed from Ground | Used Oil | 4000 | Composite | 2003-05-01 | 2018-04-10 | Fiberglass Reinforced Plastic | Suction (American)
PERLIS TRUCK TERMINAL | 397 ROCKHOUSE RD E | CORDELE | Crisp | 4400065 | 4 |  | 1992-01-01 | FALSE | 1992-01-01 | FALSE | Removed from Ground | Gas (Historical Use) | 12000 |  | 1971-05-08 | 2012-01-26 | Fiberglass Reinforced Plastic | Pressurized
PERLIS TRUCK TERMINAL | 397 ROCKHOUSE RD E | CORDELE | Crisp | 4400065 | 7 |  |  | FALSE |  | FALSE | Removed from Ground | Gas (Historical Use) | 4000 | Bare Steel | 1971-05-08 | 2003-01-20
SOUTHEAST FROZEN FOODS | 102 N MIDWAY RD | CORDELE | Crisp | 4400052 | 1 | [5 empty] | Removed from Ground | Diesel | 2000 | Bare Steel | 1980-04-30 | 1997-03-25 | Galvanized Steel
CORDELE GAS N GO | 1815 SIXTEENTH AVE E | CORDELE | Crisp | 4400029 | 3 | Overfill Alarm | 2009-09-01 | FALSE | 1998-01-09 | FALSE | Currently in Use | E-10 | 10000 | Fiberglass | 1984-03-19 |  | Double-Walled Flex | Pressurized
EXXON #4-6001/WATSON & WATSON | I-75 & US HWY 280 | CORDELE | Crisp | 4400041 | 5 |  |  | TRUE |  | TRUE | Closed in Ground | Used Oil | 1000 | Fiberglass | 1983-03-25 | 1993-04-06 | Fiberglass Reinforced Plastic | Pressurized
PERLIS TRUCK TERMINAL | 397 ROCKHOUSE RD E | CORDELE | Crisp | 4400065 | 5 |  | 1992-01-01 | FALSE | 1992-01-01 | FALSE | Removed from Ground | Gas (Historical Use) | 12000 |  | 1971-05-08 | 2012-01-26 | Fiberglass Reinforced Plastic | Pressurized
MASTER TRANSMISSION | SEVENTH ST & FOURTH AVE | CORDELE | Crisp | 4400076 | 2 | [5 empty] | Removed from Ground | Gas (Historical Use) | 3000 | Bare Steel | 1958-04-15 | 1899-12-31 | Galvanized Steel
L&M ENTERPRISES INC | SEEDLING RD | CORDELE | Crisp | 4400060 | 1 | [5 empty] | Removed from Ground | Diesel | 5000 | Bare Steel | 1979-05-01 | 1997-09-23 | Galvanized Steel
E P POWERS | 206 POWERS RD | CORDELE | Crisp | 4400018 | 2 | [5 empty] | Closed in Ground | Gas (Historical Use) | 500 | Bare Steel | 1961-03-11 | 1998-01-22 | Galvanized Steel | Suction (American)
JR FOOD STORE #414 | 301 SEVENTH AVE S | CORDELE | Crisp | 4400026 | 5 | [5 empty] | Closed in Ground | Gas (Historical Use) | 8068 | Bare Steel | 1981-03-31 | 1987-10-01 | Galvanized Steel
CRISP COUNTY POWER COMMISSION | 1611 NORTH SECOND ST | CORDELE | Crisp | 4400040 | 1 | [5 empty] | Removed from Ground | Gas (Historical Use) | 10000 | Bare Steel | 1966-03-25 | 1991-08-02 | Galvanized Steel
CORDELE FOOD MART | 316 EAST 24TH AVE | CORDELE | Crisp | 4400062 | 1 | Flapper Valve | 1997-07-15 | FALSE | 1997-07-15 | FALSE | Currently in Use | E-10 | 10000 | Steel-Impressed Current | 1982-05-06 |  | Steel (Impressed Current) | Pressurized
PERLIS TRUCK TERMINAL | 397 ROCKHOUSE RD E | CORDELE | Crisp | 4400065 | 6 |  | 1992-01-01 | FALSE | 1992-01-01 | FALSE | Removed from Ground | Gas (Historical Use) | 12000 |  | 1971-05-08 | 2012-01-26 | Fiberglass Reinforced Plastic | Pressurized
PERLIS TRUCK TERMINAL | 397 ROCKHOUSE RD E | CORDELE | Crisp | 4400065 | 9 |  |  | FALSE |  | FALSE | Closed in Ground | Diesel | 20000 |  | 1971-05-08 | 2003-01-20
PERLIS TRUCK TERMINAL | 397 ROCKHOUSE RD E | CORDELE | Crisp | 4400065 | 10 |  |  | FALSE |  | FALSE | Closed in Ground | Gas (Historical Use) | 20000 | Steel-Impressed Current | 1971-05-08 | 2003-01-20 |  | Pressurized
HORSESHOE WORKS | I-75 & GA HWY 257 | CORDELE | Crisp | 4400078 | 2 |  | 1997-04-15 |  | 1997-04-15 |  | Removed from Ground | Gas (Historical Use) | 6000 | Steel-Impressed Current | 1969-05-01 | 1899-12-31 | Cathodically Protected | Safe Suction (Euro)
CONTINENTAL GRAIN CO INC | 101 NORTH HARRIS STREET/IND PARK | CORDELE | Crisp | 4400047 | 3 | [5 empty] | Removed from Ground | Gas (Historical Use) | 1000 | Bare Steel | 1979-04-03 | 1899-12-31 | Bare Steel
JR FOOD STORE #414 | 301 SEVENTH AVE S | CORDELE | Crisp | 4400026 | 4 | [5 empty] | Closed in Ground | Gas (Historical Use) | 8068 | Bare Steel | 1981-03-31 | 1987-10-01 | Galvanized Steel
JR FOOD STORE #414 | 301 SEVENTH AVE S | CORDELE | Crisp | 4400026 | 1 | [5 empty] | Closed in Ground | Gas (Historical Use) | 3000 | Bare Steel | 1987-10-01 | 1987-10-01 | Galvanized Steel
GOLD KIST FERTILIZER | 14 TH ST N | CORDELE | Crisp | 4400071 | 1 | [5 empty] | Removed from Ground | Diesel | 5000 | Unknown | 1976-05-01 | 1991-01-01 | Galvanized Steel
WILLIAMS PITTS OIL CO INC | 517 FARMERS MRKT RD | CORDELE | Crisp | 4400073 | 10 |  | 1996-01-01 |  | 1996-01-01 |  | Removed from Ground | Gas (Historical Use) | 15000 | Steel-Impressed Current | 1920-04-15 | 2006-11-09 | Cathodically Protected | Pressurized
TOMKINS INDUSTRIES INC | 210 S HARRIS ST | CORDELE | Crisp | 4400059 | 2 | [5 empty] | Removed from Ground | Hazardous Substance | 6000 | Bare Steel | 1973-04-30 | 1991-11-01 | Bare Steel
JIM'S CROSSROAD GROCERY | US HWY 280 E RT 2 BOX 217 | CORDELE | Crisp | 4400045 | 1 | [5 empty] | Removed from Ground | Gas (Historical Use) | 3000 | Bare Steel | 1976-12-03 | 1998-08-01 | Galvanized Steel
E-Z SERVE #4366 | 2001 N SEVENTH ST | CORDELE | Crisp | 4400025 | 4 |  |  | FALSE |  | FALSE | Removed from Ground | Gas (Historical Use) | 4000 | Unknown | 2004-11-17 | 2004-11-17 | Unknown
JR FOOD STORE #414 | 301 SEVENTH AVE S | CORDELE | Crisp | 4400026 | 3 | [5 empty] | Closed in Ground | Gas (Historical Use) | 3000 | Bare Steel | 1987-10-01 | 1987-10-01 | Galvanized Steel
CORDELE GAS N GO | 1815 SIXTEENTH AVE E | CORDELE | Crisp | 4400029 | 1 | Overfill Alarm | 2009-09-01 | FALSE | 1998-01-09 | FALSE | Currently in Use | Premium | 10000 | Fiberglass | 1984-03-19 |  | Double-Walled Flex | Pressurized
WATSONS DEAN OIL | 1516 SIXTEENTH AVE E | CORDELE | Crisp | 4400039 | 2 | [5 empty] | Removed from Ground | Gas (Historical Use) | 8000 | Bare Steel | 1971-04-01 | 2002-04-22 | Galvanized Steel | Pressurized
FLINT RIVER FOOD MART | 904 EAST 16TH AVE | CORDELE | Crisp | 4400068 | T2 | [5 empty] | Removed from Ground | Gas (Historical Use) | 8000 | Bare Steel | 1979-05-02 | 1993-06-07 | Galvanized Steel
GOLD KIST COMPLEX | 309 SIXTH AVE W | CORDELE | Crisp | 4400067 | 2 | [5 empty] | Removed from Ground | Gas (Historical Use) | 500 | Bare Steel | 1978-05-01 | 1990-09-25 | Galvanized Steel
PERLIS TRUCK TERMINAL | 397 ROCKHOUSE RD E | CORDELE | Crisp | 4400065 | 11 |  |  | TRUE |  | TRUE | Removed from Ground | Used Oil | 10000 | Steel-Impressed Current | 1971-05-08 | 2003-01-20
HORSESHOE WORKS | I-75 & GA HWY 257 | CORDELE | Crisp | 4400078 | 1 |  | 1997-04-15 |  | 1997-04-15 |  | Removed from Ground | Gas (Historical Use) | 6000 | Steel-Impressed Current | 1969-05-01 | 1899-12-31 | Cathodically Protected | Safe Suction (Euro)
CRISP COUNTY HOSPITAL | 906 FIFTH ST N | CORDELE | Crisp | 4400044 | 1 | [5 empty] | Removed from Ground | Diesel | 2000 | Bare Steel | 1977-02-26 | 1899-12-31 | Galvanized Steel
CONTINENTAL GRAIN CO INC | 101 NORTH HARRIS STREET/IND PARK | CORDELE | Crisp | 4400047 | 2 | [5 empty] | Removed from Ground | Diesel | 2000 | Bare Steel | 1974-04-02 | 1899-12-31 | Bare Steel
QUICK BUYS #125 | 2456 HWY 300 SOUTH | CORDELE | Crisp | 4400013 | 4 | Flapper Valve | 1998-09-01 | FALSE | 1998-09-01 | FALSE | Currently in Use | Premium | 5000 | Steel-Impressed Current | 1984-01-01 |  | Steel (Impressed Current) | Pressurized
CRISP COUNTY SCHOOL SYSTEM | 103 FIRST ST SOUTH | CORDELE | Crisp | 4400007 | 2 | Flapper Valve | 1997-12-01 | FALSE | 1997-12-01 | FALSE | Currently in Use | Diesel | 10000 | Steel-Impressed Current | 1983-04-15 |  | Fiberglass Reinforced Plastic | Safe Suction (Euro)
HURT MOTOR CO INC | 205 7TH ST SOUTH | CORDELE | Crisp | 4400022 | 2 | [5 empty] | Removed from Ground | Other | 500 | Bare Steel | 1966-02-28 | 1995-08-16 | Unknown
RYDER TS #0505A | 315 MIDWAY RD | CORDELE | Crisp | 4400027 | 4 |  |  | TRUE |  | TRUE | Removed from Ground | Used Oil | 1000 | Bare Steel | 1980-03-19 | 1998-06-01 | Bare Steel | Gravity Fed
RYDER TS #0505A | 315 MIDWAY RD | CORDELE | Crisp | 4400027 | 5 | [5 empty] | Removed from Ground | Diesel | 10000 | Bare Steel | 1980-01-01 | 1998-06-01 | Not Marked
EXXON #4-6001/WATSON & WATSON | I-75 & US HWY 280 | CORDELE | Crisp | 4400041 | 2 | [5 empty] | Closed in Ground | Gas (Historical Use) | 8000 | Fiberglass | 1983-03-25 | 1993-04-06 | Fiberglass Reinforced Plastic | Pressurized
Nouria 1305 | 402 SEVENTH ST N | CORDELE | Crisp | 4400061 | 4 | Flapper Valve | 1995-03-02 | FALSE | 1995-03-02 | FALSE | Currently in Use | Premium | 6000 | Steel-Impressed Current | 1970-05-05 |  | Fiberglass Reinforced Plastic | Pressurized
PERLIS TRUCK TERMINAL | 397 ROCKHOUSE RD E | CORDELE | Crisp | 4400065 | 2 |  | 1992-01-01 | FALSE | 1992-01-01 | FALSE | Removed from Ground | Diesel | 20000 |  | 1971-05-08 | 2018-03-30 |  | Pressurized
PERLIS TRUCK TERMINAL | 397 ROCKHOUSE RD E | CORDELE | Crisp | 4400065 | 8 |  |  | FALSE |  | FALSE | Closed in Ground | Diesel | 20000 | Bare Steel | 1971-05-08 | 2003-01-20
PERLIS TRUCK TERMINAL | 397 ROCKHOUSE RD E | CORDELE | Crisp | 4400065 | 12 |  |  | TRUE |  | TRUE | Removed from Ground | Used Oil | 10000 | Steel-Impressed Current | 1984-05-07 | 2003-01-20
HOBBS GROCERY | 2452 HWY 280 WEST | CORDELE | Crisp | 4400075 | 3 | [5 empty] | Removed from Ground | Gas (Historical Use) | 1000 | Bare Steel | 1966-04-15 | 1995-07-01 | Galvanized Steel
MASTER TRANSMISSION | SEVENTH ST & FOURTH AVE | CORDELE | Crisp | 4400076 | 4 | [5 empty] | Removed from Ground | Hazardous Substance | 500 | Bare Steel | 1958-04-15 | 1899-12-31 | Galvanized Steel
PERRY BROTHERS OIL CO / BULK PLANT | 302 N MIDWAY RD | CORDELE | Crisp | 4400053 | 4 | Flapper Valve | 1998-09-01 | FALSE | 1998-09-01 | FALSE | Currently in Use | E-0 | 6000 | Steel-Impressed Current | 1984-04-30 |  | Steel (Impressed Current) | Pressurized
GOLD KIST COMPLEX | 309 SIXTH AVE W | CORDELE | Crisp | 4400067 | 1 | [5 empty] | Removed from Ground | Gas (Historical Use) | 500 | Bare Steel | 1972-05-01 | 1990-09-25 | Galvanized Steel
PERLIS TRUCK TERMINAL | 397 ROCKHOUSE RD E | CORDELE | Crisp | 4400065 | 3 |  | 1992-01-01 | FALSE | 1992-01-01 | FALSE | Removed from Ground | Diesel | 12000 | Bare Steel | 1971-05-08 | 2018-03-30 | Fiberglass Reinforced Plastic | Pressurized
WILLIAMS PITTS OIL CO INC | 517 FARMERS MRKT RD | CORDELE | Crisp | 4400073 | 11 |  | 1996-01-01 |  | 1996-01-01 |  | Removed from Ground | Used Oil | 500 | Steel-Impressed Current | 1961-04-15 | 2006-11-08 | Cathodically Protected
TOMKINS INDUSTRIES INC | 210 S HARRIS ST | CORDELE | Crisp | 4400059 | 1 | [5 empty] | Removed from Ground | Diesel | 10000 | Bare Steel | 1973-04-30 | 1999-03-11 | Bare Steel | Safe Suction (Euro)
Nouria 1305 | 402 SEVENTH ST N | CORDELE | Crisp | 4400061 | 2 | Flapper Valve | 1995-03-02 | FALSE | 1995-03-02 | FALSE | Currently in Use | E-10 | 8000 | Steel-Impressed Current | 1970-05-05 |  | Fiberglass Reinforced Plastic | Pressurized
CORDELE FOOD MART | 316 EAST 24TH AVE | CORDELE | Crisp | 4400062 | 2 | Flapper Valve | 1997-07-15 | FALSE | 1997-07-15 | FALSE | Currently in Use | Premium | 8000 | Steel-Impressed Current | 1982-05-06 |  | Steel (Impressed Current) | Pressurized
WILLIAMS PITTS OIL CO INC | 517 FARMERS MRKT RD | CORDELE | Crisp | 4400073 | 1 |  | 1996-01-01 |  | 1996-01-01 |  | Removed from Ground | Gas (Historical Use) | 6000 | Steel-Impressed Current | 1961-04-15 | 2006-11-08 | Cathodically Protected | Pressurized
JIM'S CROSSROAD GROCERY | US HWY 280 E RT 2 BOX 217 | CORDELE | Crisp | 4400045 | 4 | [5 empty] | Removed from Ground | Diesel | 1034 | Bare Steel | 1976-12-03 | 1998-08-01 | Galvanized Steel
CONTINENTAL GRAIN CO INC | 101 NORTH HARRIS STREET/IND PARK | CORDELE | Crisp | 4400047 | 1 | [5 empty] | Permanently Out Of Use | Diesel | 12000 | Bare Steel | 1973-04-02 | 1991-07-11 | Bare Steel
QUICK BUYS #125 | 2456 HWY 300 SOUTH | CORDELE | Crisp | 4400013 | 3 | Flapper Valve | 1998-09-01 | FALSE | 1998-09-01 | FALSE | Currently in Use | Diesel | 3000 | Steel-Impressed Current | 1984-01-01 |  | Steel (Impressed Current) | Pressurized
DJ'S FOOD MART | 107 CEMETERY ROAD | CORDELE | Crisp | 4400016 | 1 | [5 empty] | Removed from Ground | Gas (Historical Use) | 3000 | Bare Steel | 1980-02-22 | 1998-04-04 | Galvanized Steel
Nouria 1305 | 402 SEVENTH ST N | CORDELE | Crisp | 4400061 | 3 | Flapper Valve | 1995-03-02 | FALSE | 1995-03-02 | FALSE | Currently in Use | Diesel | 6000 | Steel-Impressed Current | 1970-05-05 |  | Fiberglass Reinforced Plastic | Pressurized
HOBBS GROCERY | 2452 HWY 280 WEST | CORDELE | Crisp | 4400075 | 4 | [5 empty] | Removed from Ground | Diesel | 1000 | Bare Steel | 1978-04-15 | 1995-07-01 | Galvanized Steel
HOBBS GROCERY | 2452 HWY 280 WEST | CORDELE | Crisp | 4400075 | 1 | [5 empty] | Removed from Ground | Gas (Historical Use) | 2000 | Bare Steel | 1966-04-15 | 1995-07-01 | Galvanized Steel
HOBBS GROCERY | 2452 HWY 280 WEST | CORDELE | Crisp | 4400075 | 7 | Ball Float | 1995-06-28 | FALSE | 1995-06-28 | FALSE | Currently in Use | E-10 | 12000 | Epoxy | 1995-06-23 |  | Double-Walled Flex | Pressurized
MASTER TRANSMISSION | SEVENTH ST & FOURTH AVE | CORDELE | Crisp | 4400076 | 3 | [5 empty] | Removed from Ground | Gas (Historical Use) | 3000 | Bare Steel | 1958-04-15 | 1899-12-31 | Galvanized Steel
S & S FOOD MART 149 | 1702 SOUTH SEVENTH ST | CORDELE | Crisp | 4400011 | 6 | Flapper Valve | 1995-11-03 | FALSE | 1995-11-03 | TRUE | Temporarily out of use | Premium | 8000 | Epoxy | 1995-10-30 |  | Double-Walled Flex | Pressurized
DAVE FOOD MART | 416 W 16TH AVE | CORDELE | Crisp | 4400012 | 3 | Flapper Valve | 1998-09-01 | TRUE | 1998-09-01 | FALSE | Temporarily out of use | E-0 | 6000 | Steel-Impressed Current | 1984-02-11 |  | Steel (Impressed Current) | Pressurized
GA DOT #10458\CRISP CO MAINTMAIN | 1308 GA HWY 257 EAST\EVERETT CIR | CORDELE | Crisp | 4400031 | 10458-2 | [5 empty] | Removed from Ground | Diesel | 550 | Bare Steel | 1980-02-05 | 1993-04-15 | Galvanized Steel
CORDELE PUBLIC WORKS | 808 ELEVENTH AVE E | CORDELE | Crisp | 4400038 | 3 | [5 empty] | Removed from Ground | Gas (Historical Use) | 2000 | Bare Steel | 1998-09-14 | 1998-09-14 | Galvanized Steel | Suction (American)
#995 CORDELE | 1701 E 16TH AVE | CORDELE | Crisp | 4400069 | 2 | Ball Float | 1988-01-01 |  | 1988-01-01 |  | Removed from Ground | Gas (Historical Use) | 12000 | Composite Double Walled | 1980-03-04 | 2012-02-09 | Steel (Impressed Current) | Pressurized
Nouria 1305 | 402 SEVENTH ST N | CORDELE | Crisp | 4400061 | 1 | Flapper Valve | 1995-03-02 | FALSE | 1995-03-02 | FALSE | Currently in Use | E-10 | 8000 | Steel-Impressed Current | 1970-05-05 |  | Fiberglass Reinforced Plastic | Pressurized
DOLLY ENTERPRISES INC | 601 E EIGHTH ST | CORDELE | Crisp | 4400063 | 3 | Flapper Valve | 1997-07-15 | FALSE | 1997-07-15 | FALSE | Currently in Use | Diesel | 4000 | Steel-Impressed Current | 1972-05-06 |  |  | Pressurized
MASTER TRANSMISSION | SEVENTH ST & FOURTH AVE | CORDELE | Crisp | 4400076 | 1 | [5 empty] | Removed from Ground | Gas (Historical Use) | 3000 | Bare Steel | 1958-04-15 | 1899-12-31 | Galvanized Steel
CORDELE FOOD MART | 316 EAST 24TH AVE | CORDELE | Crisp | 4400062 | 3 | Flapper Valve | 1997-07-15 | FALSE | 1997-07-15 | FALSE | Currently in Use | E-0 | 4000 | Steel-Impressed Current | 1982-05-06 |  | Steel (Impressed Current) | Pressurized
WILLIAMS PITTS OIL CO INC | 517 FARMERS MRKT RD | CORDELE | Crisp | 4400073 | 12 |  |  | FALSE |  | FALSE | Removed from Ground | Kerosene | 500 | Unknown | 2006-11-07 | 2006-11-07 | Unknown
PERRY BROTHERS OIL CO / BULK PLANT | 302 N MIDWAY RD | CORDELE | Crisp | 4400053 | 3 | Flapper Valve | 1998-12-20 | FALSE | 1998-12-20 | FALSE | Removed from Ground | Diesel | 10000 | Steel-Impressed Current | 1984-04-30 | 2018-10-29 | Steel (Impressed Current) | Pressurized
GOLDEN PEANUT CO | 801 NORTH NINTH ST | CORDELE | Crisp | 4400043 | 1 | [5 empty] | Removed from Ground | Gas (Historical Use) | 3000 | Bare Steel | 1980-04-25 | 1995-06-06 | Galvanized Steel
JIM'S CROSSROAD GROCERY | US HWY 280 E RT 2 BOX 217 | CORDELE | Crisp | 4400045 | 3 | [5 empty] | Removed from Ground | Gas (Historical Use) | 2000 | Bare Steel | 1976-12-03 | 1998-08-01 | Galvanized Steel
SAM WEST SR | 915 S FIFTEENTH ST | CORDELE | Crisp | 4400050 | 2 | [5 empty] | Removed from Ground | Gas (Historical Use) | 1000 | Bare Steel | 1976-01-01 | 1999-08-27 | Galvanized Steel
HURT MOTOR CO INC | 205 7TH ST SOUTH | CORDELE | Crisp | 4400022 | 3 |  |  | TRUE |  | TRUE | Removed from Ground | Used Oil | 500 | Bare Steel | 1966-02-28 | 1995-08-16 | Unknown
CORDELE PUBLIC WORKS | 808 ELEVENTH AVE E | CORDELE | Crisp | 4400038 | 1 | Flapper Valve | 1998-09-01 | FALSE | 1998-09-01 | FALSE | Currently in Use | E-0 | 15000 | Steel-Impressed Current | 1983-01-01 |  | Steel (Impressed Current) | Pressurized
EXXON #4-6001/WATSON & WATSON | I-75 & US HWY 280 | CORDELE | Crisp | 4400041 | 1 | [5 empty] | Closed in Ground | Gas (Historical Use) | 8000 | Fiberglass | 1983-03-25 | 1993-04-06 | Fiberglass Reinforced Plastic | Pressurized
#995 CORDELE | 1701 E 16TH AVE | CORDELE | Crisp | 4400069 | 4 | Flapper Valve | 1988-01-01 |  | 1988-01-01 |  | Closed in Ground | Gas (Historical Use) | 12000 | Composite Double Walled | 1980-03-04 | 1998-06-01 | Fiberglass Reinforced Plastic | Pressurized
#995 CORDELE | 1701 E 16TH AVE | CORDELE | Crisp | 4400069 | 1 | Ball Float | 1988-01-01 |  | 1988-01-01 |  | Removed from Ground | Gas (Historical Use) | 12000 | Composite Double Walled | 1980-03-04 | 2012-02-09 | Steel (Impressed Current) | Pressurized
PERLIS TRUCK TERMINAL | 397 ROCKHOUSE RD E | CORDELE | Crisp | 4400065 | 1 |  | 1992-01-01 | FALSE | 1992-01-01 | TRUE | Removed from Ground | Diesel | 20000 | Bare Steel | 1971-05-08 | 2018-03-30 |  | Pressurized
PERLIS TRUCK TERMINAL | 397 ROCKHOUSE RD E | CORDELE | Crisp | 4400065 | 14 |  | 2003-05-01 | FALSE | 2003-05-01 | FALSE | Removed from Ground | New Oil | 8000 | Composite | 2003-05-01 | 2018-04-10 | Fiberglass Reinforced Plastic | Suction (American)
HOBBS GROCERY | 2452 HWY 280 WEST | CORDELE | Crisp | 4400075 | 5 | [5 empty] | Removed from Ground | Diesel | 1000 | Bare Steel | 1978-04-15 | 1995-07-01 | Galvanized Steel
ROONEY BOWEN CHEV OLDS | 1204 SEVENTH ST S | CORDELE | Crisp | 4400058 | 1 | [5 empty] | Removed from Ground | Gas (Historical Use) | 1000 | Bare Steel | 1985-04-30 | 1899-12-31 | Galvanized Steel | Suction (American)
WILLIAMS PITTS OIL CO INC | 517 FARMERS MRKT RD | CORDELE | Crisp | 4400073 | 2 |  | 1996-01-01 |  | 1996-01-01 |  | Removed from Ground | Gas (Historical Use) | 6000 | Steel-Impressed Current | 1961-04-15 | 2006-11-08 | Cathodically Protected | Pressurized
PERRY BROTHERS OIL CO / BULK PLANT | 302 N MIDWAY RD | CORDELE | Crisp | 4400053 | 5 | Flapper Valve | 1998-09-01 | FALSE | 1998-09-01 | FALSE | Currently in Use | E-10 | 6000 | Steel-Impressed Current | 1984-04-30 |  | Steel (Impressed Current) | Pressurized
L&M ENTERPRISES INC | SEEDLING RD | CORDELE | Crisp | 4400060 | 2 | [5 empty] | Removed from Ground | Gas (Historical Use) | 1000 | Bare Steel | 1979-05-01 | 1997-09-23 | Galvanized Steel
JIM'S CROSSROAD GROCERY | US HWY 280 E RT 2 BOX 217 | CORDELE | Crisp | 4400045 | 2 | [5 empty] | Removed from Ground | Gas (Historical Use) | 2000 | Bare Steel | 1976-12-03 | 1998-08-01 | Galvanized Steel
WILLIAMS PITTS OIL CO INC | 517 FARMERS MRKT RD | CORDELE | Crisp | 4400073 | 5 |  | 1996-01-01 |  | 1996-01-01 |  | Removed from Ground | Diesel | 8000 | Steel-Impressed Current | 1961-04-15 | 2006-11-07 | Cathodically Protected | Pressurized
WILLIAMS PITTS OIL CO INC | 517 FARMERS MRKT RD | CORDELE | Crisp | 4400073 | 4 |  | 1996-01-01 |  | 1996-01-01 |  | Removed from Ground | Gas (Historical Use) | 6000 | Steel-Impressed Current | 1961-04-15 | 2006-11-08 | Cathodically Protected | Safe Suction (Euro)
WILLIAMS PITTS OIL CO INC | 517 FARMERS MRKT RD | CORDELE | Crisp | 4400073 | 7 |  | 1997-01-01 |  | 1996-01-01 |  | Removed from Ground | Diesel | 14500 | Steel-Impressed Current | 1940-04-15 | 2006-12-18 | Cathodically Protected | Pressurized
PERRY BROTHERS OIL CO / BULK PLANT | 302 N MIDWAY RD | CORDELE | Crisp | 4400053 | 2 | Flapper Valve | 1998-09-01 | FALSE | 1998-09-01 | FALSE | Currently in Use | Diesel Off Road | 10000 | Steel-Impressed Current | 1984-04-30 |  | Steel (Impressed Current) | Pressurized
WILLIAMS PITTS OIL CO INC | 517 FARMERS MRKT RD | CORDELE | Crisp | 4400073 | 6 |  | 1996-01-01 |  | 1996-01-01 |  | Removed from Ground | Gas (Historical Use) | 12000 | Steel-Impressed Current | 1920-04-15 | 2006-12-18 | Cathodically Protected | Pressurized
WILLIAMS PITTS OIL CO INC | 517 FARMERS MRKT RD | CORDELE | Crisp | 4400073 | 9 |  | 1996-01-01 |  | 1996-01-01 |  | Removed from Ground | Gas (Historical Use) | 12000 | Steel-Impressed Current | 1940-04-15 | 2006-12-18 | Cathodically Protected | Pressurized
HORSESHOE WORKS | I-75 & GA HWY 257 | CORDELE | Crisp | 4400078 | 4 |  | 1997-04-15 |  | 1997-04-15 |  | Removed from Ground | Gas (Historical Use) | 2000 | Steel-Impressed Current | 1972-05-01 | 1899-12-31 | Cathodically Protected | Safe Suction (Euro)
WILLIAMS PITTS OIL CO INC | 517 FARMERS MRKT RD | CORDELE | Crisp | 4400073 | 8 |  | 1996-01-01 |  | 1996-01-01 |  | Removed from Ground | Gas (Historical Use) | 15000 | Steel-Impressed Current | 1920-04-15 | 2006-11-09 | Cathodically Protected | Pressurized
TOMKINS INDUSTRIES INC | 210 S HARRIS ST | CORDELE | Crisp | 4400059 | 3 | [5 empty] | Removed from Ground | Hazardous Substance | 7500 | Bare Steel | 1973-04-30 | 1992-05-01 | Bare Steel
PERRY BROTHERS OIL CO / BULK PLANT | 302 N MIDWAY RD | CORDELE | Crisp | 4400053 | 1 | Flapper Valve | 1998-09-01 | FALSE | 1998-09-01 | FALSE | Currently in Use | Diesel | 10000 | Steel-Impressed Current | 1984-04-30 |  | Steel (Impressed Current) | Pressurized
SAM WEST SR | 915 S FIFTEENTH ST | CORDELE | Crisp | 4400050 | 1 | [5 empty] | Removed from Ground | Diesel | 2000 | Bare Steel | 1975-05-01 | 1999-08-27 | Galvanized Steel | Suction (American)
E P POWERS | 206 POWERS RD | CORDELE | Crisp | 4400018 | 5 | [5 empty] | Removed from Ground | Diesel | 2000 | Bare Steel | 1972-03-11 | 1997-11-14 | Galvanized Steel | Suction (American)
E-Z SERVE #4366 | 2001 N SEVENTH ST | CORDELE | Crisp | 4400025 | 3 |  |  | FALSE |  | FALSE | Removed from Ground | Gas (Historical Use) | 5300 | Unknown | 2004-11-17 | 2004-11-17 | Unknown
RYDER TS #0505A | 315 MIDWAY RD | CORDELE | Crisp | 4400027 | 1 | [5 empty] | Removed from Ground | Diesel | 10000 | Bare Steel | 1980-03-19 | 1998-06-01 | Bare Steel | Pressurized
GA DOT #10458\CRISP CO MAINTMAIN | 1308 GA HWY 257 EAST\EVERETT CIR | CORDELE | Crisp | 4400031 | 10458-1 | [5 empty] | Removed from Ground | Gas (Historical Use) | 1000 | Bare Steel | 1971-02-05 | 1899-12-31 | Not Marked
CRISP COUNTY POWER COMMISSION | 1611 NORTH SECOND ST | CORDELE | Crisp | 4400040 | 3 | Ball Float | 1991-08-01 | FALSE | 1991-08-01 | FALSE | Currently in Use | Diesel | 10000 | Galvanic (STIP-3) | 1991-08-01 |  | Fiberglass Reinforced Plastic | Pressurized
HOBBS GROCERY | 2452 HWY 280 WEST | CORDELE | Crisp | 4400075 | 6B | Ball Float | 1995-06-28 | FALSE | 1995-07-01 | FALSE | Currently in Use | Diesel | 4000 | Epoxy | 1995-06-23 |  | Double-Walled Flex | Pressurized
HOBBS GROCERY | 2452 HWY 280 WEST | CORDELE | Crisp | 4400075 | 6A | Ball Float | 1995-06-28 | FALSE | 1995-07-01 | FALSE | Currently in Use | E-0 | 8000 | Epoxy | 1995-06-23 |  | Double-Walled Flex | Pressurized
L&M ENTERPRISES INC | SEEDLING RD | CORDELE | Crisp | 4400060 | 3 | [5 empty] | Removed from Ground | Gas (Historical Use) | 1000 | Bare Steel | 1979-05-01 | 1997-09-23 | Galvanized Steel
Warren Outdoors LLC | 991 W HWY 280 | CORDELE | Crisp | 9040062 | 1 | Flapper Valve | 1998-12-15 | FALSE | 1998-12-15 | FALSE | Currently in Use | E-0 | 5000 | Steel-Impressed Current | 1984-01-01 |  | Steel (Impressed Current) | Safe Suction (Euro)
Warren Outdoors LLC | 991 W HWY 280 | CORDELE | Crisp | 9040062 | 2 | Flapper Valve | 1998-12-15 | FALSE | 1998-12-15 | FALSE | Currently in Use | Diesel | 3000 | Steel-Impressed Current | 1984-01-01 |  | Steel (Impressed Current) | Safe Suction (Euro)
STOP & GO | 2001 HWY 41 N | CORDELE | Crisp | 10000998 | 1C | Overfill Alarm | 2004-12-03 | FALSE | 2004-12-03 | FALSE | Currently in Use | Diesel | 5000 | Composite | 2004-11-30 |  | Fiberglass Reinforced Plastic | Pressurized
STOP & GO | 2001 HWY 41 N | CORDELE | Crisp | 10000998 | 1A | Overfill Alarm | 2004-12-03 | FALSE | 2004-12-03 | FALSE | Currently in Use | E-10 | 10000 | Composite | 2004-11-30 |  | Fiberglass Reinforced Plastic | Pressurized
STOP & GO | 2001 HWY 41 N | CORDELE | Crisp | 10000998 | 1B | Overfill Alarm | 2004-12-03 | FALSE | 2004-12-03 | FALSE | Currently in Use | E-10 | 5000 | Composite | 2004-11-30 |  | Fiberglass Reinforced Plastic | Pressurized
HARDIN FARMS | 122 HARDIN RD | ARABI | Crisp | 9040039 | 1 | [5 empty] | Permanently Out of Use - historical purposes | Diesel | 2000 | Bare Steel |  | 1899-12-31 | Galvanized Steel | Suction (American)
SHIBA FOOD STORE #4 | 4015 BEDGOOD AVE | ARABI | Crisp | 9040019 | 3 |  | 1997-02-08 |  | 1997-02-08 |  | Currently in Use | Gas (Historical Use) | 6000 | Galvanic (STIP-3) | 1986-01-01 |  | Fiberglass Reinforced Plastic | Pressurized
PLANTATION HOUSE SHELL | 452 EAST FIRST ST | ARABI | Crisp | 4400036 | 1 | [5 empty] | Removed from Ground | Gas (Historical Use) | 10000 | Bare Steel | 1966-03-20 | 1994-09-29 | Galvanized Steel
CITGO FOOD MART | 411 E FIRST ST | ARABI | Crisp | 9040018 | 2 | Flapper Valve | 1998-12-09 |  | 1998-12-09 |  | Removed from Ground | Gas (Historical Use) | 10000 | Steel-Impressed Current | 1987-01-01 | 2016-11-01 | Fiberglass Reinforced Plastic | Pressurized
HARDIN FARMS | 122 HARDIN RD | ARABI | Crisp | 9040039 | 2 | [5 empty] | Permanently Out of Use - historical purposes | Diesel | 15000 | Bare Steel |  | 1899-12-31 | Galvanized Steel | Suction (American)
CITGO FOOD MART | 411 E FIRST ST | ARABI | Crisp | 9040018 | 1 | Flapper Valve | 1998-12-09 |  | 1998-12-09 |  | Removed from Ground | Gas (Historical Use) | 8000 | Steel-Impressed Current | 1973-01-01 | 2016-11-01 | Fiberglass Reinforced Plastic | Pressurized
SHIBA FOOD STORE #4 | 4015 BEDGOOD AVE | ARABI | Crisp | 9040019 | 2 |  | 1997-02-08 | FALSE | 1997-02-08 | FALSE | Temporarily out of use | Gas (Historical Use) | 6000 | Galvanic (STIP-3) | 1986-01-01 |  | Fiberglass Reinforced Plastic | Pressurized
CITY OF ARABI | 4190 BEDGOOD AVE | ARABI | Crisp | 4400004 | 2 | [5 empty] | Removed from Ground | Empty | 500 | Bare Steel | 1971-02-22 | 1995-05-29 | Galvanized Steel
ARABI TOBACO MART | 4065 BEDGOOD AVE | ARABI | Crisp | 4400064 | 2 | Flapper Valve | 1998-08-01 | FALSE | 1998-08-01 | FALSE | Currently in Use | E-0 | 6000 | Steel-Impressed Current | 1982-05-06 |  | Steel (Impressed Current) | Pressurized
GRADY BROCK | 1298 BROCK RD | ARABI | Crisp | 9040035 | 2 | [5 empty] | Removed from Ground | Diesel | 3000 | Bare Steel | 1999-01-19 | 1999-01-19 | Galvanized Steel | Suction (American)
PLANTATION HOUSE SHELL | 452 EAST FIRST ST | ARABI | Crisp | 4400036 | 2 | [5 empty] | Removed from Ground | Gas (Historical Use) | 10000 | Bare Steel | 1966-03-20 | 1994-09-29 | Galvanized Steel
PLANTATION HOUSE SHELL | 452 EAST FIRST ST | ARABI | Crisp | 4400036 | 5B | Ball Float | 1994-12-10 | FALSE | 1994-12-10 | FALSE | Currently in Use | E-10 | 5000 | Galvanic (STIP-3) | 1994-12-10 |  | Fiberglass Reinforced Plastic | Pressurized
ARABI SERVICE CENTER | 455 WEST FIRST ST | ARABI | Crisp | 4400074 | 2 |  | 1996-01-01 |  | 1996-01-01 |  | Removed from Ground | Gas (Historical Use) | 6000 | Steel-Impressed Current | 1967-04-16 | 2009-03-31 | Steel (Impressed Current) | Pressurized
CITGO FOOD MART | 411 E FIRST ST | ARABI | Crisp | 9040018 | 6A | Flapper Valve | 2016-12-01 | FALSE | 2016-12-01 | FALSE | Currently in Use | Diesel | 15000 | Composite Double Walled | 2016-12-01 |  | Double-Walled Fiberglass | Pressurized
CITGO FOOD MART | 411 E FIRST ST | ARABI | Crisp | 9040018 | 6B |  | 2016-12-01 | FALSE | 2016-12-01 | FALSE | Currently in Use | Premium | 5000 | Composite Double Walled | 2016-12-01 |  | Double-Walled Fiberglass | Pressurized
CONTAINER CORP OF AMERICA | PO BOX 116 | SEVILLE | Crisp | 4400066 | 1 | [5 empty] | Removed from Ground | Gas (Historical Use) | 1000 | Bare Steel | 1961-04-21 | 1988-06-01 | Galvanized Steel
GULF STATION | FIRST AVE | ARABI | Crisp | 4400035 | 1 | [5 empty] | Removed from Ground | Empty | 10000 | Bare Steel | 1971-03-21 | 1899-12-31 | Galvanized Steel
GULF STATION | FIRST AVE | ARABI | Crisp | 4400035 | 2 | [5 empty] | Removed from Ground | Empty | 10000 | Bare Steel | 1971-03-21 | 1899-12-31 | Galvanized Steel
PLANTATION HOUSE SHELL | 452 EAST FIRST ST | ARABI | Crisp | 4400036 | 4 | Ball Float | 1994-12-10 | FALSE | 1994-12-10 | FALSE | Currently in Use | E-10 | 10000 | Galvanic (STIP-3) | 1994-12-10 |  | Fiberglass Reinforced Plastic | Pressurized
SHIBA FOOD STORE #4 | 4015 BEDGOOD AVE | ARABI | Crisp | 9040019 | 1 | Flapper Valve | 1997-02-08 | FALSE | 1997-02-08 | FALSE | Temporarily out of use | Gas (Historical Use) | 6000 | Galvanic (STIP-3) | 1986-01-01 |  | Fiberglass Reinforced Plastic | Pressurized
PLANTATION HOUSE SHELL | 452 EAST FIRST ST | ARABI | Crisp | 4400036 | 3 | [5 empty] | Removed from Ground | Gas (Historical Use) | 5000 | Bare Steel | 1966-03-20 | 1994-09-29 | Galvanized Steel
CITGO FOOD MART | 411 E FIRST ST | ARABI | Crisp | 9040018 | 5 | Flapper Valve | 2016-12-15 | FALSE | 2016-12-01 | FALSE | Currently in Use | E-10 | 20000 | Composite Double Walled | 2016-12-01 |  | Double-Walled Fiberglass | Pressurized
CITGO FOOD MART | 411 E FIRST ST | ARABI | Crisp | 9040018 | 4 | Flapper Valve | 1998-12-09 |  | 1998-12-09 |  | Closed in Ground | Diesel | 8000 | Steel-Impressed Current | 1973-01-01 | 2016-11-01 | Fiberglass Reinforced Plastic | Pressurized
ROCKHOUSE GROCERY | 320 ROCKHOUSE RD | WENONA | Crisp | 4400089 | 1 |  | 1999-02-20 |  | 1999-02-20 |  | Currently in Use | Gas (Historical Use) | 4000 | Not Marked/Unknown | 1981-02-06 |  | Fiberglass Reinforced Plastic | Pressurized
CITY OF ARABI | 4190 BEDGOOD AVE | ARABI | Crisp | 4400004 | 1 | [5 empty] | Removed from Ground | Empty | 1000 | Bare Steel | 1983-02-22 | 1995-05-29 | Galvanized Steel | Safe Suction (Euro)
GULF STATION | FIRST AVE | ARABI | Crisp | 4400035 | 3 | [5 empty] | Removed from Ground | Empty | 10000 | Bare Steel | 1971-03-21 | 1899-12-31 | Galvanized Steel
ARABI TOBACO MART | 4065 BEDGOOD AVE | ARABI | Crisp | 4400064 | 1 | Flapper Valve | 1998-08-01 | FALSE | 1998-08-01 | FALSE | Currently in Use | E-10 | 10000 | Steel-Impressed Current | 1982-05-06 |  | Steel (Impressed Current) | Pressurized
CITGO FOOD MART | 411 E FIRST ST | ARABI | Crisp | 9040018 | 3 | Flapper Valve | 1998-12-09 |  | 1998-12-09 |  | Removed from Ground | Gas (Historical Use) | 8000 | Steel-Impressed Current | 1973-01-01 | 2016-11-01 | Fiberglass Reinforced Plastic | Pressurized
GRADY BROCK | 1298 BROCK RD | ARABI | Crisp | 9040035 | 1 | [5 empty] | Removed from Ground | Gas (Historical Use) | 2000 | Bare Steel | 1999-01-19 | 1999-01-19 | Galvanized Steel | Suction (American)
CITY OF ARABI | 4110 SECOND AVE | ARABI | Crisp | 9040031 | 1 | [5 empty] | Removed from Ground | Empty | 500 | Not Marked/Unknown | 1995-05-29 | 1995-05-29 | Unknown
MURPHY USA #7923 | 1305 EAST 16TH AVE | CORDELE | Crisp | 10003541 | 2C | Flapper Valve | 2024-08-29 | FALSE | 2024-08-29 | FALSE | Currently in Use | E-0 | 8000 | Fiberglass Double Walled | 2024-05-30 |  | Double-Walled Fiberglass | Pressurized
MURPHY USA #7923 | 1305 EAST 16TH AVE | CORDELE | Crisp | 10003541 | 1 | Flapper Valve | 2024-08-29 | FALSE | 2024-08-29 | FALSE | Currently in Use | E-10 | 25000 | Fiberglass Double Walled | 2024-05-30 |  | Double-Walled Fiberglass | Pressurized
MURPHY USA #7923 | 1305 EAST 16TH AVE | CORDELE | Crisp | 10003541 | 2B | Flapper Valve | 2024-08-29 | FALSE | 2024-08-29 | FALSE | Currently in Use | Diesel | 10000 | Fiberglass Double Walled | 2024-05-30 |  | Double-Walled Fiberglass | Pressurized
MURPHY USA #7923 | 1305 EAST 16TH AVE | CORDELE | Crisp | 10003541 | 2A | Flapper Valve | 2024-08-29 | FALSE |  | FALSE | Currently in Use | Premium | 8000 | Fiberglass Double Walled | 2024-05-30 |  | Double-Walled Fiberglass | Pressurized
ARABI SERVICE CENTER | 455 WEST FIRST ST | ARABI | Crisp | 4400074 | 3 |  | 1996-01-01 |  | 1996-01-01 |  | Removed from Ground | Diesel | 6000 | Steel-Impressed Current | 1967-04-16 | 2009-03-31 | Steel (Impressed Current) | Pressurized
PLANTATION HOUSE SHELL | 452 EAST FIRST ST | ARABI | Crisp | 4400036 | 5A | Ball Float | 1994-12-10 | FALSE | 1994-12-10 | FALSE | Currently in Use | E-10 | 5000 | Galvanic (STIP-3) | 1994-12-10 |  | Fiberglass Reinforced Plastic | Pressurized
ARABI SERVICE CENTER | 455 WEST FIRST ST | ARABI | Crisp | 4400074 | 1 |  | 1996-01-01 |  | 1996-01-01 |  | Removed from Ground | Gas (Historical Use) | 8000 | Steel-Impressed Current | 1967-04-16 | 2009-03-31 | Steel (Impressed Current) | Pressurized
TIM S WORLEY | 831 HAWPOND RD | ARABI | Crisp | 9040033 | 1 | [5 empty] | Removed from Ground | Diesel | 2000 | Bare Steel | 1997-12-01 | 1997-12-01 | Galvanized Steel | Suction (American)
JOHN WORLEY | 244 E 1ST STREET | ARABI | Crisp | 9040034 | 2 | [5 empty] | Removed from Ground | Diesel | 2000 | Bare Steel | 1995-06-06 | 1995-06-07 | Galvanized Steel | Suction (American)
JOHN WORLEY | 244 E 1ST STREET | ARABI | Crisp | 9040034 | 1 | [5 empty] | Removed from Ground | Gas (Historical Use) | 1200 | Bare Steel | 1995-06-06 | 1995-06-07 | Galvanized Steel | Suction (American)
ROCKHOUSE GROCERY | 320 ROCKHOUSE RD | WENONA | Crisp | 4400089 | 2 |  | 1999-02-20 |  | 1999-02-20 |  | Currently in Use | Gas (Historical Use) | 6000 | Not Marked/Unknown | 1981-02-06 |  | Fiberglass Reinforced Plastic | Pressurized
ARABI SERVICE CENTER | 455 WEST FIRST ST | ARABI | Crisp | 4400074 | 4 |  | 1996-01-01 |  | 1996-01-01 |  | Removed from Ground | Used Oil | 500 | Steel-Impressed Current | 1967-04-16 | 2004-04-19 | Cathodically Protected | Safe Suction (Euro)
QUIKTRIP 7076 | 2110 E. 16th AVE | CORDELE | Crisp | 10003432 | 5 | Flapper Valve | 2024-04-18 | FALSE | 2024-04-18 | FALSE | Currently in Use | Premium | 15000 | Fiberglass Double Walled | 2023-08-10 |  | Double-Walled Flex | Pressurized
QUIKTRIP 7076 | 2110 E. 16th AVE | CORDELE | Crisp | 10003432 | 7 | Flapper Valve | 2024-04-18 | FALSE | 2024-04-18 | FALSE | Currently in Use | Diesel | 31000 | Fiberglass Double Walled | 2023-08-01 |  | Double-Walled Flex | Pressurized
QUIKTRIP 7076 | 2110 E. 16th AVE | CORDELE | Crisp | 10003432 | 6 | Flapper Valve | 2024-04-18 | FALSE | 2024-01-31 | FALSE | Currently in Use | Biodiesel | 18000 | Fiberglass Double Walled | 2023-08-10 |  | Double-Walled Flex | Pressurized
QUIKTRIP 7076 | 2110 E. 16th AVE | CORDELE | Crisp | 10003432 | 8 | Flapper Valve | 2024-04-18 | FALSE | 2024-04-18 | FALSE | Currently in Use | Diesel | 31000 | Fiberglass Double Walled | 2023-08-01 |  | Double-Walled Flex | Pressurized
QUIKTRIP 7076 | 2110 E. 16th AVE | CORDELE | Crisp | 10003432 | 9 | Flapper Valve | 2024-04-18 | FALSE | 2024-04-18 | FALSE | Currently in Use | Diesel | 31000 | Fiberglass Double Walled | 2023-08-01 |  | Double-Walled Flex | Pressurized
SPEEDWAY #42394 | 510 GREER ST | CORDELE | Crisp | 10003571 | 1 | Flapper Valve |  | FALSE |  | FALSE | Currently in Use | Regular | 20000 | Fiberglass Double Walled | 2024-07-10 |  | Double-Walled Flex | Pressurized
SPEEDWAY #42394 | 510 GREER ST | CORDELE | Crisp | 10003571 | 4A | Flapper Valve |  | FALSE |  | FALSE | Currently in Use | Diesel On Road | 20000 | Fiberglass Double Walled | 2024-07-10 |  | Double-Walled Flex | Pressurized
SPEEDWAY #42394 | 510 GREER ST | CORDELE | Crisp | 10003571 | 2A | Flapper Valve |  | FALSE |  | FALSE | Currently in Use | Premium | 8000 | Fiberglass Double Walled | 2024-07-10 |  | Double-Walled Flex | Pressurized
SPEEDWAY #42394 | 510 GREER ST | CORDELE | Crisp | 10003571 | 3 | Flapper Valve |  | FALSE |  | FALSE | Currently in Use | Diesel On Road | 20000 | Fiberglass Double Walled | 2024-07-10 |  | Double-Walled Flex | Pressurized
SPEEDWAY #42394 | 510 GREER ST | CORDELE | Crisp | 10003571 | 2B | Flapper Valve |  | FALSE |  | FALSE | Currently in Use | Diesel On Road | 12000 | Fiberglass Double Walled | 2024-07-10 |  | Double-Walled Flex | Pressurized
Love's Travel Stop #801 | 1525 E 8th Ave | Cordele | Crisp | 10003085 | 3 | Flapper Valve | 2020-10-08 | FALSE | 2020-08-20 | FALSE | Currently in Use | Diesel On Road | 30000 | Fiberglass Double Walled | 2020-04-22 |  | Double-Walled Fiberglass | Pressurized
Love's Travel Stop #801 | 1525 E 8th Ave | Cordele | Crisp | 10003085 | 5A | Flapper Valve | 2020-10-08 | FALSE | 2020-08-20 | FALSE | Currently in Use | E-10 | 12000 | Fiberglass Double Walled | 2020-04-22 |  | Double-Walled Fiberglass | Pressurized
Love's Travel Stop #801 | 1525 E 8th Ave | Cordele | Crisp | 10003085 | 1C | Flapper Valve | 2020-10-27 | FALSE | 2020-08-20 | FALSE | Currently in Use | New Oil | 7000 | Fiberglass Double Walled | 2020-04-22 |  | Double-Walled Fiberglass | Pressurized
Love's Travel Stop #801 | 1525 E 8th Ave | Cordele | Crisp | 10003085 | 2D | Flapper Valve | 2020-10-27 | FALSE | 2020-08-20 | FALSE | Currently in Use | New Oil | 3000 | Fiberglass Double Walled | 2020-04-22 |  | Double-Walled Fiberglass | Pressurized
Love's Travel Stop #801 | 1525 E 8th Ave | Cordele | Crisp | 10003085 | 4 | Flapper Valve | 2020-10-08 | FALSE | 2020-08-20 | FALSE | Currently in Use | Diesel On Road | 30000 | Fiberglass Double Walled | 2020-04-22 |  | Double-Walled Fiberglass | Pressurized
Love's Travel Stop #801 | 1525 E 8th Ave | Cordele | Crisp | 10003085 | 7 | Flapper Valve | 2020-10-08 | FALSE | 2020-08-20 | FALSE | Currently in Use | Biodiesel | 20000 | Fiberglass Double Walled | 2020-04-22 |  | Double-Walled Fiberglass | Pressurized
Love's Travel Stop #801 | 1525 E 8th Ave | Cordele | Crisp | 10003085 | 5B | Flapper Valve | 2020-10-08 | FALSE | 2020-08-20 | FALSE | Currently in Use | Premium | 8000 | Fiberglass Double Walled | 2020-04-22 |  | Double-Walled Fiberglass | Pressurized
Love's Travel Stop #801 | 1525 E 8th Ave | Cordele | Crisp | 10003085 | 6 | Flapper Valve | 2020-10-08 | FALSE | 2020-08-20 | FALSE | Currently in Use | E-10 | 20000 | Fiberglass Double Walled | 2020-04-22 |  | Double-Walled Fiberglass | Pressurized
Love's Travel Stop #801 | 1525 E 8th Ave | Cordele | Crisp | 10003085 | 1B | Flapper Valve | 2020-10-27 | FALSE | 2020-08-20 | FALSE | Currently in Use | New Oil | 8000 | Fiberglass Double Walled | 2020-04-22 |  | Double-Walled Fiberglass | Pressurized
Love's Travel Stop #801 | 1525 E 8th Ave | Cordele | Crisp | 10003085 | 2A | Flapper Valve | 2020-10-27 | FALSE | 2020-08-20 | FALSE | Currently in Use | New Oil | 3000 | Fiberglass Double Walled | 2020-04-22 |  | Double-Walled Fiberglass | Pressurized
Love's Travel Stop #801 | 1525 E 8th Ave | Cordele | Crisp | 10003085 | 1A | Flapper Valve | 2020-10-27 | FALSE | 2020-08-20 | FALSE | Currently in Use | New Oil | 3000 | Fiberglass Double Walled | 2020-04-22 |  | Double-Walled Fiberglass | Pressurized
Love's Travel Stop #801 | 1525 E 8th Ave | Cordele | Crisp | 10003085 | 2C | Flapper Valve | 2020-10-27 | FALSE | 2020-08-20 | FALSE | Currently in Use | New Oil | 3000 | Fiberglass Double Walled | 2020-04-22 |  | Double-Walled Fiberglass | Pressurized
Love's Travel Stop #801 | 1525 E 8th Ave | Cordele | Crisp | 10003085 | 2B | Flapper Valve | 2020-10-27 | FALSE | 2020-08-20 | FALSE | Currently in Use | New Oil | 8000 | Fiberglass Double Walled | 2020-04-22 |  | Double-Walled Fiberglass | Pressurized
CORDELE PECAN HOUSE INC | I-75 & GA HWY 257 | CORDELE | Crisp | 400098 | 1 |  | 1992-02-18 |  | 1992-02-18 |  | Removed from Ground | Gas (Historical Use) | 6000 | Steel-Impressed Current | 1986-05-08 | 2006-11-06 | Cathodically Protected | Pressurized
CRISP COUNTY PUBLIC WORKS | 125 EDDIE ROAD | CORDELE | Crisp | 9040067 | 2 | Overfill Alarm | 1997-06-20 | FALSE | 1997-06-20 | FALSE | Currently in Use | Diesel | 10000 | Composite | 1997-06-20 |  | Double-Walled Fiberglass | Pressurized
CROSSROAD STORE | 4371 HWY 280 E | CORDELE | Crisp | 9040064 | 1 | Flapper Valve | 1998-07-13 |  | 1998-07-13 |  | Removed from Ground | Gas (Historical Use) | 2000 | Composite | 1998-07-10 | 2013-08-05 | Fiberglass Reinforced Plastic | Safe Suction (Euro)
PERLIS PROPERTY SW QUADRANT | EXIT 31 I-75 ROCKHOUSE ROAD | CORDELE | Crisp | 9040065 | 2 | [5 empty] | Currently in Use | Gas (Historical Use) | 10000 | Not Marked/Unknown |  |  | Not Marked
PETRO SOUTH | HWY 280 & PECON STREET | CORDELE | Crisp | 9040057 | 3 | [5 empty] | Removed from Ground | Gas (Historical Use) | 6000 | Not Marked/Unknown |  | 1899-12-31 | Not Marked
EZ STOP FOOD MART | 501 EAST 16TH AVE | CORDELE | Crisp | 400102 | 3 | [5 empty] | Removed from Ground | Gas (Historical Use) | 3000 | Bare Steel | 1974-05-11 | 1994-05-24 | Galvanized Steel | Safe Suction (Euro)
SONOCO | 1808 E 16TH AVE | CORDELE | Crisp | 9040069 | 1 | Flapper Valve | 2002-01-15 | FALSE | 2002-01-15 | TRUE | Currently in Use | E-10 | 12000 | Composite | 2002-01-15 |  | Fiberglass Reinforced Plastic | Pressurized
COUNTRY STORE | 1335 GA HWY 257 N | CORDELE | Crisp | 9040041 | 4 | Flapper Valve | 2022-06-17 | FALSE | 2022-06-17 | FALSE | Currently in Use | E-10 | 12000 | Composite Double Walled | 2022-05-10 |  | Flex | Pressurized
CORDELE PARTS SUPPLY INC | 108 23RD AVENUE WEST | CORDELE | Crisp | 9040044 | 2 |  |  | TRUE |  | TRUE | Removed from Ground | Used Oil | 550 | Marked Unknown | 1995-08-18 | 1995-08-18 | Unknown
EZ STOP FOOD MART | 501 EAST 16TH AVE | CORDELE | Crisp | 400102 | 6 | Overfill Alarm | 2000-06-30 | FALSE | 2000-06-30 | FALSE | Currently in Use | Premium | 6000 | Galvanic (STIP-3) | 2005-11-14 |  | Fiberglass Reinforced Plastic | Pressurized
GRIFFIN LUMBER CO | 1605 DRAYTON RD | CORDELE | Crisp | 400110 | 2 | [5 empty] | Removed from Ground | Diesel | 1000 | Cathodically Protected Steel | 1998-12-02 | 1998-12-02 | Not Marked
SONOCO | 1808 E 16TH AVE | CORDELE | Crisp | 9040069 | 2A | Flapper Valve | 2002-01-15 | FALSE | 2002-01-15 | TRUE | Currently in Use | Premium | 8000 | Composite | 2002-01-15 |  | Fiberglass Reinforced Plastic | Pressurized
CORDELE POLICE DEPT | 501 N 7TH STREET | CORDELE | Crisp | 9040061 | 1 | [5 empty] | Removed from Ground | Gas (Historical Use) | 10000 | Not Marked/Unknown | 1976-01-01 | 1998-09-01 | Galvanized Steel | Suction (American)
COUNTRY STORE | 1335 GA HWY 257 N | CORDELE | Crisp | 9040041 | 3 | Flapper Valve | 1998-09-01 | FALSE | 1998-09-01 | FALSE | Currently in Use | Diesel | 2000 | Steel-Impressed Current | 1998-09-01 | 2009-06-26 | Double-Walled Flex | Pressurized
WATSON FOOD STORE | 2105 SIXTEENTH AVE E | CORDELE | Crisp | 9040042 | 2 | Flapper Valve | 1996-04-01 | FALSE | 1996-04-01 | FALSE | Currently in Use | Premium | 6000 | Galvanic (STIP-3) | 1987-03-10 |  | Fiberglass Reinforced Plastic | Pressurized
J & L WELDING | 1179 - 280 WEST | CORDELE | Crisp | 9040058 | 1 | [5 empty] | Removed from Ground | Diesel | 2000 | Not Marked/Unknown | 1984-01-01 | 1996-01-01 | Not Marked
CORDELE CONCRETE PRODUCTS CO | 131 NINTH AVE W | CORDELE | Crisp | 400101 | 3 | [5 empty] | Closed in Ground | Diesel | 1000 | Cathodically Protected Steel | 1987-01-01 | 1998-09-04 | Galvanized Steel | Safe Suction (Euro)
Farmers Food | 2002 US 41 N | CORDELE | Crisp | 9040066 | 1B | Ball Float | 1998-02-19 | FALSE | 1998-02-19 | FALSE | Currently in Use | E-10 | 6000 | Fiberglass Double Walled | 2014-06-23 |  | Double-Walled Flex | Pressurized
CRISP COUNTY PUBLIC WORKS | 125 EDDIE ROAD | CORDELE | Crisp | 9040067 | 1 | Overfill Alarm | 1997-06-20 | FALSE | 1997-06-20 | FALSE | Currently in Use | E-0 | 10000 | Composite | 1997-06-20 |  | Double-Walled Fiberglass | Pressurized
ANTIQUE MALL/PERLIS REALTY PROPE | 400 BLOCK OF ROCKHOUSE RD | CORDELE | Crisp | 9040063 | 5 | [5 empty] | Removed from Ground | Gas (Historical Use) | 0 | Not Marked/Unknown | 1998-03-01 | 1998-03-01 | Not Marked
PEPSI-COLA CO | INDUSTRIAL BLVD | CORDELE | Crisp | 400099 | 1 | [5 empty] | Removed from Ground | Other | 1 | Bare Steel | 1980-05-17 | 1899-12-31 | Galvanized Steel
NORFOLK SOUTHERN | 200 THIRTEENTH AVENUE WEST | CORDELE | Crisp | 9040059 | 1 | [5 empty] | Removed from Ground | Gas (Historical Use) | 500 | Not Marked/Unknown | 1996-04-16 | 1996-04-16 | Not Marked
DISCOUNT TOBACCO | 902 W SIXTEENTH AVE | CORDELE | Crisp | 9040010 | 5 | [5 empty] | Closed in Ground | Other | 550 | Not Marked/Unknown | 1997-09-03 | 1997-09-03 | Not Marked
PILOT TRAVELCENTERS #416 | 2201 EAST 16TH AVE | CORDELE | Crisp | 9040025 | 9 | Flapper Valve | 1998-03-27 | FALSE | 1998-03-27 | FALSE | Currently in Use | Premium | 20000 | Fiberglass Double Walled | 1997-11-01 |  | Double-Walled Flex | Pressurized
PILOT TRAVELCENTERS #416 | 2201 EAST 16TH AVE | CORDELE | Crisp | 9040025 | 8 | Flapper Valve | 1998-03-27 | FALSE | 1998-03-27 | FALSE | Currently in Use | E-10 | 20000 | Fiberglass Double Walled | 1997-11-01 |  | Double-Walled Flex | Pressurized
CORDELE BP | 2009 SIXTEENTH AVE E | CORDELE | Crisp | 9040032 | 2 | Flapper Valve | 1995-01-01 | FALSE | 1995-01-01 | FALSE | Removed from Ground | Gas (Historical Use) | 8000 | Fiberglass | 1983-03-15 | 2018-05-08 | Fiberglass Reinforced Plastic | Pressurized
PACECAR EXPRESS | 1814 E 16TH AVE | CORDELE | Crisp | 9000499 | 9 | Overfill Alarm | 1997-10-22 | FALSE | 1987-11-01 | FALSE | Currently in Use | Premium | 10000 | Galvanic (STIP-3) | 1986-01-01 |  | Fiberglass Reinforced Plastic | Pressurized
PACECAR EXPRESS | 1814 E 16TH AVE | CORDELE | Crisp | 9000499 | 2 | [5 empty] | Removed from Ground | Gas (Historical Use) | 4000 | Bare Steel | 1966-04-28 | 1987-11-01 | Galvanized Steel
PACECAR EXPRESS | 1814 E 16TH AVE | CORDELE | Crisp | 9000499 | 8 |  |  | TRUE |  | TRUE | Removed from Ground | Used Oil | 550 | Bare Steel | 1989-11-15 | 1989-11-15 | Galvanized Steel
Circle K 2745064 | 1711 E 16TH ST | CORDELE | Crisp | 10002148 | 5 | Flapper Valve |  | FALSE |  | FALSE | Currently in Use | Diesel | 20000 | Fiberglass Double Walled | 2021-05-06 |  | Double-Walled Fiberglass | Pressurized
ANTIQUE MALL/PERLIS REALTY PROPE | 400 BLOCK OF ROCKHOUSE RD | CORDELE | Crisp | 9040063 | 3 | [5 empty] | Removed from Ground | Gas (Historical Use) | 0 | Not Marked/Unknown | 1998-03-01 | 1998-03-01 | Not Marked
RIVER BEND GROCERY (FORMER) | CONEY RD AND HWY 300 | CORDELE | Crisp | 9040043 | 1 | [5 empty] | Removed from Ground | Empty | 500 | Marked Unknown | 1995-08-11 | 1995-08-11 | Galvanized Steel | Safe Suction (Euro)
SINDHU FOOD STORE | 1024 D EAST 16TH AVE | CORDELE | Crisp | 9040051 | 1 | [5 empty] | Removed from Ground | Gas (Historical Use) | 8000 | Not Marked/Unknown | 1998-11-05 | 1998-11-05 | Not Marked
NORFOLK SOUTHERN | 200 THIRTEENTH AVENUE WEST | CORDELE | Crisp | 9040059 | 2 | [5 empty] | Removed from Ground | Gas (Historical Use) | 500 | Not Marked/Unknown | 1996-04-16 | 1996-04-16 | Not Marked
CORDELE STEEL CO | US HWY 41 N | CORDELE | Crisp | 9040017 | 1 | [5 empty] | Removed from Ground | Gas (Historical Use) | 500 | Bare Steel | 1968-01-01 | 1988-01-01 | Bare Steel
PACECAR EXPRESS | 1814 E 16TH AVE | CORDELE | Crisp | 9000499 | 5 | [5 empty] | Removed from Ground | Gas (Historical Use) | 4000 | Bare Steel | 1964-04-28 | 1987-11-01 | Galvanized Steel
EZ STOP FOOD MART | 501 EAST 16TH AVE | CORDELE | Crisp | 400102 | 1 | [5 empty] | Removed from Ground | Gas (Historical Use) | 3000 | Bare Steel | 1974-05-11 | 1994-05-24 | Galvanized Steel | Safe Suction (Euro)
WHEELER PLACE | DRAYTON RD | CORDELE | Crisp | 9040045 | 2 | [5 empty] | Removed from Ground | Diesel | 5500 | Bare Steel | 1998-09-01 | 1998-09-01 | Bare Steel | Suction (American)
WATSON FOOD STORE | 2105 SIXTEENTH AVE E | CORDELE | Crisp | 9040042 | 3 | Flapper Valve | 1993-04-01 | FALSE | 1993-04-01 | FALSE | Currently in Use | E-10 | 6000 | Galvanic (STIP-3) | 1987-03-10 |  | Fiberglass Reinforced Plastic | Pressurized
SMITH'S STORE | 336 HOTLEY RD | CORDELE | Crisp | 9040052 | 3 | [5 empty] | Removed from Ground | Gas (Historical Use) | 500 | Marked Unknown | 1995-12-27 | 1995-12-27 | Unknown
STRIPLINGS GENERAL STORE #2 | 2470 US HWY 280 W | CORDELE | Crisp | 9040060 | 1 | Overfill Alarm | 1996-01-01 | FALSE | 1996-01-01 | FALSE | Currently in Use | E-10 | 10000 | Composite | 1996-01-01 |  | Double-Walled Fiberglass | Pressurized
JAMES RIVERS INC | 910 20TH AVE EAST | CORDELE | Crisp | 9040030 | 6 | [5 empty] | Removed from Ground | Gas (Historical Use) | 10000 | Bare Steel | 1980-05-15 | 1995-07-26 | Galvanized Steel | Pressurized
STRIPLING'S GENERAL STORE | 2289 HWY 300 S | CORDELE | Crisp | 10001237 | 2 | Overfill Alarm | 2006-09-22 | FALSE | 2006-09-22 | FALSE | Currently in Use | E-10 | 15000 | Composite | 2006-09-22 |  | Fiberglass Reinforced Plastic | Pressurized
MIKE FRASERS AUTO REPAIR INC | 209 E 9TH AVE | CORDELE | Crisp | 400100 | 2 | [5 empty] | Removed from Ground | Gas (Historical Use) | 500 | Bare Steel | 1971-06-17 | 1989-12-01 | Unknown
JOES FOOD MART | 1920 HWY 41 NORTH | CORDELE | Crisp | 9040068 | 1A | Flapper Valve | 1999-04-01 |  | 1999-04-01 |  | Temporarily out of use | Gas (Historical Use) | 2000 | Composite | 1999-04-01 |  | Fiberglass Reinforced Plastic | Safe Suction (Euro)
ANTIQUE MALL/PERLIS REALTY PROPE | 400 BLOCK OF ROCKHOUSE RD | CORDELE | Crisp | 9040063 | 2 | [5 empty] | Removed from Ground | Gas (Historical Use) | 0 | Not Marked/Unknown | 1998-03-01 | 1998-03-01 | Not Marked
PERLIS PROPERTY SW QUADRANT | EXIT 31 I-75 ROCKHOUSE ROAD | CORDELE | Crisp | 9040065 | 4A | [5 empty] | Currently in Use | Diesel | 10000 | Not Marked/Unknown |  |  | Not Marked
PERLIS PROPERTY SW QUADRANT | EXIT 31 I-75 ROCKHOUSE ROAD | CORDELE | Crisp | 9040065 | 3 | [5 empty] | Currently in Use | Gas (Historical Use) | 10000 | Not Marked/Unknown |  |  | Not Marked
WHEELER PLACE | DRAYTON RD | CORDELE | Crisp | 9040045 | 1 |  |  | FALSE |  | FALSE | Removed from Ground | Diesel | 8000 | Unknown | 1999-02-04 | 1999-02-04 | Unknown
B&W FARM CENTER INC | 1506 S 6TH STREET | CORDELE | Crisp | 9040056 | 1 | [5 empty] | Removed from Ground | Gas (Historical Use) | 1000 | Marked Unknown | 1987-01-01 | 1987-01-01 | Unknown
PETRO SOUTH | HWY 280 & PECON STREET | CORDELE | Crisp | 9040057 | 2 | [5 empty] | Removed from Ground | Gas (Historical Use) | 6000 | Not Marked/Unknown |  | 1899-12-31 | Not Marked
PEPSI COLA | 2302 NINTH AVE EAST | CORDELE | Crisp | 9040007 | 1 |  |  | TRUE |  | TRUE | Removed from Ground | Used Oil | 450 | Bare Steel | 1997-04-01 | 1997-04-01 | Unknown
GA VETERANS MAINT FACILITY | 2459 -A HWY 280 | CORDELE | Crisp | 9040023 | 1 | [5 empty] | Removed from Ground | Gas (Historical Use) | 2000 | Bare Steel | 1963-01-01 | 1999-10-21 | Galvanized Steel | Suction (American)
PASSPORT INN | 1602 16TH AVE EAST | CORDELE | Crisp | 9040026 | 2 | [5 empty] | Removed from Ground | Gas (Historical Use) | 5000 | Not Marked/Unknown | 1994-01-31 | 1994-01-31 | Not Marked
Circle K 2745064 | 1711 E 16TH ST | CORDELE | Crisp | 10002148 | 4 | Flapper Valve | 2012-08-21 | FALSE | 2012-08-21 | FALSE | Currently in Use | Diesel | 8000 | Composite Double Walled | 2012-08-21 |  | Double-Walled Flex | Pressurized
CULPEPPER SERVICE STATION | 415 SIXTH AVE W | CORDELE | Crisp | 4400090 | 3 | [5 empty] | Removed from Ground | Diesel | 1000 | Bare Steel | 1984-05-06 | 1998-12-15 | Galvanized Steel | Pressurized
CORDELE CONCRETE PRODUCTS CO | 131 NINTH AVE W | CORDELE | Crisp | 400101 | 1 | [5 empty] | Closed in Ground | Gas (Historical Use) | 1000 | Bare Steel | 1971-05-12 | 1998-09-04 | Galvanized Steel | Safe Suction (Euro)
CHARLES BAGWELL | 165 HAWPOND CORNER | CORDELE | Crisp | 9040040 | 1AST | [5 empty] | Currently in Use | Diesel | 10000 | Bare Steel |  |  | Galvanized Steel | Suction (American)
SINDHU FOOD STORE | 1024 D EAST 16TH AVE | CORDELE | Crisp | 9040051 | 2 | [5 empty] | Removed from Ground | Gas (Historical Use) | 8000 | Not Marked/Unknown | 1998-11-05 | 1998-11-05 | Not Marked
SMITH'S STORE | 336 HOTLEY RD | CORDELE | Crisp | 9040052 | 4 | [5 empty] | Removed from Ground | Gas (Historical Use) | 500 | Marked Unknown | 1995-12-27 | 1995-12-27 | Unknown
PILOT TRAVELCENTERS #416 | 2201 EAST 16TH AVE | CORDELE | Crisp | 9040025 | 7 | Flapper Valve | 1998-03-27 | FALSE | 1998-03-27 | FALSE | Currently in Use | Diesel | 20000 | Fiberglass Double Walled | 1997-11-01 |  | Fiberglass Reinforced Plastic | Pressurized
PILOT TRAVELCENTERS #416 | 2201 EAST 16TH AVE | CORDELE | Crisp | 9040025 | 5 | Flapper Valve | 1998-03-27 | FALSE | 1998-03-27 | FALSE | Currently in Use | Diesel | 20000 | Fiberglass Double Walled | 1997-11-01 |  | Fiberglass Reinforced Plastic | Pressurized
PILOT TRAVELCENTERS #416 | 2201 EAST 16TH AVE | CORDELE | Crisp | 9040025 | 4 | [5 empty] | Removed from Ground | Diesel | 15000 | Marked Unknown | 1992-08-15 | 1992-08-15 | Unknown
JAMES RIVERS INC | 910 20TH AVE EAST | CORDELE | Crisp | 9040030 | 4 | [5 empty] | Removed from Ground | Gas (Historical Use) | 10000 | Bare Steel | 1980-05-15 | 1995-07-26 | Galvanized Steel | Pressurized
CORDELE BP | 2009 SIXTEENTH AVE E | CORDELE | Crisp | 9040032 | 1 | Flapper Valve | 1995-01-01 | FALSE | 1995-01-01 | FALSE | Removed from Ground | Gas (Historical Use) | 12000 | Fiberglass | 1983-03-15 | 2018-05-09 | Fiberglass Reinforced Plastic | Pressurized
CORDELE PECAN HOUSE INC | I-75 & GA HWY 257 | CORDELE | Crisp | 400098 | 2 |  | 1992-02-18 |  | 1992-02-18 |  | Removed from Ground | Gas (Historical Use) | 6000 | Steel-Impressed Current | 1986-05-08 | 2006-11-06 | Cathodically Protected | Pressurized
MIKE FRASERS AUTO REPAIR INC | 209 E 9TH AVE | CORDELE | Crisp | 400100 | 1 | [5 empty] | Removed from Ground | Gas (Historical Use) | 1000 | Bare Steel | 1982-06-14 | 1996-07-30 | Unknown
JOES FOOD MART | 1920 HWY 41 NORTH | CORDELE | Crisp | 9040068 | 1B | Flapper Valve | 1999-04-01 |  | 1999-04-01 |  | Temporarily out of use | Gas (Historical Use) | 1000 | Composite | 1999-04-01 |  | Fiberglass Reinforced Plastic | Safe Suction (Euro)
PERLIS PROPERTY SW QUADRANT | EXIT 31 I-75 ROCKHOUSE ROAD | CORDELE | Crisp | 9040065 | 1 | [5 empty] | Currently in Use | Gas (Historical Use) | 10000 | Not Marked/Unknown |  |  | Not Marked
SMITH'S STORE | 336 HOTLEY RD | CORDELE | Crisp | 9040052 | 2 | [5 empty] | Removed from Ground | Gas (Historical Use) | 1000 | Marked Unknown | 1995-12-27 | 1995-12-27 | Unknown
DISCOUNT TOBACCO | 902 W SIXTEENTH AVE | CORDELE | Crisp | 9040010 | 4 | [5 empty] | Closed in Ground | Other | 550 | Not Marked/Unknown | 1997-09-03 | 1997-09-03 | Not Marked
DISCOUNT TOBACCO | 902 W SIXTEENTH AVE | CORDELE | Crisp | 9040010 | 1 | [5 empty] | Removed from Ground | Gas (Historical Use) | 6000 | Bare Steel | 1958-01-01 | 1997-09-03 | Galvanized Steel | Suction (American)
SALT LICK SAUSAGE COMPANY | 2346 GA HWY 300 S | CORDELE | Crisp | 9040027 | 2 | Flapper Valve | 1991-02-01 | FALSE | 1991-02-01 | FALSE | Currently in Use | Premium | 6000 | Galvanic (STIP-3) | 1991-02-01 |  | Flex | Pressurized
QUICK BUY FOOD STORE | 1026 E 24TH AVE | CORDELE | Crisp | 9040036 | 2 | Flapper Valve | 1998-08-14 | FALSE | 1998-08-14 | FALSE | Currently in Use | Premium | 4000 | STIP-3/Impressed Current | 1998-08-21 |  | Flex | Pressurized
PACECAR EXPRESS | 1814 E 16TH AVE | CORDELE | Crisp | 9000499 | 11 | Overfill Alarm | 1997-10-22 | FALSE | 1987-11-01 | FALSE | Currently in Use | E-10 | 10000 | Galvanic (STIP-3) | 1986-01-01 |  | Fiberglass Reinforced Plastic | Pressurized
CORDELE CONCRETE PRODUCTS CO | 131 NINTH AVE W | CORDELE | Crisp | 400101 | 2 | [5 empty] | Closed in Ground | Diesel | 1000 | Bare Steel | 1979-05-10 | 1998-09-04 | Galvanized Steel | Safe Suction (Euro)
EZ STOP FOOD MART | 501 EAST 16TH AVE | CORDELE | Crisp | 400102 | 2 | [5 empty] | Removed from Ground | Gas (Historical Use) | 3000 | Bare Steel | 1974-05-11 | 1994-05-24 | Galvanized Steel | Safe Suction (Euro)
CORDELE PARTS SUPPLY INC | 108 23RD AVENUE WEST | CORDELE | Crisp | 9040044 | 1 |  |  | TRUE |  | TRUE | Removed from Ground | Used Oil | 550 | Marked Unknown | 1995-08-18 | 1995-08-18 | Unknown
FOLSOM CONSTRUCTION CO | 2281 US HWY 41 SOUTH | CORDELE | Crisp | 9040055 | 1 | [5 empty] | Permanently Out of Use - historical purposes | Gas (Historical Use) | 10000 | Bare Steel | 1996-01-25 | 1899-12-31 | Galvanized Steel | Pressurized
B&W FARM CENTER INC | 1506 S 6TH STREET | CORDELE | Crisp | 9040056 | 2 | [5 empty] | Removed from Ground | Diesel | 1000 | Marked Unknown | 1987-01-01 | 1987-01-01 | Unknown
CORDELE PECAN HOUSE INC | I-75 & GA HWY 257 | CORDELE | Crisp | 400098 | 3 |  | 1992-02-18 |  | 1992-02-18 |  | Removed from Ground | Gas (Historical Use) | 6000 | Steel-Impressed Current | 1986-05-08 | 2006-11-06 | Cathodically Protected | Pressurized
PETRO SOUTH | HWY 280 & PECON STREET | CORDELE | Crisp | 9040057 | 1 | [5 empty] | Removed from Ground | Gas (Historical Use) | 6000 | Not Marked/Unknown |  | 1899-12-31 | Not Marked
GA DEPT PUBLIC SAFETY/GA STATE P | 409 SOUTH MIDWAY RD | CORDELE | Crisp | 9000718 | 2 | [5 empty] | Removed from Ground | Gas (Historical Use) | 10000 | Cathodically Protected Steel | 1990-01-01 | 1999-10-19 | Fiberglass Reinforced Plastic
Circle K 2745064 | 1711 E 16TH ST | CORDELE | Crisp | 10002148 | 3 | Flapper Valve | 2012-08-21 | FALSE | 2012-08-21 | FALSE | Currently in Use | Premium | 8000 | Composite Double Walled | 2012-08-21 |  | Double-Walled Flex | Pressurized
U. S. TIMBER | 513 BURNETT BLVD | CORDELE | Crisp | 10000454 | 1 |  | 2003-05-01 | FALSE | 2003-05-01 | FALSE | Removed from Ground | Diesel | 2000 | Cathodically Protected Steel | 2003-05-01 | 2016-01-12 | Double-Walled Flex | Safe Suction (Euro)
TRUCKS INC | 215 SOUTH MIDWAY RD | CORDELE | Crisp | 9040029 | 1 | [5 empty] | Removed from Ground | Diesel | 1000 | Marked Unknown | 2007-02-27 | 2007-02-27 | Unknown | Safe Suction (Euro)
PACECAR EXPRESS | 1814 E 16TH AVE | CORDELE | Crisp | 9000499 | 10 | Overfill Alarm | 1997-10-22 |  | 1987-11-01 |  | Currently in Use | Gas (Historical Use) | 10000 | Galvanic (STIP-3) | 1986-01-01 |  | Fiberglass Reinforced Plastic | Pressurized
FAST STOP | 104 W SIXTH AVE | CORDELE | Crisp | 10000142 | 1 | Flapper Valve | 1993-01-01 | FALSE | 1993-01-01 | FALSE | Closed in Ground | Premium | 2000 | Galvanic (STIP-3)/Sacrificial Anodes | 1982-01-01 |  | Fiberglass Reinforced Plastic | Pressurized
CORDELE AIRPORT | 1701 SECOND ST N | CORDELE | Crisp | 4400005 | 3 | [5 empty] | Removed from Ground | Kerosene | 12000 | Bare Steel | 1964-01-23 | 1899-12-31 | Galvanized Steel
DISCOUNT TOBACCO | 902 W SIXTEENTH AVE | CORDELE | Crisp | 9040010 | 3 | [5 empty] | Removed from Ground | Gas (Historical Use) | 2000 | Bare Steel | 1981-01-01 | 1997-09-03 | Galvanized Steel | Suction (American)
PILOT TRAVELCENTERS #416 | 2201 EAST 16TH AVE | CORDELE | Crisp | 9040025 | 1 | [5 empty] | Removed from Ground | Gas (Historical Use) | 10000 | Marked Unknown | 1992-08-15 | 1992-08-15 | Unknown
SALT LICK SAUSAGE COMPANY | 2346 GA HWY 300 S | CORDELE | Crisp | 9040027 | 1 | Flapper Valve | 1991-02-01 | FALSE | 1991-02-01 | FALSE | Currently in Use | E-10 | 10000 | Galvanic (STIP-3) | 1991-02-01 |  | Flex | Pressurized
JAMES RIVERS INC | 910 20TH AVE EAST | CORDELE | Crisp | 9040030 | 1 | [5 empty] | Removed from Ground | Gas (Historical Use) | 10000 | Bare Steel | 1980-05-15 | 1995-07-26 | Galvanized Steel | Pressurized
PACECAR EXPRESS | 1814 E 16TH AVE | CORDELE | Crisp | 9000499 | 3 | [5 empty] | Removed from Ground | Gas (Historical Use) | 4000 | Bare Steel | 1966-04-28 | 1987-11-01 | Galvanized Steel
JP CORDELE | 2302 HWY 300 EXT | CORDELE | Crisp | 10001379 | 2B | Flapper Valve | 2007-05-23 | FALSE | 2007-05-23 | FALSE | Currently in Use | Diesel | 6000 | Fiberglass Double Walled | 2007-05-01 |  | Double-Walled Fiberglass | Pressurized
BRIAN'S LUBE & TIRE | I-75 & US HWY 280 E-2002 16TH AVE EAST | CORDELE | Crisp | 4400088 | 3 | [5 empty] | Permanently Out of Use - historical purposes | Gas (Historical Use) | 6000 | Bare Steel | 1969-02-06 | 1899-12-31 | Galvanized Steel
BRAD RAGAN TIRE & APPL/GOODYEAR | 105 14TH AVE E | CORDELE | Crisp | 4400094 | 1 |  |  | TRUE |  | TRUE | Removed from Ground | Used Oil | 200 | Bare Steel | 1980-04-15 | 1993-09-09 | Bare Steel
SOUTHERN BELL/CORDGASC/R2355 | 212 12TH AVE | CORDELE | Crisp | 4400096 | 1 | [5 empty] | Removed from Ground | Gas (Historical Use) | 12000 | Bare Steel | 1979-07-09 | 1989-12-12 | Galvanized Steel | Pressurized
ZIMMER MOTOR VAN | 2801 13TH ST EAST | CORDELE | Crisp | 9040001 | 1 | [5 empty] | Removed from Ground | Diesel | 1000 | Not Marked/Unknown | 1991-05-08 | 1991-05-08 | Not Marked
GA VETERANS MAINT FACILITY | 2459 -A HWY 280 | CORDELE | Crisp | 9040023 | 2 | [5 empty] | Removed from Ground | Diesel | 500 | Bare Steel | 1958-01-01 | 1999-10-22 | Galvanized Steel | Suction (American)
PASSPORT INN | 1602 16TH AVE EAST | CORDELE | Crisp | 9040026 | 3 | [5 empty] | Removed from Ground | Gas (Historical Use) | 5000 | Not Marked/Unknown | 1994-01-31 | 1994-01-31 | Not Marked
CORDELE BP | 2009 SIXTEENTH AVE E | CORDELE | Crisp | 9040032 | 4 | Flapper Valve | 1995-01-01 | FALSE | 1995-01-01 | FALSE | Removed from Ground | Diesel | 10000 | Fiberglass | 1983-03-15 | 2018-05-08 | Fiberglass Reinforced Plastic | Pressurized
CORDELE BP | 2009 SIXTEENTH AVE E | CORDELE | Crisp | 9040032 | 5 | Flapper Valve | 2015-10-19 | FALSE | 2015-10-19 | FALSE | Currently in Use | Diesel | 12000 | Epoxy Double-Walled | 2015-10-19 |  | Double-Walled Fiberglass | Pressurized
Circle K 2745064 | 1711 E 16TH ST | CORDELE | Crisp | 10002148 | 2 | Flapper Valve | 2012-08-21 | FALSE | 2012-08-21 | FALSE | Currently in Use | E-10 | 15000 | Composite Double Walled | 2012-08-21 |  | Double-Walled Flex | Pressurized
FAST STOP | 104 W SIXTH AVE | CORDELE | Crisp | 10000142 | 2 | Flapper Valve | 1993-01-01 | FALSE | 1993-01-01 | FALSE | Closed in Ground | Gas (Historical Use) | 5000 | Galvanic (STIP-3) | 1982-01-01 |  | Fiberglass Reinforced Plastic | Pressurized
WILLIAM PITTS BULK PLANT | 1010 E 11TH AVE | CORDELE | Crisp | 10001050 | 2 | Overfill Alarm | 2005-11-29 | FALSE | 2005-11-29 | FALSE | Currently in Use | Diesel Off Road | 12000 | Composite | 2005-11-29 |  | Double-Walled Fiberglass | Pressurized
BOWENS BP | 1808 SIXTEENTH AVE E | CORDELE | Crisp | 4400003 | 4 |  | 1998-12-17 |  | 1998-12-17 |  | Removed from Ground | Diesel | 6000 | Steel-Impressed Current | 1964-03-03 | 2001-09-19 | Galvanized Steel | Pressurized
BOWENS BP | 1808 SIXTEENTH AVE E | CORDELE | Crisp | 4400003 | 5 | [5 empty] | Permanently Out of Use - historical purposes | Kerosene | 550 | Bare Steel | 1964-03-03 | 1899-12-31 | Galvanized Steel
QUICK MART #17 | 501 16th W Avenue | CORDELE | Crisp | 9040038 | 2 | Flapper Valve | 1998-08-18 | FALSE | 1998-08-18 | FALSE | Currently in Use | E-10 | 6000 | Steel-Impressed Current | 1998-08-21 |  | Steel (Impressed Current) | Suction (American)
WATSON FOOD STORE | 2105 SIXTEENTH AVE E | CORDELE | Crisp | 9040042 | 1 | Flapper Valve | 1993-04-01 | FALSE | 1993-04-01 | FALSE | Currently in Use | E-10 | 8000 | Galvanic (STIP-3) | 1987-03-10 |  | Fiberglass Reinforced Plastic | Pressurized
SINDHU FOOD STORE | 1024 D EAST 16TH AVE | CORDELE | Crisp | 9040051 | 3 | [5 empty] | Removed from Ground | Gas (Historical Use) | 6000 | Not Marked/Unknown | 1998-11-05 | 1998-11-05 | Not Marked
PILOT TRAVELCENTERS #416 | 2201 EAST 16TH AVE | CORDELE | Crisp | 9040025 | 6 | Flapper Valve | 1998-03-27 | FALSE | 1998-03-27 | FALSE | Currently in Use | Diesel | 20000 | Fiberglass Double Walled | 1997-11-01 |  | Fiberglass Reinforced Plastic | Pressurized
SALT LICK SAUSAGE COMPANY | 2346 GA HWY 300 S | CORDELE | Crisp | 9040027 | 3 | Ball Float | 1991-02-01 | FALSE | 1991-02-01 | FALSE | Currently in Use | Diesel | 6000 | Galvanic (STIP-3) | 1991-02-01 |  | Flex | Pressurized
CORDELE BP | 2009 SIXTEENTH AVE E | CORDELE | Crisp | 9040032 | 6 | Flapper Valve | 2015-10-19 | FALSE | 2015-10-19 | FALSE | Currently in Use | Premium | 7000 | Epoxy Double-Walled | 2015-10-19 |  | Double-Walled Fiberglass | Pressurized
CORDELE BP | 2009 SIXTEENTH AVE E | CORDELE | Crisp | 9040032 | 8 | Flapper Valve | 2015-10-19 | FALSE | 2015-10-19 | FALSE | Currently in Use | E-10 | 15000 | Epoxy Double-Walled | 2015-10-19 |  | Double-Walled Fiberglass | Pressurized
WILLIAM PITTS BULK PLANT | 1010 E 11TH AVE | CORDELE | Crisp | 10001050 | 1 | Overfill Alarm | 2005-11-29 | FALSE | 2005-11-29 | FALSE | Currently in Use | Diesel On Road | 12000 | Composite | 2005-11-29 |  | Double-Walled Fiberglass | Pressurized
BRIAN'S LUBE & TIRE | I-75 & US HWY 280 E-2002 16TH AVE EAST | CORDELE | Crisp | 4400088 | 7 | Flapper Valve | 1998-01-01 |  | 1998-01-01 |  | Removed from Ground | Gas (Historical Use) | 5000 | Galvanic (STIP-3) | 1987-01-01 | 2016-07-14 | Fiberglass Reinforced Plastic | Pressurized
BRIAN'S LUBE & TIRE | I-75 & US HWY 280 E-2002 16TH AVE EAST | CORDELE | Crisp | 4400088 | 1 | [5 empty] | Permanently Out of Use - historical purposes | Gas (Historical Use) | 6000 | Bare Steel | 1969-02-06 | 1899-12-31 | Galvanized Steel
EZ STOP FOOD MART | 501 EAST 16TH AVE | CORDELE | Crisp | 400102 | 5 | Overfill Alarm | 2000-06-30 | FALSE | 2000-06-30 | FALSE | Currently in Use | E-10 | 8000 | Galvanic (STIP-3) | 2005-11-14 |  | Fiberglass Reinforced Plastic | Pressurized
EZ STOP FOOD MART | 501 EAST 16TH AVE | CORDELE | Crisp | 400102 | 4 | [5 empty] | Removed from Ground | Gas (Historical Use) | 8000 | Bare Steel | 1974-05-11 | 1994-05-24 | Galvanized Steel | Safe Suction (Euro)
COOK INDUSTRIAL ELECTRIC CO INC | 316 SIXTH NORTH ST | CORDELE | Crisp | 400104 | 1 | [5 empty] | Removed from Ground | Gas (Historical Use) | 1000 | Bare Steel | 1986-04-01 | 1995-07-26 | Galvanized Steel
GRIFFIN LUMBER CO | 1605 DRAYTON RD | CORDELE | Crisp | 400110 | 1 | [5 empty] | Removed from Ground | Gas (Historical Use) | 560 | Cathodically Protected Steel | 1987-11-04 | 1998-12-02 | Galvanized Steel
SONOCO | 1808 E 16TH AVE | CORDELE | Crisp | 9040069 | 2B | Flapper Valve | 2002-01-15 | FALSE | 2002-01-15 | TRUE | Currently in Use | Diesel On Road | 4000 | Composite | 2002-01-15 |  | Fiberglass Reinforced Plastic | Pressurized
ANTIQUE MALL/PERLIS REALTY PROPE | 400 BLOCK OF ROCKHOUSE RD | CORDELE | Crisp | 9040063 | 6 | [5 empty] | Removed from Ground | Gas (Historical Use) | 0 | Not Marked/Unknown | 1998-03-01 | 1998-03-01 | Not Marked
RIVER BEND GROCERY (FORMER) | CONEY RD AND HWY 300 | CORDELE | Crisp | 9040043 | 2 | [5 empty] | Removed from Ground | Empty | 500 | Marked Unknown | 1995-08-11 | 1995-08-11 | Galvanized Steel | Safe Suction (Euro)
MARVIN LEWIS | 599 HWY 33 | CORDELE | Crisp | 9040049 | 1 | [5 empty] | Removed from Ground | Diesel | 10000 | Bare Steel | 1999-01-05 | 1999-01-05 | Galvanized Steel | Safe Suction (Euro)
COUNTRY STORE | 1335 GA HWY 257 N | CORDELE | Crisp | 9040041 | 2 | Flapper Valve | 1998-09-01 | FALSE | 1998-09-01 | FALSE | Currently in Use | E-0 | 6000 | Steel-Impressed Current | 1998-12-16 |  | Double-Walled Flex | Pressurized
QUICK BUY FOOD STORE | 1026 E 24TH AVE | CORDELE | Crisp | 9040036 | 1 | Flapper Valve | 1998-08-14 | FALSE | 1998-08-14 | FALSE | Currently in Use | Diesel On Road | 4000 | STIP-3/Impressed Current | 1998-08-21 |  | Flex | Pressurized
Circle K 2745064 | 1711 E 16TH ST | CORDELE | Crisp | 10002148 | 1 | Flapper Valve | 2012-08-21 | FALSE | 2012-08-21 | FALSE | Currently in Use | E-10 | 15000 | Composite Double Walled | 2012-08-21 |  | Double-Walled Flex | Pressurized
CORDELE AIRPORT | 1701 SECOND ST N | CORDELE | Crisp | 4400005 | 1 | [5 empty] | Removed from Ground | Gas (Historical Use) | 10000 | Bare Steel | 1963-01-23 | 1899-12-31 | Galvanized Steel
ANTIQUE MALL/PERLIS REALTY PROPE | 400 BLOCK OF ROCKHOUSE RD | CORDELE | Crisp | 9040063 | 4 | [5 empty] | Removed from Ground | Gas (Historical Use) | 0 | Not Marked/Unknown | 1998-03-01 | 1998-03-01 | Not Marked
PERLIS PROPERTY SW QUADRANT | EXIT 31 I-75 ROCKHOUSE ROAD | CORDELE | Crisp | 9040065 | 4B | [5 empty] | Currently in Use | Diesel | 10000 | Not Marked/Unknown |  |  | Not Marked
J & L WELDING | 1179 - 280 WEST | CORDELE | Crisp | 9040058 | 2 |  |  | FALSE |  | FALSE | Removed from Ground | Gas (Historical Use) | 1000 | Unknown | 1998-02-27 | 1998-02-27
DISCOUNT TOBACCO | 902 W SIXTEENTH AVE | CORDELE | Crisp | 9040010 | 6B |  | 1997-09-16 | FALSE | 1997-09-16 | FALSE | Temporarily out of use | Gas (Historical Use) | 3000 | Galvanic (STIP-3) | 1997-09-16 |  | Fiberglass Reinforced Plastic | Suction (American)
DISCOUNT TOBACCO | 902 W SIXTEENTH AVE | CORDELE | Crisp | 9040010 | 6A | Ball Float | 1997-09-16 | FALSE | 1997-09-16 | FALSE | Temporarily out of use | Gas (Historical Use) | 3000 | Galvanic (STIP-3) | 1997-09-16 |  | Fiberglass Reinforced Plastic | Suction (American)
PILOT TRAVELCENTERS #416 | 2201 EAST 16TH AVE | CORDELE | Crisp | 9040025 | 2 | [5 empty] | Removed from Ground | Gas (Historical Use) | 10000 | Marked Unknown | 1992-08-15 | 1992-08-15 | Unknown
PASSPORT INN | 1602 16TH AVE EAST | CORDELE | Crisp | 9040026 | 4 | [5 empty] | Removed from Ground | Gas (Historical Use) | 5000 | Not Marked/Unknown | 1994-01-31 | 1994-01-31 | Not Marked
CORDELE BP | 2009 SIXTEENTH AVE E | CORDELE | Crisp | 9040032 | 3 | Flapper Valve | 1995-01-01 | FALSE | 1995-01-01 | FALSE | Removed from Ground | Gas (Historical Use) | 8000 | Fiberglass | 1983-03-15 | 2018-05-08 | Fiberglass Reinforced Plastic | Pressurized
PACECAR EXPRESS | 1814 E 16TH AVE | CORDELE | Crisp | 9000499 | 6 | [5 empty] | Removed from Ground | Gas (Historical Use) | 4000 | Bare Steel | 1964-04-28 | 1987-11-01 | Galvanized Steel
JP CORDELE | 2302 HWY 300 EXT | CORDELE | Crisp | 10001379 | 2A | Flapper Valve | 2007-05-23 | FALSE | 2007-05-23 | FALSE | Currently in Use | Premium | 10000 | Fiberglass Double Walled | 2007-05-01 |  | Double-Walled Fiberglass | Pressurized
LAKE BLACKSHEAR RESORT & GOLF CLUB | 2459 HWY 280 | CORDELE | Crisp | 10001172 | 1 | Flapper Valve |  | FALSE |  | FALSE | Currently in Use | E-0 | 2500 | Fiberglass Double Walled | 2003-05-01 |  | Double-Walled Fiberglass | Pressurized
BRIAN'S LUBE & TIRE | I-75 & US HWY 280 E-2002 16TH AVE EAST | CORDELE | Crisp | 4400088 | 6 | Flapper Valve | 1998-01-01 |  | 1998-01-01 |  | Removed from Ground | Diesel | 6000 | Galvanic (STIP-3) | 1987-01-01 | 2016-07-14 | Fiberglass Reinforced Plastic | Pressurized
WILLIAMS FUNERAL HOME | 407 17TH AVE WEST | CORDELE | Crisp | 9040037 | 1 | [5 empty] | Removed from Ground | Gas (Historical Use) | 1000 | Bare Steel | 1998-12-22 | 1998-12-22 | Galvanized Steel | Suction (American)
QUICK MART #17 | 501 16th W Avenue | CORDELE | Crisp | 9040038 | 1 | Flapper Valve | 1998-08-18 | FALSE | 1998-08-18 | FALSE | Currently in Use | Premium | 6000 | Steel-Impressed Current | 1998-08-21 |  | Steel (Impressed Current)
DISCOUNT TOBACCO | 902 W SIXTEENTH AVE | CORDELE | Crisp | 9040010 | 2 | [5 empty] | Removed from Ground | Empty | 3000 | Bare Steel | 1958-01-01 | 1997-09-03 | Galvanized Steel
GA DOT #10485 CRISP OLD ROUTINE | FARMERS MKT RD | CORDELE | Crisp | 9040024 | 10485-1 | [5 empty] | Removed from Ground | Gas (Historical Use) | 550 | Cathodically Protected Steel | 1971-02-05 | 1993-04-14 | Bare Steel | Safe Suction (Euro)
TRUCKS INC | 215 SOUTH MIDWAY RD | CORDELE | Crisp | 9040029 | 3 | [5 empty] | Removed from Ground | Diesel | 10000 | Marked Unknown | 2006-05-04 | 2007-02-27 | Unknown
JAMES RIVERS INC | 910 20TH AVE EAST | CORDELE | Crisp | 9040030 | 2 | [5 empty] | Removed from Ground | Gas (Historical Use) | 10000 | Bare Steel | 1980-05-15 | 1995-07-26 | Galvanized Steel | Pressurized
BRIAN'S LUBE & TIRE | I-75 & US HWY 280 E-2002 16TH AVE EAST | CORDELE | Crisp | 4400088 | 2 | [5 empty] | Permanently Out of Use - historical purposes | Gas (Historical Use) | 6000 | Bare Steel | 1969-02-06 | 1899-12-31 | Galvanized Steel
BST CORDELE CO R2354 | 216 TWELFTH AVE | CORDELE | Crisp | 4400095 | 1 | [5 empty] | Removed from Ground | Other | 2000 | Bare Steel | 1969-07-08 | 1996-04-22 | Copper | Suction (American)
FAST STOP | 104 W SIXTH AVE | CORDELE | Crisp | 10000142 | 3 | Flapper Valve | 1993-01-01 | FALSE | 1993-01-01 | FALSE | Closed in Ground | E-10 | 5000 | Galvanic (STIP-3)/Sacrificial Anodes | 1982-01-01
WILLIAM PITTS BULK PLANT | 1010 E 11TH AVE | CORDELE | Crisp | 10001050 | 3B | Flapper Valve | 2005-11-29 | FALSE | 2005-11-29 | FALSE | Currently in Use | E-10 | 4000 | Composite | 2005-11-29 |  | Double-Walled Fiberglass | Pressurized
CULPEPPER SERVICE STATION | 415 SIXTH AVE W | CORDELE | Crisp | 4400090 | 2 | [5 empty] | Removed from Ground | Gas (Historical Use) | 1000 | Cathodically Protected Steel | 1985-05-06 | 1998-12-15 | Galvanized Steel | Pressurized
CORDELE BP | 2009 SIXTEENTH AVE E | CORDELE | Crisp | 9040032 | 7 | Flapper Valve | 2015-10-19 | FALSE | 2015-10-19 | FALSE | Temporarily out of use | E-10 | 5000 | Epoxy Double-Walled | 2015-10-19 |  | Double-Walled Fiberglass | Pressurized
GA DEPT PUBLIC SAFETY/GA STATE P | 409 SOUTH MIDWAY RD | CORDELE | Crisp | 9000718 | 1 | [5 empty] | Removed from Ground | Gas (Historical Use) | 3000 | Bare Steel | 1964-03-11 | 1990-01-01 | Galvanized Steel
GA VETERANS MEMORIAL PARK-MARINA | 2459 US HWY 280 WEST | CORDELE | Crisp | 10001171 | 1 | Flapper Valve | 2003-04-01 | FALSE | 2003-04-01 | FALSE | Currently in Use | E-0 | 10000 | Fiberglass Double Walled | 2003-04-01 |  | Double-Walled Flex | Pressurized
GA VETERANS MEMORIAL-TRAIN STATION | 131 OBIE RD | CORDELE | Crisp | 10001173 | 1 | Flapper Valve | 2006-04-01 | FALSE | 2006-04-01 | FALSE | Currently in Use | Diesel Off Road | 2500 | Fiberglass Double Walled | 2006-04-01 |  | Double-Walled Fiberglass | Pressurized
NEW QUICK BUY FOOD STORE | 1026 E 24TH AVE | CORDELE | Crisp | 10000259 | 1 | Flapper Valve | 2002-04-12 | FALSE | 2002-04-12 | FALSE | Currently in Use | E-10 | 8000 | STIP-3/Impressed Current | 2002-04-12 |  | Flex | Pressurized
BRIAN'S LUBE & TIRE | I-75 & US HWY 280 E-2002 16TH AVE EAST | CORDELE | Crisp | 4400088 | 4 |  |  | TRUE |  | TRUE | Removed from Ground | Used Oil | 560 | Bare Steel | 1969-02-06 | 1998-11-01 | Bare Steel
BRIAN'S LUBE & TIRE | I-75 & US HWY 280 E-2002 16TH AVE EAST | CORDELE | Crisp | 4400088 | 5 | Flapper Valve | 1998-01-01 |  | 1998-01-01 |  | Removed from Ground | Gas (Historical Use) | 10000 | Galvanic (STIP-3) | 1987-01-01 | 2016-07-14 | Fiberglass Reinforced Plastic | Pressurized
BOWENS BP | 1808 SIXTEENTH AVE E | CORDELE | Crisp | 4400003 | 2 |  | 1998-12-17 |  | 1998-12-17 |  | Removed from Ground | Gas (Historical Use) | 6000 | Steel-Impressed Current | 1964-03-03 | 2001-09-19 | Galvanized Steel | Pressurized
BOWENS BP | 1808 SIXTEENTH AVE E | CORDELE | Crisp | 4400003 | 1A |  | 1998-12-17 |  | 1998-12-17 |  | Removed from Ground | Gas (Historical Use) | 6000 | Steel-Impressed Current | 1964-03-03 | 2001-09-19 | Galvanized Steel | Pressurized
S & S FOOD MART 149 | 1702 SOUTH SEVENTH ST | CORDELE | Crisp | 4400011 | 1 | [5 empty] | Removed from Ground | Gas (Historical Use) | 6000 | Bare Steel | 1984-02-11 | 1995-09-01 | Galvanized Steel | Pressurized
STRIPLINGS GENERAL STORE #2 | 2470 US HWY 280 W | CORDELE | Crisp | 9040060 | 2 | Overfill Alarm | 1996-01-01 | FALSE | 1996-01-01 | FALSE | Currently in Use | Premium | 8000 | Composite | 1996-01-01 |  | Double-Walled Fiberglass | Pressurized
PILOT TRAVELCENTERS #416 | 2201 EAST 16TH AVE | CORDELE | Crisp | 9040025 | 3 | [5 empty] | Removed from Ground | Diesel | 2500 | Marked Unknown | 1992-08-15 | 1992-08-15 | Unknown
TRUCKS INC | 215 SOUTH MIDWAY RD | CORDELE | Crisp | 9040029 | 2 |  | 1999-02-13 |  | 1999-02-13 |  | Removed from Ground | Diesel | 10000 | Steel-Impressed Current | 1998-12-18 | 2007-02-27 | Cathodically Protected | Safe Suction (Euro)
JAMES RIVERS INC | 910 20TH AVE EAST | CORDELE | Crisp | 9040030 | 3 | [5 empty] | Removed from Ground | Gas (Historical Use) | 10000 | Bare Steel | 1980-05-15 | 1995-07-26 | Galvanized Steel | Pressurized
PACECAR EXPRESS | 1814 E 16TH AVE | CORDELE | Crisp | 9000499 | 1 | [5 empty] | Removed from Ground | Gas (Historical Use) | 4000 | Bare Steel | 1970-04-27 | 1987-11-01 | Galvanized Steel
JP CORDELE | 2302 HWY 300 EXT | CORDELE | Crisp | 10001379 | 1 | Flapper Valve | 2007-05-23 | FALSE | 2007-05-23 | FALSE | Currently in Use | E-10 | 25000 | Fiberglass Double Walled | 2007-05-01 |  | Double-Walled Fiberglass | Pressurized
CULPEPPER SERVICE STATION | 415 SIXTH AVE W | CORDELE | Crisp | 4400090 | 4 | Flapper Valve | 1998-12-15 | FALSE | 1998-12-15 | FALSE | Currently in Use | Premium | 1000 | Galvanic (STIP-3) | 1998-12-15 |  | Fiberglass Reinforced Plastic | Suction (American)
CULPEPPER SERVICE STATION | 415 SIXTH AVE W | CORDELE | Crisp | 4400090 | 5 | Flapper Valve | 1998-12-15 | FALSE | 1998-12-15 | FALSE | Currently in Use | E-0 | 2000 | Composite | 1998-12-15 |  | Fiberglass Reinforced Plastic | Suction (American)
STRIPLING'S GENERAL STORE | 2289 HWY 300 S | CORDELE | Crisp | 10001237 | 1A | Overfill Alarm | 2006-09-22 | FALSE | 2006-09-22 | FALSE | Currently in Use | Premium | 8000 | Composite | 2006-09-22 |  | Fiberglass Reinforced Plastic | Pressurized
WILLIAM PITTS BULK PLANT | 1010 E 11TH AVE | CORDELE | Crisp | 10001050 | 3A | Overfill Alarm | 2005-11-29 | FALSE | 2005-11-29 | FALSE | Currently in Use | E-0 | 8000 | Composite | 2005-11-29 |  | Double-Walled Fiberglass | Pressurized
CULPEPPER SERVICE STATION | 415 SIXTH AVE W | CORDELE | Crisp | 4400090 | 1 | [5 empty] | Removed from Ground | Gas (Historical Use) | 1000 | Cathodically Protected Steel | 1985-05-06 | 1998-12-15 | Galvanized Steel | Pressurized
BOWENS BP | 1808 SIXTEENTH AVE E | CORDELE | Crisp | 4400003 | 1B |  | 1998-12-17 |  | 1998-12-17 |  | Removed from Ground | Gas (Historical Use) | 6000 | Steel-Impressed Current | 1964-03-03 | 2001-09-19 | Galvanized Steel | Pressurized
BOWENS BP | 1808 SIXTEENTH AVE E | CORDELE | Crisp | 4400003 | 3 |  | 1998-12-17 |  | 1998-12-17 |  | Removed from Ground | Gas (Historical Use) | 6000 | Steel-Impressed Current | 1964-03-03 | 2001-09-19 | Galvanized Steel | Pressurized
CORDELE AIRPORT | 1701 SECOND ST N | CORDELE | Crisp | 4400005 | 2 | [5 empty] | Removed from Ground | Gas (Historical Use) | 6000 | Bare Steel | 1963-01-23 | 1987-01-01 | Galvanized Steel
BARGE AIR CONDITIONING CO INC | 114 NINTH AVE W | CORDELE | Crisp | 4400002 | 1 | [5 empty] | Removed from Ground | Gas (Historical Use) | 500 | Bare Steel | 1985-02-22 | 1995-03-01 | Galvanized Steel
CORDELE AIRPORT | 1701 SECOND ST N | CORDELE | Crisp | 4400005 | 5 | Flapper Valve | 1995-08-01 | FALSE | 1995-08-01 | FALSE | Currently in Use | Jet fuel | 10000 | Galvanic (STIP-3) | 1995-08-01 |  | Double-Walled Flex | Pressurized
CORDELE AIRPORT | 1701 SECOND ST N | CORDELE | Crisp | 4400005 | 4 | Flapper Valve | 1996-08-01 | FALSE | 1996-08-01 | FALSE | Currently in Use | Aviaion gas/AV Gas | 10000 | Galvanic (STIP-3) | 1996-08-01 |  | Double-Walled Flex | Pressurized
BOWENS BP | 1808 SIXTEENTH AVE E | CORDELE | Crisp | 4400003 | 6 |  |  | TRUE |  | TRUE | Removed from Ground | Used Oil | 550 | Bare Steel | 1964-01-01 | 2000-03-01 | Galvanized Steel | Pressurized
PACECAR EXPRESS | 1814 E 16TH AVE | CORDELE | Crisp | 9000499 | 7 | [5 empty] | Removed from Ground | Gas (Historical Use) | 4000 | Bare Steel | 1964-04-28 | 1987-11-01 | Galvanized Steel
PACECAR EXPRESS | 1814 E 16TH AVE | CORDELE | Crisp | 9000499 | 4 | [5 empty] | Removed from Ground | Gas (Historical Use) | 4000 | Bare Steel | 1964-04-28 | 1987-11-01 | Galvanized Steel
S & S FOOD MART 149 | 1702 SOUTH SEVENTH ST | CORDELE | Crisp | 4400011 | 2 | [5 empty] | Removed from Ground | Gas (Historical Use) | 6000 | Bare Steel | 1984-02-11 | 1995-09-01 | Galvanized Steel | Pressurized
Farmers Food | 2002 US 41 N | CORDELE | Crisp | 9040066 | 1A | Ball Float | 1998-02-19 | FALSE | 1998-02-19 | FALSE | Currently in Use | E-10 | 10000 | Fiberglass Double Walled | 2014-06-23 |  | Double-Walled Flex | Pressurized
ANTIQUE MALL/PERLIS REALTY PROPE | 400 BLOCK OF ROCKHOUSE RD | CORDELE | Crisp | 9040063 | 1 | [5 empty] | Removed from Ground | Gas (Historical Use) | 0 | Not Marked/Unknown | 1998-03-01 | 1998-03-01 | Not Marked
RIVER BEND GROCERY (FORMER) | CONEY RD AND HWY 300 | CORDELE | Crisp | 9040043 | 3 | [5 empty] | Removed from Ground | Gas (Historical Use) | 1000 | Marked Unknown | 1995-08-11 | 1995-08-11 | Galvanized Steel | Safe Suction (Euro)
QUICK MART #17 | 501 16th W Avenue | CORDELE | Crisp | 9040038 | 3 |  | 1998-08-18 | FALSE | 1998-08-18 | FALSE | Temporarily out of use | Gas (Historical Use) | 6000 | Steel-Impressed Current | 1998-08-21 |  | Steel (Impressed Current) | Suction (American)
COUNTRY STORE | 1335 GA HWY 257 N | CORDELE | Crisp | 9040041 | 1 | Flapper Valve | 1998-09-01 | FALSE | 1998-09-01 | FALSE | Currently in Use | Premium | 6000 | Steel-Impressed Current | 1998-09-01 | 2009-06-26 | Double-Walled Flex | Pressurized
SMITH'S STORE | 336 HOTLEY RD | CORDELE | Crisp | 9040052 | 1 | [5 empty] | Removed from Ground | Gas (Historical Use) | 1000 | Marked Unknown | 1995-12-27 | 1995-12-27 | Unknown
J & L WELDING | 1179 - 280 WEST | CORDELE | Crisp | 9040058 | 3 |  |  | FALSE |  | FALSE | Removed from Ground | Used Oil | 500 | Unknown | 1998-02-27 | 1998-02-27
STRIPLINGS GENERAL STORE #2 | 2470 US HWY 280 W | CORDELE | Crisp | 9040060 | 3 | Flapper Valve | 2008-07-30 | FALSE | 2008-07-30 | FALSE | Currently in Use | Diesel | 4000 | Composite Double Walled | 2008-07-30 |  | Double-Walled Fiberglass | Pressurized
PASSPORT INN | 1602 16TH AVE EAST | CORDELE | Crisp | 9040026 | 1 | [5 empty] | Removed from Ground | Gas (Historical Use) | 5000 | Not Marked/Unknown | 1994-01-31 | 1994-01-31 | Not Marked
JAMES RIVERS INC | 910 20TH AVE EAST | CORDELE | Crisp | 9040030 | 5 | [5 empty] | Removed from Ground | Gas (Historical Use) | 10000 | Bare Steel | 1980-05-15 | 1995-07-26 | Galvanized Steel | Pressurized
STRIPLING'S GENERAL STORE | 2289 HWY 300 S | CORDELE | Crisp | 10001237 | 1B | Overfill Alarm | 2006-09-22 | FALSE | 2006-09-22 | FALSE | Currently in Use | Diesel | 4000 | Composite | 2006-09-22 |  | Fiberglass Reinforced Plastic | Pressurized
L & W ROAD SERVICE (DOT PARCEL #23) | 510 FARMERS MARKET ROAD | CORDELE | Crisp | 10000781 | 1 |  |  | FALSE |  | FALSE | Removed from Ground | Not Marked | 0 | Unknown |  | 1899-12-31
LAKE BLACKSHEAR RESORT & GOLF CLUB | 2459 HWY 280 | CORDELE | Crisp | 10001172 | 2 | Flapper Valve | 2003-05-01 | FALSE | 2003-05-01 | FALSE | Currently in Use | Diesel | 2500 | Fiberglass Double Walled | 2003-05-01 |  | Double-Walled Fiberglass | Pressurized
COLONIAL BAKING CO | 11 TH ST | CORDELE | Crisp | 4400093 | 1 | [5 empty] | Removed from Ground | Gas (Historical Use) | 1000 | Bare Steel | 1969-05-06 | 1988-12-01 | Galvanized Steel
GLYNDA M STEELE | 80 NEW HOME LOOP RD | TRENTON | Dade | 9041034 | 1 | [5 empty] | Removed from Ground | Empty | 0 | Not Marked/Unknown | 2001-07-03 | 1899-12-31 | Not Marked
DADE COUNTY MAINTENANCE SHOP | 277 SELLS LANE | TRENTON | Dade | 9041031 | 1 | Flapper Valve | 1995-01-01 | FALSE | 1995-01-01 | FALSE | Currently in Use | Regular | 10000 | Steel-Impressed Current | 1985-10-01 |  | Fiberglass Reinforced Plastic | Safe Suction (Euro)
B-MART | 10125 HWY 301 NORTH | TRENTON | Dade | 9041029 | 3A | Flapper Valve | 1997-05-20 | FALSE | 1997-05-20 | FALSE | Currently in Use | Diesel | 4000 | Galvanic (STIP-3) | 1997-05-14 |  | Flex | Pressurized
B-MART | 10125 HWY 301 NORTH | TRENTON | Dade | 9041029 | 1 | Flapper Valve | 1997-05-20 | FALSE | 1997-05-20 | FALSE | Currently in Use | Premium | 8000 | Galvanic (STIP-3) | 1997-05-14 |  | Flex | Pressurized
MAINTENANCE SHOP | 137 S INDUSTRIAL BLVD | TRENTON | Dade | 9041032 | 1 |  | 1998-11-01 |  | 1998-11-01 |  | Removed from Ground | Diesel | 2000 | Cathodically Protected Steel | 1998-11-01 | 1999-01-20 | Fiberglass Reinforced Plastic | Suction (American)
DADE COUNTY MAINTENANCE SHOP | 277 SELLS LANE | TRENTON | Dade | 9041031 | 2 | Flapper Valve | 1995-01-01 | FALSE | 1995-01-01 | FALSE | Currently in Use | Diesel | 10000 | Steel-Impressed Current | 1985-10-01 |  | Fiberglass Reinforced Plastic | Safe Suction (Euro)
HWY 11 QUICK MART | 12920 N MAIN ST | TRENTON | Dade | 9041017 | 3 | Ball Float | 1990-10-25 |  | 1990-10-25 |  | Currently in Use | Gas (Historical Use) | 6000 | Galvanic (STIP-3) | 2001-07-30 |  | Fiberglass Reinforced Plastic | Pressurized
PIT STOP | 505 HWY 301 S | TRENTON | Dade | 9041016 | 4 | Flapper Valve | 2002-10-15 | FALSE | 2002-10-15 | FALSE | Currently in Use | Regular | 10000 | Composite | 2002-10-15 |  | Fiberglass Reinforced Plastic | Pressurized
GLYNDA M STEELE | 80 NEW HOME LOOP RD | TRENTON | Dade | 9041034 | 2 | [5 empty] | Removed from Ground | Empty | 0 | Not Marked/Unknown | 2001-07-03 | 1899-12-31 | Not Marked
SMART MART #6 | 243 HWY 301 | TRENTON | Dade | 9041028 | 1 | Ball Float | 1997-01-01 | FALSE | 1997-01-01 | FALSE | Currently in Use | Regular | 15000 | Epoxy | 1997-01-01 |  | Fiberglass Reinforced Plastic | Pressurized
SMART MART #6 | 243 HWY 301 | TRENTON | Dade | 9041028 | 4 | Ball Float | 1997-01-01 | FALSE | 1997-01-01 | FALSE | Currently in Use | Diesel | 2000 | Epoxy | 1997-01-01 |  | Fiberglass Reinforced Plastic | Pressurized
DANIELS SERVICE STATION | MAIN ON THE SQUARE | TRENTON | Dade | 9041023 | 3 | [5 empty] | Removed from Ground | Gas (Historical Use) | 2000 | Not Marked/Unknown | 1998-06-03 | 1998-06-03 | Not Marked
GA0105 | 5091 HWY 136 | TRENTON | Dade | 9041003 | 1 | Ball Float | 1991-08-01 | FALSE | 1991-08-01 | FALSE | Currently in Use | Diesel | 10000 | Composite | 1991-08-01 |  | Double-Walled Flex | Pressurized
SMART MART #6 | 243 HWY 301 | TRENTON | Dade | 9041028 | 2 | Ball Float | 1997-01-01 | FALSE | 1997-01-01 | FALSE | Currently in Use | Gas (Historical Use) | 8000 | Epoxy | 1997-01-01 |  | Fiberglass Reinforced Plastic | Pressurized
ROBERT SUGGS | 129 JACOWAY ST | TRENTON | Dade | 9041024 | 1 | [5 empty] | Removed from Ground | Gas (Historical Use) | 2000 | Not Marked/Unknown | 1989-09-15 | 1998-06-01 | Not Marked
GALAXY 09 | 5291 HWY 136 | TRENTON | Dade | 9041002 | 3 |  | 1985-05-06 | FALSE | 1998-08-05 | FALSE | Currently in Use | Regular | 10000 | Fiberglass | 1985-05-06 |  | Fiberglass Reinforced Plastic | Pressurized
DADE COUNTY LANDFILL | BACK VALLEY RD | TRENTON | Dade | 9041021 | 2 | [5 empty] | Removed from Ground | Diesel | 2000 | Marked Unknown | 1996-01-29 | 1996-01-29 | Unknown
NEW HOME GROCERY | 3683 NEW HOME RD | TRENTON | Dade | 410031 | 2 | [5 empty] | Removed from Ground | Gas (Historical Use) | 1000 | Bare Steel | 1986-05-16 | 1999-12-01 | Galvanized Steel
DADE COUNTY BOARD OF EDUCATION | 1515 SCHOOL ST | TRENTON | Dade | 4410004 | 6 | [5 empty] | Permanently Out of Use - historical purposes | Gas (Historical Use) | 1000 | Bare Steel | 1954-01-07 | 1899-12-31 | Galvanized Steel
B-MART | 10125 HWY 301 NORTH | TRENTON | Dade | 9041029 | 3B | Flapper Valve | 1997-05-20 | FALSE | 1997-05-20 | FALSE | Currently in Use | Diesel Off Road | 2000 | Galvanic (STIP-3) | 1997-05-14 |  | Flex | Pressurized
B-MART | 10125 HWY 301 NORTH | TRENTON | Dade | 9041029 | 2 | Flapper Valve | 1997-05-20 | FALSE | 1997-05-20 | FALSE | Currently in Use | Regular | 8000 | Galvanic (STIP-3) | 1997-05-14 |  | Flex | Pressurized
GA POWER CO/TRENTON OPER HQ | OLD BIRMINGHAM HWY | TRENTON | Dade | 9041001 | 1 | [5 empty] | Closed in Ground | Diesel | 10000 | Bare Steel | 1981-05-08 | 1993-09-08 | Bare Steel | Pressurized
HWY 11 QUICK MART | 12920 N MAIN ST | TRENTON | Dade | 9041017 | 1 | Ball Float | 1990-10-25 | FALSE | 1990-10-25 | FALSE | Currently in Use | Gas (Historical Use) | 8000 | Galvanic (STIP-3) | 2001-07-30 |  | Fiberglass Reinforced Plastic | Pressurized
PRINCE GROCERY | 52401 HWY 301 | TRENTON | Dade | 9041018 | 1 | [5 empty] | Removed from Ground | Gas (Historical Use) | 2000 | Bare Steel | 1999-12-21 | 1999-12-21 | Galvanized Steel | Safe Suction (Euro)
NORTH SAND MTN QUICK MART | 66 HWY 136 WEST | TRENTON | Dade | 9041019 | 3 | Ball Float | 1995-06-24 | FALSE | 1995-06-24 | FALSE | Currently in Use | Diesel | 6000 | Galvanic (STIP-3) | 1995-06-24 |  | Fiberglass Reinforced Plastic | Pressurized
GALAXY 09 | 5291 HWY 136 | TRENTON | Dade | 9041002 | 1 |  | 1985-05-06 | FALSE | 1998-08-05 | FALSE | Currently in Use | Diesel | 10000 | Fiberglass | 1985-05-06 |  | Fiberglass Reinforced Plastic | Pressurized
PIT STOP | 505 HWY 301 S | TRENTON | Dade | 9041016 | 2 | Ball Float | 1987-06-15 | FALSE | 1987-06-15 | FALSE | Currently in Use | Diesel Off Road | 6000 | Composite | 1987-06-15 |  | Fiberglass Reinforced Plastic | Pressurized
FOUR STARS | 8145 HWY 301 N | TRENTON | Dade | 9041020 | 1 | Flapper Valve | 1999-03-27 | FALSE | 1999-03-27 | FALSE | Temporarily out of use | Gas (Historical Use) | 2000 | Steel-Impressed Current | 1999-03-27 |  | Steel (Impressed Current) | Safe Suction (Euro)
SLYGO QUICK MART | 2481 SLYGO RD | TRENTON | Dade | 9041012 | 1 | Flapper Valve | 1993-06-01 | FALSE | 1993-06-01 | FALSE | Currently in Use | Regular | 10000 | Galvanic (STIP-3) | 1993-06-01 |  | Fiberglass Reinforced Plastic | Pressurized
YORKS GROCERY | 9141 HWY 301 | TRENTON | Dade | 410032 | 5A |  | 1997-09-22 |  | 1997-09-22 |  | Removed from Ground | Gas (Historical Use) | 2000 | Cathodically Protected Steel | 1997-09-20 | 2010-07-29 | Fiberglass Reinforced Plastic | Gravity Fed
SMART MART #6 | 243 HWY 301 | TRENTON | Dade | 9041028 | B | Ball Float | 1997-01-01 | FALSE | 1997-01-01 | FALSE | Currently in Use | Diesel | 3000 | Epoxy | 1997-01-01 |  | Fiberglass Reinforced Plastic | Pressurized
PIT STOP | 505 HWY 301 S | TRENTON | Dade | 9041016 | 1 | Ball Float | 1987-06-15 | FALSE | 1987-06-15 | FALSE | Currently in Use | Diesel | 6000 | Composite | 1987-06-15 |  | Fiberglass Reinforced Plastic | Pressurized
GA0105 | 5091 HWY 136 | TRENTON | Dade | 9041003 | 4 | Ball Float | 1991-08-01 | FALSE | 1991-08-01 | FALSE | Currently in Use | Diesel Off Road | 2000 | Composite | 1991-08-01 |  | Double-Walled Flex | Pressurized
PIT STOP | 505 HWY 301 S | TRENTON | Dade | 9041016 | 3 | Ball Float | 1987-06-15 | FALSE | 1987-06-15 | FALSE | Currently in Use | Premium | 6000 | Composite | 1987-06-15 |  | Fiberglass Reinforced Plastic | Pressurized
TRENTON QUICK MART | 4454 HWY 136 | TRENTON | Dade | 9041014 | 3 | Flapper Valve | 1990-07-02 | FALSE | 1990-07-02 | TRUE | Currently in Use | Gas (Historical Use) | 6000 | Galvanic (STIP-3) | 1990-07-02 |  | Fiberglass Reinforced Plastic | Pressurized
GA0105 | 5091 HWY 136 | TRENTON | Dade | 9041003 | 2 | Ball Float | 1991-08-01 | FALSE | 1991-08-01 | FALSE | Currently in Use | Premium | 10000 | Composite | 1991-08-01 |  | Double-Walled Flex | Pressurized
KATHY'S | 560 HWY 301 | TRENTON | Dade | 9041013 | 3C | Ball Float | 2007-01-27 | FALSE | 2007-01-27 | FALSE | Currently in Use | Diesel | 4000 | Epoxy Double-Walled | 2007-01-27 |  | Double-Walled Fiberglass | Safe Suction (Euro)
KATHY'S | 560 HWY 301 | TRENTON | Dade | 9041013 | 3A | Ball Float | 2007-01-27 | FALSE | 2007-01-27 | FALSE | Currently in Use | Regular | 4000 | Epoxy Double-Walled | 2007-01-27 |  | Double-Walled Fiberglass | Pressurized
STOP & SHOP | HWY 136 & HWY 301 | TRENTON | Dade | 412002 | 2 |  | 1999-01-19 |  | 1999-01-19 |  | Removed from Ground | Gas (Historical Use) | 6000 | Steel-Impressed Current | 1983-05-03 | 2000-10-16 | Cathodically Protected | Suction (American)
MSD Assets LLC | 4343 HWY 136 W | TRENTON | Dade | 4440103 | 2 | Ball Float | 1990-02-01 | FALSE | 1990-02-02 | FALSE | Currently in Use | E-0 | 8000 | Steel-Impressed Current | 1980-01-22 |  | Double-Walled Fiberglass | Pressurized
COVENANT COLLEGE | 14049 SCENIC HWY | LOOKOUT MOUNTAIN | Dade | 410035 | 5 | [5 empty] | Removed from Ground | Diesel | 3000 | Bare Steel | 1995-06-30 | 1995-06-30 | Galvanized Steel
PILOT TRAVEL CENTER #254 | 650 HWY 299 | WILDWOOD | Dade | 410037 | 5 | Flapper Valve | 1992-05-01 | FALSE | 1992-05-01 | FALSE | Currently in Use | Gas (Historical Use) | 10000 | Composite | 1992-05-05 |  | Double-Walled Fiberglass | Pressurized
HWY 11 QUICK MART | 12920 N MAIN ST | TRENTON | Dade | 9041017 | 2 | Ball Float | 1990-10-25 | FALSE | 1990-10-25 | FALSE | Currently in Use | Gas (Historical Use) | 6000 | Galvanic (STIP-3) | 2001-07-30 |  | Fiberglass Reinforced Plastic | Pressurized
DADE COUNTY LANDFILL | BACK VALLEY RD | TRENTON | Dade | 9041021 | 1 | [5 empty] | Removed from Ground | Diesel | 2000 | Marked Unknown | 1996-01-29 | 1996-01-29 | Unknown
DADE CO MAINT HQ | SR 136 EAST OF SR 58 | TRENTON | Dade | 570086 | 61603 | [5 empty] | Removed from Ground | Gas (Historical Use) | 1000 | Bare Steel | 1989-06-23 | 1989-06-23 | Not Marked
RED FOX fka AVACO | 15234 HWY 11 N | TRENTON | Dade | 410030 | 5B |  | 1998-03-02 | FALSE | 1998-03-02 | FALSE | Temporarily out of use | Gas (Historical Use) | 4000 | Fiberglass | 1998-03-02 |  | Fiberglass Reinforced Plastic | Suction (American)
YORKS GROCERY | 9141 HWY 301 | TRENTON | Dade | 410032 | 5B |  | 1997-09-22 |  | 1997-09-22 |  | Removed from Ground | Gas (Historical Use) | 2000 | Cathodically Protected Steel | 1997-09-20 | 2010-07-29 | Fiberglass Reinforced Plastic | Gravity Fed
CIRCLE K #2723528 | 190 S MAIN ST | TRENTON | Dade | 410034 | 3 | Flapper Valve | 1997-06-01 | FALSE | 1997-06-01 | FALSE | Currently in Use | Diesel | 10000 | Steel-Impressed Current | 1980-05-16 |  | Fiberglass Reinforced Plastic | Pressurized
ROCK SPRING INV GROUP/PUBLIX #9 | CORNER OF GA HWY 136 & PACE DR | TRENTON | Dade | 4410012 | 3 | [5 empty] | Removed from Ground | Gas (Historical Use) | 10000 | Bare Steel | 1967-04-23 | 1990-06-12 | Galvanized Steel
CIRCLE K #2723528 | 190 S MAIN ST | TRENTON | Dade | 410034 | 2 | Flapper Valve | 1997-06-01 | FALSE | 1997-06-01 | FALSE | Currently in Use | Premium | 10000 | Steel-Impressed Current | 1980-05-16 |  | Fiberglass Reinforced Plastic | Pressurized
SLYGO QUICK MART | 2481 SLYGO RD | TRENTON | Dade | 9041012 | 4 | Flapper Valve | 1993-06-01 | FALSE | 1993-06-01 | FALSE | Currently in Use | E-0 | 6000 | Galvanic (STIP-3) | 1993-06-01 |  | Fiberglass Reinforced Plastic | Pressurized
KATHY'S | 560 HWY 301 | TRENTON | Dade | 9041013 | 3B | Ball Float | 2007-01-27 | FALSE | 2007-01-27 | FALSE | Currently in Use | Diesel Off Road | 4000 | Epoxy Double-Walled | 2007-01-27 |  | Double-Walled Fiberglass | Safe Suction (Euro)
KATHY'S | 560 HWY 301 | TRENTON | Dade | 9041013 | 2 | Ball Float | 1991-09-17 | FALSE | 1991-09-17 | FALSE | Currently in Use | Regular | 6000 | Steel-Impressed Current | 1991-09-17 |  | Fiberglass Reinforced Plastic | Pressurized
DADE CO MAINT HQ | SR 136 EAST OF SR 58 | TRENTON | Dade | 570086 | 616G1 | [5 empty] | Removed from Ground | Gas (Historical Use) | 1000 | Bare Steel | 1985-04-29 | 2001-05-17 | Galvanized Steel | Safe Suction (Euro)
GA0105 | 5091 HWY 136 | TRENTON | Dade | 9041003 | 3 | Ball Float | 1991-08-01 | FALSE | 1991-08-01 | FALSE | Currently in Use | Regular | 10000 | Composite | 1991-08-01 |  | Double-Walled Flex | Pressurized
DADE COUNTY BOARD OF EDUCATION | 1515 SCHOOL ST | TRENTON | Dade | 4410004 | 3 | [5 empty] | Removed from Ground | Empty | 5000 | Bare Steel | 1966-01-07 | 1987-07-01 | Galvanized Steel
DYER LUMBER CO INC | GEORGIA AVE/EAST OF HWY 11 | TRENTON | Dade | 9041011 | 3 | [5 empty] | Removed from Ground | Diesel | 500 | Not Marked/Unknown | 1995-05-08 | 1995-05-08 | Unknown
SHAW INDUSTRIES PLANT 76 SITE 2 | US HWY 11 | TRENTON | Dade | 9000659 | 1 | [5 empty] | Removed from Ground | Diesel | 1 | Not Marked/Unknown | 1995-04-18 | 1995-04-18 | Not Marked
DADE CO RD DEPOT | GIVE FACILITY LOCATION | TRENTON | Dade | 4140025 | 1 | [5 empty] | Removed from Ground | Diesel | 2000 | Bare Steel | 1971-04-08 | 1988-10-07 | Unknown
NORTH SAND MTN QUICK MART | 66 HWY 136 WEST | TRENTON | Dade | 9041019 | 1 | Ball Float | 1995-06-24 | FALSE | 1995-06-24 | FALSE | Currently in Use | Gas (Historical Use) | 12000 | Galvanic (STIP-3) | 1995-06-24 |  | Fiberglass Reinforced Plastic | Pressurized
DANIELS SERVICE STATION | MAIN ON THE SQUARE | TRENTON | Dade | 9041023 | 2 | [5 empty] | Removed from Ground | Gas (Historical Use) | 4000 | Not Marked/Unknown | 1998-06-03 | 1998-06-03 | Not Marked
SLYGO QUICK MART | 2481 SLYGO RD | TRENTON | Dade | 9041012 | 3 | Flapper Valve | 1993-06-01 | FALSE | 1993-06-01 | FALSE | Currently in Use | Premium | 6000 | Galvanic (STIP-3) | 1993-06-01 |  | Fiberglass Reinforced Plastic | Pressurized
LOOKOUT MTN KOA | SLYGO RD/RT 1 | TRENTON | Dade | 4410024 | 2 | [5 empty] | Removed from Ground | Gas (Historical Use) | 2000 | Bare Steel | 1976-05-03 | 1996-07-01 | Galvanized Steel
FORSHEE CHEVRON #44122 | 5278 HWY 136 | TRENTON | Dade | 4410007 | 6 | Ball Float | 1992-03-01 | FALSE | 1992-03-01 | FALSE | Currently in Use | Premium | 10000 | Epoxy | 1992-03-01 |  | Fiberglass Reinforced Plastic | Pressurized
WOOD'S GRO | RT 2 | TRENTON | Dade | 4410006 | 1 | [5 empty] | Removed from Ground | Gas (Historical Use) | 1000 | Bare Steel | 1975-01-11 | 1995-08-11 | Galvanized Steel
Circle K 2709343 | 955 HWY 299 | WILDWOOD | Dade | 9041006 | 4 | Flapper Valve | 1988-01-01 | FALSE | 1988-01-01 | FALSE | Currently in Use | Diesel | 12000 | Steel-Impressed Current | 1988-01-01 |  | Fiberglass Reinforced Plastic | Pressurized
Circle K 2709343 | 955 HWY 299 | WILDWOOD | Dade | 9041006 | 5 | Flapper Valve | 1988-01-01 | FALSE | 1988-01-01 | FALSE | Currently in Use | Diesel | 4000 | Steel-Impressed Current | 1988-01-01 |  | Fiberglass Reinforced Plastic | Pressurized
6723 LOOKOUT MTN | 707 HWY 299 | WILDWOOD | Dade | 4410020 | 6 | Overfill Alarm | 1997-02-01 | FALSE | 1997-02-01 | FALSE | Currently in Use | Regular | 12000 | Fiberglass Double Walled | 1997-05-01 |  | Fiberglass Reinforced Plastic | Pressurized
NORTH SAND MTN QUICK MART | 66 HWY 136 WEST | TRENTON | Dade | 9041019 | 2 | Ball Float | 1995-06-24 | FALSE | 1995-06-24 | FALSE | Currently in Use | Gas (Historical Use) | 6000 | Galvanic (STIP-3) | 1995-06-24 |  | Fiberglass Reinforced Plastic | Pressurized
ROBERT SUGGS | 129 JACOWAY ST | TRENTON | Dade | 9041024 | 2 | Flapper Valve | 1998-07-01 | FALSE | 1998-07-01 | FALSE | Currently in Use | Diesel | 2000 | Galvanic (STIP-3) | 1998-07-01 |  | Fiberglass Reinforced Plastic | Safe Suction (Euro)
SLYGO QUICK MART | 2481 SLYGO RD | TRENTON | Dade | 9041012 | 2 | Flapper Valve | 1993-06-01 | FALSE | 1993-06-01 | FALSE | Currently in Use | Diesel | 8000 | Galvanic (STIP-3) | 1993-06-01 |  | Fiberglass Reinforced Plastic | Pressurized
KATHY'S | 560 HWY 301 | TRENTON | Dade | 9041013 | 1 | Ball Float | 1991-09-17 | FALSE | 1991-09-17 | FALSE | Currently in Use | E-0 | 10000 | Steel-Impressed Current | 1991-09-17
ROCK SPRING INV GROUP/PUBLIX #9 | CORNER OF GA HWY 136 & PACE DR | TRENTON | Dade | 4410012 | 1 | [5 empty] | Removed from Ground | Gas (Historical Use) | 10000 | Bare Steel | 1967-04-23 | 1990-06-12 | Galvanized Steel
Circle K 2709343 | 955 HWY 299 | WILDWOOD | Dade | 9041006 | 3 | Ball Float | 1988-01-01 | FALSE | 1988-01-01 | FALSE | Currently in Use | Gas (Historical Use) | 10000 | Steel-Impressed Current | 1988-01-01 |  | Fiberglass Reinforced Plastic | Pressurized
6723 LOOKOUT MTN | 707 HWY 299 | WILDWOOD | Dade | 4410020 | 1 |  | 1988-01-01 |  | 1988-01-01 |  | Removed from Ground | Gas (Historical Use) | 12000 | Bare Steel | 1978-05-04 | 1997-02-01 | Galvanized Steel | Pressurized
6723 LOOKOUT MTN | 707 HWY 299 | WILDWOOD | Dade | 4410020 | 7 | Overfill Alarm | 1997-02-01 | FALSE | 1997-02-01 | FALSE | Currently in Use | Premium | 12000 | Fiberglass Double Walled | 1997-05-01 |  | Fiberglass Reinforced Plastic | Pressurized
MAINTENANCE SHOP | 137 S INDUSTRIAL BLVD | TRENTON | Dade | 9041032 | 2 |  | 1998-11-01 |  | 1998-11-01 |  | Removed from Ground | Gas (Historical Use) | 2000 | Cathodically Protected Steel | 1998-11-01 | 1999-01-20 | Fiberglass Reinforced Plastic | Suction (American)
GALAXY 09 | 5291 HWY 136 | TRENTON | Dade | 9041002 | 4 |  | 1985-05-06 | FALSE | 1998-08-05 | FALSE | Currently in Use | Premium | 12000 | Fiberglass | 1985-05-06 |  | Fiberglass Reinforced Plastic | Pressurized
RED FOX fka AVACO | 15234 HWY 11 N | TRENTON | Dade | 410030 | 3 | [5 empty] | Removed from Ground | Kerosene | 6000 | Bare Steel | 1983-05-09 | 1998-02-01 | Bare Steel | Suction (American)
NEW HOME GROCERY | 3683 NEW HOME RD | TRENTON | Dade | 410031 | 1 | [5 empty] | Removed from Ground | Gas (Historical Use) | 1000 | Bare Steel | 1986-05-16 | 1999-12-01 | Galvanized Steel
YORKS GROCERY | 9141 HWY 301 | TRENTON | Dade | 410032 | 1 | [5 empty] | Removed from Ground | Gas (Historical Use) | 1000 | Cathodically Protected Steel | 1971-05-20 | 1899-12-31 | Galvanized Steel
DADE COUNTY BOARD OF EDUCATION | 1515 SCHOOL ST | TRENTON | Dade | 4410004 | 1 | [5 empty] | Removed from Ground | Gas (Historical Use) | 10000 | Bare Steel | 1983-01-08 | 1998-12-17 | Galvanized Steel
DADE COUNTY BOARD OF EDUCATION | 1515 SCHOOL ST | TRENTON | Dade | 4410004 | 7 | [5 empty] | Permanently Out of Use - historical purposes | Gas (Historical Use) | 1000 | Bare Steel | 1954-01-07 | 1899-12-31 | Galvanized Steel
PILOT TRAVEL CENTER #254 | 650 HWY 299 | WILDWOOD | Dade | 410037 | 10 | Flapper Valve | 1992-05-01 | FALSE |  | FALSE | Currently in Use | Diesel | 20000 | Composite | 1992-05-05 |  | Double-Walled Fiberglass | Pressurized
6723 LOOKOUT MTN | 707 HWY 299 | WILDWOOD | Dade | 4410020 | 5 | Overfill Alarm | 1997-02-01 | FALSE | 1997-02-01 | FALSE | Currently in Use | Regular | 12000 | Fiberglass Double Walled | 1997-05-01 |  | Fiberglass Reinforced Plastic | Pressurized
6723 LOOKOUT MTN | 707 HWY 299 | WILDWOOD | Dade | 4410020 | 4 | [5 empty] | Removed from Ground | Diesel | 12000 | Bare Steel | 1978-05-04 | 1994-07-11 | Galvanized Steel | Pressurized
DADE CO HEALTH DEPT | FIRST ST | TRENTON | Dade | 4410010 | 1 | [5 empty] | Removed from Ground | Other | 1200 | Bare Steel | 1953-03-24 | 1899-12-31 | Unknown
V J CLARKS SAFETY CENTER INC | US HWY 11 N/BOX 608 | TRENTON | Dade | 4410027 | 4 | [5 empty] | Removed from Ground | Diesel | 550 | Bare Steel | 1976-01-01 | 1997-06-01 | Galvanized Steel
FORMER USAF/FLINTSTONE AFS-COVENANT COLLEGE | SCENIC HWY SOUTH OF ANTENNA TOWER | LOOKOUT MOUNTAIN | Dade | 10001812 | 1 |  |  | FALSE |  | FALSE | Removed from Ground | Diesel | 2000 | Bare Steel | 1995-04-26 | 1995-04-26
ALKA & KUNAL | 20611 HWY 11 | WILDWOOD | Dade | 9041010 | 2 | [5 empty] | Removed from Ground | Gas (Historical Use) | 2000 | Bare Steel | 1980-08-08 | 1996-04-01 | Galvanized Steel | Safe Suction (Euro)
Billy's Truck Stop | 405 HWY 299 | WILDWOOD | Dade | 9041026 | 2 | Ball Float | 1996-04-29 | FALSE | 1996-04-29 | FALSE | Currently in Use | Gas (Historical Use) | 10086 | Composite | 1996-04-29 |  | Fiberglass Reinforced Plastic | Pressurized
PILOT TRAVEL CENTER #254 | 650 HWY 299 | WILDWOOD | Dade | 410037 | 6 | Flapper Valve | 1992-05-01 | FALSE | 1992-05-01 | FALSE | Currently in Use | Gas (Historical Use) | 10000 | Composite | 1992-05-05 |  | Double-Walled Fiberglass | Pressurized
PILOT TRAVEL CENTER #254 | 650 HWY 299 | WILDWOOD | Dade | 410037 | 9 | Flapper Valve | 1992-05-01 | FALSE | 1992-05-01 | FALSE | Currently in Use | Diesel | 20000 | Composite | 1992-05-05 |  | Double-Walled Fiberglass | Pressurized
GA GAME PARK | I-59/RISING FAWN EXIT | RISING FAWN | Dade | 4410005 | 3 | [5 empty] | Removed from Ground | Gas (Historical Use) | 10000 | Bare Steel | 1977-01-20 | 1988-01-01 | Galvanized Steel
CLOUDLAND CANYON STATE PARK | 122 CLOUDLAND CANYON PARK RD | RISING FAWN | Dade | 4410003 | 2 | [5 empty] | Removed from Ground | LP GAS | 250 | Bare Steel | 1965-01-17 | 1899-12-31
CLOUDLAND CANYON STATE PARK | 122 CLOUDLAND CANYON PARK RD | RISING FAWN | Dade | 4410003 | 8 |  | 2003-06-01 | FALSE | 2003-06-01 | FALSE | Temporarily out of use | Diesel | 2500 | Fiberglass Double Walled | 2003-06-01 |  | Fiberglass Reinforced Plastic | Safe Suction (Euro)
DADE COUNTY BOARD OF EDUCATION | 1515 SCHOOL ST | TRENTON | Dade | 4410004 | 5 | [5 empty] | Permanently Out of Use - historical purposes | Empty | 2000 | Bare Steel | 1954-01-07 | 1899-12-31 | Galvanized Steel
DADE COUNTY BOARD OF EDUCATION | 1515 SCHOOL ST | TRENTON | Dade | 4410004 | 4 | [5 empty] | Removed from Ground | Empty | 2500 | Bare Steel | 1966-01-07 | 1987-07-01 | Galvanized Steel
Circle K 2709343 | 955 HWY 299 | WILDWOOD | Dade | 9041006 | 2 | Ball Float | 1988-01-01 | FALSE | 1988-01-01 | FALSE | Currently in Use | Gas (Historical Use) | 10000 | Steel-Impressed Current | 1988-01-01 |  | Fiberglass Reinforced Plastic | Pressurized
ALKA & KUNAL | 20611 HWY 11 | WILDWOOD | Dade | 9041010 | 3 |  | 1998-12-01 | FALSE | 1998-12-01 | FALSE | Temporarily out of use | Empty | 2000 |  | 1996-04-01 |  | Fiberglass Reinforced Plastic | Safe Suction (Euro)
RED FOX fka AVACO | 15234 HWY 11 N | TRENTON | Dade | 410030 | 6B |  | 1998-03-02 | FALSE | 1998-03-02 | FALSE | Temporarily out of use | Kerosene | 2000 | Fiberglass | 1998-03-02 |  | Fiberglass Reinforced Plastic | Suction (American)
RED FOX fka AVACO | 15234 HWY 11 N | TRENTON | Dade | 410030 | 6A |  | 1998-03-02 | FALSE | 1998-03-02 | FALSE | Temporarily out of use | Diesel | 3000 | Fiberglass | 1998-03-02 |  | Fiberglass Reinforced Plastic | Suction (American)
MSD Assets LLC | 4343 HWY 136 W | TRENTON | Dade | 4440103 | 1 | Ball Float | 1990-02-01 | FALSE | 1990-02-01 | FALSE | Currently in Use | Regular | 10000 | Steel-Impressed Current | 1980-01-22 |  | Double-Walled Fiberglass | Pressurized
Billy's Truck Stop | 405 HWY 299 | WILDWOOD | Dade | 9041026 | 4 | Ball Float | 1996-04-29 | FALSE | 1996-04-29 | FALSE | Currently in Use | Diesel | 20000 | Composite | 1996-04-29 |  | Fiberglass Reinforced Plastic | Pressurized
Billy's Truck Stop | 405 HWY 299 | WILDWOOD | Dade | 9041026 | 5 | Flapper Valve | 1996-04-29 | FALSE | 1996-04-29 | FALSE | Closed in Ground | Gas (Historical Use) | 2000 | Composite | 1996-04-29 |  | Fiberglass Reinforced Plastic | Safe Suction (Euro)
FORMER GENERAL STORE AND GAS STATION | 20655 US HWY 11 | WILDWOOD | Dade | 10001011 | 2 |  |  | FALSE |  | FALSE | Removed from Ground | Gas (Historical Use) | 130 | Bare Steel | 1930-01-01 | 2005-11-18 | Unknown
CLOUDLAND CANYON STATE PARK | 122 CLOUDLAND CANYON PARK RD | RISING FAWN | Dade | 4410003 | 5 | [5 empty] | Removed from Ground | LP GAS | 250 | Bare Steel | 1965-01-17 | 1899-12-31
DADE COUNTY BOARD OF EDUCATION | 1515 SCHOOL ST | TRENTON | Dade | 4410004 | 2D | [5 empty] | Removed from Ground | Diesel | 10000 | Bare Steel | 1987-07-01 | 1998-12-17 | Galvanized Steel | Safe Suction (Euro)
LOOKOUT MTN KOA | SLYGO RD/RT 1 | TRENTON | Dade | 4410024 | 1 | [5 empty] | Removed from Ground | Gas (Historical Use) | 2000 | Bare Steel | 1976-05-03 | 1996-07-01 | Galvanized Steel
FORSHEE CHEVRON #44122 | 5278 HWY 136 | TRENTON | Dade | 4410007 | 3 |  |  | FALSE |  | FALSE | Removed from Ground |  | 5000 | Galvanic (STIP-3) | 1969-03-19 | 1992-03-20 | Galvanized Steel
V J CLARKS SAFETY CENTER INC | US HWY 11 N/BOX 608 | TRENTON | Dade | 4410027 | 3 | [5 empty] | Removed from Ground | Gas (Historical Use) | 3000 | Bare Steel | 1971-05-09 | 1997-06-05 | Galvanized Steel
FOUR STARS | 8145 HWY 301 N | TRENTON | Dade | 9041020 | 2 | Flapper Valve | 1999-03-27 | FALSE | 1999-03-27 | FALSE | Temporarily out of use | Gas (Historical Use) | 2000 | Steel-Impressed Current | 1999-03-27 |  | Steel (Impressed Current) | Safe Suction (Euro)
DANIELS SERVICE STATION | MAIN ON THE SQUARE | TRENTON | Dade | 9041023 | 1 | [5 empty] | Removed from Ground | Gas (Historical Use) | 6000 | Not Marked/Unknown | 1998-06-03 | 1998-06-03 | Not Marked
ROCK SPRING INV GROUP/PUBLIX #9 | CORNER OF GA HWY 136 & PACE DR | TRENTON | Dade | 4410012 | 2 | [5 empty] | Removed from Ground | Gas (Historical Use) | 10000 | Bare Steel | 1967-04-23 | 1990-06-12 | Galvanized Steel
WOOD'S GRO | RT 2 | TRENTON | Dade | 4410006 | 2 | [5 empty] | Removed from Ground | Gas (Historical Use) | 1000 | Bare Steel | 1975-01-11 | 1995-08-11 | Galvanized Steel
Billy's Truck Stop | 405 HWY 299 | WILDWOOD | Dade | 9041026 | 1 | Ball Float | 1996-04-29 | FALSE | 1996-04-29 | FALSE | Currently in Use | Diesel | 20000 | Composite | 1996-04-29 |  | Fiberglass Reinforced Plastic | Pressurized
PILOT TRAVEL CENTER #254 | 650 HWY 299 | WILDWOOD | Dade | 410037 | 3 | [5 empty] | Removed from Ground | Gas (Historical Use) | 6000 | Bare Steel | 1967-01-05 | 1991-08-20 | Unknown
6723 LOOKOUT MTN | 707 HWY 299 | WILDWOOD | Dade | 4410020 | 3 |  |  | FALSE |  | FALSE | [5 empty] | 1997-02-01 | Galvanized Steel | Pressurized
FORSHEE CHEVRON #44122 | 5278 HWY 136 | TRENTON | Dade | 4410007 | 7 | Flapper Valve | 1992-03-01 | FALSE | 1992-03-01 | FALSE | Currently in Use | Diesel | 5000 | Epoxy | 1992-03-01 |  | Fiberglass Reinforced Plastic | Safe Suction (Euro)
FORSHEE CHEVRON #44122 | 5278 HWY 136 | TRENTON | Dade | 4410007 | 4 |  |  | TRUE |  | TRUE | Removed from Ground |  | 550 | Galvanic (STIP-3) | 1969-03-19 | 1992-03-20 | Galvanized Steel
GA GAME PARK | I-59/RISING FAWN EXIT | RISING FAWN | Dade | 4410005 | 1 | [5 empty] | Removed from Ground | Diesel | 10000 | Bare Steel | 1977-01-20 | 1988-01-01 | Galvanized Steel
DANIELS SERVICE STATION | MAIN ON THE SQUARE | TRENTON | Dade | 9041023 | 4 |  |  | TRUE |  | TRUE | Removed from Ground | Used Oil | 1000 |  |  | 2020-02-25
DADE CO RD DEPOT | GIVE FACILITY LOCATION | TRENTON | Dade | 4140025 | 2 | [5 empty] | Removed from Ground | Gas (Historical Use) | 2000 | Bare Steel | 1971-04-08 | 1988-10-07 | Unknown
Billy's Truck Stop | 405 HWY 299 | WILDWOOD | Dade | 9041026 | 3 | Ball Float | 1996-04-29 | FALSE | 1996-04-29 | FALSE | Currently in Use | Gas (Historical Use) | 10086 | Composite | 1996-04-29 |  | Fiberglass Reinforced Plastic | Pressurized
GA GAME PARK | I-59/RISING FAWN EXIT | RISING FAWN | Dade | 4410005 | 2 | [5 empty] | Removed from Ground | Gas (Historical Use) | 10000 | Bare Steel | 1975-01-21 | 1988-01-01 | Galvanized Steel
TRENTON QUICK MART | 4454 HWY 136 | TRENTON | Dade | 9041014 | 1 | Flapper Valve | 1990-07-02 | FALSE | 1990-07-02 | TRUE | Currently in Use | Gas (Historical Use) | 8000 | Galvanic (STIP-3) | 1990-07-02 |  | Fiberglass Reinforced Plastic | Pressurized
RED FOX fka AVACO | 15234 HWY 11 N | TRENTON | Dade | 410030 | 4 | [5 empty] | Removed from Ground | Diesel | 6000 | Bare Steel | 1979-05-10 | 1998-02-01 | Bare Steel | Suction (American)
RED FOX fka AVACO | 15234 HWY 11 N | TRENTON | Dade | 410030 | 1 | [5 empty] | Removed from Ground | Gas (Historical Use) | 10000 | Bare Steel | 1979-05-10 | 1998-02-01 | Bare Steel | Suction (American)
YORKS GROCERY | 9141 HWY 301 | TRENTON | Dade | 410032 | 2 | [5 empty] | Removed from Ground | Gas (Historical Use) | 1000 | Cathodically Protected Steel | 1986-05-16 | 1899-12-31 | Galvanized Steel
DADE COUNTY BOARD OF EDUCATION | 1515 SCHOOL ST | TRENTON | Dade | 4410004 | 2 | [5 empty] | Removed from Ground | Empty | 1000 | Bare Steel | 1966-01-07 | 1987-07-01 | Galvanized Steel
FORMER GENERAL STORE AND GAS STATION | 20655 US HWY 11 | WILDWOOD | Dade | 10001011 | 3 |  |  | FALSE |  | FALSE | Removed from Ground | Gas (Historical Use) | 560 | Cathodically Protected Steel | 1930-01-01 | 2005-11-18 | Unknown
FORSHEE CHEVRON #44122 | 5278 HWY 136 | TRENTON | Dade | 4410007 | 5 | Ball Float | 1991-09-25 | FALSE | 1992-03-01 | FALSE | Currently in Use | E-0 | 10000 | Epoxy | 1992-03-01 |  | Fiberglass Reinforced Plastic | Pressurized
V J CLARKS SAFETY CENTER INC | US HWY 11 N/BOX 608 | TRENTON | Dade | 4410027 | 2 | [5 empty] | Removed from Ground | Gas (Historical Use) | 3000 | Bare Steel | 1971-05-09 | 1997-06-05 | Galvanized Steel
Circle K 2709343 | 955 HWY 299 | WILDWOOD | Dade | 9041006 | 1 | Ball Float | 1988-01-01 | FALSE | 1988-01-01 | FALSE | Currently in Use | Gas (Historical Use) | 10000 | Steel-Impressed Current | 1988-01-01 |  | Fiberglass Reinforced Plastic | Pressurized
ALKA & KUNAL | 20611 HWY 11 | WILDWOOD | Dade | 9041010 | 1 |  | 1998-12-01 | FALSE | 1998-12-01 | FALSE | Temporarily out of use |  | 4000 | Steel-Impressed Current | 1980-08-08 |  | Fiberglass Reinforced Plastic | Safe Suction (Euro)
GALAXY 09 | 5291 HWY 136 | TRENTON | Dade | 9041002 | 2 |  | 1985-05-06 | FALSE | 1998-08-05 | FALSE | Closed in Ground | Empty | 10000 | Fiberglass | 1985-05-06 | 2019-04-22 | Fiberglass Reinforced Plastic | Pressurized
FOUR STARS | 8145 HWY 301 N | TRENTON | Dade | 9041020 | 3 | Flapper Valve | 1999-03-27 | FALSE | 1999-03-27 | FALSE | Temporarily out of use | Diesel | 1000 | Steel-Impressed Current | 1999-03-27 |  | Steel (Impressed Current) | Safe Suction (Euro)
YORKS GROCERY | 9141 HWY 301 | TRENTON | Dade | 410032 | 3 | [5 empty] | Removed from Ground | Gas (Historical Use) | 3000 | Cathodically Protected Steel | 1986-05-16 | 1997-09-01 | Galvanized Steel
V J CLARKS SAFETY CENTER INC | US HWY 11 N/BOX 608 | TRENTON | Dade | 4410027 | 1 | [5 empty] | Removed from Ground | Diesel | 3000 | Bare Steel | 1971-05-09 | 1997-06-05 | Galvanized Steel
PILOT TRAVEL CENTER #254 | 650 HWY 299 | WILDWOOD | Dade | 410037 | 8 | Flapper Valve | 1992-05-01 | FALSE | 1992-05-01 | FALSE | Currently in Use | Diesel | 10000 | Composite | 1992-05-05 |  | Double-Walled Fiberglass | Pressurized
PILOT TRAVEL CENTER #254 | 650 HWY 299 | WILDWOOD | Dade | 410037 | 2 | [5 empty] | Removed from Ground | Gas (Historical Use) | 6000 | Bare Steel | 1967-01-05 | 1991-08-20 | Galvanized Steel
6723 LOOKOUT MTN | 707 HWY 299 | WILDWOOD | Dade | 4410020 | 2 |  | 1988-01-01 |  | 1988-01-01 |  | Removed from Ground | Gas (Historical Use) | 12000 | Bare Steel | 1978-05-04 | 1997-02-01 | Galvanized Steel | Pressurized
RED FOX fka AVACO | 15234 HWY 11 N | TRENTON | Dade | 410030 | 5A |  | 1998-03-02 | FALSE | 1998-03-02 | FALSE | Temporarily out of use | Gas (Historical Use) | 6000 | Fiberglass | 1998-03-02 |  | Fiberglass Reinforced Plastic | Suction (American)
CIRCLE K #2723528 | 190 S MAIN ST | TRENTON | Dade | 410034 | 4 | Flapper Valve | 1997-06-01 | FALSE | 1997-06-01 | FALSE | Currently in Use | Kerosene | 2000 | Steel-Impressed Current | 1986-05-01 |  | Fiberglass Reinforced Plastic | Safe Suction (Euro)
CIRCLE K #2723528 | 190 S MAIN ST | TRENTON | Dade | 410034 | 1 | Flapper Valve | 1997-06-01 | FALSE | 1997-06-01 | FALSE | Currently in Use | Regular | 10000 | Steel-Impressed Current | 1980-05-16 |  | Fiberglass Reinforced Plastic | Pressurized
PRINCE GROCERY | GA HWY 301 | TRENTON | Dade | 4410021 | 2 | [5 empty] | Removed from Ground | Gas (Historical Use) | 1000 | Bare Steel | 1966-04-29 | 1998-12-21 | Galvanized Steel | Safe Suction (Euro)
FORSHEE CHEVRON #44122 | 5278 HWY 136 | TRENTON | Dade | 4410007 | 1 |  |  | FALSE |  | FALSE | Removed from Ground |  | 10000 | Galvanic (STIP-3) | 1969-03-19 | 1992-03-20 | Galvanized Steel
CLOUDLAND CANYON STATE PARK | 122 CLOUDLAND CANYON PARK RD | RISING FAWN | Dade | 4410003 | 4 | [5 empty] | Removed from Ground | LP GAS | 250 | Bare Steel | 1965-01-17 | 1899-12-31
TRENTON QUICK MART | 4454 HWY 136 | TRENTON | Dade | 9041014 | 2 | Flapper Valve | 1990-07-02 | FALSE | 1990-07-02 | TRUE | Currently in Use | Gas (Historical Use) | 6000 | Galvanic (STIP-3) | 1990-07-02 |  | Fiberglass Reinforced Plastic | Pressurized
DYER LUMBER CO INC | GEORGIA AVE/EAST OF HWY 11 | TRENTON | Dade | 9041011 | 1 | [5 empty] | Removed from Ground | Gas (Historical Use) | 1000 | Not Marked/Unknown | 1995-05-08 | 1995-05-08 | Unknown
STOP & SHOP | HWY 136 & HWY 301 | TRENTON | Dade | 412002 | 1 |  | 1999-01-19 |  | 1999-01-19 |  | Removed from Ground | Gas (Historical Use) | 10000 | Steel-Impressed Current | 1983-05-03 | 2000-10-16 | Cathodically Protected | Suction (American)
RED FOX fka AVACO | 15234 HWY 11 N | TRENTON | Dade | 410030 | 2 | [5 empty] | Removed from Ground | Gas (Historical Use) | 10000 | Bare Steel | 1979-05-10 | 1998-02-01 | Bare Steel | Suction (American)
MSD Assets LLC | 4343 HWY 136 W | TRENTON | Dade | 4440103 | 3 | Ball Float | 1990-02-01 | FALSE | 1990-02-01 | FALSE | Currently in Use | Diesel | 8000 | Steel-Impressed Current | 1980-01-22 |  | Double-Walled Fiberglass | Pressurized
DADE CO SERVICE CENTER | US HWY 11 & GA HWY 136 | TRENTON | Dade | 4410018 | 1 | [5 empty] | Removed from Ground | Kerosene | 2000 | Bare Steel | 1984-05-05 | 1986-11-01 | Galvanized Steel
FORSHEE CHEVRON #44122 | 5278 HWY 136 | TRENTON | Dade | 4410007 | 2 |  |  | FALSE |  | FALSE | Removed from Ground |  | 10000 | Galvanic (STIP-3) | 1969-03-19 | 1992-03-20 | Galvanized Steel
FORSHEE CHEVRON #44122 | 5278 HWY 136 | TRENTON | Dade | 4410007 | 8 | Ball Float | 1998-04-01 | FALSE | 1998-04-01 | FALSE | Currently in Use | Regular | 15000 | Epoxy | 1998-04-01 |  | Fiberglass Reinforced Plastic | Pressurized
SCUGGS PROPANE GAS CO | 129 JACOWAY LANE | TRENTON | Dade | 9041030 | 1 | [5 empty] | Removed from Ground | Gas (Historical Use) | 0 | Not Marked/Unknown | 1998-06-01 | 1998-06-01 | Not Marked
GA POWER CO/TRENTON OPER HQ | OLD BIRMINGHAM HWY | TRENTON | Dade | 9041001 | EG-1 |  | 1998-09-04 |  | 1998-09-04 |  | Removed from Ground | Gas (Historical Use) | 560 | Cathodically Protected Steel | 1998-09-04 | 2007-03-06 | Double Walled | Suction (American)
SHELL(FORMER) | US HWY 11 & GA HWY 136 | TRENTON | Dade | 9041009 | 1 | [5 empty] | Removed from Ground | Gas (Historical Use) | 0 | Not Marked/Unknown | 1993-03-23 | 1993-03-23 | Not Marked
DYER LUMBER CO INC | GEORGIA AVE/EAST OF HWY 11 | TRENTON | Dade | 9041011 | 2 | [5 empty] | Removed from Ground | Diesel | 500 | Not Marked/Unknown | 1995-05-08 | 1995-05-08 | Unknown
DADE CO MAINT HQ | SR 136 EAST OF SR 58 | TRENTON | Dade | 570086 | 616G2 | [5 empty] | Removed from Ground | Diesel | 1000 | Bare Steel | 1985-04-29 | 2001-05-17 | Galvanized Steel | Safe Suction (Euro)
PRINCE GROCERY | GA HWY 301 | TRENTON | Dade | 4410021 | 1 | [5 empty] | Removed from Ground | Gas (Historical Use) | 1000 | Bare Steel | 1966-04-29 | 1998-12-31 | Galvanized Steel | Safe Suction (Euro)
WOOD'S GRO | RT 2 | TRENTON | Dade | 4410006 | 3 | [5 empty] | Removed from Ground | Gas (Historical Use) | 1000 | Bare Steel | 1975-01-11 | 1995-08-11 | Galvanized Steel
GA FC DADE CO UNIT | US HWY 11 1/4 MI SOUTH OF TRENTO | TRENTON | Dade | 4410008 | 1 | [5 empty] | Removed from Ground | Diesel | 560 | Bare Steel | 1961-12-10 | 1992-02-12 | Galvanized Steel
FORMER GENERAL STORE AND GAS STATION | 20655 US HWY 11 | WILDWOOD | Dade | 10001011 | 1 |  |  | FALSE |  | FALSE | Removed from Ground | Gas (Historical Use) | 130 | Bare Steel | 1930-01-01 | 2005-11-18 | Unknown
PILOT TRAVEL CENTER #254 | 650 HWY 299 | WILDWOOD | Dade | 410037 | 7 | Flapper Valve | 1992-05-01 | FALSE | 1992-05-01 | FALSE | Currently in Use | Gas (Historical Use) | 10000 | Composite | 1992-05-05 |  | Double-Walled Fiberglass | Pressurized
PILOT TRAVEL CENTER #254 | 650 HWY 299 | WILDWOOD | Dade | 410037 | 4 | [5 empty] | Removed from Ground | Gas (Historical Use) | 6000 | Bare Steel | 1967-01-05 | 1991-08-20 | Unknown
PILOT TRAVEL CENTER #254 | 650 HWY 299 | WILDWOOD | Dade | 410037 | 1 | [5 empty] | Removed from Ground | Diesel | 6000 | Bare Steel | 1967-01-05 | 1991-08-20 | Unknown
MAPCO EXPRESS INC #3523 | 5090 Hwy 136 | TRENTON | Dade | 9041022 | 3 | Flapper Valve | 1995-11-10 | FALSE | 1995-11-10 | FALSE | Currently in Use | E-85 | 2000 | Composite | 1995-11-10 |  | Double-Walled Flex | Safe Suction (Euro)
MAPCO EXPRESS INC #3523 | 5090 Hwy 136 | TRENTON | Dade | 9041022 | 2 | Ball Float | 1995-11-10 | FALSE | 1995-11-10 | FALSE | Currently in Use | Premium | 8000 | Composite | 1995-11-10 |  | Double-Walled Flex | Pressurized
MAPCO EXPRESS INC #3523 | 5090 Hwy 136 | TRENTON | Dade | 9041022 | 1 | Ball Float | 1995-11-10 | FALSE | 1995-11-10 | FALSE | Currently in Use | Regular | 12000 | Composite | 1995-11-10 |  | Double-Walled Flex | Pressurized
M&K GROCERY | 9712 SCENIC HWY | LOOKOUT MOUNTAIN | Dade | 4410028 | 5 | Flapper Valve | 1999-01-25 | FALSE | 1999-01-25 | FALSE | Currently in Use | Regular | 3000 | Steel-Impressed Current | 1999-01-25 |  | Steel (Impressed Current) | Suction (American)
GRISHAM DISCOUNT FOODS | US HWY 11 N | TRENTON | Dade | 4410019 | 3 | [5 empty] | Removed from Ground | Gas (Historical Use) | 4000 | Bare Steel | 1961-04-30 | 1993-11-19 | Galvanized Steel | Safe Suction (Euro)
GRISHAM DISCOUNT FOODS | US HWY 11 N | TRENTON | Dade | 4410019 | 2 | [5 empty] | Removed from Ground | Gas (Historical Use) | 2000 | Bare Steel | 1966-04-30 | 1999-02-01 | Galvanized Steel | Safe Suction (Euro)
M&K GROCERY | 9712 SCENIC HWY | LOOKOUT MOUNTAIN | Dade | 4410028 | 3 | Flapper Valve | 1999-01-25 | FALSE | 1999-01-25 | FALSE | Currently in Use | E-0 | 2000 | Steel-Impressed Current | 1999-01-25 |  | Steel (Impressed Current) | Suction (American)
GRISHAM DISCOUNT FOODS | US HWY 11 N | TRENTON | Dade | 4410019 | 5 | [5 empty] | Removed from Ground | Gas (Historical Use) | 4000 | Cathodically Protected Steel | 1994-01-31 | 1999-02-01 | Galvanized Steel | Safe Suction (Euro)
GRISHAM DISCOUNT FOODS | US HWY 11 N | TRENTON | Dade | 4410019 | 4 | [5 empty] | Removed from Ground | Kerosene | 1000 | Bare Steel | 1961-04-30 | 1999-02-01 | Galvanized Steel | Safe Suction (Euro)
M&K GROCERY | 9712 SCENIC HWY | LOOKOUT MOUNTAIN | Dade | 4410028 | 2 | Flapper Valve | 1999-01-25 | FALSE | 1999-01-25 | FALSE | Currently in Use | Kerosene | 1000 | Steel-Impressed Current | 1999-01-25 |  | Steel (Impressed Current) | Suction (American)
GAS & GO 233 | 112 CRIMSON DR | TRENTON | Dade | 10003464 | 1 |  | 2024-04-06 | FALSE | 2024-04-06 | FALSE | Currently in Use | Regular | 20000 | STIP-3/Double walled | 2024-04-05 |  | Double-Walled Flex | Pressurized
GRISHAM DISCOUNT FOODS | US HWY 11 N | TRENTON | Dade | 4410019 | 1 | [5 empty] | Removed from Ground | Gas (Historical Use) | 1000 | Bare Steel | 1961-04-30 | 1999-02-01 | Galvanized Steel | Safe Suction (Euro)
M&K GROCERY | 9712 SCENIC HWY | LOOKOUT MOUNTAIN | Dade | 4410028 | 1 | Flapper Valve | 1999-01-25 | FALSE | 1999-01-25 | FALSE | Currently in Use | Diesel | 1000 | Steel-Impressed Current | 1999-01-25 |  | Steel (Impressed Current) | Suction (American)
M&K GROCERY | 9712 SCENIC HWY | LOOKOUT MOUNTAIN | Dade | 4410028 | 4 | Flapper Valve | 1999-01-25 | FALSE | 1999-01-25 | FALSE | Currently in Use | Regular | 3000 | Steel-Impressed Current | 1999-01-25 |  | Steel (Impressed Current) | Suction (American)
PILOT TRAVELCENTER #415 | 319 DEER HEAD COVE RD | RISING FAWN | Dade | 412000 | 4 |  | 1987-11-04 |  | 1987-11-04 |  | Removed from Ground | Gas (Historical Use) | 10000 | Composite | 1987-11-04 | 1996-10-23 | Fiberglass Reinforced Plastic | Pressurized
PILOT TRAVELCENTER #415 | 319 DEER HEAD COVE RD | RISING FAWN | Dade | 412000 | 5 |  | 1987-11-04 |  | 1987-11-04 |  | Removed from Ground | Gas (Historical Use) | 10000 | Composite | 1987-11-04 | 1996-10-23 | Fiberglass Reinforced Plastic | Pressurized
PILOT TRAVELCENTER #415 | 319 DEER HEAD COVE RD | RISING FAWN | Dade | 412000 | 10 | Flapper Valve | 1997-06-01 | FALSE | 1997-06-01 | FALSE | Currently in Use | Diesel | 20000 | Fiberglass Double Walled | 1997-06-01 |  | Fiberglass Reinforced Plastic | Pressurized
PILOT TRAVELCENTER #415 | 319 DEER HEAD COVE RD | RISING FAWN | Dade | 412000 | 12A | Flapper Valve | 1997-06-01 | FALSE | 1997-06-01 | FALSE | Currently in Use | Gas (Historical Use) | 14000 | Fiberglass Double Walled | 1997-06-01 |  | Fiberglass Reinforced Plastic | Pressurized
NEW SALEM MOUNTAIN MARKET | 12421 HWY 136 | RISING FAWN | Dade | 1460100 | 2 |  | 1988-08-04 |  | 1988-08-04 |  | Removed from Ground | Diesel | 3000 | Cathodically Protected Steel | 1988-08-04 | 2014-09-16 | Cathodically Protected | Suction (American)
CLOUDLAND CANYON STATE PARK | 122 CLOUDLAND CANYON PARK RD | RISING FAWN | Dade | 4410003 | 1 | [5 empty] | Removed from Ground | LP GAS | 250 | Bare Steel | 1965-01-17 | 1899-12-31
CLOUDLAND CANYON STATE PARK | 122 CLOUDLAND CANYON PARK RD | RISING FAWN | Dade | 4410003 | 7 |  | 2003-06-01 | FALSE | 2003-06-01 | FALSE | Temporarily out of use | Gas (Historical Use) | 2500 | Fiberglass Double Walled | 2003-06-01 |  | Fiberglass Reinforced Plastic | Safe Suction (Euro)
RISING FAWN QUICK MART | 71 DEERHEAD COVE RD | RISING FAWN | Dade | 9041015 | 3 |  | 1995-08-01 | FALSE | 1995-08-01 | FALSE | Removed from Ground | Diesel | 10000 | Cathodically Protected Steel | 1995-08-01 | 2006-09-18 | Not Marked | Pressurized
NEW SALEM MOUNTAIN MARKET | 12421 HWY 136 | RISING FAWN | Dade | 1460100 | 1 |  | 1988-08-04 |  | 1988-08-04 |  | Removed from Ground | Gas (Historical Use) | 3000 | Cathodically Protected Steel | 1988-08-04 | 2014-09-16 | Cathodically Protected | Suction (American)
PILOT TRAVELCENTER #415 | 319 DEER HEAD COVE RD | RISING FAWN | Dade | 412000 | 3 |  | 1993-12-01 |  | 1993-12-01 |  | Removed from Ground | Diesel | 12000 | Composite | 1987-11-04 | 1996-10-23 | Fiberglass Reinforced Plastic | Pressurized
MAPCO EXPRESS INC #3525 | 315 DEERHEAD COVE RD | RISING FAWN | Dade | 9041027 | 3 | Ball Float | 1996-10-31 | FALSE | 1996-10-31 | FALSE | Currently in Use | E-85 | 10000 | Composite | 1996-10-31 |  | Copper/Secondry Containment | Pressurized
CANYON QUIK STOP | 12166 GA HWY 136 E | RISING FAWN | Dade | 9041007 | 3 | Flapper Valve | 1998-06-01 | FALSE | 1998-06-01 | FALSE | Currently in Use | Premium | 4000 | Steel-Impressed Current | 1981-01-01 |  | Steel (Impressed Current) | Safe Suction (Euro)
MAPCO EXPRESS INC #3525 | 315 DEERHEAD COVE RD | RISING FAWN | Dade | 9041027 | 4 | Ball Float | 1996-10-31 | FALSE | 1996-10-31 | FALSE | Currently in Use | Diesel | 4000 | Composite | 1996-10-31 |  | Copper/Secondry Containment | Pressurized
RISING FAWN QUICK MART | 71 DEERHEAD COVE RD | RISING FAWN | Dade | 9041015 | 4 |  | 1995-08-01 | FALSE | 1995-08-01 | FALSE | Removed from Ground | Diesel | 10000 | Composite Double Walled | 1995-08-01 | 2006-09-18 | Not Marked | Pressurized
RISING FAWN QUICK MART | 71 DEERHEAD COVE RD | RISING FAWN | Dade | 9041015 | 1 | Ball Float | 1995-08-15 | FALSE | 1995-08-15 | FALSE | Currently in Use | Regular | 10000 | Galvanic (STIP-3) | 1995-08-15 |  | Fiberglass Reinforced Plastic | Pressurized
CANYON QUIK STOP | 12166 GA HWY 136 E | RISING FAWN | Dade | 9041007 | 4 | Flapper Valve | 1998-06-01 | FALSE | 1998-06-01 | FALSE | Temporarily out of use | Kerosene | 1000 | Steel-Impressed Current | 1985-01-01 |  | Steel (Impressed Current) | Safe Suction (Euro)
CLOUDLAND CANYON STATE PARK | 122 CLOUDLAND CANYON PARK RD | RISING FAWN | Dade | 4410003 | 6 | [5 empty] | Removed from Ground | LP GAS | 250 | Bare Steel | 1965-01-17 | 1899-12-31
NEW SALEM MOUNTAIN MARKET | 12421 HWY 136 | RISING FAWN | Dade | 1460100 | 3 |  | 1988-08-04 |  | 1988-08-04 |  | Removed from Ground | Gas (Historical Use) | 3000 | Cathodically Protected Steel | 1988-08-04 | 2014-09-16 | Cathodically Protected | Suction (American)
PILOT TRAVELCENTER #415 | 319 DEER HEAD COVE RD | RISING FAWN | Dade | 412000 | 7 | Flapper Valve | 1997-06-01 | FALSE | 1997-06-01 | FALSE | Currently in Use | Diesel | 20000 | Fiberglass Double Walled | 1997-06-01 |  | Fiberglass Reinforced Plastic | Pressurized
PILOT TRAVELCENTER #415 | 319 DEER HEAD COVE RD | RISING FAWN | Dade | 412000 | 1 |  | 1993-12-01 |  | 1993-12-01 |  | Removed from Ground | Diesel | 12000 | Composite | 1987-11-04 | 1996-10-23 | Fiberglass Reinforced Plastic | Pressurized
PILOT TRAVELCENTER #415 | 319 DEER HEAD COVE RD | RISING FAWN | Dade | 412000 | 12B | Flapper Valve | 1997-06-01 | FALSE | 1997-06-01 | FALSE | Currently in Use | Diesel | 6000 | Fiberglass Double Walled | 1997-06-01 |  | Fiberglass Reinforced Plastic | Pressurized
MAPCO EXPRESS INC #3525 | 315 DEERHEAD COVE RD | RISING FAWN | Dade | 9041027 | 1 | Ball Float | 1996-10-31 | FALSE | 1996-10-31 | FALSE | Currently in Use | Regular | 20000 | Composite | 1996-10-31 |  | Copper/Secondry Containment | Pressurized
CANYON QUIK STOP | 12166 GA HWY 136 E | RISING FAWN | Dade | 9041007 | 1 | Flapper Valve | 1998-06-01 | FALSE | 1998-06-01 | FALSE | Currently in Use | Regular | 2000 | Steel-Impressed Current | 1986-01-01 |  | Steel (Impressed Current) | Safe Suction (Euro)
RISING FAWN QUICK MART | 71 DEERHEAD COVE RD | RISING FAWN | Dade | 9041015 | 2 | Ball Float | 1995-08-15 | FALSE | 1995-08-15 | FALSE | Currently in Use | Premium | 8000 | Galvanic (STIP-3) | 1995-08-15 |  | Fiberglass Reinforced Plastic | Pressurized
PILOT TRAVELCENTER #415 | 319 DEER HEAD COVE RD | RISING FAWN | Dade | 412000 | 2 |  | 1993-12-01 |  | 1993-12-01 |  | Removed from Ground | Diesel | 12000 | Composite | 1987-11-04 | 1996-10-23 | Fiberglass Reinforced Plastic | Pressurized
CANYON QUIK STOP | 12166 GA HWY 136 E | RISING FAWN | Dade | 9041007 | 2 | Flapper Valve | 1998-06-01 |  | 1998-06-01 |  | Currently in Use | Diesel | 4000 | Steel-Impressed Current | 1981-01-01 |  | Steel (Impressed Current) | Safe Suction (Euro)
PILOT TRAVELCENTER #415 | 319 DEER HEAD COVE RD | RISING FAWN | Dade | 412000 | 11 | Flapper Valve | 1997-06-01 | FALSE | 1997-06-01 | FALSE | Currently in Use | Regular | 20000 | Fiberglass Double Walled | 1997-06-01 |  | Fiberglass Reinforced Plastic | Pressurized
MAPCO EXPRESS INC #3525 | 315 DEERHEAD COVE RD | RISING FAWN | Dade | 9041027 | 5 | Ball Float | 1996-10-31 | FALSE | 1996-10-31 | FALSE | Currently in Use | Biodiesel | 2000 | Composite | 1996-10-31 |  | Copper/Secondry Containment | Pressurized
PILOT TRAVELCENTER #415 | 319 DEER HEAD COVE RD | RISING FAWN | Dade | 412000 | 6 |  | 1987-11-04 |  | 1987-11-04 |  | Removed from Ground | Gas (Historical Use) | 10000 | Composite | 1987-11-04 | 1996-10-23 | Fiberglass Reinforced Plastic | Pressurized
PILOT TRAVELCENTER #415 | 319 DEER HEAD COVE RD | RISING FAWN | Dade | 412000 | 9 | Flapper Valve | 1997-06-01 | FALSE | 1997-06-01 | FALSE | Currently in Use | Diesel | 20000 | Fiberglass Double Walled | 1997-06-01 |  | Fiberglass Reinforced Plastic | Pressurized
PILOT TRAVELCENTER #415 | 319 DEER HEAD COVE RD | RISING FAWN | Dade | 412000 | 13 | Flapper Valve | 1997-06-01 | FALSE | 1997-06-01 | FALSE | Temporarily out of use | Diesel | 2500 | Fiberglass Double Walled | 1997-06-01 |  | Fiberglass Reinforced Plastic | Pressurized
PILOT TRAVELCENTER #415 | 319 DEER HEAD COVE RD | RISING FAWN | Dade | 412000 | 8 | Flapper Valve | 1997-06-01 | FALSE | 1997-06-01 | FALSE | Currently in Use | Diesel | 20000 | Fiberglass Double Walled | 1997-06-01 |  | Fiberglass Reinforced Plastic | Pressurized
MAPCO EXPRESS INC #3525 | 315 DEERHEAD COVE RD | RISING FAWN | Dade | 9041027 | 2 | Ball Float | 1996-10-31 | FALSE | 1996-10-31 | FALSE | Currently in Use | Premium | 10000 | Composite | 1996-10-31 |  | Copper/Secondry Containment | Pressurized
CLOUDLAND CANYON STATE PARK | 122 CLOUDLAND CANYON PARK RD | RISING FAWN | Dade | 4410003 | 3 | [5 empty] | Removed from Ground | LP GAS | 250 | Bare Steel | 1965-01-17 | 1899-12-31
Harmony Food Mart | 1128 Harmony Church Rd | Dawsonville | Dawson | 10003172 | 1 | Flapper Valve | 2021-05-21 | FALSE |  | FALSE | Currently in Use | Regular | 12000 | Composite Double Walled | 2021-05-21 |  | Double-Walled Fiberglass | Pressurized
Harmony Food Mart | 1128 Harmony Church Rd | Dawsonville | Dawson | 10003172 | 2C | Flapper Valve | 2021-05-21 | FALSE |  | FALSE | Currently in Use | Diesel On Road | 4000 | Composite Double Walled | 2021-05-21 |  | Double-Walled Fiberglass | Pressurized
Harmony Food Mart | 1128 Harmony Church Rd | Dawsonville | Dawson | 10003172 | 2B | Flapper Valve | 2021-05-21 | FALSE |  | FALSE | Currently in Use | E-0 | 4000 | Composite Double Walled | 2021-05-21 |  | Double-Walled Fiberglass | Pressurized
Harmony Food Mart | 1128 Harmony Church Rd | Dawsonville | Dawson | 10003172 | 2A | Flapper Valve | 2021-05-21 | FALSE |  | FALSE | Currently in Use | Premium | 4000 | Composite Double Walled | 2021-05-21 |  | Double-Walled Fiberglass | Pressurized
DAWSON CO/SCHOOL BUS GARAGE | 517 ALLEN ST | DAWSONVILLE | Dawson | 4420005 | 1 | Flapper Valve | 1997-07-21 |  | 1997-07-21 |  | Removed from Ground | Diesel | 10000 | Steel-Impressed Current | 1971-02-25 | 2010-01-12 | Cathodically Protected | Suction (American)
DAWSON CO/SCHOOL BUS GARAGE | 517 ALLEN ST | DAWSONVILLE | Dawson | 4420005 | 2 | [5 empty] | Removed from Ground | Gas (Historical Use) | 5000 | Bare Steel | 1961-02-24 | 1997-07-09 | Galvanized Steel
DAWSON CO/SCHOOL BUS GARAGE | 517 ALLEN ST | DAWSONVILLE | Dawson | 4420005 | 2G | Flapper Valve | 1997-07-11 |  | 1997-07-11 |  | Removed from Ground | Gas (Historical Use) | 2000 | Composite | 1997-07-11 | 2010-01-12 | Fiberglass Reinforced Plastic | Suction (American)
Texaco Food Mart | 40 War Hill Park Rd | Dawsonville | Dawson | 10002916 | 2A | Overfill Alarm | 2019-03-21 | FALSE | 2019-03-08 | FALSE | Currently in Use | Diesel | 4000 | Tank Jacket Double Walled | 2019-03-07 |  | Double-Walled Fiberglass | Pressurized
Texaco Food Mart | 40 War Hill Park Rd | Dawsonville | Dawson | 10002916 | 1 | Overfill Alarm | 2019-03-21 | FALSE | 2019-03-08 | FALSE | Currently in Use | Regular | 12000 | Tank Jacket Double Walled | 2019-03-07 |  | Double-Walled Fiberglass | Pressurized
Texaco Food Mart | 40 War Hill Park Rd | Dawsonville | Dawson | 10002916 | 2C | Overfill Alarm | 2019-03-21 | FALSE | 2019-03-08 | FALSE | Currently in Use | Premium | 4000 | Tank Jacket Double Walled | 2019-03-07 |  | Double-Walled Fiberglass | Pressurized
Texaco Food Mart | 40 War Hill Park Rd | Dawsonville | Dawson | 10002916 | 2B | Overfill Alarm | 2019-03-21 | FALSE | 2019-03-08 | FALSE | Currently in Use | E-0 | 4000 | Tank Jacket Double Walled | 2019-03-07 |  | Double-Walled Fiberglass | Pressurized
CIRCLE K #2723337 | 6425 HWY 53 EAST | DAWSONVILLE | Dawson | 9069135 | 666252 | Ball Float | 1995-01-06 | FALSE | 1995-01-06 | FALSE | Currently in Use | Premium | 12000 | Fiberglass | 1995-04-11 |  | Double-Walled Flex | Pressurized
4191 HWY 53 | 4191 HWY 53 | DAWSONVILLE | Dawson | 10001116 | 1 |  |  | FALSE |  | FALSE | Removed from Ground | Gas (Historical Use) | 2000 | Bare Steel | 2006-04-24 | 2006-04-24 | Galvanized Steel
KROGER GA 470 | 6625 HWY 53 E | DAWSONVILLE | Dawson | 10001127 | 2B | Ball Float | 2006-04-21 | FALSE | 2006-04-21 | FALSE | Removed from Ground | Gas (Historical Use) | 8000 | Fiberglass Double Walled | 2006-04-21 | 2016-12-15 | Double-Walled Fiberglass | Pressurized
ROBERTSON'S STORE | GA HWY 53 & GA HWY 9 E | DAWSONVILLE | Dawson | 4420014 | 5 | [5 empty] | Removed from Ground | Gas (Historical Use) | 552 | Marked Unknown | 1999-04-01 | 1999-04-01 | Unknown
CIRCLE K 2723318 | 74 GA HWY 9 N | DAWSONVILLE | Dawson | 4420018 | 9 | Flapper Valve | 1999-05-05 | FALSE | 1999-05-05 | FALSE | Currently in Use | Diesel | 10000 | Fiberglass | 1999-05-05 |  | Double-Walled Flex | Pressurized
CIRCLE K 2723318 | 74 GA HWY 9 N | DAWSONVILLE | Dawson | 4420018 | 6 | [5 empty] | Removed from Ground | Other | 550 | Marked Unknown | 1999-04-01 | 1999-04-01 | Not Marked
DAWSON COUNTY SHOP & JAIL | GA HWY 53 | DAWSONVILLE | Dawson | 4420008 | 2 | [5 empty] | Removed from Ground | Diesel | 2000 | Bare Steel | 1998-11-04 | 1998-11-04 | Galvanized Steel | Suction (American)
SHELL FOOD MART | 41 BIG HORN LANE | DAWSONVILLE | Dawson | 9042024 | 6303 | Ball Float | 1996-10-01 | FALSE | 1996-10-01 | FALSE | Currently in Use | Regular | 12000 | Composite | 1996-10-01 |  | Fiberglass Reinforced Plastic | Pressurized
CIRCLE K #2723337 | 6425 HWY 53 EAST | DAWSONVILLE | Dawson | 9069135 | 652581 | Flapper Valve | 1995-01-06 | FALSE | 1995-01-06 | FALSE | Currently in Use | Kerosene | 2000 | Fiberglass | 1995-04-11 |  | Double-Walled Flex | Safe Suction (Euro)
SILVER CITY CHEVRON | 6623 HWY 9 SOUTH | DAWSONVILLE | Dawson | 10001123 | 3 | Flapper Valve | 2006-03-01 | FALSE | 2006-03-01 | FALSE | Currently in Use | E-0 | 2000 | Composite | 2006-03-01 |  | Fiberglass Reinforced Plastic | Safe Suction (Euro)
RaceTrac #204 - Dawsonville | 1554 HWY 400 S | DAWSONVILLE | Dawson | 10002071 | 3 | Overfill Alarm | 2011-12-05 | FALSE | 2011-12-05 | FALSE | Currently in Use | Diesel | 12000 | Composite Double Walled | 2011-12-05 |  | Double-Walled Fiberglass | Pressurized
4191 HWY 53 | 4191 HWY 53 | DAWSONVILLE | Dawson | 10001116 | 2 |  |  | FALSE |  | FALSE | Removed from Ground | Gas (Historical Use) | 2000 | Bare Steel | 2006-04-24 | 2006-04-24 | Galvanized Steel
CHEVRON FAST STOP | 18 BLUE RIDGE OVERLOOK | DAWSONVILLE | Dawson | 10001523 | 3 | Ball Float | 2007-05-01 | FALSE | 2007-05-01 | FALSE | Currently in Use | Diesel | 5000 | Epoxy | 2007-05-01 |  | Double-Walled Flex | Pressurized
BARRETTSVILLE GROCERY | 2237 KELLY BRDGE RD | DAWSONVILLE | Dawson | 420016 | 3 | Flapper Valve | 1992-06-20 | FALSE | 1992-06-20 | FALSE | Currently in Use | Diesel | 1000 | Steel-Impressed Current | 1984-01-01 |  | Steel (Impressed Current) | Safe Suction (Euro)
MOUNTAIN EXPRESS #008 | 1322 HWY 400 NORTH | DAWSONVILLE | Dawson | 10000665 | 1 | Ball Float | 2004-05-01 | FALSE | 2004-05-01 | FALSE | Currently in Use | Gas (Historical Use) | 12000 | Fiberglass Double Walled | 2004-05-01 |  | Fiberglass Reinforced Plastic | Pressurized
MOUNTAIN EXPRESS #162 | 25 BEARTOOTH PKWY | DAWSONVILLE | Dawson | 10000032 | 1 | Ball Float | 2000-08-22 | FALSE | 2000-08-22 | FALSE | Currently in Use | Regular | 12000 | Epoxy | 2000-08-21 |  | Double-Walled Fiberglass | Pressurized
TOWNSEND GROCERY | WAR HILL PARK ROAD | DAWSONVILLE | Dawson | 9042002 | 1 | [5 empty] | Removed from Ground | Gas (Historical Use) | 560 | Bare Steel | 1966-01-01 | 1899-12-31 | Bare Steel
ROBERTSON'S STORE | GA HWY 53 & GA HWY 9 E | DAWSONVILLE | Dawson | 4420014 | 2 | [5 empty] | Removed from Ground | Gas (Historical Use) | 6000 | Bare Steel | 1966-04-01 | 1999-04-01 | Galvanized Steel
E-Z BUY | 38 HENRY GRADY HWY | DAWSONVILLE | Dawson | 4420023 | 1 | Flapper Valve | 1998-10-20 | FALSE | 1998-10-20 | FALSE | Removed from Ground | Gas (Historical Use) | 10000 | Steel-Impressed Current | 1983-05-08 |  | Steel (Impressed Current) | Suction (American)
MOUNTAIN EXPRESS #008 | 1322 HWY 400 NORTH | DAWSONVILLE | Dawson | 10000665 | 2 | Ball Float | 2004-05-01 | FALSE | 2004-05-01 | FALSE | Currently in Use | Gas (Historical Use) | 8000 | Fiberglass Double Walled | 2004-05-01 |  | Fiberglass Reinforced Plastic | Pressurized
DAWSON COUNTY FUELING FACILITY | 55 TRANSPORTATION LN | DAWSONVILLE | Dawson | 10001696 | 1B | Ball Float | 2009-04-01 | FALSE | 2009-04-01 | FALSE | Currently in Use | Diesel | 10000 | Fiberglass Double Walled | 2009-04-01 |  | Fiberglass Reinforced Plastic | Pressurized
EXXON SITE | 2131 HWY 9 N | DAWSONVILLE | Dawson | 10002634 | 1 | Flapper Valve | 2016-10-01 | FALSE | 2016-10-01 | FALSE | Currently in Use | Regular | 12000 | Composite Double Walled | 2016-10-01 |  | Double-Walled Fiberglass | Pressurized
MOUNTAIN EXPRESS #162 | 25 BEARTOOTH PKWY | DAWSONVILLE | Dawson | 10000032 | 2 | Ball Float | 2000-08-22 | FALSE | 2000-08-22 | FALSE | Currently in Use | Premium | 10000 | Epoxy | 2000-08-21 |  | Double-Walled Fiberglass | Pressurized
RaceTrac #204 - Dawsonville | 1554 HWY 400 S | DAWSONVILLE | Dawson | 10002071 | 2 | Overfill Alarm | 2011-12-05 | FALSE | 2011-12-05 | FALSE | Currently in Use | Premium | 12000 | Composite Double Walled | 2011-12-05 |  | Double-Walled Fiberglass | Pressurized
FORMER PIRKLE AND SON GROCERY | 928 HARMONY CHURCH RD | DAWSONVILLE | Dawson | 10002627 | 1 |  |  | FALSE |  | FALSE | Removed from Ground | Not Marked/Tank Removed | 1000 | Unknown | 2016-12-07 | 2016-12-07 | Unknown
CHEVRON 400 FOOD MART | 104 S HWY 400 | DAWSONVILLE | Dawson | 422000 | 4003 | Ball Float | 1998-06-01 | FALSE | 1998-06-01 | FALSE | Currently in Use | Premium | 8000 | Fiberglass | 1988-11-04 |  | Double-Walled Flex | Pressurized
SILVER CITY CHEVRON | 6623 HWY 9 SOUTH | DAWSONVILLE | Dawson | 10001123 | 1 | Flapper Valve | 2006-03-01 | FALSE | 2006-03-01 | FALSE | Currently in Use | Gas (Historical Use) | 12000 | Composite | 2006-03-01 |  | Fiberglass Reinforced Plastic | Pressurized
MOUNTAIN EXPRESS #162 | 25 BEARTOOTH PKWY | DAWSONVILLE | Dawson | 10000032 | 3 | Ball Float | 2000-08-22 | FALSE | 2000-08-22 | FALSE | Currently in Use | Diesel | 8000 | Epoxy | 2000-08-22 |  | Double-Walled Fiberglass | Pressurized
KROGER GA 470 | 6625 HWY 53 E | DAWSONVILLE | Dawson | 10001127 | 2A | Ball Float | 2006-04-21 | FALSE | 2006-04-21 | FALSE | Removed from Ground | Diesel | 8000 | Fiberglass Double Walled | 2006-04-13 | 2016-12-15 | Double-Walled Fiberglass | Pressurized
MOUNTAIN EXPRESS #008 | 1322 HWY 400 NORTH | DAWSONVILLE | Dawson | 10000665 | 4 | Flapper Valve | 2004-05-01 | FALSE | 2004-05-01 | FALSE | Currently in Use | Racing Fuel | 4000 | Fiberglass Double Walled | 2004-05-01 |  | Fiberglass Reinforced Plastic | Safe Suction (Euro)
MOUNTAIN EXPRESS #008 | 1322 HWY 400 NORTH | DAWSONVILLE | Dawson | 10000665 | 5 | Flapper Valve | 2004-05-01 | FALSE | 2004-05-01 | FALSE | Currently in Use | Diesel Off Road | 4000 | Fiberglass Double Walled | 2004-05-01 |  | Fiberglass Reinforced Plastic | Safe Suction (Euro)
RaceTrac #204 - Dawsonville | 1554 HWY 400 S | DAWSONVILLE | Dawson | 10002071 | 1 | Overfill Alarm | 2011-12-05 | FALSE | 2011-12-05 | FALSE | Currently in Use | Regular | 20000 | Composite Double Walled | 2011-12-05 |  | Double-Walled Fiberglass | Pressurized
FORMER PIRKLE AND SON GROCERY | 928 HARMONY CHURCH RD | DAWSONVILLE | Dawson | 10002627 | 2 |  |  | FALSE |  | FALSE | Removed from Ground | Not Marked/Tank Removed | 560 | Unknown | 2016-12-07 | 2016-12-07 | Unknown
KROGER #GA-670 | 167 MARKETPLACE BLVD | DAWSONVILLE | Dawson | 10002616 | 2A | Flapper Valve | 2016-09-03 | FALSE |  | FALSE | Currently in Use | E-0 | 8000 | Fiberglass Double Walled | 2016-08-24 |  | Double-Walled Flex | Pressurized
CHEVRON 400 FOOD MART | 104 S HWY 400 | DAWSONVILLE | Dawson | 422000 | 4005 | Flapper Valve | 1998-06-01 | FALSE | 1998-06-01 | FALSE | Temporarily out of use | Kerosene | 2000 | Fiberglass | 1988-11-04 |  | Double-Walled Flex | Safe Suction (Euro)
KINGCAID GROCERY | 4504 HWY 52 EAST | DAWSONVILLE | Dawson | 4420009 | 3 | [5 empty] | Closed in Ground | Gas (Historical Use) | 500 | Bare Steel | 1966-05-06 | 1998-07-28 | Galvanized Steel
TOTO CREEK FOOD MART | GA HWY 136 @ HARMONY CHURCH RD | DAWSONVILLE | Dawson | 9042005 | 4 | [5 empty] | Removed from Ground | Diesel | 2000 | Bare Steel | 1970-01-01 | 1997-11-01 | Galvanized Steel | Suction (American)
TOTO CREEK FOOD MART | GA HWY 136 @ HARMONY CHURCH RD | DAWSONVILLE | Dawson | 9042005 | 5 | [5 empty] | Removed from Ground | Kerosene | 1000 | Bare Steel | 1970-01-01 | 1997-11-01 | Galvanized Steel | Suction (American)
LONGS SELF SERVICE | GA HWY 183 & GA HWY 136 | DAWSONVILLE | Dawson | 4420015 | 1 | [5 empty] | Removed from Ground | Gas (Historical Use) | 4000 | Bare Steel | 1984-04-01 | 1998-09-11 | Galvanized Steel
SILVER CITY SERVICE STATION | 6495 HWY 9 SOUTH | DAWSONVILLE | Dawson | 4420017 | 2 | [5 empty] | Removed from Ground | Gas (Historical Use) | 3000 | Bare Steel | 1971-04-26 | 2001-05-15 | Galvanized Steel
K & M GROCERY | US HWY 9 SOUTH | DAWSONVILLE | Dawson | 4420020 | 2 | [5 empty] | Removed from Ground | Gas (Historical Use) | 2000 | Cathodically Protected Steel | 1985-05-02 | 2000-02-01 | Galvanized Steel | Suction (American)
E-Z BUY | 38 HENRY GRADY HWY | DAWSONVILLE | Dawson | 4420023 | 5 | Flapper Valve | 1989-05-01 | FALSE | 1989-05-01 | FALSE | Removed from Ground | Gas (Historical Use) | 1000 | Steel-Impressed Current | 1989-05-01 |  | Steel (Impressed Current) | Suction (American)
E-Z BUY | 38 HENRY GRADY HWY | DAWSONVILLE | Dawson | 4420023 | 4 | Flapper Valve | 1998-10-20 | FALSE | 1998-10-20 | FALSE | Removed from Ground | Diesel | 1000 | Steel-Impressed Current | 1983-05-08 |  | Steel (Impressed Current) | Suction (American)
ATHENS BOAT CLUB INC | 207 DOGWOOD DR | DAWSONVILLE | Dawson | 4420007 | 1 | [5 empty] | Removed from Ground | Gas (Historical Use) | 500 | Bare Steel | 1976-03-11 | 1990-04-01 | Galvanized Steel
ATHENS BOAT CLUB INC | 207 DOGWOOD DR | DAWSONVILLE | Dawson | 4420007 | 4 | Flapper Valve | 2021-04-22 | FALSE | 1990-04-01 | FALSE | Currently in Use | E-0 | 10000 | Galvanic (STIP-3) | 1990-04-01 |  | Fiberglass Reinforced Plastic | Pressurized
DAWSONVILLE SERVICE CENTER | HWY 53 WEST | DAWSONVILLE | Dawson | 9042008 | 3 | [5 empty] | Removed from Ground | Gas (Historical Use) | 1020 | Bare Steel | 1978-06-01 | 1998-09-26 | Bare Steel | Suction (American)
TOTO CREEK FOOD MART | GA HWY 136 @ HARMONY CHURCH RD | DAWSONVILLE | Dawson | 9042005 | 2 | [5 empty] | Removed from Ground | Gas (Historical Use) | 2000 | Bare Steel | 1970-01-01 | 1997-11-01 | Galvanized Steel | Suction (American)
BIG T MARKET | HWY 400 | DAWSONVILLE | Dawson | 9042027 | 3 |  | 1990-10-01 |  | 1990-10-01 |  | Removed from Ground | Empty | 0 | Galvanic (STIP-3) | 1990-10-01 | 2003-05-30 | Cathodically Protected | Pressurized
DON STEPHENS | RT 7 BOX 7011B | DAWSONVILLE | Dawson | 9042020 | 3 | [5 empty] | Removed from Ground | Gas (Historical Use) | 1000 | Not Marked/Unknown | 1998-12-01 | 1998-12-01 | Not Marked
UNIVERSAL RUBBER COMPANY | 33 LUMPKIN CAMPGROUND ROAD | DAWSONVILLE | Dawson | 9042023 | 2 | [5 empty] | Removed from Ground | Diesel | 1000 | Not Marked/Unknown | 1996-10-21 | 1996-10-21 | Not Marked
GA FC/DAWSON CO UNIT | 4500 GA HWY 53 E | DAWSONVILLE | Dawson | 9042004 | 1 | [5 empty] | Removed from Ground | Diesel | 560 | Bare Steel | 1957-07-01 | 1991-10-27 | Galvanized Steel | Safe Suction (Euro)
S&J FOOD MART | 3727 ELLIOTT FAMILY PKWY | DAWSONVILLE | Dawson | 9042001 | 3 | [5 empty] | Removed from Ground | Gas (Historical Use) | 4000 | Bare Steel | 1983-01-01 | 1998-07-28 | Unknown
LEON JONES FEED & GRAIN | 6688 HWY 136 | DAWSONVILLE | Dawson | 9042026 | 2 | [5 empty] | Removed from Ground | Gas (Historical Use) | 6000 | Not Marked/Unknown | 1998-11-12 | 1998-11-12 | Not Marked
M&M SUPER MART | 7430 ELLIOTT FAMILY PKWY | DAWSONVILLE | Dawson | 9042012 | 1 | Flapper Valve | 1996-10-01 | FALSE | 1996-10-01 | FALSE | Currently in Use | Gas (Historical Use) | 6000 | Fiberglass | 1985-08-01 |  | Fiberglass Reinforced Plastic | Pressurized
KROGER GA 470 | 6625 HWY 53 E | DAWSONVILLE | Dawson | 10001127 | 1 | Ball Float | 2006-04-21 | FALSE | 2006-04-21 | FALSE | Removed from Ground | Gas (Historical Use) | 20000 | Fiberglass Double Walled | 2006-04-13 | 2016-12-15 | Double-Walled Fiberglass | Pressurized
TOWNSEND GROCERY | WAR HILL PARK ROAD | DAWSONVILLE | Dawson | 9042002 | 2 | [5 empty] | Removed from Ground | Gas (Historical Use) | 560 | Bare Steel | 1966-01-01 | 1899-12-31 | Bare Steel
KROGER #GA-670 | 167 MARKETPLACE BLVD | DAWSONVILLE | Dawson | 10002616 | 1 | Overfill Alarm | 2016-09-03 | FALSE |  | FALSE | Currently in Use | Regular | 20000 | Fiberglass Double Walled | 2016-08-24 |  | Double-Walled Flex | Pressurized
BARRETTSVILLE GROCERY | 2237 KELLY BRDGE RD | DAWSONVILLE | Dawson | 420016 | 1 | Flapper Valve | 1992-06-20 | FALSE | 1992-06-20 | FALSE | Currently in Use | Regular | 2000 | Steel-Impressed Current | 1984-01-01 |  | Steel (Impressed Current) | Safe Suction (Euro)
K & M GROCERY | US HWY 9 SOUTH | DAWSONVILLE | Dawson | 4420020 | 1 | [5 empty] | Removed from Ground | Gas (Historical Use) | 3000 | Bare Steel | 1984-05-02 | 2000-02-01 | Galvanized Steel | Suction (American)
SILVER CITY CHEVRON | 6623 HWY 9 SOUTH | DAWSONVILLE | Dawson | 10001123 | 2A | Flapper Valve | 2006-03-01 | FALSE | 2006-03-01 | FALSE | Currently in Use | Premium | 8000 | Composite | 2006-03-01 |  | Fiberglass Reinforced Plastic | Pressurized
RaceTrac #204 - Dawsonville | 1554 HWY 400 S | DAWSONVILLE | Dawson | 10002071 | 4 | Overfill Alarm | 2023-04-10 | FALSE | 2023-04-10 | FALSE | Currently in Use | Biodiesel B5 to B20 | 24000 | Fiberglass Double Walled | 2023-03-23 |  | Double-Walled Fiberglass | Pressurized
RaceTrac #204 - Dawsonville | 1554 HWY 400 S | DAWSONVILLE | Dawson | 10002071 | 5 | Overfill Alarm | 2023-04-10 | FALSE | 2023-04-10 | FALSE | Currently in Use | Biodiesel | 12000 | Fiberglass Double Walled | 2023-03-23 |  | Double-Walled Fiberglass | Pressurized
NEIGHBORS CONVENIENT STORE | 75 HWY 9 N | DAWSONVILLE | Dawson | 580042 | 2 | Flapper Valve | 1998-10-12 | FALSE | 1998-10-12 | FALSE | Currently in Use | Diesel | 5000 | Steel-Impressed Current | 1981-04-30 |  | Fiberglass Reinforced Plastic | Pressurized
GA DNR/AMICALOLA FALLS ST PARK | 418 Amicalola Falls Lodge Rd SW | DAWSONVILLE | Dawson | 4410002 | 2 | [5 empty] | Removed from Ground | Gas (Historical Use) | 1000 | Bare Steel | 1983-01-01 | 1995-07-19 | Galvanized Steel
PAYNE FUEL & WRECKER SVC | 367 GA HWY 53 W | DAWSONVILLE | Dawson | 4420001 | H2-2 | [5 empty] | Removed from Ground | Diesel | 5000 | Bare Steel | 1972-02-29 | 1998-12-01 | Galvanized Steel | Safe Suction (Euro)
B&B SUPER SERVICE | PO BOX 291 | DAWSONVILLE | Dawson | 9042019 | 3 | [5 empty] | Removed from Ground | Empty | 0 | Not Marked/Unknown | 1977-08-12 | 1899-12-31 | Not Marked
MOUNTAIN EXPRESS #008 | 1322 HWY 400 NORTH | DAWSONVILLE | Dawson | 10000665 | 6 | Flapper Valve | 2004-05-01 | FALSE | 2004-05-01 | FALSE | Currently in Use | E-0 | 2000 | Fiberglass Double Walled | 2004-05-01 |  | Fiberglass Reinforced Plastic | Safe Suction (Euro)
FORMER PIRKLE AND SON GROCERY | 928 HARMONY CHURCH RD | DAWSONVILLE | Dawson | 10002627 | 3 |  |  | FALSE |  | FALSE | Removed from Ground | Not Marked/Tank Removed | 560 | Unknown | 2016-12-07 | 2016-12-07 | Unknown
CHEVRON 400 FOOD MART | 104 S HWY 400 | DAWSONVILLE | Dawson | 422000 | 4002 | Ball Float | 1998-06-01 | FALSE | 1998-06-01 | FALSE | Currently in Use | Regular | 10000 | Fiberglass | 1988-11-04 |  | Double-Walled Flex | Pressurized
GA DNR/AMICALOLA FALLS ST PARK | 418 Amicalola Falls Lodge Rd SW | DAWSONVILLE | Dawson | 4410002 | 4 | Flapper Valve | 2002-04-01 | FALSE | 2002-04-01 | FALSE | Currently in Use | Diesel | 2500 | Fiberglass Double Walled | 2002-04-01 |  | Fiberglass Reinforced Plastic | Safe Suction (Euro)
SILVER CITY SERVICE STATION | 6495 HWY 9 SOUTH | DAWSONVILLE | Dawson | 4420017 | 3 | [5 empty] | Removed from Ground | Gas (Historical Use) | 2000 | Bare Steel | 1979-04-26 | 2001-05-15 | Galvanized Steel
LEON JONES FEED & GRAIN | 6688 HWY 136 | DAWSONVILLE | Dawson | 9042026 | 1 | [5 empty] | Removed from Ground | Diesel | 8000 | Not Marked/Unknown | 1998-11-12 | 1998-11-12 | Not Marked
CHEVRON FAST STOP | 18 BLUE RIDGE OVERLOOK | DAWSONVILLE | Dawson | 10001523 | 1 | Ball Float | 2007-05-01 | FALSE | 2007-05-01 | FALSE | Currently in Use | Regular | 12000 | Epoxy | 2007-05-01 |  | Double-Walled Flex | Pressurized
CHEVRON 400 FOOD MART | 104 S HWY 400 | DAWSONVILLE | Dawson | 422000 | 4001 | Ball Float | 1998-06-01 | FALSE | 1998-06-01 | FALSE | Currently in Use | Regular | 10000 | Fiberglass | 1988-11-04 |  | Double-Walled Flex | Pressurized
GA DOT/DAWSON CO MTC HQ 10104 | GA HWY 53/.5 MI E OF DAWSONVILLE | DAWSONVILLE | Dawson | 4420012 | 10104-1 | [5 empty] | Removed from Ground | Gas (Historical Use) | 1000 | Bare Steel | 1967-02-05 | 1989-12-01 | Not Marked
ROBERTSON'S STORE | GA HWY 53 & GA HWY 9 E | DAWSONVILLE | Dawson | 4420014 | 3 | [5 empty] | Removed from Ground | Gas (Historical Use) | 1100 | Bare Steel | 1966-04-01 | 1999-04-01 | Galvanized Steel
CIRCLE K 2723318 | 74 GA HWY 9 N | DAWSONVILLE | Dawson | 4420018 | 4 | [5 empty] | Removed from Ground | Other | 550 | Marked Unknown | 1999-04-01 | 1999-04-01 | Not Marked
CIRCLE K 2723318 | 74 GA HWY 9 N | DAWSONVILLE | Dawson | 4420018 | 1 | [5 empty] | Removed from Ground | Gas (Historical Use) | 8000 | Bare Steel | 1984-04-28 | 1999-04-01 | Galvanized Steel | Pressurized
CIRCLE K 2723318 | 74 GA HWY 9 N | DAWSONVILLE | Dawson | 4420018 | 7 | Flapper Valve | 1999-05-05 | FALSE | 1999-05-05 | FALSE | Currently in Use | Regular | 12000 | Fiberglass | 1999-05-05 |  | Double-Walled Flex | Pressurized
DAWSON COUNTY SHOP & JAIL | GA HWY 53 | DAWSONVILLE | Dawson | 4420008 | 3 | [5 empty] | Removed from Ground | Gas (Historical Use) | 2000 | Bare Steel | 1998-11-04 | 1998-11-04 | Galvanized Steel | Suction (American)
PAYNE FUEL & WRECKER SVC | 367 GA HWY 53 W | DAWSONVILLE | Dawson | 4420001 | H2-1 | [5 empty] | Removed from Ground | Diesel | 10000 | Bare Steel | 1972-02-29 | 1998-12-01 | Galvanized Steel | Safe Suction (Euro)
PAYNE FUEL & WRECKER SVC | 367 GA HWY 53 W | DAWSONVILLE | Dawson | 4420001 | 1 | [5 empty] | Removed from Ground | Gas (Historical Use) | 5000 | Bare Steel | 1975-03-01 | 1988-11-28 | Galvanized Steel
CIRCLE K 2723318 | 74 GA HWY 9 N | DAWSONVILLE | Dawson | 4420018 | 5 | [5 empty] | Removed from Ground | Other | 550 | Marked Unknown | 1999-04-01 | 1999-04-01 | Not Marked
COUNTRY CUPBOARD #20 | GA HWY 53 E | DAWSONVILLE | Dawson | 4420004 | 2001 | [5 empty] | Permanently Out Of Use | Gas (Historical Use) | 10000 | Bare Steel | 1985-10-01 | 1999-03-09 | Galvanized Steel | Safe Suction (Euro)
ELLIOTT AIRPORT | HWY 183 | DAWSONVILLE | Dawson | 9042009 | 1 | [5 empty] | Removed from Ground | Empty | 10000 | Bare Steel | 1999-08-24 | 1999-08-24 | Galvanized Steel | Pressurized
SANKYS | 6566 HWY 53 | DAWSONVILLE | Dawson | 9042006 | 5 | Flapper Valve | 1998-09-01 | FALSE | 1998-09-01 | FALSE | Currently in Use | Diesel Off Road | 4000 | Steel-Impressed Current | 1984-01-01 |  | Steel (Impressed Current) | Pressurized
GA FC/DAWSON CO UNIT | 4500 GA HWY 53 E | DAWSONVILLE | Dawson | 9042004 | 2 | [5 empty] | Removed from Ground | Diesel | 2000 | Bare Steel | 1978-11-05 | 1991-10-27 | Galvanized Steel | Safe Suction (Euro)
HANDY CORNER | 7791 HWY 53 WEST | DAWSONVILLE | Dawson | 9042016 | 3 | Ball Float | 1998-05-01 | FALSE | 1998-05-01 | FALSE | Currently in Use | Premium | 2000 | Steel-Impressed Current | 1979-01-01 |  | Fiberglass Reinforced Plastic | Safe Suction (Euro)
S & N CONVENIENCE STORE | 8339 HWY 53 E | DAWSONVILLE | Dawson | 9042018 | 1 |  | 1998-09-21 |  | 1998-09-21 |  | Removed from Ground | Gas (Historical Use) | 3000 | Steel-Impressed Current | 1995-08-30 | 2005-09-19 | Cathodically Protected | Suction (American)
ATHENS BOAT CLUB INC | 207 DOGWOOD DR | DAWSONVILLE | Dawson | 4420007 | 2 | [5 empty] | Removed from Ground | Gas (Historical Use) | 500 | Bare Steel | 1976-03-11 | 1990-04-01 | Galvanized Steel
DAWSONVILLE SERVICE CENTER | HWY 53 WEST | DAWSONVILLE | Dawson | 9042008 | 2 | [5 empty] | Removed from Ground | Gas (Historical Use) | 1020 | Bare Steel | 1978-06-01 | 1998-09-26 | Bare Steel | Suction (American)
TOTO CREEK FOOD MART | GA HWY 136 @ HARMONY CHURCH RD | DAWSONVILLE | Dawson | 9042005 | 1 | [5 empty] | Removed from Ground | Gas (Historical Use) | 2000 | Bare Steel | 1970-01-01 | 1997-11-01 | Galvanized Steel | Suction (American)
SANKYS | 6566 HWY 53 | DAWSONVILLE | Dawson | 9042006 | 4 | Flapper Valve | 1998-09-01 | FALSE | 1998-09-01 | FALSE | Currently in Use | Diesel | 10000 | Steel-Impressed Current | 1984-01-01 |  | Steel (Impressed Current) | Pressurized
SANKYS | 6566 HWY 53 | DAWSONVILLE | Dawson | 9042006 | 1 | Flapper Valve | 1998-09-01 | FALSE | 1998-09-01 | FALSE | Currently in Use | Regular | 10000 | Steel-Impressed Current | 1984-01-01 |  | Steel (Impressed Current) | Pressurized
B&B SUPER SERVICE | PO BOX 291 | DAWSONVILLE | Dawson | 9042019 | 2 | [5 empty] | Removed from Ground | Empty | 0 | Not Marked/Unknown | 1977-08-12 | 1899-12-31 | Not Marked
M&M SUPER MART | 7430 ELLIOTT FAMILY PKWY | DAWSONVILLE | Dawson | 9042012 | 3 | Flapper Valve | 1996-10-01 | FALSE | 1996-10-01 | FALSE | Currently in Use | Gas (Historical Use) | 6000 | Fiberglass | 1985-08-01 |  | Fiberglass Reinforced Plastic | Pressurized
BILL ELLIOTT RACING TEAM LLC | 2367 ELLIOTT FAMILY PARKWAY #2 | DAWSONVILLE | Dawson | 9042010 | 1 | [5 empty] | Removed from Ground | Empty | 10000 | Fiberglass | 1999-08-23 | 1999-08-23 | Galvanized Steel | Suction (American)
RIVERVIEW MIDDLE SCHOOL | 5126 HWY 9 SOUTH | DAWSONVILLE | Dawson | 10000955 | 1A | Flapper Valve | 2005-04-25 | FALSE | 2020-12-18 | FALSE | Currently in Use | Diesel | 10000 | Composite | 2005-04-25 |  | Fiberglass Reinforced Plastic | Safe Suction (Euro)
SILVER CITY CHEVRON | 6623 HWY 9 SOUTH | DAWSONVILLE | Dawson | 10001123 | 2B | Flapper Valve | 2006-03-01 | FALSE | 2006-03-01 | FALSE | Currently in Use | Diesel | 4000 | Composite | 2006-03-01 |  | Fiberglass Reinforced Plastic | Pressurized
IVEY'S QUICK STOP | RT 3 BOX 136 | DAWSONVILLE | Dawson | 4420021 | 1 | [5 empty] | Currently in Use | Gas (Historical Use) | 2000 | Bare Steel | 1982-04-01 |  | Galvanized Steel
CHEVRON FAST STOP | 18 BLUE RIDGE OVERLOOK | DAWSONVILLE | Dawson | 10001523 | 4 | Flapper Valve | 2007-05-01 | FALSE | 2007-05-01 | FALSE | Currently in Use | E-0 | 2000 | Epoxy | 2007-05-01 |  | Double-Walled Flex | Safe Suction (Euro)
KROGER #GA-670 | 167 MARKETPLACE BLVD | DAWSONVILLE | Dawson | 10002616 | 2 | Overfill Alarm | 2016-09-03 | FALSE |  | FALSE | Currently in Use | Diesel | 10000 | Fiberglass Double Walled | 2016-08-24 |  | Double-Walled Flex | Pressurized
BARRETTSVILLE GROCERY | 2237 KELLY BRDGE RD | DAWSONVILLE | Dawson | 420016 | 2 | Flapper Valve | 1992-06-20 | FALSE | 1992-06-20 | FALSE | Currently in Use | Premium | 1000 | Steel-Impressed Current | 1984-01-01 |  | Steel (Impressed Current) | Safe Suction (Euro)
LANIER QUICK STOP FOOD INC | 236 GA HWY 53 W | DAWSONVILLE | Dawson | 4420003 | 204 | Flapper Valve | 1993-09-01 | FALSE | 1993-09-01 | FALSE | Currently in Use | Regular | 10000 | Fiberglass | 1993-09-01 |  | Fiberglass Reinforced Plastic | Pressurized
PAYNE FUEL & WRECKER SVC | 367 GA HWY 53 W | DAWSONVILLE | Dawson | 4420001 | 4 | [5 empty] | Removed from Ground | Diesel | 3000 | Bare Steel | 1963-03-01 | 1899-12-31 | Galvanized Steel
MOUNTAIN EXPRESS #008 | 1322 HWY 400 NORTH | DAWSONVILLE | Dawson | 10000665 | 3 | Ball Float | 2004-05-01 | FALSE | 2004-05-01 | FALSE | Currently in Use | Diesel | 4000 | Fiberglass Double Walled | 2004-05-01 |  | Fiberglass Reinforced Plastic | Pressurized
RaceTrac #204 - Dawsonville | 1554 HWY 400 S | DAWSONVILLE | Dawson | 10002071 | 6 | Overfill Alarm | 2023-04-10 | FALSE | 2023-04-10 | FALSE | Currently in Use | Non-Regulated Substance | 12000 | Fiberglass Double Walled | 2023-03-23 |  | Double-Walled Fiberglass | Pressurized
GA DNR/AMICALOLA FALLS ST PARK | 418 Amicalola Falls Lodge Rd SW | DAWSONVILLE | Dawson | 4410002 | 3 | Flapper Valve | 2002-04-01 | FALSE | 2002-04-01 | FALSE | Currently in Use | Regular | 2500 | Fiberglass Double Walled | 2002-04-01 |  | Fiberglass Reinforced Plastic | Safe Suction (Euro)
GA DOT/DAWSON CO MTC HQ 10104 | GA HWY 53/.5 MI E OF DAWSONVILLE | DAWSONVILLE | Dawson | 4420012 | 104G1 | [5 empty] | Removed from Ground | Gas (Historical Use) | 2000 | Bare Steel | 1986-01-01 | 2003-08-20 | Galvanized Steel | Suction (American)
LONGS SELF SERVICE | GA HWY 183 & GA HWY 136 | DAWSONVILLE | Dawson | 4420015 | 2 | [5 empty] | Closed in Ground | Gas (Historical Use) | 1000 | Bare Steel | 1969-01-01 | 1991-10-01 | Galvanized Steel
E-Z BUY | 38 HENRY GRADY HWY | DAWSONVILLE | Dawson | 4420023 | 3 | Flapper Valve | 1998-10-20 | FALSE | 1998-10-20 | FALSE | Removed from Ground | Gas (Historical Use) | 6000 | Steel-Impressed Current | 1983-05-08 |  | Steel (Impressed Current) | Suction (American)
ELLIOTT AIRPORT | HWY 183 | DAWSONVILLE | Dawson | 9042009 | 2 | [5 empty] | Removed from Ground | Empty | 10000 | Fiberglass | 1999-08-24 | 1999-08-24 | Galvanized Steel | Safe Suction (Euro)
DAWSONVILLE SERVICE CENTER | HWY 53 WEST | DAWSONVILLE | Dawson | 9042008 | 4 | [5 empty] | Removed from Ground | Diesel | 552 | Bare Steel | 1978-06-01 | 1998-09-26 | Bare Steel | Suction (American)
CIRCLE K #2723337 | 6425 HWY 53 EAST | DAWSONVILLE | Dawson | 9069135 | 652576 | Ball Float | 1995-01-06 | FALSE | 1995-01-06 | FALSE | Currently in Use | Regular | 12000 | Fiberglass | 1995-04-11 |  | Double-Walled Flex | Pressurized
EXXON SITE | 2131 HWY 9 N | DAWSONVILLE | Dawson | 10002634 | 2 | Flapper Valve | 2016-10-01 | FALSE | 2016-10-01 | FALSE | Currently in Use | Premium | 4000 | Composite Double Walled | 2016-10-01 |  | Double-Walled Fiberglass | Pressurized
CHEVRON 400 FOOD MART | 104 S HWY 400 | DAWSONVILLE | Dawson | 422000 | 4004 | Ball Float | 1998-06-01 | FALSE | 1998-06-01 | FALSE | Currently in Use | Diesel | 10000 | Fiberglass | 1988-11-04 |  | Double-Walled Flex | Pressurized
S&J FOOD MART | 3727 ELLIOTT FAMILY PKWY | DAWSONVILLE | Dawson | 9042001 | 1 | [5 empty] | Removed from Ground | Diesel | 2000 | Bare Steel | 1973-01-01 | 1998-07-28 | Unknown | Suction (American)
Thomas Concrete Plant #2500 | 325 HIGHTOWER PKWY | DAWSONVILLE | Dawson | 9042025 | 1 | Flapper Valve | 2021-02-23 | FALSE | 2021-02-23 | FALSE | Currently in Use | Diesel | 12000 | Fiberglass Double Walled | 1998-01-01 |  | Double-Walled Fiberglass | Pressurized
DON STEPHENS | RT 7 BOX 7011B | DAWSONVILLE | Dawson | 9042020 | 1 | [5 empty] | Removed from Ground | Diesel | 1000 | Not Marked/Unknown | 1998-12-15 | 1998-12-15 | Not Marked
NEIGHBORS CONVENIENT STORE | 75 HWY 9 N | DAWSONVILLE | Dawson | 580042 | 1 | Flapper Valve | 1998-10-12 | FALSE | 1998-10-12 | FALSE | Currently in Use | Regular | 10000 | Steel-Impressed Current | 1981-04-30 |  | Fiberglass Reinforced Plastic | Pressurized
SILVER CITY SERVICE STATION | 6495 HWY 9 SOUTH | DAWSONVILLE | Dawson | 4420017 | 1 | [5 empty] | Removed from Ground | Gas (Historical Use) | 3000 | Bare Steel | 1971-04-26 | 2001-05-15 | Galvanized Steel
K & M GROCERY | US HWY 9 SOUTH | DAWSONVILLE | Dawson | 4420020 | 3 | [5 empty] | Removed from Ground | Gas (Historical Use) | 2000 | Cathodically Protected Steel | 1985-05-02 | 2000-02-01 | Galvanized Steel | Suction (American)
PAYNE FUEL & WRECKER SVC | 367 GA HWY 53 W | DAWSONVILLE | Dawson | 4420001 | K-3 | [5 empty] | Removed from Ground | Kerosene | 5000 | Bare Steel | 1972-02-29 | 1998-12-01 | Galvanized Steel | Safe Suction (Euro)
TOTO CREEK FOOD MART | GA HWY 136 @ HARMONY CHURCH RD | DAWSONVILLE | Dawson | 9042005 | 3 | [5 empty] | Removed from Ground | Gas (Historical Use) | 2000 | Bare Steel | 1970-01-01 | 1997-11-01 | Galvanized Steel | Suction (American)
BIG T MARKET | HWY 400 | DAWSONVILLE | Dawson | 9042027 | 2 |  | 1990-10-01 |  | 1990-10-01 |  | Removed from Ground | Empty | 0 | Galvanic (STIP-3) | 1990-10-01 | 2003-05-30 | Cathodically Protected | Pressurized
HANDY CORNER | 7791 HWY 53 WEST | DAWSONVILLE | Dawson | 9042016 | 1 | Ball Float | 1998-05-01 | FALSE | 1998-05-01 | FALSE | Currently in Use | Regular | 2000 | Steel-Impressed Current | 1979-01-01 |  | Fiberglass Reinforced Plastic | Pressurized
JERRY GIBSON TRUCKING | 2001 HWY 9 NORTH | DAWSONVILLE | Dawson | 9042011 | 1 |  | 1990-03-01 |  | 1990-03-01 |  | Removed from Ground | Diesel | 3000 | Cathodically Protected Steel | 1990-03-16 | 2011-08-01 | Cathodically Protected | Safe Suction (Euro)
IVEY'S QUICK STOP | RT 3 BOX 136 | DAWSONVILLE | Dawson | 4420021 | 3 | [5 empty] | Currently in Use | Diesel | 560 | Bare Steel | 1982-04-01 |  | Galvanized Steel
DAWSON COUNTY FUELING FACILITY | 55 TRANSPORTATION LN | DAWSONVILLE | Dawson | 10001696 | 1A | Ball Float | 2009-04-01 | FALSE | 2009-04-01 | FALSE | Currently in Use | Regular | 10000 | Fiberglass Double Walled | 2009-04-01 |  | Double-Walled Fiberglass | Pressurized
CHEVRON FAST STOP | 18 BLUE RIDGE OVERLOOK | DAWSONVILLE | Dawson | 10001523 | 2 | Ball Float | 2007-05-01 | FALSE | 2007-05-01 | FALSE | Currently in Use | Premium | 5000 | Epoxy | 2007-05-01 |  | Double-Walled Flex | Pressurized
KROGER #GA-670 | 167 MARKETPLACE BLVD | DAWSONVILLE | Dawson | 10002616 | 1A | Overfill Alarm | 2016-09-03 | FALSE |  | FALSE | Currently in Use | Premium | 8000 | Fiberglass Double Walled | 2016-08-24 |  | Double-Walled Flex | Pressurized
K & M GROCERY | US HWY 9 SOUTH | DAWSONVILLE | Dawson | 4420020 | 5 | [5 empty] | Removed from Ground | Diesel | 1000 | Bare Steel | 1966-05-02 | 2000-02-01 | Galvanized Steel | Suction (American)
CIRCLE K 2723318 | 74 GA HWY 9 N | DAWSONVILLE | Dawson | 4420018 | 3 | [5 empty] | Removed from Ground | Gas (Historical Use) | 6000 | Bare Steel | 1984-04-28 | 1999-04-01 | Galvanized Steel | Pressurized
E-Z BUY | 38 HENRY GRADY HWY | DAWSONVILLE | Dawson | 4420023 | 2 | Flapper Valve | 1998-10-20 | FALSE | 1998-10-20 | FALSE | Removed from Ground | Gas (Historical Use) | 6000 | Steel-Impressed Current | 1983-05-08 |  | Steel (Impressed Current) | Suction (American)
PAYNE FUEL & WRECKER SVC | 367 GA HWY 53 W | DAWSONVILLE | Dawson | 4420001 | 2 | [5 empty] | Removed from Ground | Gas (Historical Use) | 4000 | Bare Steel | 1963-03-01 | 1988-11-28 | Galvanized Steel
SHELL FOOD MART | 41 BIG HORN LANE | DAWSONVILLE | Dawson | 9042024 | 6301 | Ball Float | 1996-10-01 | FALSE | 1996-10-01 | FALSE | Currently in Use | Premium | 15000 | Composite | 1996-10-01 |  | Fiberglass Reinforced Plastic | Pressurized
DAWSONVILLE SERVICE CENTER | HWY 53 WEST | DAWSONVILLE | Dawson | 9042008 | 1 | [5 empty] | Removed from Ground | Gas (Historical Use) | 3008 | Bare Steel | 1978-06-01 | 1998-09-26 | Bare Steel | Suction (American)
BIG T MARKET | HWY 400 | DAWSONVILLE | Dawson | 9042027 | 1 |  | 1990-10-01 |  | 1990-10-01 |  | Removed from Ground | Empty | 0 | Galvanic (STIP-3) | 1990-10-01 | 2003-05-30 | Cathodically Protected | Pressurized
B&B SUPER SERVICE | PO BOX 291 | DAWSONVILLE | Dawson | 9042019 | 1 | [5 empty] | Removed from Ground | Gas (Historical Use) | 0 | Not Marked/Unknown | 1977-08-12 | 1899-12-31 | Galvanized Steel | Suction (American)
S&J FOOD MART | 3727 ELLIOTT FAMILY PKWY | DAWSONVILLE | Dawson | 9042001 | 2 | [5 empty] | Removed from Ground | Gas (Historical Use) | 2000 | Bare Steel | 1983-01-01 | 1998-07-28 | Unknown | Suction (American)
DON STEPHENS | RT 7 BOX 7011B | DAWSONVILLE | Dawson | 9042020 | 2 | [5 empty] | Removed from Ground | Diesel | 1000 | Not Marked/Unknown | 1998-12-15 | 1998-12-15 | Not Marked
SANKYS | 6566 HWY 53 | DAWSONVILLE | Dawson | 9042006 | 3 | Flapper Valve | 1998-09-01 | FALSE | 1998-09-01 | FALSE | Currently in Use | Premium | 10000 | Steel-Impressed Current | 1984-01-01 |  | Steel (Impressed Current) | Pressurized
M&M SUPER MART | 7430 ELLIOTT FAMILY PKWY | DAWSONVILLE | Dawson | 9042012 | 2 | Flapper Valve | 1996-10-01 | FALSE | 1996-10-01 | FALSE | Currently in Use | Gas (Historical Use) | 6000 | Fiberglass | 1985-08-01 |  | Fiberglass Reinforced Plastic | Pressurized
K & M GROCERY | US HWY 9 SOUTH | DAWSONVILLE | Dawson | 4420020 | 4 | [5 empty] | Removed from Ground | Diesel | 1000 | Bare Steel | 1966-05-02 | 2000-02-01 | Galvanized Steel | Suction (American)
COUNTRY CUPBOARD #20 | GA HWY 53 E | DAWSONVILLE | Dawson | 4420004 | 2002 | [5 empty] | Permanently Out Of Use | Gas (Historical Use) | 8000 | Bare Steel | 1985-10-01 | 1999-03-09 | Galvanized Steel | Safe Suction (Euro)
COUNTRY CUPBOARD #20 | GA HWY 53 E | DAWSONVILLE | Dawson | 4420004 | 2003 | [5 empty] | Permanently Out Of Use | Gas (Historical Use) | 6000 | Bare Steel | 1985-10-01 | 1999-03-09 | Galvanized Steel | Safe Suction (Euro)
ATHENS BOAT CLUB INC | 207 DOGWOOD DR | DAWSONVILLE | Dawson | 4420007 | 3 | [5 empty] | Removed from Ground | Gas (Historical Use) | 6000 | Bare Steel | 1976-03-11 | 1990-04-01 | Galvanized Steel
UNIVERSAL RUBBER COMPANY | 33 LUMPKIN CAMPGROUND ROAD | DAWSONVILLE | Dawson | 9042023 | 1 | [5 empty] | Removed from Ground | Diesel | 1000 | Not Marked/Unknown | 1996-10-17 | 1996-10-17 | Not Marked
S & N CONVENIENCE STORE | 8339 HWY 53 E | DAWSONVILLE | Dawson | 9042018 | 3 |  | 1998-09-21 |  | 1998-09-21 |  | Removed from Ground | Gas (Historical Use) | 1000 | Steel-Impressed Current | 1995-08-30 | 2005-09-19 | Cathodically Protected | Suction (American)
EXXON SITE | 2131 HWY 9 N | DAWSONVILLE | Dawson | 10002634 | 3 | Flapper Valve | 2016-10-01 | FALSE | 2016-10-01 | FALSE | Currently in Use | Diesel | 4000 | Composite Double Walled | 2016-10-01 |  | Double-Walled Fiberglass | Pressurized
LONGS SELF SERVICE | GA HWY 183 & GA HWY 136 | DAWSONVILLE | Dawson | 4420015 | 3 | [5 empty] | Closed in Ground | Gas (Historical Use) | 1000 | Bare Steel | 1969-01-01 | 1991-10-01 | Galvanized Steel
SILVER CITY SERVICE STATION | 6495 HWY 9 SOUTH | DAWSONVILLE | Dawson | 4420017 | 5 | [5 empty] | Removed from Ground | Kerosene | 500 | Bare Steel | 1971-04-26 | 2001-05-15 | Galvanized Steel
SILVER CITY SERVICE STATION | 6495 HWY 9 SOUTH | DAWSONVILLE | Dawson | 4420017 | 4 | [5 empty] | Removed from Ground | Diesel | 1000 | Bare Steel | 1981-04-25 | 2001-05-15 | Galvanized Steel
LANIER QUICK STOP FOOD INC | 236 GA HWY 53 W | DAWSONVILLE | Dawson | 4420003 | 205 | Flapper Valve | 2023-01-10 | FALSE | 1993-09-01 | FALSE | Currently in Use | Premium | 8000 | Fiberglass | 1993-09-01 |  | Fiberglass Reinforced Plastic | Pressurized
DAWSON COUNTY SHOP & JAIL | GA HWY 53 | DAWSONVILLE | Dawson | 4420008 | 1 | [5 empty] | Removed from Ground | Gas (Historical Use) | 2000 | Bare Steel | 1998-11-04 | 1998-11-04 | Galvanized Steel | Suction (American)
PAYNE FUEL & WRECKER SVC | 367 GA HWY 53 W | DAWSONVILLE | Dawson | 4420001 | 3 | [5 empty] | Removed from Ground | Gas (Historical Use) | 6000 | Bare Steel | 1963-03-01 | 1988-11-22 | Galvanized Steel
GA FC/DAWSON CO UNIT | 4500 GA HWY 53 E | DAWSONVILLE | Dawson | 9042004 | 6 | Flapper Valve | 2007-01-25 | FALSE | 2007-01-25 | FALSE | Temporarily out of use | Diesel | 2500 | Fiberglass Double Walled | 2007-01-20 |  | Double-Walled Fiberglass | Safe Suction (Euro)
S&J FOOD MART | 3727 ELLIOTT FAMILY PKWY | DAWSONVILLE | Dawson | 9042001 | 5 | [5 empty] | Removed from Ground | Gas (Historical Use) | 6000 | Bare Steel | 1973-01-01 | 1998-07-28 | Unknown | Suction (American)
S&J FOOD MART | 3727 ELLIOTT FAMILY PKWY | DAWSONVILLE | Dawson | 9042001 | 4 | [5 empty] | Removed from Ground | Gas (Historical Use) | 6000 | Bare Steel | 1973-01-01 | 1998-07-28 | Unknown | Suction (American)
LEON JONES FEED & GRAIN | 6688 HWY 136 | DAWSONVILLE | Dawson | 9042026 | 3 | [5 empty] | Removed from Ground | Gas (Historical Use) | 600 | Not Marked/Unknown | 1998-11-12 | 1998-11-12 | Not Marked
DAWSONVILLE SERVICE CENTER | HWY 53 WEST | DAWSONVILLE | Dawson | 9042008 | 5 | [5 empty] | Removed from Ground | Kerosene | 552 | Bare Steel | 1978-06-01 | 1998-09-26 | Bare Steel | Suction (American)
HANDY CORNER | 7791 HWY 53 WEST | DAWSONVILLE | Dawson | 9042016 | 4 | Flapper Valve | 1998-05-01 | FALSE | 1998-05-01 | FALSE | Currently in Use | Kerosene | 1000 | Steel-Impressed Current | 1979-01-01 |  | Fiberglass Reinforced Plastic | Safe Suction (Euro)
HANDY CORNER | 7791 HWY 53 WEST | DAWSONVILLE | Dawson | 9042016 | 5 | Flapper Valve | 1998-05-01 | FALSE | 1998-05-01 | FALSE | Currently in Use | Diesel | 8000 | Steel-Impressed Current | 1998-05-01 |  | Fiberglass Reinforced Plastic | Safe Suction (Euro)
S & N CONVENIENCE STORE | 8339 HWY 53 E | DAWSONVILLE | Dawson | 9042018 | 2 |  | 1998-09-21 |  | 1998-09-21 |  | Removed from Ground | Gas (Historical Use) | 3000 | Steel-Impressed Current | 1995-08-30 | 2005-09-19 | Cathodically Protected | Suction (American)
M&M SUPER MART | 7430 ELLIOTT FAMILY PKWY | DAWSONVILLE | Dawson | 9042012 | 4 | Flapper Valve | 1996-10-01 | FALSE | 1996-10-01 | FALSE | Currently in Use | Diesel | 4000 | Fiberglass | 1985-08-01 |  | Fiberglass Reinforced Plastic | Pressurized
M&M SUPER MART | 7430 ELLIOTT FAMILY PKWY | DAWSONVILLE | Dawson | 9042012 | 5 | Flapper Valve | 1996-10-01 | FALSE | 1996-10-01 | FALSE | Currently in Use | Diesel | 2000 | Fiberglass | 1985-08-01 |  | Fiberglass Reinforced Plastic | Pressurized
SHOAL CREEK SUPPLY INC | RT 3 BOX 3015 | DAWSONVILLE | Dawson | 420024 | 1 | [5 empty] | Removed from Ground | Gas (Historical Use) | 1000 | Bare Steel | 1980-05-22 | 1998-11-30 | Galvanized Steel
NEIGHBORS CONVENIENT STORE | 75 HWY 9 N | DAWSONVILLE | Dawson | 580042 | 3 | Flapper Valve | 1998-10-12 | FALSE | 1998-10-12 | FALSE | Currently in Use | Premium | 10000 | Steel-Impressed Current | 1981-04-30 |  | Fiberglass Reinforced Plastic | Pressurized
GA DNR/AMICALOLA FALLS ST PARK | 418 Amicalola Falls Lodge Rd SW | DAWSONVILLE | Dawson | 4410002 | 1 | [5 empty] | Removed from Ground | Gas (Historical Use) | 500 | Bare Steel | 1978-01-01 | 1995-07-19 | Unknown
GA DOT/DAWSON CO MTC HQ 10104 | GA HWY 53/.5 MI E OF DAWSONVILLE | DAWSONVILLE | Dawson | 4420012 | 104D1 | [5 empty] | Removed from Ground | Diesel | 2000 | Bare Steel | 1986-01-01 | 2003-08-20 | Galvanized Steel | Suction (American)
LONGS SELF SERVICE | GA HWY 183 & GA HWY 136 | DAWSONVILLE | Dawson | 4420015 | 4 | [5 empty] | Closed in Ground | Gas (Historical Use) | 1000 | Bare Steel | 1969-01-01 | 1991-10-01 | Galvanized Steel
LANIER QUICK STOP FOOD INC | 236 GA HWY 53 W | DAWSONVILLE | Dawson | 4420003 | 202 | [5 empty] | Removed from Ground | Gas (Historical Use) | 10000 | Bare Steel | 1975-05-01 | 1993-09-01 | Galvanized Steel | Safe Suction (Euro)
KINGCAID GROCERY | 4504 HWY 52 EAST | DAWSONVILLE | Dawson | 4420009 | 1 | [5 empty] | Closed in Ground | Gas (Historical Use) | 1000 | Bare Steel | 1966-05-06 | 1998-07-28 | Galvanized Steel | Safe Suction (Euro)
GA FC/DAWSON CO UNIT | 4500 GA HWY 53 E | DAWSONVILLE | Dawson | 9042004 | 3 |  | 1991-10-29 |  | 1991-10-29 |  | Removed from Ground | Gas (Historical Use) | 1000 | Galvanic (STIP-3) | 1991-10-29 | 2007-01-09 | Cathodically Protected | Safe Suction (Euro)
BIG T MARKET | HWY 400 | DAWSONVILLE | Dawson | 9042027 | 4 |  | 1990-10-01 |  | 1990-10-01 |  | Removed from Ground | Empty | 0 | Galvanic (STIP-3) | 1990-10-01 | 2003-05-30 | Cathodically Protected | Pressurized
BIG T MARKET | HWY 400 | DAWSONVILLE | Dawson | 9042027 | 5 |  | 1990-10-01 |  | 1990-10-01 |  | Removed from Ground | Empty | 0 | Galvanic (STIP-3) | 1990-10-01 | 2003-05-30 | Cathodically Protected | Pressurized
HANDY CORNER | 7791 HWY 53 WEST | DAWSONVILLE | Dawson | 9042016 | 2 | Flapper Valve | 1998-05-01 | FALSE | 1998-05-01 | FALSE | Currently in Use | Premium | 2000 | Steel-Impressed Current | 1979-01-01 |  | Fiberglass Reinforced Plastic | Pressurized
RIVERVIEW MIDDLE SCHOOL | 5126 HWY 9 SOUTH | DAWSONVILLE | Dawson | 10000955 | 1B | Flapper Valve | 2005-04-25 | FALSE | 2020-12-18 | FALSE | Currently in Use | Gas (Historical Use) | 2000 | Composite | 2005-04-25 |  | Fiberglass Reinforced Plastic | Safe Suction (Euro)
IVEY'S QUICK STOP | RT 3 BOX 136 | DAWSONVILLE | Dawson | 4420021 | 2 | [5 empty] | Currently in Use | Gas (Historical Use) | 560 | Bare Steel | 1982-04-01 |  | Galvanized Steel
ROBERTSON'S STORE | GA HWY 53 & GA HWY 9 E | DAWSONVILLE | Dawson | 4420014 | 4 | [5 empty] | Removed from Ground | Diesel | 1100 | Bare Steel | 1966-04-01 | 1999-04-01 | Galvanized Steel
ROBERTSON'S STORE | GA HWY 53 & GA HWY 9 E | DAWSONVILLE | Dawson | 4420014 | 1 | [5 empty] | Removed from Ground | Gas (Historical Use) | 6000 | Bare Steel | 1966-04-01 | 1999-04-01 | Galvanized Steel
CIRCLE K 2723318 | 74 GA HWY 9 N | DAWSONVILLE | Dawson | 4420018 | 8 | Flapper Valve | 1999-05-05 | FALSE | 1999-05-05 | FALSE | Currently in Use | Premium | 10000 | Fiberglass | 1999-05-05 |  | Double-Walled Flex | Pressurized
CIRCLE K 2723318 | 74 GA HWY 9 N | DAWSONVILLE | Dawson | 4420018 | 2 | [5 empty] | Removed from Ground | Gas (Historical Use) | 8000 | Bare Steel | 1984-04-28 | 1999-04-01 | Galvanized Steel | Pressurized
LANIER QUICK STOP FOOD INC | 236 GA HWY 53 W | DAWSONVILLE | Dawson | 4420003 | 206 | Flapper Valve | 2023-01-10 | FALSE | 1993-09-01 | FALSE | Currently in Use | Diesel | 8000 | Fiberglass | 1993-09-01 |  | Fiberglass Reinforced Plastic | Pressurized
LANIER QUICK STOP FOOD INC | 236 GA HWY 53 W | DAWSONVILLE | Dawson | 4420003 | 203 | [5 empty] | Removed from Ground | Gas (Historical Use) | 6000 | Cathodically Protected Steel | 1985-05-01 | 1993-09-01 | Galvanized Steel | Safe Suction (Euro)
LANIER QUICK STOP FOOD INC | 236 GA HWY 53 W | DAWSONVILLE | Dawson | 4420003 | 201 | [5 empty] | Removed from Ground | Gas (Historical Use) | 10000 | Bare Steel | 1975-05-01 | 1993-09-01 | Galvanized Steel | Suction (American)
KINGCAID GROCERY | 4504 HWY 52 EAST | DAWSONVILLE | Dawson | 4420009 | 2 | [5 empty] | Closed in Ground | Gas (Historical Use) | 1000 | Bare Steel | 1966-05-06 | 1998-07-28 | Galvanized Steel
SANKYS | 6566 HWY 53 | DAWSONVILLE | Dawson | 9042006 | 2 | Ball Float | 1998-09-01 | FALSE | 1998-09-01 | FALSE | Temporarily out of use | Empty | 6000 | Steel-Impressed Current | 1984-01-01 |  | Steel (Impressed Current) | Pressurized
GA FC/DAWSON CO UNIT | 4500 GA HWY 53 E | DAWSONVILLE | Dawson | 9042004 | 5 | Flapper Valve | 2007-01-25 | FALSE | 2007-01-25 | FALSE | Temporarily out of use | Gas (Historical Use) | 2500 | Fiberglass Double Walled | 2007-01-20 |  | Double-Walled Fiberglass | Safe Suction (Euro)
GA FC/DAWSON CO UNIT | 4500 GA HWY 53 E | DAWSONVILLE | Dawson | 9042004 | 4 |  | 1991-10-29 |  | 1991-10-29 |  | Removed from Ground | Diesel | 1000 | Galvanic (STIP-3) | 1991-10-29 | 2007-01-09 | Cathodically Protected | Safe Suction (Euro)
US ARMY CORPS OF ENG | 2382 BOOSTER CLUB RD | BAINBRIDGE | Decatur | 4440185 | 2BARN | [5 empty] | Removed from Ground | Gas (Historical Use) | 0 | Bare Steel | 1987-08-01 | 1987-08-01 | Galvanized Steel
US ARMY CORPS OF ENG | 2382 BOOSTER CLUB RD | BAINBRIDGE | Decatur | 4440185 | 1MAINT | Flapper Valve | 1998-12-01 | FALSE | 1998-12-01 | FALSE | Temporarily out of use | Diesel | 2000 | Composite Double Walled | 1988-01-01 |  | Fiberglass Reinforced Plastic | Pressurized
BAINBRIDGE MEMORIAL HOSPITAL/MEM | 1500 E SHOTWELL ST | BAINBRIDGE | Decatur | 4430018 | 3 | [5 empty] | Removed from Ground | Diesel | 1000 | Bare Steel | 1960-01-01 | 1997-06-01 | Copper | Safe Suction (Euro)
HARACO INLAND | US HWY 84 | BAINBRIDGE | Decatur | 4430049 | 2 | [5 empty] | Removed from Ground | Gas (Historical Use) | 6000 | Bare Steel | 1993-11-01 | 1993-11-01 | Galvanized Steel
SCOTT ST INLAND | 818 SCOTT ST | BAINBRIDGE | Decatur | 4430050 | 1 | [5 empty] | Removed from Ground | Gas (Historical Use) | 4000 | Bare Steel | 1974-04-09 | 1998-12-01 | Galvanized Steel | Suction (American)
US ARMY CORPS OF ENG | 2382 BOOSTER CLUB RD | BAINBRIDGE | Decatur | 4440185 | 4BOATHOUSE | Overfill Alarm | 1998-12-01 | FALSE | 1988-01-01 | FALSE | Currently in Use | Regular | 500 | Composite Double Walled | 1988-01-01 |  | Fiberglass Reinforced Plastic | Safe Suction (Euro)
US ARMY CORPS OF ENG | 2382 BOOSTER CLUB RD | BAINBRIDGE | Decatur | 4440185 | 410MILE | [5 empty] | Removed from Ground | Gas (Historical Use) | 0 | Bare Steel | 1980-07-01 | 1980-07-01 | Unknown
BAINBRIDGE PDC | US HWY 27 NORTH | BAINBRIDGE | Decatur | 4430014 | 17E | [5 empty] | Removed from Ground | Diesel | 2000 | Bare Steel | 1951-02-07 | 1997-03-01 | Bare Steel
US HWY 84 LAZER/INLAND #808 | DOTHAN RD/US HWY 84 | BAINBRIDGE | Decatur | 4430056 | 2 | [5 empty] | Removed from Ground | Gas (Historical Use) | 8000 | Bare Steel | 1979-04-09 | 1995-03-01 | Galvanized Steel
STOVER FARM | GA HWY 310 | BAINBRIDGE | Decatur | 4430061 | 1 | [5 empty] | Removed from Ground | Other | 2000 | Bare Steel | 1966-12-31 | 1999-03-01 | Galvanized Steel | Suction (American)
INTERNATIONAL PAPER CO | RT 1 BOX 571 | BAINBRIDGE | Decatur | 4430036 | 1 | [5 empty] | Removed from Ground | Gas (Historical Use) | 560 | Bare Steel | 1985-04-17 | 1990-01-01 | Galvanized Steel
CITY OF BAINBRIDGE | 1503 PIERCE ST | BAINBRIDGE | Decatur | 4430039 | 2 | [5 empty] | Removed from Ground | Gas (Historical Use) | 5000 | Bare Steel | 1976-04-15 | 1998-07-14 | Galvanized Steel | Suction (American)
BAINBRIDGE PDC | US HWY 27 NORTH | BAINBRIDGE | Decatur | 4430014 | 076E |  | 1997-03-01 |  | 1997-03-01 |  | Removed from Ground | Gas (Historical Use) | 1000 | Fiberglass Double Walled | 1997-03-03 | 2010-07-16 | Fiberglass Reinforced Plastic | Safe Suction (Euro)
BAINBRIDGE PDC | US HWY 27 NORTH | BAINBRIDGE | Decatur | 4430014 | 076B | [5 empty] | Removed from Ground | Gas (Historical Use) | 1000 | Bare Steel | 1951-02-07 | 1997-03-16 | Unknown
FLINT RIVER MILLS INC | 1006 DOTHAN RD | BAINBRIDGE | Decatur | 4430015 | 2 | [5 empty] | Removed from Ground | Diesel | 6000 | Bare Steel | 1966-01-23 | 1994-03-01 | Bare Steel | Safe Suction (Euro)
BAINBRIDGE MEMORIAL HOSPITAL/MEM | 1500 E SHOTWELL ST | BAINBRIDGE | Decatur | 4430018 | 6 | Ball Float | 1998-04-07 | FALSE | 1998-04-07 | FALSE | Currently in Use | Diesel | 2000 | Composite Double Walled | 1998-04-01 |  | Double-Walled Flex | Safe Suction (Euro)
SOUTHEAST TERMINAL | 1909 E SHOTWELL ST | BAINBRIDGE | Decatur | 4430024 | 3 | [5 empty] | Removed from Ground | Empty | 2000 | Bare Steel | 1965-02-24 | 1988-11-01 | Galvanized Steel
BRINSON STATION | RTE 1 BRINSON | BAINBRIDGE | Decatur | 4430028 | 1 | [5 empty] | Removed from Ground | Other | 500 | Bare Steel | 1948-01-01 | 2000-10-01 | Bare Steel | Suction (American)
SOUTHERN CONCRETE | 920 WEST COLLEGE ST | BAINBRIDGE | Decatur | 4430032 | 1 | [5 empty] | Removed from Ground | Diesel | 19000 | Bare Steel | 1976-04-09 | 1993-05-20 | Bare Steel | Safe Suction (Euro)
P R HARRELL & SONS INC | 138 P R HARRELL RD | BAINBRIDGE | Decatur | 4430033 | 3 | [5 empty] | Removed from Ground | Kerosene | 2000 | Bare Steel | 1974-04-14 | 1994-09-01 | Galvanized Steel
US HWY 84 LAZER/INLAND #808 | DOTHAN RD/US HWY 84 | BAINBRIDGE | Decatur | 4430056 | 3 | [5 empty] | Removed from Ground | Gas (Historical Use) | 3000 | Bare Steel | 1982-04-09 | 1995-03-01 | Galvanized Steel
SEYMOURS PETRO | 835 DOTHAN RD | BAINBRIDGE | Decatur | 4430034 | 1 | [5 empty] | Removed from Ground | Gas (Historical Use) | 7896 | Bare Steel | 1981-03-31 | 1996-12-11 | Galvanized Steel | Pressurized
INTERNATIONAL PAPER CO | RT 1 BOX 571 | BAINBRIDGE | Decatur | 4430036 | 3 | [5 empty] | Removed from Ground | Diesel | 560 | Bare Steel | 1985-04-17 | 1990-01-01 | Galvanized Steel
KMART #9247 | 1602 SHOTWELL ST | BAINBRIDGE | Decatur | 4430043 | 1 |  |  | TRUE |  | TRUE | Removed from Ground | Used Oil | 1000 | Bare Steel | 1977-04-01 | 1990-12-04 | Galvanized Steel
HUEYS SERVICE STATION | 425 N WEST ST | BAINBRIDGE | Decatur | 4430016 | 3 | [5 empty] | Removed from Ground | Gas (Historical Use) | 3000 | Not Marked/Unknown | 1971-02-20 | 1998-10-09 | Galvanized Steel
BAINBRIDGE ELEM | DOTHAN HWY | BAINBRIDGE | Decatur | 4430002 | 1 | [5 empty] | Removed from Ground | Diesel | 1500 | Bare Steel | 1961-02-26 | 1983-01-01 | Galvanized Steel
SUNSTOP #425 | 525 W SHOTWELL ST | BAINBRIDGE | Decatur | 9043643 | 1 | Flapper Valve | 1999-12-07 | FALSE | 1992-03-01 | FALSE | Currently in Use | Diesel | 10000 | Galvanic (STIP-3) | 1992-03-01 |  | Fiberglass Reinforced Plastic | Pressurized
DECATUR CO SCHOOL TRANSPORTATION | 106 SPRING CREEK RD | BAINBRIDGE | Decatur | 4430010 | 1 | [5 empty] | Removed from Ground | Empty | 10000 | Bare Steel | 1969-01-14 | 1998-03-01 | Galvanized Steel | Suction (American)
LAS LOMAS | 801 E WATER STREET | BAINBRIDGE | Decatur | 4430021 | 2 | Flapper Valve | 1998-12-07 | FALSE | 1998-12-07 | FALSE | Currently in Use | Plus | 8000 | Steel-Impressed Current | 1976-02-27 |  | Steel (Impressed Current) | Suction (American)
SOUTHEAST TERMINAL | 1909 E SHOTWELL ST | BAINBRIDGE | Decatur | 4430024 | 1 | [5 empty] | Removed from Ground | Other | 2000 | Bare Steel | 1980-02-25 | 1997-10-29 | Galvanized Steel
SOUTHERN CONCRETE | 1103 DOTHAN HWY | BAINBRIDGE | Decatur | 9043644 | 1 |  | 1993-03-01 |  | 1993-03-01 |  | Removed from Ground | Diesel | 20000 | Cathodically Protected Steel | 1993-03-01 | 2008-03-17 | Cathodically Protected | Pressurized
DECATUR CO SCHOOL TRANSPORTATION | 106 SPRING CREEK RD | BAINBRIDGE | Decatur | 4430010 | 4 | Overfill Alarm | 2009-10-23 | FALSE | 2009-10-23 | FALSE | Currently in Use | Diesel | 20000 | Composite Double Walled | 2009-10-23 |  | Double-Walled Fiberglass | Pressurized
GA GULF SULFUR CORP | SPRING CREEK RD | BAINBRIDGE | Decatur | 4430027 | 1 | [5 empty] | Removed from Ground | Diesel | 10000 | Bare Steel | 1976-03-10 | 1990-10-20 | Galvanized Steel
BAINBRIDGE PDC | US HWY 27 NORTH | BAINBRIDGE | Decatur | 4430014 | 076C | [5 empty] | Removed from Ground | Gas (Historical Use) | 1000 | Bare Steel | 1951-02-07 | 1997-03-16 | Unknown
FLINT RIVER MILLS INC | 1006 DOTHAN RD | BAINBRIDGE | Decatur | 4430015 | 3 | [5 empty] | Removed from Ground | Diesel | 3000 | Bare Steel | 1968-01-24 | 1994-03-01 | Bare Steel | Safe Suction (Euro)
JONES-WHEAT ELEM | 1400 EAST BROUGHTON ST | BAINBRIDGE | Decatur | 4430007 | 1 | [5 empty] | Removed from Ground | Diesel | 3000 | Bare Steel | 1961-02-26 | 1899-12-31 | Galvanized Steel
WEST BAINBRIDGE ELEM SCHOOL | MARTIN ST | BAINBRIDGE | Decatur | 4430009 | 1 | [5 empty] | Removed from Ground | Diesel | 3000 | Bare Steel | 1961-02-26 | 1983-01-01 | Galvanized Steel
TRADING POST FARM | US HWY 84 W | BAINBRIDGE | Decatur | 4430060 | 1 | [5 empty] | Removed from Ground | Diesel | 8000 | Bare Steel | 1966-12-31 | 1999-03-24 | Galvanized Steel | Suction (American)
FLOWERS BAKING CO | 1509 PIERCE ST | BAINBRIDGE | Decatur | 4430062 | 1 | [5 empty] | Removed from Ground | Other | 5000 | Bare Steel | 1961-04-02 | 1983-05-01 | Unknown
SEYMOURS PETRO | 835 DOTHAN RD | BAINBRIDGE | Decatur | 4430034 | 2 | [5 empty] | Removed from Ground | Gas (Historical Use) | 7896 | Bare Steel | 1981-03-31 | 1996-12-11 | Galvanized Steel | Pressurized
US ARMY CORPS OF ENG | 2382 BOOSTER CLUB RD | BAINBRIDGE | Decatur | 4440185 | 1BARN | [5 empty] | Removed from Ground | Diesel | 0 | Bare Steel | 1987-08-01 | 1987-08-01 | Galvanized Steel
HUEYS SERVICE STATION | 425 N WEST ST | BAINBRIDGE | Decatur | 4430016 | 2 | [5 empty] | Removed from Ground | Gas (Historical Use) | 6000 | Not Marked/Unknown | 1971-02-20 | 1998-10-09 | Galvanized Steel
BAINBRIDGE MEMORIAL HOSPITAL/MEM | 1500 E SHOTWELL ST | BAINBRIDGE | Decatur | 4430018 | 2 | [5 empty] | Closed in Ground | Diesel | 10000 | Bare Steel | 1960-01-01 | 1998-04-01 | Copper | Safe Suction (Euro)
SOUTHEAST TERMINAL | 1909 E SHOTWELL ST | BAINBRIDGE | Decatur | 4430024 | 2R1 | [5 empty] | Removed from Ground | Other | 2000 | Fiberglass | 1988-11-03 | 1997-10-29 | Galvanized Steel | Suction (American)
BAINBRIDGE CLAY ST BARN | 524 CLAY ST | BAINBRIDGE | Decatur | 4430040 | 1 | [5 empty] | Removed from Ground | Gas (Historical Use) | 1000 | Bare Steel | 1961-04-15 | 1977-01-01 | Galvanized Steel
ZIP TRIP 2 | 1006 E RIVER RD | BAINBRIDGE | Decatur | 4430088 | 1 | Flapper Valve | 1998-07-17 | FALSE | 1998-07-17 | FALSE | Currently in Use | E-10 | 8000 | Steel-Impressed Current | 1984-04-24 |  | Steel (Impressed Current) | Safe Suction (Euro)
US ARMY CORPS OF ENG | 2382 BOOSTER CLUB RD | BAINBRIDGE | Decatur | 4440185 | 5AIRPORT | [5 empty] | Removed from Ground | Gas (Historical Use) | 0 | Bare Steel | 1989-11-01 | 1989-11-01 | Unknown
FLINT RIVER MILLS INC | 1006 DOTHAN RD | BAINBRIDGE | Decatur | 4430015 | 1 |  |  | TRUE |  | TRUE | Removed from Ground | Used Oil | 12000 | Bare Steel | 1978-01-23 | 1994-03-01 | Bare Steel | Gravity Fed
BAINBRIDGE MEMORIAL HOSPITAL/MEM | 1500 E SHOTWELL ST | BAINBRIDGE | Decatur | 4430018 | 4 | Flapper Valve | 1997-06-27 | FALSE | 1997-06-27 | FALSE | Currently in Use | Diesel | 2000 | Composite Double Walled | 1997-06-27 |  | Double-Walled Flex | Safe Suction (Euro)
BAINBRIDGE MEMORIAL HOSPITAL/MEM | 1500 E SHOTWELL ST | BAINBRIDGE | Decatur | 4430018 | 5 | Flapper Valve | 1998-04-07 | FALSE | 1998-04-07 | FALSE | Currently in Use | Diesel | 10000 | Composite Double Walled | 1998-04-01 |  | Double-Walled Flex | Pressurized
SOUTHEAST TERMINAL | 1909 E SHOTWELL ST | BAINBRIDGE | Decatur | 4430024 | 2 | [5 empty] | Removed from Ground | Kerosene | 2000 | Bare Steel | 1970-01-01 | 1988-11-01 | Galvanized Steel
HARACO INLAND | US HWY 84 | BAINBRIDGE | Decatur | 4430049 | 4 | [5 empty] | Removed from Ground | Diesel | 6000 | Bare Steel | 1993-11-01 | 1993-11-01 | Galvanized Steel
HARACO INLAND | US HWY 84 | BAINBRIDGE | Decatur | 4430049 | 1 | [5 empty] | Removed from Ground | Gas (Historical Use) | 6000 | Bare Steel | 1993-11-01 | 1993-11-01 | Galvanized Steel
BAINBRIDGE PDC | US HWY 27 NORTH | BAINBRIDGE | Decatur | 4430014 | 70 | [5 empty] | Removed from Ground | Diesel | 5000 | Bare Steel | 1951-02-07 | 1997-03-01 | Bare Steel
FLINT RIVER MILLS INC | 1006 DOTHAN RD | BAINBRIDGE | Decatur | 4430015 | 4 | [5 empty] | Removed from Ground | Diesel | 3000 | Bare Steel | 1968-01-24 | 1994-03-01 | Bare Steel | Safe Suction (Euro)
DECATUR CO SCHOOL TRANSPORTATION | 106 SPRING CREEK RD | BAINBRIDGE | Decatur | 4430010 | 2 | [5 empty] | Removed from Ground | Empty | 6000 | Bare Steel | 1976-01-15 | 1998-03-01 | Galvanized Steel | Suction (American)
P R HARRELL & SONS INC | 138 P R HARRELL RD | BAINBRIDGE | Decatur | 4430033 | 1 | [5 empty] | Removed from Ground | Diesel | 6000 | Bare Steel | 1974-04-14 | 1994-09-01 | Galvanized Steel
US ARMY CORPS OF ENG | 2382 BOOSTER CLUB RD | BAINBRIDGE | Decatur | 4440185 | 3BOATHOUSE | Flapper Valve | 1998-12-01 |  | 1998-12-01 |  | Closed in Ground | Diesel | 1000 | Composite | 1988-01-01 | 2014-06-25 | Fiberglass Reinforced Plastic | Safe Suction (Euro)
US ARMY CORPS OF ENG | 2382 BOOSTER CLUB RD | BAINBRIDGE | Decatur | 4440185 | 3BOATSHED | [5 empty] | Removed from Ground | Gas (Historical Use) | 0 | Bare Steel | 1987-08-01 | 1987-08-01 | Galvanized Steel
LAS LOMAS | 801 E WATER STREET | BAINBRIDGE | Decatur | 4430021 | 3 | Flapper Valve | 1998-12-07 | FALSE | 1998-12-07 | FALSE | Currently in Use | Premium | 6000 | Steel-Impressed Current | 1976-02-27 |  | Steel (Impressed Current) | Suction (American)
DECATUR CO SCHOOL TRANSPORTATION | 106 SPRING CREEK RD | BAINBRIDGE | Decatur | 4430010 | 5 | Overfill Alarm | 2009-10-23 | FALSE | 2009-10-23 | FALSE | Currently in Use | Diesel | 20000 | Composite Double Walled | 2009-10-23 |  | Double-Walled Fiberglass | Pressurized
BAINBRIDGE MEMORIAL HOSPITAL/MEM | 1500 E SHOTWELL ST | BAINBRIDGE | Decatur | 4430018 | 1 | [5 empty] | Closed in Ground | Diesel | 560 | Bare Steel | 1960-01-01 | 1997-05-01 | Copper | Safe Suction (Euro)
GA GULF SULFUR CORP | SPRING CREEK RD | BAINBRIDGE | Decatur | 4430027 | 5 | [5 empty] | Removed from Ground | Hazardous Substance | 18000 | Bare Steel | 1984-03-10 | 1899-12-31 | Bare Steel
GA GULF SULFUR CORP | SPRING CREEK RD | BAINBRIDGE | Decatur | 4430027 | 4 | [5 empty] | Removed from Ground | Hazardous Substance | 10000 | Bare Steel | 1976-03-10 | 1899-12-31 | Bare Steel
STOVER FARM | GA HWY 310 | BAINBRIDGE | Decatur | 4430061 | 2 | [5 empty] | Permanently Out of Use - historical purposes | Other | 10000 | Bare Steel | 1966-12-31 | 1899-12-31 | Galvanized Steel | Suction (American)
SCHWERMAN TRUCKING CO | 1000 SPRING CREEK RD | BAINBRIDGE | Decatur | 4430042 | 2 |  |  | TRUE |  | TRUE | Removed from Ground | Used Oil | 2000 | Bare Steel | 1966-04-01 | 1989-09-28 | Unknown
FL INDUSTRIES/AMERICAN ELECTRIC | 213 AIRPORT RD/HWY 84 WEST | BAINBRIDGE | Decatur | 4430045 | 3 | [5 empty] | Removed from Ground | Diesel | 550 | Bare Steel | 1971-02-05 | 1990-12-20 | Galvanized Steel
FL INDUSTRIES/AMERICAN ELECTRIC | 213 AIRPORT RD/HWY 84 WEST | BAINBRIDGE | Decatur | 4430045 | 2 | [5 empty] | Removed from Ground | Gas (Historical Use) | 550 | Bare Steel | 1979-02-05 | 1990-12-18 | Galvanized Steel
INTERNATIONAL PAPER CO | RT 1 BOX 571 | BAINBRIDGE | Decatur | 4430036 | 2 | [5 empty] | Removed from Ground | Gas (Historical Use) | 1000 | Bare Steel | 1985-04-17 | 1990-01-01 | Galvanized Steel
CALHOUN ST COLONIAL | 503 CALHOUN ST | BAINBRIDGE | Decatur | 4430046 | 4 | [5 empty] | Removed from Ground | Diesel | 1000 | Bare Steel | 1978-04-09 | 1998-11-01 | Galvanized Steel | Suction (American)
SILVER LAKE STA | RT 3 | BAINBRIDGE | Decatur | 4430037 | 1 | [5 empty] | Removed from Ground | Gas (Historical Use) | 1 | Bare Steel | 1990-01-01 | 1990-01-01 | Galvanized Steel
CITY OF BAINBRIDGE | 1503 PIERCE ST | BAINBRIDGE | Decatur | 4430039 | 1 | [5 empty] | Removed from Ground | Gas (Historical Use) | 10000 | Bare Steel | 1976-04-15 | 1998-07-14 | Galvanized Steel | Suction (American)
FL INDUSTRIES/AMERICAN ELECTRIC | 213 AIRPORT RD/HWY 84 WEST | BAINBRIDGE | Decatur | 4430045 | 1 | [5 empty] | Removed from Ground | Gas (Historical Use) | 1000 | Bare Steel | 1971-02-05 | 1990-12-18 | Galvanized Steel
SUN STOP #430 | 401 COLQUITT HWY | BAINBRIDGE | Decatur | 4430047 | 2 | Overfill Alarm | 1992-01-15 | FALSE | 1992-01-15 | FALSE | Currently in Use | E-10 | 6000 | STIP-3/Impressed Current | 1978-04-09 |  | Double-Walled Fiberglass | Pressurized
SHOTWELL STREET INLAND | 1711 EAST SHOTWELL | BAINBRIDGE | Decatur | 4430048 | 4 | [5 empty] | Removed from Ground | Diesel | 3000 | Bare Steel | 1977-04-09 | 1998-11-01 | Galvanized Steel | Pressurized
TRIPLE T OIL CO D B A J E SHARBER OIL CO | 250 WHIGHAM DAIRY RD | BAINBRIDGE | Decatur | 4430091 | 1 | Overfill Alarm | 1995-03-12 | FALSE | 1990-01-01 | FALSE | Currently in Use | Diesel | 30000 | Steel-Impressed Current | 1981-04-22 |  | Steel (Impressed Current) | Pressurized
GAUSE SERVICE STATION | 303 SHOTWELL ST | BAINBRIDGE | Decatur | 4430094 | 2 | [5 empty] | Removed from Ground | Gas (Historical Use) | 1060 | Bare Steel | 1951-04-23 | 1899-12-31 | Galvanized Steel
SHOTWELL STREET INLAND | 1711 EAST SHOTWELL | BAINBRIDGE | Decatur | 4430048 | 1 | [5 empty] | Removed from Ground | Gas (Historical Use) | 6000 | Bare Steel | 1977-04-09 | 1998-11-01 | Galvanized Steel | Pressurized
TRIPLE T OIL CO D B A J E SHARBER OIL CO | 250 WHIGHAM DAIRY RD | BAINBRIDGE | Decatur | 4430091 | 4 | Overfill Alarm | 1990-01-01 | FALSE | 1995-03-12 | FALSE | Currently in Use | Premium | 12000 | Steel-Impressed Current | 1987-01-12 |  | Steel (Impressed Current) | Pressurized
TRIPLE T OIL CO D B A J E SHARBER OIL CO | 250 WHIGHAM DAIRY RD | BAINBRIDGE | Decatur | 4430091 | 5 | Flapper Valve | 2010-05-20 | FALSE | 2010-05-20 | FALSE | Currently in Use | E-10 | 4000 | Fiberglass Double Walled | 2010-05-20
1012 GUARI LLC | 1572 NEWTON RD | BAINBRIDGE | Decatur | 4430073 | 2 | Flapper Valve | 1998-11-12 | FALSE | 1998-11-12 | FALSE | Temporarily out of use | Premium | 4000 | Steel-Impressed Current | 1983-01-01 |  | Steel (Impressed Current) | Safe Suction (Euro)
PEPSI-COLA BOTTLING BAINBRIDGE | 220 EAST TROUPE ST | BAINBRIDGE | Decatur | 4430029 | 1 | [5 empty] | Permanently Out of Use - historical purposes | Empty | 2000 | Bare Steel | 1956-03-13 | 1899-12-31 | Unknown
US HWY 84 LAZER/INLAND #808 | DOTHAN RD/US HWY 84 | BAINBRIDGE | Decatur | 4430056 | 1 | [5 empty] | Removed from Ground | Gas (Historical Use) | 8000 | Bare Steel | 1979-04-09 | 1995-03-01 | Galvanized Steel
SCOTT ST INLAND | 818 SCOTT ST | BAINBRIDGE | Decatur | 4430050 | 4 | [5 empty] | Removed from Ground | Gas (Historical Use) | 3000 | Bare Steel | 1985-04-09 | 1998-12-01 | Galvanized Steel | Suction (American)
BAINBRIDGE PDC | US HWY 27 NORTH | BAINBRIDGE | Decatur | 4430014 | 076A | [5 empty] | Removed from Ground | Diesel | 560 | Bare Steel | 1951-02-07 | 1997-03-16 | Unknown
GA GULF SULFUR CORP | SPRING CREEK RD | BAINBRIDGE | Decatur | 4430027 | 3 | [5 empty] | Removed from Ground | Gas (Historical Use) | 500 | Bare Steel | 1971-03-11 | 1986-07-01 | Bare Steel
SEYMOURS PETRO | 835 DOTHAN RD | BAINBRIDGE | Decatur | 4430034 | 3 | [5 empty] | Removed from Ground | Gas (Historical Use) | 7896 | Bare Steel | 1981-03-31 | 1996-12-11 | Galvanized Steel | Pressurized
SCHWERMAN TRUCKING CO | 1000 SPRING CREEK RD | BAINBRIDGE | Decatur | 4430042 | 1 | [5 empty] | Removed from Ground | Other | 6000 | Bare Steel | 1966-04-01 | 1989-09-28 | Unknown
1012 GUARI LLC | 1572 NEWTON RD | BAINBRIDGE | Decatur | 4430073 | 3A | Overfill Alarm | 2020-10-09 | FALSE | 2020-09-09 | FALSE | Temporarily out of use | Diesel | 12000 | Composite Double Walled | 2020-06-08 |  | Double-Walled Fiberglass | Pressurized
1012 GUARI LLC | 1572 NEWTON RD | BAINBRIDGE | Decatur | 4430073 | 3C | Overfill Alarm | 2020-10-09 | FALSE | 2020-09-09 | FALSE | Temporarily out of use | Diesel | 4000 | Composite Double Walled | 2020-06-08 |  | Double-Walled Fiberglass | Pressurized
INLAND | 1515 TALLAHASSEE HWY | BAINBRIDGE | Decatur | 4430068 | 3 | [5 empty] | Removed from Ground | Gas (Historical Use) | 3000 | Bare Steel | 1977-01-01 | 1995-03-01 | Galvanized Steel
GA POWER/OLD BAINBRIDGE DIS OPER | 1707 EAST SHOTWELL ST | BAINBRIDGE | Decatur | 4430124 | 2 | [5 empty] | Removed from Ground | Diesel | 560 | Bare Steel | 1977-01-01 | 1989-11-01 | Unknown
US HWY 84 LAZER/INLAND #808 | DOTHAN RD/US HWY 84 | BAINBRIDGE | Decatur | 4430056 | 4 | [5 empty] | Removed from Ground | Diesel | 1000 | Bare Steel | 1982-04-09 | 1995-03-01 | Galvanized Steel
US HWY 84 LAZER/INLAND #808 | DOTHAN RD/US HWY 84 | BAINBRIDGE | Decatur | 4430056 | 5 | [5 empty] | Removed from Ground | Kerosene | 560 | Not Marked/Unknown | 1995-03-01 | 1995-03-01 | Unknown
HARACO INLAND | US HWY 84 | BAINBRIDGE | Decatur | 4430049 | 3 | [5 empty] | Removed from Ground | Gas (Historical Use) | 4000 | Bare Steel | 1993-11-01 | 1993-11-01 | Galvanized Steel
SCOTT ST INLAND | 818 SCOTT ST | BAINBRIDGE | Decatur | 4430050 | 2 | [5 empty] | Removed from Ground | Gas (Historical Use) | 3000 | Bare Steel | 1974-04-09 | 1998-12-01 | Galvanized Steel | Suction (American)
SUN STOP #430 | 401 COLQUITT HWY | BAINBRIDGE | Decatur | 4430047 | 3 | Overfill Alarm | 1992-01-15 | FALSE | 1992-01-15 | FALSE | Currently in Use | Diesel | 6000 | STIP-3/Impressed Current | 1978-04-09 |  | Double-Walled Fiberglass | Pressurized
ALL STAR TIRE | 1139 EAST SHOTWELL ST | BAINBRIDGE | Decatur | 4430078 | 3 | [5 empty] | Closed in Ground | Gas (Historical Use) | 2000 | Bare Steel | 1971-05-06 | 1989-01-01 | Galvanized Steel
Kayra Express | 2080 DOTHAN RD | BAINBRIDGE | Decatur | 4430082 | 2 | Flapper Valve | 1994-12-29 | FALSE | 1994-12-29 | FALSE | Currently in Use | Diesel | 6000 | Steel-Impressed Current | 1979-05-02 |  |  | Pressurized
US ARMY CORPS OF ENG | 2382 BOOSTER CLUB RD | BAINBRIDGE | Decatur | 4440185 | 2MAINT | Flapper Valve | 1998-12-01 | FALSE | 1998-12-01 | FALSE | Temporarily out of use | E-10 | 2000 | Composite Double Walled | 1988-01-01 |  | Fiberglass Reinforced Plastic
HUEYS SERVICE STATION | 425 N WEST ST | BAINBRIDGE | Decatur | 4430016 | 1 | [5 empty] | Removed from Ground | Gas (Historical Use) | 6000 | Not Marked/Unknown | 1971-02-20 | 1998-10-09 | Galvanized Steel
LAS LOMAS | 801 E WATER STREET | BAINBRIDGE | Decatur | 4430021 | 1 | Flapper Valve | 1998-12-07 | FALSE | 1998-12-07 | FALSE | Currently in Use | E-10 | 8000 | Steel-Impressed Current | 1976-02-27 |  | Steel (Impressed Current) | Suction (American)
GA GULF SULFUR CORP | SPRING CREEK RD | BAINBRIDGE | Decatur | 4430027 | 2 | [5 empty] | Removed from Ground | Gas (Historical Use) | 10000 | Bare Steel | 1976-03-10 | 1990-10-20 | Galvanized Steel
DECATUR CO SCHOOL TRANSPORTATION | 106 SPRING CREEK RD | BAINBRIDGE | Decatur | 4430010 | 3 | Overfill Alarm | 2009-10-23 | FALSE | 2009-10-23 | FALSE | Currently in Use | E-10 | 10000 | Composite Double Walled | 2009-10-23 |  | Double-Walled Fiberglass | Pressurized
SOUTHERN CONCRETE | 920 WEST COLLEGE ST | BAINBRIDGE | Decatur | 4430032 | 2 | [5 empty] | Removed from Ground | Empty | 8000 | Bare Steel | 1976-04-09 | 1993-05-20 | Bare Steel | Safe Suction (Euro)
SEYMOURS PETRO | 835 DOTHAN RD | BAINBRIDGE | Decatur | 4430034 | 4 | Ball Float | 1996-12-01 | FALSE | 1996-12-01 | FALSE | Currently in Use | Premium | 8000 | Epoxy | 1996-12-11 |  | Double-Walled Flex | Pressurized
SEYMOURS PETRO | 835 DOTHAN RD | BAINBRIDGE | Decatur | 4430034 | 5 | Ball Float | 1996-12-01 | FALSE | 1996-12-01 | FALSE | Currently in Use | E-10 | 12000 | Epoxy | 1996-12-11 |  | Double-Walled Flex | Pressurized
SILVER LAKE STA | RT 3 | BAINBRIDGE | Decatur | 4430037 | 2 | [5 empty] | Removed from Ground | Gas (Historical Use) | 1 | Bare Steel | 1990-01-01 | 1990-01-01 | Galvanized Steel
GA FC/DECATUR CO UNIT | 1611 DOTHAN RD | BAINBRIDGE | Decatur | 4430041 | 2 | [5 empty] | Removed from Ground | Diesel | 560 | Bare Steel | 1962-12-10 | 1992-03-26 | Galvanized Steel | Safe Suction (Euro)
SUN STOP #430 | 401 COLQUITT HWY | BAINBRIDGE | Decatur | 4430047 | 1 | Overfill Alarm | 1992-01-15 | FALSE | 1992-01-15 | FALSE | Currently in Use | Premium | 8000 | STIP-3/Impressed Current | 1978-04-09 |  | Double-Walled Fiberglass | Pressurized
SHOTWELL STREET INLAND | 1711 EAST SHOTWELL | BAINBRIDGE | Decatur | 4430048 | 2 | [5 empty] | Removed from Ground | Gas (Historical Use) | 6000 | Bare Steel | 1977-04-09 | 1998-11-01 | Galvanized Steel | Pressurized
TRIPLE T OIL CO D B A J E SHARBER OIL CO | 250 WHIGHAM DAIRY RD | BAINBRIDGE | Decatur | 4430091 | 3 | Overfill Alarm | 1995-03-12 | FALSE | 1990-01-01 | FALSE | Currently in Use | E-0 | 30000 | Steel-Impressed Current | 1981-04-22 |  | Steel (Impressed Current) | Pressurized
LUCKY FOOD MART | 722 S SCOTT ST | BAINBRIDGE | Decatur | 4430119 | 3 | Flapper Valve | 1998-12-07 | FALSE | 1998-12-07 | FALSE | Temporarily out of use | Gas (Historical Use) | 10000 | Steel-Impressed Current | 1978-03-31 |  | Steel (Impressed Current) | Suction (American)
BST/BNBRGAMA R2353 | 400 E BROUGHTON ST | BAINBRIDGE | Decatur | 4430121 | 2 | [5 empty] | Removed from Ground | Gas (Historical Use) | 1000 | Bare Steel | 1959-07-09 | 1989-11-01 | Bare Steel | Pressurized
SASSER'S GROCERY | US HWY 84 E | BAINBRIDGE | Decatur | 4430093 | 1 | [5 empty] | Removed from Ground | Gas (Historical Use) | 560 | Bare Steel | 1954-04-22 | 1987-01-01 | Galvanized Steel
WILLIAMS BROTHER TRUCKING INC. | 2291 DOTHAN HWY | BAINBRIDGE | Decatur | 4430072 | 4 | Overfill Alarm | 1997-10-22 | FALSE | 1997-10-22 | FALSE | Currently in Use | Diesel | 12000 | Composite | 1997-10-01 |  | Double-Walled Flex | Pressurized
SP Travel Center | 2331 Dothan Highway | Bainbridge | Decatur | 4430122 | 1 | [5 empty] | Removed from Ground | Diesel | 25000 | Bare Steel |  | 1899-12-31 | Galvanized Steel | Pressurized
GA POWER/OLD BAINBRIDGE DIS OPER | 1707 EAST SHOTWELL ST | BAINBRIDGE | Decatur | 4430124 | 1 | [5 empty] | Removed from Ground | Gas (Historical Use) | 6600 | Bare Steel | 1957-12-31 | 1989-11-01 | Galvanized Steel
BAINBRIDGE EXPRESS 2 | 1921 SPRING CREEK RD | BAINBRIDGE | Decatur | 4430116 | 6C | Ball Float | 2017-05-15 | FALSE |  | FALSE | Currently in Use | Diesel | 8000 | Epoxy Double-Walled | 2017-05-10 |  | Double-Walled Flex | Pressurized
FLORIDA ROCK & TANK LINES INC | 1918 TALLAHASSEE HWY | BAINBRIDGE | Decatur | 4430067 | T1 |  |  | TRUE |  | TRUE | Removed from Ground | Used Oil | 500 | Bare Steel | 1976-03-31 | 1998-10-01 | Galvanized Steel
FLORIDA ROCK & TANK LINES INC | 1918 TALLAHASSEE HWY | BAINBRIDGE | Decatur | 4430067 | T4 | Flapper Valve | 1991-11-01 | FALSE | 1991-11-01 | FALSE | Currently in Use | Diesel | 10000 | Galvanic (STIP-3) | 1991-11-13 |  | Fiberglass Reinforced Plastic | Safe Suction (Euro)
STAR ENTER/TEXACO REFINING & MAR | 1803 EAST SHOTWELL ST | BAINBRIDGE | Decatur | 4430071 | 3 | [5 empty] | Removed from Ground | Gas (Historical Use) | 4000 | Cathodically Protected Steel | 1980-04-23 | 1990-01-01 | Galvanized Steel
STAR ENTER/TEXACO REFINING & MAR | 1803 EAST SHOTWELL ST | BAINBRIDGE | Decatur | 4430071 | 31850 | [5 empty] | Removed from Ground | Other | 10000 | Fiberglass | 1986-01-01 | 1999-09-22 | Galvanized Steel | Pressurized
NICS QUICK STOP | 1201 E SHOTWELL ST | BAINBRIDGE | Decatur | 4430118 | 5 | Flapper Valve | 1998-12-07 | FALSE | 1988-06-01 | FALSE | Currently in Use | E-10 | 10000 | Galvanic (STIP-3) | 1988-06-01 |  | Fiberglass Reinforced Plastic | Pressurized
BAINBRIDGE EXPRESS 2 | 1921 SPRING CREEK RD | BAINBRIDGE | Decatur | 4430116 | 5 | Ball Float | 2017-05-17 | FALSE |  | FALSE | Currently in Use | E-10 | 12000 | Epoxy Double-Walled | 2017-05-10 |  | Double-Walled Flex | Pressurized
SIMS ST INLAND | 308 SIMS ST | BAINBRIDGE | Decatur | 9043004 | 1 | [5 empty] | Removed from Ground | Empty | 8000 | Cathodically Protected Steel | 1995-03-01 | 1995-03-01 | Galvanized Steel
NICS QUICK STOP | 1201 E SHOTWELL ST | BAINBRIDGE | Decatur | 4430118 | 2 | [5 empty] | Closed in Ground | Gas (Historical Use) | 2000 | Bare Steel | 1941-12-31 | 1980-01-01 | Galvanized Steel
FAT BUDDY'S PANCAKE HOUSE | US HWY 27 N | BAINBRIDGE | Decatur | 4430112 | 1 | [5 empty] | Removed from Ground | Gas (Historical Use) | 4000 | Bare Steel | 1984-01-01 | 1987-03-01 | Galvanized Steel
SIMS ST INLAND | 308 SIMS ST | BAINBRIDGE | Decatur | 9043004 | 3 | [5 empty] | Removed from Ground | Gas (Historical Use) | 6000 | Cathodically Protected Steel | 1995-02-27 | 1995-02-27 | Galvanized Steel
BAINBRIDGE CLAY ST BARN | 524 CLAY ST | BAINBRIDGE | Decatur | 4430040 | 3 | [5 empty] | Removed from Ground | Gas (Historical Use) | 500 | Bare Steel | 1961-04-15 | 1977-01-01 | Unknown
GA FC/DECATUR CO UNIT | 1611 DOTHAN RD | BAINBRIDGE | Decatur | 4430041 | 200184 |  | 1992-03-31 |  | 1992-03-31 |  | Removed from Ground | Diesel | 1000 | Galvanic (STIP-3) | 1992-03-31 | 2002-06-19 | Cathodically Protected | Safe Suction (Euro)
GA FC/DECATUR CO UNIT | 1611 DOTHAN RD | BAINBRIDGE | Decatur | 4430041 | 200185 |  | 1992-03-31 |  | 1992-03-31 |  | Removed from Ground | Gas (Historical Use) | 1000 | Galvanic (STIP-3) | 1992-03-31 | 2002-06-09 | Cathodically Protected | Safe Suction (Euro)
JOHN-JOHNSON ELEM | WEST ST | BAINBRIDGE | Decatur | 4430006 | 1 | [5 empty] | Removed from Ground | Diesel | 3000 | Bare Steel | 1964-02-27 | 1992-01-01 | Galvanized Steel
HUTTO MIDDLE SCHOOL | 1201 EAST PLANTER ST | BAINBRIDGE | Decatur | 4430005 | 1 | [5 empty] | Removed from Ground | Diesel | 3000 | Bare Steel | 1961-02-26 | 1899-12-31 | Galvanized Steel
HENRY OLIVEN'T (HENRY SVC STA) | CORNER CALHOUN & SCOTT ST | BAINBRIDGE | Decatur | 4430099 | 2 | [5 empty] | Closed in Ground | Gas (Historical Use) | 4000 | Bare Steel | 1961-05-05 | 1997-08-18 | Galvanized Steel
JOHNSON BROTHERS FARMS INC | RT 1 BOX 1071 | BAINBRIDGE | Decatur | 4430101 | 1 | [5 empty] | Removed from Ground | Diesel | 4000 | Bare Steel | 1983-05-06 | 1988-02-01 | Galvanized Steel
QUICK BUYS #128 | 720 FACEVILLE HWY | BAINBRIDGE | Decatur | 4430084 | 3 | Flapper Valve | 1998-11-30 | FALSE | 1998-11-30 | FALSE | Currently in Use | Premium | 6000 | Steel-Impressed Current | 1985-04-16 |  | Fiberglass Reinforced Plastic | Pressurized
SP Travel Center | 2331 Dothan Highway | Bainbridge | Decatur | 4430122 | 3 | Flapper Valve | 1996-05-09 | FALSE | 1996-05-09 | FALSE | Currently in Use | E-10 | 10000 | Composite | 1996-05-07 |  | Fiberglass Reinforced Plastic | Pressurized
BAINBRIDGE EXPRESS 2 | 1921 SPRING CREEK RD | BAINBRIDGE | Decatur | 4430116 | 2 | [5 empty] | Removed from Ground | Gas (Historical Use) | 1000 | Bare Steel | 1959-12-31 | 1999-06-15 | Galvanized Steel | Gravity Fed
JERRY'S BAIT & TACKLE | 812 SPRING CREEK RD | BAINBRIDGE | Decatur | 4430111 | 2 | [5 empty] | Removed from Ground | Gas (Historical Use) | 1000 | Bare Steel | 1964-12-31 | 1899-12-31 | Galvanized Steel | Gravity Fed
SOUTHWEST GA OIL CO/BULK PLANT | 1711 EAST SHOTWELL ST/REAR | BAINBRIDGE | Decatur | 9043002 | 3 | [5 empty] | Removed from Ground | Gas (Historical Use) | 30000 | Bare Steel | 1975-12-01 | 1997-08-22 | Bare Steel | Pressurized
BAINBRIDGE COLLEGE | 2500 E SHOTWELL ST | BAINBRIDGE | Decatur | 9043012 | 1 | [5 empty] | Removed from Ground | Gas (Historical Use) | 1000 | Bare Steel | 1973-01-01 | 2000-04-17 | Galvanized Steel
BROCKS COUNTRY STORE | 1105 DOTHAN RD | BAINBRIDGE | Decatur | 9043027 | 2 | Flapper Valve | 1998-08-04 | FALSE | 1998-08-04 | FALSE | Currently in Use | Diesel On Road | 6000 | Galvanic (STIP-3) | 1988-08-01 |  | Fiberglass Reinforced Plastic | Pressurized
CALHOUN ST COLONIAL | 503 CALHOUN ST | BAINBRIDGE | Decatur | 4430046 | 1 | [5 empty] | Removed from Ground | Gas (Historical Use) | 6000 | Bare Steel | 1978-04-09 | 1998-11-01 | Galvanized Steel | Suction (American)
SUN STOP #430 | 401 COLQUITT HWY | BAINBRIDGE | Decatur | 4430047 | 6B | Overfill Alarm | 2023-03-22 | FALSE | 2023-03-22 | FALSE | Currently in Use | Diesel | 6000 | Fiberglass Double Walled | 2022-10-13 |  | Double-Walled Fiberglass | Pressurized
CALHOUN ST COLONIAL | 503 CALHOUN ST | BAINBRIDGE | Decatur | 4430046 | 5 | [5 empty] | Removed from Ground | Kerosene | 1000 | Bare Steel | 1978-04-09 | 1998-11-01 | Galvanized Steel | Suction (American)
JAMES WOODSON | RT 1 BOX 816 | BAINBRIDGE | Decatur | 4430086 | 1 | [5 empty] | Removed from Ground | Diesel | 3000 | Bare Steel | 1974-05-01 | 1988-01-01 | Galvanized Steel
DAVIS SVC STA | 1203 DOTHAN HWY | BAINBRIDGE | Decatur | 4430089 | 2 | [5 empty] | Removed from Ground | Gas (Historical Use) | 560 | Bare Steel | 1950-04-22 | 1998-08-01 | Galvanized Steel
QUICK BUYS #128 | 720 FACEVILLE HWY | BAINBRIDGE | Decatur | 4430084 | 1 | Flapper Valve | 1998-11-30 | FALSE | 1998-11-30 | FALSE | Currently in Use | E-10 | 8000 | Steel-Impressed Current | 1985-04-16 |  | Fiberglass Reinforced Plastic | Pressurized
JERRY'S BAIT & TACKLE | 812 SPRING CREEK RD | BAINBRIDGE | Decatur | 4430111 | 1 | [5 empty] | Removed from Ground | Gas (Historical Use) | 1000 | Bare Steel | 1964-12-31 | 1899-12-31 | Galvanized Steel | Gravity Fed
SOUTHWEST GA OIL CO/BULK PLANT | 1711 EAST SHOTWELL ST/REAR | BAINBRIDGE | Decatur | 9043002 | 4 | [5 empty] | Removed from Ground | Gas (Historical Use) | 30000 | Bare Steel | 1975-12-01 | 1997-08-22 | Bare Steel | Pressurized
SOUTHWEST GA OIL CO/BULK PLANT | 1711 EAST SHOTWELL ST/REAR | BAINBRIDGE | Decatur | 9043002 | 7 | [5 empty] | Removed from Ground | Gas (Historical Use) | 30000 | Bare Steel | 1975-12-01 | 1997-08-22 | Bare Steel | Pressurized
SOUTHWEST GA OIL CO/BULK PLANT | 1711 EAST SHOTWELL ST/REAR | BAINBRIDGE | Decatur | 9043002 | 5 | [5 empty] | Removed from Ground | Other | 30000 | Bare Steel | 1975-12-01 | 1997-08-22 | Bare Steel | Pressurized
NICHOLS TRAVEL AGENCY | 303 EAST SHOTWELL ST | BAINBRIDGE | Decatur | 9043013 | T1 | [5 empty] | Removed from Ground | Gas (Historical Use) | 1000 | Bare Steel | 1992-05-23 | 1992-05-23 | Galvanized Steel | Suction (American)
FACEVILLE MARKET | 3225 FACEVILLE HWY | BAINBRIDGE | Decatur | 9043032 | 4 | Flapper Valve | 2020-11-01 | FALSE | 2020-11-01 | FALSE | Currently in Use | E-10 | 12000 | Composite Double Walled | 2020-11-01 |  | Double-Walled Fiberglass | Pressurized
Circle K 2723910 | 1800 DOTHAN RD | BAINBRIDGE | Decatur | 9043026 | 8 | Flapper Valve | 1998-09-01 | FALSE | 1998-09-01 | FALSE | Currently in Use | Diesel | 15000 | Composite | 1998-09-01 |  | Double-Walled Flex | Pressurized
Circle K 2723910 | 1800 DOTHAN RD | BAINBRIDGE | Decatur | 9043026 | 6 | Flapper Valve | 1994-10-01 | FALSE | 1994-10-01 | FALSE | Currently in Use | Diesel | 15000 | Galvanic (STIP-3) | 1994-05-12 |  | Double-Walled Flex | Pressurized
SHOTWELL STREET INLAND | 1711 EAST SHOTWELL | BAINBRIDGE | Decatur | 4430048 | 3 | [5 empty] | Removed from Ground | Gas (Historical Use) | 4000 | Bare Steel | 1977-04-09 | 1998-11-01 | Galvanized Steel | Pressurized
TRIPLE T OIL CO D B A J E SHARBER OIL CO | 250 WHIGHAM DAIRY RD | BAINBRIDGE | Decatur | 4430091 | 2 | Overfill Alarm | 1995-03-12 | FALSE | 1990-01-01 | FALSE | Currently in Use | Diesel Off Road | 30000 | Steel-Impressed Current | 1981-04-22 |  | Steel (Impressed Current) | Pressurized
GAUSE SERVICE STATION | 303 SHOTWELL ST | BAINBRIDGE | Decatur | 4430094 | 3 | [5 empty] | Removed from Ground | Kerosene | 1060 | Bare Steel | 1951-04-23 | 1899-12-31 | Galvanized Steel
INLAND | 1515 TALLAHASSEE HWY | BAINBRIDGE | Decatur | 4430068 | 4 | [5 empty] | Removed from Ground | Diesel | 4000 | Bare Steel | 1978-04-28 | 1995-03-01 | Galvanized Steel
BAINBRIDGE EXPRESS 2 | 1921 SPRING CREEK RD | BAINBRIDGE | Decatur | 4430116 | 6A | Ball Float | 2017-05-15 | FALSE |  | FALSE | Currently in Use | Premium | 4000 | Epoxy Double-Walled | 2017-05-10 |  | Double-Walled Flex | Pressurized
SELLERS OIL COMPANY INC/UPPER SY | PO Box 1510 | Bainbridge | Decatur | 4430104 | 4 | [5 empty] | Removed from Ground | Gas (Historical Use) | 12000 | Cathodically Protected Steel | 1923-12-31 | 2002-09-05 | Not Marked | Gravity Fed
GA POWER/BAINBRIDGE DIST OPER HQ | 308 AIRPORT RD | BAINBRIDGE | Decatur | 9043005 | UL555200 | Flapper Valve | 1989-07-12 | FALSE | 1989-07-12 | FALSE | Currently in Use | Diesel | 10000 | Fiberglass Double Walled | 1989-07-12 |  | Fiberglass Reinforced Plastic | Pressurized
GA POWER/BAINBRIDGE DIST OPER HQ | 308 AIRPORT RD | BAINBRIDGE | Decatur | 9043005 | UL555201 |  | 1989-07-12 |  | 1989-07-12 |  | Removed from Ground | Gas (Historical Use) | 10000 | Double Walled | 1989-07-12 | 2004-11-16 | Fiberglass Reinforced Plastic | Pressurized
THE SEAFOOD PLACE/SERVICE STATIO | 401 NORTH BROAD ST | BAINBRIDGE | Decatur | 9043003 | 1 | [5 empty] | Removed from Ground | Kerosene | 1000 | Not Marked/Unknown | 1992-04-06 | 1992-04-06 | Not Marked
BROCKS COUNTRY STORE | 1105 DOTHAN RD | BAINBRIDGE | Decatur | 9043027 | 3 | Flapper Valve | 1998-08-04 | FALSE | 1998-08-04 | FALSE | Currently in Use | Premium | 6000 | Galvanic (STIP-3) | 1988-08-01 |  | Fiberglass Reinforced Plastic | Pressurized
Circle K 2723910 | 1800 DOTHAN RD | BAINBRIDGE | Decatur | 9043026 | 2 | Flapper Valve | 1994-10-01 | FALSE | 1994-10-01 | FALSE | Currently in Use | Plus | 10000 | Galvanic (STIP-3) | 1994-05-12 |  | Double-Walled Flex | Pressurized
ELCAN-KING ELEM SCHOOL | LOUISE ST | BAINBRIDGE | Decatur | 4430004 | 1 | [5 empty] | Permanently Out of Use - historical purposes | Diesel | 3000 | Bare Steel | 1966-02-26 | 1899-12-31 | Galvanized Steel
GAUSE SERVICE STATION | 303 SHOTWELL ST | BAINBRIDGE | Decatur | 4430094 | 1 | [5 empty] | Removed from Ground | Gas (Historical Use) | 1060 | Bare Steel | 1951-04-23 | 1899-12-31 | Galvanized Steel
QUICK BUYS #128 | 720 FACEVILLE HWY | BAINBRIDGE | Decatur | 4430084 | 2 | Flapper Valve | 1998-11-30 | FALSE | 1998-11-30 | FALSE | Currently in Use | E-10 | 6000 | Steel-Impressed Current | 1985-04-16 |  | Fiberglass Reinforced Plastic | Pressurized
FLORIDA ROCK & TANK LINES INC | 1918 TALLAHASSEE HWY | BAINBRIDGE | Decatur | 4430067 | T2 | [5 empty] | Removed from Ground | Diesel | 10000 | Bare Steel | 1976-03-31 | 1991-11-13 | Galvanized Steel
INLAND | 1515 TALLAHASSEE HWY | BAINBRIDGE | Decatur | 4430068 | 2 | [5 empty] | Removed from Ground | Gas (Historical Use) | 4000 | Bare Steel | 1977-01-01 | 1995-03-01 | Galvanized Steel
Sunstop #489 | 201 CALHOUN ST | BAINBRIDGE | Decatur | 4430115 | 1 | Flapper Valve | 1998-12-09 | FALSE | 1998-12-09 | FALSE | Currently in Use | E-10 | 10000 | Steel-Impressed Current | 1976-10-01 |  | Steel (Impressed Current) | Pressurized
BAINBRIDGE EXPRESS 2 | 1921 SPRING CREEK RD | BAINBRIDGE | Decatur | 4430116 | 3 | [5 empty] | Removed from Ground | Gas (Historical Use) | 2000 | Bare Steel | 1959-12-31 | 1999-06-15 | Galvanized Steel | Gravity Fed
FCC/RADIO STATION WMGR (AM) TRAN | SHOTWELL ST | BAINBRIDGE | Decatur | 9043009 | 1 | [5 empty] | Removed from Ground | Diesel | 2000 | Bare Steel | 1969-09-01 | 1999-08-17 | Bare Steel | Safe Suction (Euro)
GEORGIA INDUSTRIES FOR THE BLIND | 700 FACEVILLE HWY | BAINBRIDGE | Decatur | 9043021 | UNK1 | [5 empty] | Removed from Ground | Diesel | 0 | Not Marked/Unknown | 2000-05-02 | 2000-05-02 | Not Marked
RECOVERYS LIL OLE COUNTRY STORE | 4077 FACEVILLE HWY | BAINBRIDGE | Decatur | 9043041 | 1 | [5 empty] | Currently in Use | Gas (Historical Use) | 1000 | Not Marked/Unknown | 1976-01-01 |  | Bare Steel | Suction (American)
THE SEAFOOD PLACE/SERVICE STATIO | 401 NORTH BROAD ST | BAINBRIDGE | Decatur | 9043003 | 3 | [5 empty] | Removed from Ground | Gas (Historical Use) | 1000 | Not Marked/Unknown | 1992-04-06 | 1992-04-06 | Not Marked
SOUTHWEST GA OIL CO/BULK PLANT | 1711 EAST SHOTWELL ST/REAR | BAINBRIDGE | Decatur | 9043002 | 8 | [5 empty] | Removed from Ground | Kerosene | 12000 | Bare Steel | 1975-12-01 | 1997-08-22 | Bare Steel | Pressurized
SOUTHWEST GA OIL CO/BULK PLANT | 1711 EAST SHOTWELL ST/REAR | BAINBRIDGE | Decatur | 9043002 | 6 | [5 empty] | Removed from Ground | Gas (Historical Use) | 30000 | Bare Steel | 1975-12-01 | 1997-08-22 | Bare Steel | Pressurized
DECATUR FUEL | 1303 DOTHAN RD | BAINBRIDGE | Decatur | 9043030 | 1 | [5 empty] | Closed in Ground | Diesel | 3000 | Bare Steel | 1998-12-18 | 1998-12-18 | Galvanized Steel | Suction (American)
BROCKS COUNTRY STORE | 1105 DOTHAN RD | BAINBRIDGE | Decatur | 9043027 | 1 | Flapper Valve | 1998-08-04 | FALSE | 1998-08-04 | FALSE | Currently in Use | Diesel On Road | 6000 | Galvanic (STIP-3) | 1988-08-01 |  | Fiberglass Reinforced Plastic | Pressurized
GEORGIA INDUSTRIES FOR THE BLIND | 700 FACEVILLE HWY | BAINBRIDGE | Decatur | 9043021 | FO1 | [5 empty] | Removed from Ground | Diesel | 10000 | Marked Unknown | 1951-08-29 | 2000-05-05 | Unknown | Pressurized
ZIP TRIP 2 | 1006 E RIVER RD | BAINBRIDGE | Decatur | 4430088 | 3 | Flapper Valve | 1998-07-17 | FALSE | 1997-07-17 | FALSE | Currently in Use | Diesel | 8000 | Steel-Impressed Current | 1984-04-24 |  | Steel (Impressed Current) | Safe Suction (Euro)
INLAND | 1515 TALLAHASSEE HWY | BAINBRIDGE | Decatur | 4430068 | 1 | [5 empty] | Removed from Ground | Gas (Historical Use) | 4000 | Bare Steel | 1977-01-01 | 1995-03-01 | Galvanized Steel
WILLIAMS BROTHER TRUCKING INC. | 2291 DOTHAN HWY | BAINBRIDGE | Decatur | 4430072 | 2 | [5 empty] | Removed from Ground | Other | 4000 | Bare Steel | 1979-04-30 | 1998-10-28 | Bare Steel | Suction (American)
K-S TIRE CO OF BAINBRIDGE INC | 411 WEST PLAZA SHPG CTR | BAINBRIDGE | Decatur | 4430120 | 1 | [5 empty] | Removed from Ground | Empty | 0 | Bare Steel | 1959-04-16 | 1899-12-31 | Bare Steel
LUCKY FOOD MART | 722 S SCOTT ST | BAINBRIDGE | Decatur | 4430119 | 1 | Flapper Valve | 1998-12-07 | FALSE | 1998-12-07 | FALSE | Temporarily out of use | E-10 | 10000 | Steel-Impressed Current | 1978-03-31 |  | Steel (Impressed Current) | Suction (American)
SP Travel Center | 2331 Dothan Highway | Bainbridge | Decatur | 4430122 | 2 | Flapper Valve | 1995-04-01 | FALSE | 1995-04-01 | FALSE | Currently in Use | Diesel | 20000 | Fiberglass | 1995-04-01 |  | Fiberglass Reinforced Plastic | Pressurized
Sunstop #489 | 201 CALHOUN ST | BAINBRIDGE | Decatur | 4430115 | 3 | Flapper Valve | 1998-12-09 | FALSE | 1998-12-09 | FALSE | Currently in Use | Diesel | 4000 | Steel-Impressed Current | 1985-08-01 |  | Steel (Impressed Current) | Pressurized
SOUTHWEST GA OIL CO/BULK PLANT | 1711 EAST SHOTWELL ST/REAR | BAINBRIDGE | Decatur | 9043002 | 1 | [5 empty] | Removed from Ground | Diesel | 30000 | Bare Steel | 1975-12-01 | 1997-08-22 | Bare Steel | Pressurized
Kayra Express | 2080 DOTHAN RD | BAINBRIDGE | Decatur | 4430082 | 1 | Flapper Valve | 1994-12-29 | FALSE | 1994-12-29 | FALSE | Currently in Use | E-10 | 7500 | Steel-Impressed Current | 1979-05-02 |  |  | Pressurized
LUCKY FOOD MART | 722 S SCOTT ST | BAINBRIDGE | Decatur | 4430119 | 2 | Flapper Valve | 1998-12-07 | FALSE | 1998-12-07 | FALSE | Temporarily out of use | Gas (Historical Use) | 10000 | Steel-Impressed Current | 1978-03-31 |  |  | Suction (American)
HENRY OLIVEN'T (HENRY SVC STA) | CORNER CALHOUN & SCOTT ST | BAINBRIDGE | Decatur | 4430099 | 1 | [5 empty] | Closed in Ground | Gas (Historical Use) | 3000 | Bare Steel | 1961-05-05 | 1997-08-18 | Galvanized Steel
RED LONG'S BAIT & TACKLE | GA HWY 253 | BAINBRIDGE | Decatur | 4430107 | 2 | [5 empty] | Closed in Ground | Gas (Historical Use) | 500 | Bare Steel | 1945-12-31 | 1985-04-01 | Galvanized Steel
NICHOLS TRAVEL AGENCY | 303 EAST SHOTWELL ST | BAINBRIDGE | Decatur | 9043013 | T2 | [5 empty] | Removed from Ground | Gas (Historical Use) | 1000 | Bare Steel | 1992-05-23 | 1992-05-23 | Galvanized Steel | Suction (American)
TOM'S BARBEQUE | US HWY 27 N | BAINBRIDGE | Decatur | 9043011 | 1 | [5 empty] | Closed in Ground | Diesel | 4000 | Bare Steel | 1986-01-01 | 1986-06-01 | Unknown
WOODALLS #4 | 1100 E SHOTWELL ST | BAINBRIDGE | Decatur | 9043019 | 3A | Overfill Alarm | 1994-12-19 | FALSE | 1994-12-19 | FALSE | Currently in Use | Plus | 10000 | Galvanic (STIP-3) | 1989-01-01 |  | Fiberglass Reinforced Plastic | Pressurized
GA DOT #10421/DECATUR CO MAINT H | 350 AIRPORT RD/US HWY 84 WEST | BAINBRIDGE | Decatur | 9043018 | 421D1 |  | 1990-10-01 |  | 1990-10-01 |  | Removed from Ground | Diesel | 2005 | Cathodically Protected Steel | 1990-10-01 | 2005-05-18 | Galvanized Steel | Safe Suction (Euro)
Circle K 2723910 | 1800 DOTHAN RD | BAINBRIDGE | Decatur | 9043026 | 3 | Flapper Valve | 1994-10-01 | FALSE | 1994-10-01 | FALSE | Currently in Use | Premium | 8000 | Galvanic (STIP-3) | 1994-05-12 |  | Double-Walled Flex | Pressurized
C & P COUNTRY STORE | 2639 NEWTON RD | BAINBRIDGE | Decatur | 9043042 | 2 | [5 empty] | Removed from Ground | Gas (Historical Use) | 1000 | Bare Steel | 1998-12-01 | 1998-12-01 | Bare Steel | Safe Suction (Euro)
SAMMYS SUPER B | 525 FACEVILLE HWY | BAINBRIDGE | Decatur | 10000201 | 2 | Ball Float | 1998-07-14 | FALSE | 1998-07-14 | FALSE | Temporarily out of use | E-10 | 6000 | Galvanic (STIP-3) | 1998-07-01 |  | Double-Walled Flex | Pressurized
BST/BNBRGAMA R2353 | 400 E BROUGHTON ST | BAINBRIDGE | Decatur | 4430121 | 1 |  | 1999-06-02 |  | 1999-06-02 |  | Removed from Ground | Gas (Historical Use) | 12000 | Bare Steel | 1980-07-08 | 1989-11-27 | Galvanized Steel | Pressurized
NICS QUICK STOP | 1201 E SHOTWELL ST | BAINBRIDGE | Decatur | 4430118 | 1 | [5 empty] | Closed in Ground | Gas (Historical Use) | 2000 | Bare Steel | 1941-12-31 | 1980-01-01 | Galvanized Steel
SELLERS OIL COMPANY INC/UPPER SY | PO Box 1510 | Bainbridge | Decatur | 4430104 | 2 | [5 empty] | Removed from Ground | Gas (Historical Use) | 12000 | Cathodically Protected Steel | 1923-12-31 | 2002-09-05 | Not Marked | Gravity Fed
SELLERS OIL COMPANY INC/UPPER SY | PO Box 1510 | Bainbridge | Decatur | 4430104 | 5 | [5 empty] | Removed from Ground | Diesel | 1000 | Bare Steel | 1953-12-31 | 2002-09-05 | Galvanized Steel | Gravity Fed
Circle K 2723910 | 1800 DOTHAN RD | BAINBRIDGE | Decatur | 9043026 | 7 | Flapper Valve | 1994-10-01 | FALSE | 1994-10-01 | FALSE | Currently in Use | Diesel | 15000 | Galvanic (STIP-3) | 1994-05-12 |  | Double-Walled Flex | Pressurized
Circle K 2723910 | 1800 DOTHAN RD | BAINBRIDGE | Decatur | 9043026 | 5 | Flapper Valve | 1994-10-01 | FALSE | 1994-10-01 | FALSE | Currently in Use | Diesel | 15000 | Galvanic (STIP-3) | 1994-05-12 |  | Double-Walled Flex | Pressurized
Circle K 2723910 | 1800 DOTHAN RD | BAINBRIDGE | Decatur | 9043026 | 4 | Flapper Valve | 1994-10-01 | FALSE | 1994-10-01 | FALSE | Currently in Use | Diesel | 8000 | Galvanic (STIP-3) | 1994-05-12 |  | Double-Walled Flex | Pressurized
RECOVERYS LIL OLE COUNTRY STORE | 4077 FACEVILLE HWY | BAINBRIDGE | Decatur | 9043041 | 2 | [5 empty] | Currently in Use | Gas (Historical Use) | 1000 | Not Marked/Unknown | 1976-01-01 |  | Bare Steel | Suction (American)
SAMMYS SUPER B | 525 FACEVILLE HWY | BAINBRIDGE | Decatur | 10000201 | 1 | Ball Float | 1998-07-14 | FALSE | 1998-07-14 | FALSE | Temporarily out of use | E-10 | 6000 | Galvanic (STIP-3) | 1998-07-01 |  | Double-Walled Flex | Pressurized
BLUE BULL GROCERY | 164 GREEN SHADE RD | BAINBRIDGE | Decatur | 430133 | 2 | [5 empty] | Removed from Ground | Gas (Historical Use) | 1000 | Bare Steel | 1974-05-11 | 1999-01-01 | Galvanized Steel | Safe Suction (Euro)
BAINBRIDGE EXPRESS 2 | 1921 SPRING CREEK RD | BAINBRIDGE | Decatur | 4430116 | 6B | Ball Float | 2017-05-15 | FALSE |  | FALSE | Currently in Use | Diesel | 4000 | Epoxy Double-Walled | 2017-05-10 |  | Double-Walled Flex | Pressurized
BAINBRIDGE EXPRESS 2 | 1921 SPRING CREEK RD | BAINBRIDGE | Decatur | 4430116 | 1 | [5 empty] | Removed from Ground | Gas (Historical Use) | 3000 | Bare Steel | 1959-12-31 | 1999-06-15 | Galvanized Steel | Gravity Fed
BAINBRIDGE EXPRESS 2 | 1921 SPRING CREEK RD | BAINBRIDGE | Decatur | 4430116 | 4B |  | 1999-06-07 | FALSE | 1999-06-07 | FALSE | Removed from Ground | Gas (Historical Use) | 1000 | Epoxy | 1999-06-07 | 2015-12-22 | Cathodically Protected | Safe Suction (Euro)
SELLERS OIL COMPANY INC/UPPER SY | PO Box 1510 | Bainbridge | Decatur | 4430104 | 1 | [5 empty] | Removed from Ground | Gas (Historical Use) | 12000 | Cathodically Protected Steel | 1923-12-31 | 2002-09-05 | Not Marked | Gravity Fed
DARRON'S CHEVRON STATION | 102 WEST CALHOUN ST | BAINBRIDGE | Decatur | 9043001 | 2 | [5 empty] | Removed from Ground | Gas (Historical Use) | 0 | Not Marked/Unknown | 1999-03-01 | 1999-03-01 | Not Marked
WOODALLS #4 | 1100 E SHOTWELL ST | BAINBRIDGE | Decatur | 9043019 | 2 | Overfill Alarm | 1994-12-19 | FALSE | 1994-12-19 | FALSE | Currently in Use | E-10 | 10000 | Galvanic (STIP-3) | 1989-01-01 |  | Fiberglass Reinforced Plastic | Pressurized
CELLULAR ONE BLDG | 400 BLOCK OF SOUTH SCOTT ST | BAINBRIDGE | Decatur | 9043023 | 2 | [5 empty] | Removed from Ground | Gas (Historical Use) | 2000 | Not Marked/Unknown | 1995-03-01 | 1995-03-01 | Unknown
PET DAIRIES | 810 FACEVILLE HWY/GA HWY 97 | BAINBRIDGE | Decatur | 4430057 | 1 | [5 empty] | Removed from Ground | Gas (Historical Use) | 1000 | Bare Steel | 1966-03-29 | 1990-10-09 | Galvanized Steel
INTERNATIONAL PAPER CO | RT 1 BOX 571 | BAINBRIDGE | Decatur | 4430036 | 4 | [5 empty] | Removed from Ground | Gas (Historical Use) | 560 | Bare Steel | 1981-04-17 | 1990-01-01 | Galvanized Steel
CALHOUN ST COLONIAL | 503 CALHOUN ST | BAINBRIDGE | Decatur | 4430046 | 2 | [5 empty] | Removed from Ground | Gas (Historical Use) | 4000 | Bare Steel | 1978-04-09 | 1998-11-01 | Galvanized Steel | Suction (American)
SUN STOP #430 | 401 COLQUITT HWY | BAINBRIDGE | Decatur | 4430047 | 6A | Overfill Alarm | 2023-03-22 | FALSE | 2023-03-22 | FALSE | Currently in Use | Diesel | 14000 | Fiberglass Double Walled | 2022-10-13 |  | Double-Walled Fiberglass | Pressurized
FLORIDA ROCK & TANK LINES INC | 1918 TALLAHASSEE HWY | BAINBRIDGE | Decatur | 4430067 | T3 | [5 empty] | Removed from Ground | Diesel | 10000 | Bare Steel | 1976-03-31 | 1991-11-13 | Galvanized Steel
STAR ENTER/TEXACO REFINING & MAR | 1803 EAST SHOTWELL ST | BAINBRIDGE | Decatur | 4430071 | 8 | [5 empty] | Removed from Ground | Other | 1000 | Fiberglass | 1982-06-01 | 1987-02-12 | Galvanized Steel | Pressurized
WILLIAMS BROTHER TRUCKING INC. | 2291 DOTHAN HWY | BAINBRIDGE | Decatur | 4430072 | 3 |  |  | TRUE |  | TRUE | Removed from Ground | Used Oil | 1000 | Bare Steel | 1979-04-30 | 1998-10-28 | Bare Steel | Gravity Fed
NICS QUICK STOP | 1201 E SHOTWELL ST | BAINBRIDGE | Decatur | 4430118 | 4 | Flapper Valve | 1995-08-01 | FALSE | 1995-08-01 | FALSE | Currently in Use | Diesel | 4000 | Galvanic (STIP-3) | 1988-06-01 |  | Fiberglass Reinforced Plastic | Pressurized
NICS QUICK STOP | 1201 E SHOTWELL ST | BAINBRIDGE | Decatur | 4430118 | 7 | Flapper Valve | 1998-12-07 | FALSE | 1988-06-01 | FALSE | Currently in Use | Premium | 8000 | Galvanic (STIP-3) | 1988-06-01 |  | Fiberglass Reinforced Plastic | Pressurized
BROCKS COUNTRY STORE | 1105 DOTHAN RD | BAINBRIDGE | Decatur | 9043027 | 4B | Flapper Valve | 1995-09-05 | FALSE | 1995-09-05 | FALSE | Currently in Use | E-0 | 4000 | Galvanic (STIP-3) | 1995-09-05 |  | Fiberglass Reinforced Plastic | Pressurized
Circle K 2723910 | 1800 DOTHAN RD | BAINBRIDGE | Decatur | 9043026 | 1 | Flapper Valve | 1994-10-01 | FALSE | 1994-10-01 | FALSE | Currently in Use | E-10 | 10000 | Galvanic (STIP-3) | 1994-05-12 |  | Double-Walled Flex | Pressurized
Circle K 2723894 | 1405 TALLAHASSEE HWY | BAINBRIDGE | Decatur | 9043020 | 2A | Flapper Valve | 1994-09-01 | FALSE | 1994-09-01 | FALSE | Currently in Use | Plus | 7000 | Galvanic (STIP-3) | 1994-09-01 |  | Double-Walled Flex | Pressurized
FLINT RIVER MILLS INC | 803 SPRING CREEK RD | BAINBRIDGE | Decatur | 9043045 | 2 | Exempted | 1992-04-04 | TRUE | 1995-01-01 | TRUE | Currently in Use | Used Oil | 2500 | Galvanic (STIP-3) | 1992-04-01 |  | Double-Walled Fiberglass
WOODALLS #4 | 1100 E SHOTWELL ST | BAINBRIDGE | Decatur | 9043019 | 3B | Overfill Alarm | 2004-03-01 | FALSE | 2004-03-01 | FALSE | Currently in Use | Premium | 6000 | Galvanic (STIP-3) | 2004-03-16 |  | Fiberglass Reinforced Plastic | Pressurized
BARBER FERTILIZER CO | 1011 AIRPORT RD | BAINBRIDGE | Decatur | 9043037 | 2 | Flapper Valve | 1998-09-24 |  | 1998-09-24 |  | Removed from Ground | Gas (Historical Use) | 3000 | Steel-Impressed Current | 1978-01-01 | 2007-01-01 | Cathodically Protected | Safe Suction (Euro)
FACEVILLE MARKET | 3225 FACEVILLE HWY | BAINBRIDGE | Decatur | 9043032 | 1 |  | 1998-10-01 |  | 1998-10-01 |  | Removed from Ground | Gas (Historical Use) | 2000 | Steel-Impressed Current | 1980-01-01 | 2003-03-31 | Cathodically Protected | Suction (American)
BROCKS COUNTRY STORE | 1105 DOTHAN RD | BAINBRIDGE | Decatur | 9043027 | 4A | Flapper Valve |  | FALSE |  | FALSE | Currently in Use | E-10 | 6000 | Galvanic (STIP-3) |  |  | Fiberglass Reinforced Plastic | Pressurized
AMOCO FABRICS & FIBERS CO | HIGHWAY 27 NORTH | BAINBRIDGE | Decatur | 9043022 | 1 | [5 empty] | Currently in Use | Diesel | 0 | Not Marked/Unknown |  |  | Not Marked
GEORGIA INDUSTRIES FOR THE BLIND | 700 FACEVILLE HWY | BAINBRIDGE | Decatur | 9043021 | GULD1 | [5 empty] | Removed from Ground | Gas (Historical Use) | 2000 | Marked Unknown | 1968-06-24 | 2000-05-03 | Unknown | Safe Suction (Euro)
BLUE BULL GROCERY | 164 GREEN SHADE RD | BAINBRIDGE | Decatur | 430133 | 3 | [5 empty] | Removed from Ground | Diesel | 1000 | Bare Steel | 1974-05-11 | 1999-01-01 | Galvanized Steel | Safe Suction (Euro)
Sunstop #489 | 201 CALHOUN ST | BAINBRIDGE | Decatur | 4430115 | 2 | Flapper Valve | 1998-12-09 | FALSE | 1998-12-09 | FALSE | Currently in Use | E-0 | 6000 | Steel-Impressed Current | 1976-10-01 |  | Steel (Impressed Current) | Pressurized
SCOTT ST AMOCO | 816 SCOTT ST | BAINBRIDGE | Decatur | 4430106 | 3 | [5 empty] | Removed from Ground | Gas (Historical Use) | 3000 | Bare Steel | 1944-12-31 | 1995-01-01 | Galvanized Steel
DARRON'S CHEVRON STATION | 102 WEST CALHOUN ST | BAINBRIDGE | Decatur | 9043001 | 3 |  |  | FALSE |  | FALSE | Removed from Ground | Gas (Historical Use) | 0 | Unknown | 1999-03-01 | 1999-03-01
STATE LINE COUNTRY STORE | HWY 302 | BAINBRIDGE | Decatur | 9043038 | 2 | [5 empty] | Currently in Use | Gas (Historical Use) | 1000 | Bare Steel | 1986-01-01 |  | Bare Steel | Suction (American)
GEORGIA INDUSTRIES FOR THE BLIND | 700 FACEVILLE HWY | BAINBRIDGE | Decatur | 9043021 | D1 | [5 empty] | Removed from Ground | Diesel | 560 | Marked Unknown | 1981-05-27 | 2000-05-03 | Unknown | Safe Suction (Euro)
P R HARRELL & SONS INC | 138 P R HARRELL RD | BAINBRIDGE | Decatur | 4430033 | 2 | [5 empty] | Removed from Ground | Diesel | 4000 | Bare Steel | 1974-04-14 | 1994-09-01 | Galvanized Steel
CITY OF BAINBRIDGE | 1503 PIERCE ST | BAINBRIDGE | Decatur | 4430039 | 3 | [5 empty] | Removed from Ground | Diesel | 5000 | Bare Steel | 1976-04-15 | 1998-07-14 | Galvanized Steel | Suction (American)
SUN STOP #430 | 401 COLQUITT HWY | BAINBRIDGE | Decatur | 4430047 | 4 | Overfill Alarm | 1992-01-15 | FALSE | 1992-01-15 | FALSE | Currently in Use | E-10 | 6000 | STIP-3/Impressed Current | 1978-04-09 |  | Double-Walled Fiberglass | Pressurized
SUN STOP #430 | 401 COLQUITT HWY | BAINBRIDGE | Decatur | 4430047 | 5 | Flapper Valve | 1992-01-15 |  | 1992-01-15 |  | Closed in Ground | Kerosene | 1000 | Galvanic (STIP-3) | 1978-04-09 | 2008-01-28 | Fiberglass Reinforced Plastic | Safe Suction (Euro)
ZIP TRIP 2 | 1006 E RIVER RD | BAINBRIDGE | Decatur | 4430088 | 2 | Flapper Valve | 1998-07-17 | FALSE | 1998-07-17 | FALSE | Currently in Use | E-0 | 8000 | Steel-Impressed Current | 1984-04-24 |  | Steel (Impressed Current) | Safe Suction (Euro)
SASSER'S GROCERY | US HWY 84 E | BAINBRIDGE | Decatur | 4430093 | 2 | [5 empty] | Removed from Ground | Gas (Historical Use) | 560 | Bare Steel | 1954-04-22 | 1987-01-01 | Galvanized Steel
1012 GUARI LLC | 1572 NEWTON RD | BAINBRIDGE | Decatur | 4430073 | 1 | Flapper Valve | 1998-11-12 | FALSE | 1998-11-12 | FALSE | Temporarily out of use | E-10 | 6000 | Steel-Impressed Current | 1984-04-30 |  | Steel (Impressed Current) | Safe Suction (Euro)
1012 GUARI LLC | 1572 NEWTON RD | BAINBRIDGE | Decatur | 4430073 | 3B | Overfill Alarm | 2020-10-09 | FALSE | 2020-09-09 | FALSE | Temporarily out of use | Diesel | 4000 | Composite Double Walled | 2020-06-08 |  | Double-Walled Fiberglass | Pressurized
NICS QUICK STOP | 1201 E SHOTWELL ST | BAINBRIDGE | Decatur | 4430118 | 6 | Flapper Valve | 1998-12-07 | FALSE | 1988-06-01 | FALSE | Currently in Use | E-0 | 8000 | Galvanic (STIP-3) | 1988-06-01 |  | Fiberglass Reinforced Plastic | Pressurized
RED LONG'S BAIT & TACKLE | GA HWY 253 | BAINBRIDGE | Decatur | 4430107 | 1 | [5 empty] | Closed in Ground | Gas (Historical Use) | 500 | Bare Steel | 1945-12-31 | 1985-04-01 | Galvanized Steel
SELLERS OIL COMPANY INC/UPPER SY | PO Box 1510 | Bainbridge | Decatur | 4430104 | 6 | [5 empty] | Removed from Ground | Gas (Historical Use) | 550 | Bare Steel | 1953-12-31 | 2002-09-05 | Galvanized Steel | Gravity Fed
SOUTHWEST GA OIL CO/BULK PLANT | 1711 EAST SHOTWELL ST/REAR | BAINBRIDGE | Decatur | 9043002 | 2 | [5 empty] | Removed from Ground | Diesel | 30000 | Bare Steel | 1975-12-01 | 1997-08-22 | Bare Steel | Pressurized
BAINBRIDGE CLAY ST BARN | 524 CLAY ST | BAINBRIDGE | Decatur | 4430040 | 2 | [5 empty] | Removed from Ground | Gas (Historical Use) | 1000 | Bare Steel | 1961-04-15 | 1977-01-01 | Galvanized Steel
CALHOUN ST COLONIAL | 503 CALHOUN ST | BAINBRIDGE | Decatur | 4430046 | 3 | [5 empty] | Removed from Ground | Gas (Historical Use) | 4000 | Bare Steel | 1978-04-09 | 1998-11-01 | Galvanized Steel | Suction (American)
ALL STAR TIRE | 1139 EAST SHOTWELL ST | BAINBRIDGE | Decatur | 4430078 | 1 | [5 empty] | Closed in Ground | Gas (Historical Use) | 4000 | Bare Steel | 1978-05-05 | 1989-01-01 | Galvanized Steel
SP Travel Center | 2331 Dothan Highway | Bainbridge | Decatur | 4430122 | 4 | Flapper Valve | 1996-05-09 | FALSE | 1996-05-09 | FALSE | Currently in Use | E-0 | 10000 | Composite | 1996-05-07 |  | Fiberglass Reinforced Plastic | Pressurized
SELLERS OIL COMPANY INC/UPPER SY | PO Box 1510 | Bainbridge | Decatur | 4430104 | 3 | [5 empty] | Removed from Ground | Gas (Historical Use) | 12000 | Cathodically Protected Steel | 1923-12-31 | 2002-09-05 | Not Marked | Gravity Fed
SCOTT ST AMOCO | 816 SCOTT ST | BAINBRIDGE | Decatur | 4430106 | 2 | [5 empty] | Removed from Ground | Gas (Historical Use) | 3000 | Bare Steel | 1944-12-31 | 1995-01-01 | Galvanized Steel
DARRON'S CHEVRON STATION | 102 WEST CALHOUN ST | BAINBRIDGE | Decatur | 9043001 | 4 |  |  | FALSE |  | FALSE | Removed from Ground | Gas (Historical Use) | 0 | Unknown | 1999-03-01 | 1999-03-01
MASON FARMS | EAST ELDORENDO RD | BAINBRIDGE | Decatur | 9043034 | 1 | [5 empty] | Removed from Ground | Diesel | 2000 | Bare Steel | 1982-01-01 | 1999-11-23 | Bare Steel | Safe Suction (Euro)
BROCKS COUNTRY STORE | 1105 DOTHAN RD | BAINBRIDGE | Decatur | 9043027 | 5 | Flapper Valve | 1995-09-06 | FALSE | 1995-09-06 | FALSE | Currently in Use | E-10 | 10000 | Galvanic (STIP-3) | 1995-09-06 |  | Fiberglass Reinforced Plastic | Pressurized
PEARSON'S GROCERY | RFD | FOWLTOWN | Decatur | 4430090 | 1 | [5 empty] | Closed in Ground | Gas (Historical Use) | 560 | Bare Steel | 1978-01-01 | 1978-01-01 | Galvanized Steel | Safe Suction (Euro)
GA DOT #10421/DECATUR CO MAINT H | 350 AIRPORT RD/US HWY 84 WEST | BAINBRIDGE | Decatur | 9043018 | 421G1 |  | 1990-10-01 |  | 1990-10-01 |  | Removed from Ground | Gas (Historical Use) | 2005 | Cathodically Protected Steel | 1990-10-01 | 2005-05-18 | Galvanized Steel | Safe Suction (Euro)
FACEVILLE MARKET | 3225 FACEVILLE HWY | BAINBRIDGE | Decatur | 9043032 | 2 |  | 1998-10-01 |  | 1998-10-01 |  | Removed from Ground | Gas (Historical Use) | 560 | Steel-Impressed Current | 1980-01-01 | 2002-11-11 | Cathodically Protected | Suction (American)
FACEVILLE MARKET | 3225 FACEVILLE HWY | BAINBRIDGE | Decatur | 9043032 | 3C | Flapper Valve | 2003-03-31 | FALSE | 2003-03-31 | FALSE | Currently in Use | Diesel Off Road | 2000 | Composite | 2003-03-31 |  | Fiberglass Reinforced Plastic | Pressurized
CELLULAR ONE BLDG | 400 BLOCK OF SOUTH SCOTT ST | BAINBRIDGE | Decatur | 9043023 | 1 | [5 empty] | Removed from Ground | Gas (Historical Use) | 2000 | Not Marked/Unknown | 1995-03-01 | 1995-03-01 | Unknown
RECOVERYS LIL OLE COUNTRY STORE | 4077 FACEVILLE HWY | BAINBRIDGE | Decatur | 9043041 | 3 | [5 empty] | Currently in Use | Diesel | 850 | Not Marked/Unknown | 1976-01-01 |  | Bare Steel | Suction (American)
C & P COUNTRY STORE | 2639 NEWTON RD | BAINBRIDGE | Decatur | 9043042 | 1 | [5 empty] | Removed from Ground | Gas (Historical Use) | 1000 | Bare Steel | 1998-12-01 | 1998-12-01 | Bare Steel | Safe Suction (Euro)
BLUE BULL GROCERY | 164 GREEN SHADE RD | BAINBRIDGE | Decatur | 430133 | 4 | Flapper Valve | 1999-04-16 | FALSE | 1999-04-16 | FALSE | Removed from Ground | Gas (Historical Use) | 3000 | Galvanic (STIP-3) | 1999-04-16 |  | Galvanized Steel | Safe Suction (Euro)
BLUE BULL GROCERY | 164 GREEN SHADE RD | BAINBRIDGE | Decatur | 430133 | 1 | [5 empty] | Removed from Ground | Gas (Historical Use) | 1000 | Bare Steel | 1974-05-11 | 1999-01-01 | Galvanized Steel | Safe Suction (Euro)
SCOTT ST INLAND | 818 SCOTT ST | BAINBRIDGE | Decatur | 4430050 | 3 | [5 empty] | Removed from Ground | Gas (Historical Use) | 1000 | Bare Steel | 1980-04-09 | 1998-12-01 | Galvanized Steel | Suction (American)
BRIDGES FARM | OFF OLD BETHEL RD | BAINBRIDGE | Decatur | 4430059 | 1 | [5 empty] | Removed from Ground | Diesel | 8000 | Bare Steel | 1966-12-31 | 1999-03-24 | Galvanized Steel | Suction (American)
GA FC/DECATUR CO UNIT | 1611 DOTHAN RD | BAINBRIDGE | Decatur | 4430041 | 1 | [5 empty] | Removed from Ground | Gas (Historical Use) | 2000 | Bare Steel | 1982-12-10 | 1992-03-26 | Galvanized Steel | Safe Suction (Euro)
DAVIS SVC STA | 1203 DOTHAN HWY | BAINBRIDGE | Decatur | 4430089 | 1 | [5 empty] | Removed from Ground | Gas (Historical Use) | 1012 | Bare Steel | 1970-04-22 | 1998-08-01 | Galvanized Steel
ALL STAR TIRE | 1139 EAST SHOTWELL ST | BAINBRIDGE | Decatur | 4430078 | 2 | [5 empty] | Closed in Ground | Gas (Historical Use) | 2000 | Bare Steel | 1971-05-06 | 1989-01-01 | Galvanized Steel
Kayra Express | 2080 DOTHAN RD | BAINBRIDGE | Decatur | 4430082 | 3 | Flapper Valve | 1994-12-29 | FALSE | 1994-12-29 | FALSE | Currently in Use | E-0 | 6000 | Steel-Impressed Current | 1979-05-02 |  |  | Pressurized
STAR ENTER/TEXACO REFINING & MAR | 1803 EAST SHOTWELL ST | BAINBRIDGE | Decatur | 4430071 | 2 | [5 empty] | Removed from Ground | Gas (Historical Use) | 4000 | Cathodically Protected Steel | 1966-04-23 | 1990-01-01 | Galvanized Steel
BST/BNBRGAMA R2353 | 400 E BROUGHTON ST | BAINBRIDGE | Decatur | 4430121 | 3 | Flapper Valve | 1999-06-02 | FALSE | 1999-06-02 | FALSE | Currently in Use | Diesel | 4000 | Fiberglass Double Walled | 1999-06-02 |  | Copper | Safe Suction (Euro)
ECONOMY CLEANERS | 308 NORTH WEST ST | BAINBRIDGE | Decatur | 4430113 | 1 | [5 empty] | Closed in Ground | Diesel | 560 | Bare Steel | 1941-12-31 | 1990-01-01 | Galvanized Steel
NICS QUICK STOP | 1201 E SHOTWELL ST | BAINBRIDGE | Decatur | 4430118 | 3 | [5 empty] | Closed in Ground | Gas (Historical Use) | 2000 | Bare Steel | 1941-12-31 | 1980-01-01 | Galvanized Steel
JERRY'S BAIT & TACKLE | 812 SPRING CREEK RD | BAINBRIDGE | Decatur | 4430111 | 3 | [5 empty] | Removed from Ground | Gas (Historical Use) | 1000 | Marked Unknown |  | 1899-12-31 | Unknown
SIMS ST INLAND | 308 SIMS ST | BAINBRIDGE | Decatur | 9043004 | 2 | [5 empty] | Removed from Ground | Empty | 6000 | Cathodically Protected Steel | 1995-03-01 | 1995-03-01 | Galvanized Steel
WILLIAMS BROTHER TRUCKING INC. | 2291 DOTHAN HWY | BAINBRIDGE | Decatur | 4430072 | 1 | [5 empty] | Removed from Ground | Diesel | 10000 | Bare Steel | 1979-04-30 | 1997-10-22 | Bare Steel | Suction (American)
Sunstop #489 | 201 CALHOUN ST | BAINBRIDGE | Decatur | 4430115 | 4 | Flapper Valve | 1998-12-09 | FALSE | 1998-12-09 | FALSE | Currently in Use | Diesel | 4000 | Steel-Impressed Current | 1985-08-01 |  | Steel (Impressed Current) | Suction (American)
THE SEAFOOD PLACE/SERVICE STATIO | 401 NORTH BROAD ST | BAINBRIDGE | Decatur | 9043003 | 2 | [5 empty] | Removed from Ground | Gas (Historical Use) | 1000 | Not Marked/Unknown | 1992-04-06 | 1992-04-06 | Not Marked
WOODALLS #4 | 1100 E SHOTWELL ST | BAINBRIDGE | Decatur | 9043019 | 1 | Overfill Alarm | 1994-12-19 | FALSE | 1994-12-19 | FALSE | Currently in Use | Diesel | 10000 | Galvanic (STIP-3) | 1989-01-01 |  | Fiberglass Reinforced Plastic | Pressurized
CELLULAR ONE BLDG | 400 BLOCK OF SOUTH SCOTT ST | BAINBRIDGE | Decatur | 9043023 | 3 | [5 empty] | Removed from Ground | Gas (Historical Use) | 2000 | Not Marked/Unknown | 1995-03-01 | 1995-03-01 | Unknown
Circle K 2723894 | 1405 TALLAHASSEE HWY | BAINBRIDGE | Decatur | 9043020 | 1 | Flapper Valve | 1994-09-01 | FALSE | 1994-09-01 | FALSE | Currently in Use | E-10 | 10000 | Galvanic (STIP-3) | 1994-09-01 |  | Double-Walled Flex | Pressurized
BAINBRIDGE EXPRESS 2 | 1921 SPRING CREEK RD | BAINBRIDGE | Decatur | 4430116 | 4A |  | 1999-06-07 | FALSE | 1999-06-07 | FALSE | Removed from Ground | Gas (Historical Use) | 2000 | Epoxy | 1999-06-07 | 2015-12-22 | Cathodically Protected | Safe Suction (Euro)
SELLERS OIL COMPANY INC/UPPER SY | PO Box 1510 | Bainbridge | Decatur | 4430104 | 7 | [5 empty] | Removed from Ground | Gas (Historical Use) | 550 | Bare Steel | 1953-12-31 | 2002-09-05 | Galvanized Steel | Gravity Fed
SCOTT ST AMOCO | 816 SCOTT ST | BAINBRIDGE | Decatur | 4430106 | 1 | [5 empty] | Removed from Ground | Gas (Historical Use) | 4000 | Bare Steel | 1944-12-31 | 1995-01-01 | Galvanized Steel
DARRON'S CHEVRON STATION | 102 WEST CALHOUN ST | BAINBRIDGE | Decatur | 9043001 | 1 |  |  | FALSE |  | FALSE | Removed from Ground | Gas (Historical Use) | 0 | Unknown | 1999-03-01 | 1999-03-01
STATE LINE COUNTRY STORE | HWY 302 | BAINBRIDGE | Decatur | 9043038 | 1 | [5 empty] | Removed from Ground | Gas (Historical Use) | 1000 | Bare Steel | 1986-01-01 | 2000-02-26 | Bare Steel | Suction (American)
WATSONS ONE STOP | 2200 WEST ST | BAINBRIDGE | Decatur | 9043040 | II | Flapper Valve | 1996-12-07 | FALSE | 1996-12-07 | FALSE | Temporarily out of use | Gas (Historical Use) | 10000 | Steel-Impressed Current | 1980-01-01 |  | Steel (Impressed Current) | Suction (American)
WATSONS ONE STOP | 2200 WEST ST | BAINBRIDGE | Decatur | 9043040 | I | Flapper Valve | 1996-12-07 | FALSE | 1996-12-07 | FALSE | Temporarily out of use | Gas (Historical Use) | 10000 | Steel-Impressed Current | 1980-01-01 |  | Steel (Impressed Current) | Suction (American)
Circle K 2723894 | 1405 TALLAHASSEE HWY | BAINBRIDGE | Decatur | 9043020 | 3 | Flapper Valve | 1994-09-01 | FALSE | 1994-09-01 | FALSE | Currently in Use | Diesel | 10000 | Galvanic (STIP-3) | 1994-09-01 |  | Double-Walled Flex | Pressurized
Circle K 2723894 | 1405 TALLAHASSEE HWY | BAINBRIDGE | Decatur | 9043020 | 2B | Flapper Valve | 1994-09-01 | FALSE | 1994-09-01 | FALSE | Currently in Use | Premium | 3000 | Galvanic (STIP-3) | 1994-09-01 |  | Double-Walled Flex | Pressurized
SAMMYS SUPER B | 525 FACEVILLE HWY | BAINBRIDGE | Decatur | 10000201 | 3 | Ball Float | 2004-03-26 | FALSE | 2004-03-26 | FALSE | Temporarily out of use | Diesel | 6000 | Galvanic (STIP-3) | 2004-03-26 |  | Double-Walled Flex | Pressurized
FACEVILLE MARKET | 3225 FACEVILLE HWY | BAINBRIDGE | Decatur | 9043032 | 3A | Flapper Valve | 2003-03-31 | FALSE | 2003-03-31 | FALSE | Currently in Use | Diesel | 4000 | Composite | 2003-03-31 |  | Fiberglass Reinforced Plastic | Pressurized
TOMS CHEVRON | 203 E SHOTWELL ST | Bainbridge | Decatur | 9043653 | 1 | Flapper Valve | 1998-11-01 | FALSE | 1998-11-01 | FALSE | Temporarily out of use | Gas (Historical Use) | 2000 | Steel-Impressed Current | 1982-01-01 |  | Steel (Impressed Current) | Safe Suction (Euro)
BARBER FERTILIZER CO | 1011 AIRPORT RD | BAINBRIDGE | Decatur | 9043037 | 1 | Flapper Valve | 1998-09-24 |  | 1998-09-24 |  | Removed from Ground | Diesel | 12000 | Steel-Impressed Current | 1978-01-01 | 2007-01-01 | Cathodically Protected | Safe Suction (Euro)
FACEVILLE MARKET | 3225 FACEVILLE HWY | BAINBRIDGE | Decatur | 9043032 | 3B | Flapper Valve | 2003-03-31 | FALSE | 2003-03-31 | FALSE | Currently in Use | E-0 | 2000 | Composite | 2003-03-31 |  | Fiberglass Reinforced Plastic | Pressurized
WATSONS ONE STOP | 2200 WEST ST | BAINBRIDGE | Decatur | 9043040 | III | Flapper Valve | 1996-12-07 | FALSE | 1996-12-07 | FALSE | Temporarily out of use | Gas (Historical Use) | 10000 | Steel-Impressed Current | 1980-01-01 |  | Steel (Impressed Current) | Suction (American)
FLINT RIVER MILLS INC | 803 SPRING CREEK RD | BAINBRIDGE | Decatur | 9043045 | 1 | Flapper Valve | 1992-04-04 | FALSE | 1992-04-04 | FALSE | Currently in Use | Diesel | 20000 | Galvanic (STIP-3) | 1992-04-01 |  | Double-Walled Fiberglass | Pressurized
ABANDONED SVC STA | US HWY 27 | COLQUITT | Decatur | 9100003 | 1 | [5 empty] | Removed from Ground | Gas (Historical Use) | 0 | Not Marked/Unknown | 1993-09-01 | 1995-05-05 | Not Marked
HARRELL COMPANY INC | HIGHWAY 97 | VADA | Decatur | 9043662 | 1 | [5 empty] | Removed from Ground | Gas (Historical Use) | 3000 | Bare Steel | 1984-01-01 | 1984-01-01 | Bare Steel
BISHOPS TRAVEL CENTER | 7827 TALLAHASSEE HWY | ATTAPULGAS | Decatur | 10000116 | 1 | Overfill Alarm | 2002-08-01 | FALSE | 2002-08-01 | FALSE | Currently in Use | E-10 | 20000 | Composite | 2002-07-01 |  | Double-Walled Fiberglass | Pressurized
BISHOPS TRAVEL CENTER | 7827 TALLAHASSEE HWY | ATTAPULGAS | Decatur | 10000116 | 4b | Overfill Alarm | 2004-01-01 | FALSE | 2004-01-01 | FALSE | Currently in Use | Premium | 5000 | Composite | 2004-01-01 |  | Double-Walled Fiberglass | Pressurized
BISHOPS TRAVEL CENTER | 7827 TALLAHASSEE HWY | ATTAPULGAS | Decatur | 10000116 | 3 | Overfill Alarm | 2002-08-01 | FALSE | 2002-08-01 | FALSE | Currently in Use | Diesel | 20000 | Composite | 2002-07-01 |  | Double-Walled Fiberglass | Pressurized
TOMS CHEVRON | 203 E SHOTWELL ST | Bainbridge | Decatur | 9043653 | 3 | Flapper Valve | 1998-11-01 | FALSE | 1998-11-01 | FALSE | Temporarily out of use | Gas (Historical Use) | 1000 | Steel-Impressed Current | 1998-11-01 |  | Steel (Impressed Current) | Safe Suction (Euro)
STOP N SHOP | 1030 E SHOTWELL ST | Bainbridge | Decatur | 4430023 | 3 | [5 empty] | Removed from Ground | Gas (Historical Use) | 4000 | Bare Steel | 1997-01-01 | 1997-01-01 | Galvanized Steel
PBC OF BAINBRIDGE | 112 WEST LOUISE ST | Bainbridge | Decatur | 4430030 | 3 | Flapper Valve | 1998-09-15 |  | 1998-09-15 |  | Removed from Ground | Diesel | 10000 | Epoxy | 1998-09-15 | 2015-04-29 | Double-Walled Flex | Safe Suction (Euro)
PBC OF BAINBRIDGE | 112 WEST LOUISE ST | Bainbridge | Decatur | 4430030 | 4 | Flapper Valve | 1998-09-15 |  | 1998-09-15 |  | Removed from Ground | Gas (Historical Use) | 5000 | Epoxy | 1998-09-15 | 2015-04-29 | Double-Walled Flex | Safe Suction (Euro)
MAC'S POINT LODGE AND MARINA | 139 WINGATE RD | Bainbridge | Decatur | 9043033 | 1 | [5 empty] | Removed from Ground | Gas (Historical Use) | 1100 | Bare Steel | 1998-12-15 | 1998-12-15 | Bare Steel | Safe Suction (Euro)
ADAMS BROTHERS CONSTRUCTION CO | 2632 THOMASVILLE RD | Bainbridge | Decatur | 4430081 | 2 | Flapper Valve | 1998-10-15 |  | 1998-10-15 |  | Removed from Ground | Gas (Historical Use) | 4000 | Steel-Impressed Current | 1980-05-05 | 2011-10-13 | Fiberglass Reinforced Plastic | Safe Suction (Euro)
STOP N SHOP | 1030 E SHOTWELL ST | Bainbridge | Decatur | 4430023 | 4 | [5 empty] | Removed from Ground | Kerosene | 500 | Bare Steel | 1997-01-01 | 1997-01-01 | Galvanized Steel
BISHOPS TRAVEL CENTER | 7827 TALLAHASSEE HWY | ATTAPULGAS | Decatur | 10000116 | 4a | Overfill Alarm | 2004-01-01 | FALSE | 2004-01-01 | FALSE | Currently in Use | E-10 | 15000 | Composite | 2004-01-01 |  | Double-Walled Fiberglass | Pressurized
TOMS CHEVRON | 203 E SHOTWELL ST | Bainbridge | Decatur | 9043653 | 2 | Flapper Valve | 1998-11-01 | FALSE | 1998-11-01 | FALSE | Temporarily out of use | Gas (Historical Use) | 550 | Steel-Impressed Current | 1998-11-01 |  | Steel (Impressed Current) | Safe Suction (Euro)
A & A CONVENIENCE STORE | 1761 FACEVILLE HWY | Bainbridge | Decatur | 9043028 | 1 | Flapper Valve | 1992-08-20 | FALSE | 1992-08-20 | FALSE | Currently in Use | E-10 | 3000 | Galvanic (STIP-3) | 1992-08-20 |  | Steel (Impressed Current) | Safe Suction (Euro)
Super B Save Oil | 1021 South West Street | Bainbridge | Decatur | 4430022 | 6 | Flapper Valve | 1995-10-01 | FALSE | 1995-10-01 | FALSE | Currently in Use | E-10 | 10000 | Composite | 1995-10-01 |  | Fiberglass Reinforced Plastic | Pressurized
PBC OF BAINBRIDGE | 112 WEST LOUISE ST | Bainbridge | Decatur | 4430030 | 2 | [5 empty] | Removed from Ground | Diesel | 10000 | Bare Steel | 1978-02-13 | 1998-09-14 | Galvanized Steel
MAC'S POINT LODGE AND MARINA | 139 WINGATE RD | Bainbridge | Decatur | 9043033 | 2 | [5 empty] | Removed from Ground | Gas (Historical Use) | 1100 | Bare Steel | 1998-12-15 | 1998-12-15 | Bare Steel | Safe Suction (Euro)
STOP N SHOP | 1030 E SHOTWELL ST | Bainbridge | Decatur | 4430023 | 1 | [5 empty] | Removed from Ground | Gas (Historical Use) | 6000 | Bare Steel | 1997-01-01 | 1997-01-01 | Galvanized Steel
MAC'S POINT LODGE AND MARINA | 139 WINGATE RD | Bainbridge | Decatur | 9043033 | 3 | Flapper Valve | 1998-12-15 | FALSE | 1998-12-15 | FALSE | Currently in Use | E-0 | 2000 | Composite | 1998-12-15 |  | Steel/FG Secondary containment | Safe Suction (Euro)
STOP N SHOP | 1030 E SHOTWELL ST | Bainbridge | Decatur | 4430023 | 2 | [5 empty] | Removed from Ground | Gas (Historical Use) | 6000 | Bare Steel | 1997-01-01 | 1997-01-01 | Galvanized Steel
STOP N SHOP | 1030 E SHOTWELL ST | Bainbridge | Decatur | 4430023 | 6A | Overfill Alarm | 1997-01-01 | FALSE | 1997-01-01 | FALSE | Currently in Use | Premium | 10000 | Composite | 1997-01-01 |  | Double-Walled Flex | Pressurized
STOP N SHOP | 1030 E SHOTWELL ST | Bainbridge | Decatur | 4430023 | 6B | Overfill Alarm | 1997-01-01 | FALSE | 1997-01-01 | FALSE | Currently in Use | E-10 | 15000 | Composite | 1997-01-01 |  | Double-Walled Flex | Pressurized
Super B Save Oil | 1021 South West Street | Bainbridge | Decatur | 4430022 | 5 | [5 empty] | Removed from Ground | Diesel | 1000 | Bare Steel | 1958-01-21 | 1995-10-01 | Galvanized Steel
Super B Save Oil | 1021 South West Street | Bainbridge | Decatur | 4430022 | 7 | Flapper Valve | 1995-10-01 | FALSE | 1995-10-01 | FALSE | Currently in Use | E-10 | 10000 | Composite | 1995-10-01 |  | Fiberglass Reinforced Plastic | Pressurized
Super B Save Oil | 1021 South West Street | Bainbridge | Decatur | 4430022 | 4 | [5 empty] | Removed from Ground | Gas (Historical Use) | 4000 | Bare Steel | 1958-01-21 | 1995-10-01 | Galvanized Steel
A & A CONVENIENCE STORE | 1761 FACEVILLE HWY | Bainbridge | Decatur | 9043028 | 3 | Flapper Valve | 1992-08-20 | FALSE | 1992-08-20 | FALSE | Currently in Use | Diesel | 3000 | Galvanic (STIP-3) | 1992-08-20 |  | Steel (Impressed Current) | Safe Suction (Euro)
ADAMS BROTHERS CONSTRUCTION CO | 2632 THOMASVILLE RD | Bainbridge | Decatur | 4430081 | 1 | Flapper Valve | 1998-10-15 |  | 1998-10-15 |  | Removed from Ground | Diesel | 10000 | Steel-Impressed Current | 1980-05-05 | 2011-10-13 | Fiberglass Reinforced Plastic | Safe Suction (Euro)
Super B Save Oil | 1021 South West Street | Bainbridge | Decatur | 4430022 | 3 | [5 empty] | Removed from Ground | Gas (Historical Use) | 6000 | Bare Steel | 1958-01-21 | 1995-10-01 | Galvanized Steel
STOP N SHOP | 1030 E SHOTWELL ST | Bainbridge | Decatur | 4430023 | 5 |  |  | TRUE |  | TRUE | Removed from Ground | Used Oil | 500 | Bare Steel | 1997-01-01 | 1997-01-01 | Galvanized Steel
A & A CONVENIENCE STORE | 1761 FACEVILLE HWY | Bainbridge | Decatur | 9043028 | 2 | Flapper Valve | 1992-08-20 | FALSE | 1992-08-20 | FALSE | Currently in Use | E-0 | 3000 | Galvanic (STIP-3) | 1992-08-20 |  | Steel (Impressed Current) | Safe Suction (Euro)
PBC OF BAINBRIDGE | 112 WEST LOUISE ST | Bainbridge | Decatur | 4430030 | 1 | [5 empty] | Removed from Ground | Gas (Historical Use) | 10000 | Bare Steel | 1972-02-14 | 1998-09-14 | Galvanized Steel
Super B Save Oil | 1021 South West Street | Bainbridge | Decatur | 4430022 | 1 | [5 empty] | Removed from Ground | Gas (Historical Use) | 5000 | Bare Steel | 1958-01-21 | 1995-10-01 | Galvanized Steel
T E DAVIS GROCERY | 4159 VADA RD | CLIMAX | Decatur | 9043657 | 2 | [5 empty] | Closed in Ground | Gas (Historical Use) | 560 | Not Marked/Unknown | 1998-03-17 | 1998-03-17 | Not Marked
T E DAVIS GROCERY | 4159 VADA RD | CLIMAX | Decatur | 9043657 | 1 | [5 empty] | Closed in Ground | Gas (Historical Use) | 560 | Not Marked/Unknown | 1998-03-17 | 1998-03-17 | Not Marked
T E DAVIS GROCERY | 4159 VADA RD | CLIMAX | Decatur | 9043657 | 3 | [5 empty] | Closed in Ground | Used Oil | 560 | Not Marked/Unknown | 1998-03-17 | 1998-03-17 | Not Marked
BISHOPS TRAVEL CENTER | 7827 TALLAHASSEE HWY | ATTAPULGAS | Decatur | 10000116 | 2 | Overfill Alarm | 2002-08-01 | FALSE | 2002-08-01 | FALSE | Currently in Use | Plus | 10000 | Composite | 2002-07-01 |  | Double-Walled Fiberglass | Pressurized
CLIMAX ELEM SCHOOL | RT 2 US HWY 84 | CLIMAX | Decatur | 4430011 | 1 | [5 empty] | Removed from Ground | Gas (Historical Use) | 4000 | Bare Steel | 1981-01-14 | 2002-01-17 | Galvanized Steel
QUICK BUYS #116 | 106 W BROAD ST | CLIMAX | Decatur | 4430083 | 2 | Flapper Valve | 1998-12-03 | FALSE | 1998-12-03 | FALSE | Currently in Use | E-10 | 8000 | Steel-Impressed Current | 1983-04-17 |  | Flex | Pressurized
COUNTY LINE AUTO PARTS LLC | 5129 VADA RD | CLIMAX | Decatur | 10000129 | 1A | Flapper Valve | 2000-05-10 | FALSE | 2000-05-10 | FALSE | Currently in Use | E-0 | 6000 | Composite | 2000-05-10 |  | Fiberglass Reinforced Plastic | Pressurized
FORMER HURST GROCERY | 407 EAST BROAD STREET | CLIMAX | Decatur | 10000930 | 4 |  |  | FALSE |  | FALSE | Removed from Ground | Gas (Historical Use) | 300 | Unknown | 2005-06-29 | 2005-06-29
DECATUR COUNTY AVIATION | 617 6TH RAMP | BAINBRIDGE | Decatur | 9043656 | 5 | Ball Float | 1998-01-01 | FALSE | 1998-01-01 | FALSE | Removed from Ground | Jet fuel | 12000 | Composite | 1997-10-08 |  | Double-Walled Flex | Safe Suction (Euro)
DECATUR COUNTY AVIATION | 617 6TH RAMP | BAINBRIDGE | Decatur | 9043656 | 4 | Ball Float | 1998-01-01 | FALSE | 1998-01-01 | FALSE | Removed from Ground | Aviaion gas/AV Gas | 12000 | Composite | 1997-10-08 |  | Double-Walled Flex | Safe Suction (Euro)
TEXPAR ENERGY INC | 268 INDUSTRIAL BLVD | BAINBRIDGE | Decatur | 9043669 | 1 | [5 empty] | Removed from Ground | Other | 25000 | Bare Steel | 1945-01-01 | 2001-06-01 | Galvanized Steel | Suction (American)
R G HEARD FARMS INC | 516 BRINSON COLQUITT RD | BRINSON | Decatur | 4430075 | 3 | [5 empty] | Removed from Ground | Gas (Historical Use) | 8000 | Bare Steel | 1976-01-01 | 1999-12-01 | Bare Steel
MR PIPPS #2 | 875 COLQUITT HWY | BAINBRIDGE | Decatur | 4430108 | 3 | [5 empty] | Removed from Ground | Gas (Historical Use) | 3000 | Bare Steel | 1946-12-31 | 1998-12-21 | Galvanized Steel | Suction (American)
PACES STORE | 3439 SPRING CREEK RD | BRINSON | Decatur | 9043647 | 1 | Flapper Valve | 1998-12-31 |  | 1998-12-31 |  | Removed from Ground | Gas (Historical Use) | 3000 | Steel-Impressed Current | 1998-12-31 | 2013-07-09 | Steel (Impressed Current) | Safe Suction (Euro)
ROADSIDE COLLECTIBLES | 3699 DOTHAN RD | BRINSON | Decatur | 9043663 | 1 | [5 empty] | Removed from Ground | Empty | 1000 | Bare Steel | 1999-10-07 | 1999-10-07 | Galvanized Steel | Safe Suction (Euro)
S&C GROCERY & HARDWARE | 115 W BROAD STREET | CLIMAX | Decatur | 4430085 | 4 | Flapper Valve | 1998-10-30 | FALSE | 1998-10-30 | FALSE | Temporarily out of use | Diesel | 2000 | Composite | 1998-11-24 |  | Galvanized Steel | Safe Suction (Euro)
COUNTY LINE AUTO PARTS LLC | 5129 VADA RD | CLIMAX | Decatur | 10000129 | 1B | Flapper Valve | 2000-05-10 | FALSE | 2000-05-10 | FALSE | Temporarily out of use | Premium | 2000 | Composite | 2000-05-10 |  | Fiberglass Reinforced Plastic | Pressurized
FORMER HURST GROCERY | 407 EAST BROAD STREET | CLIMAX | Decatur | 10000930 | 3 |  |  | FALSE |  | FALSE | Removed from Ground | Gas (Historical Use) | 1000 | Unknown | 2005-06-29 | 2005-06-29
R G HEARD FARMS INC | 516 BRINSON COLQUITT RD | BRINSON | Decatur | 4430075 | 1 | [5 empty] | Removed from Ground | Diesel | 20000 | Bare Steel | 1979-01-01 | 1999-12-01 | Bare Steel
R G HEARD FARMS INC | 516 BRINSON COLQUITT RD | BRINSON | Decatur | 4430075 | 4 | [5 empty] | Removed from Ground | Gas (Historical Use) | 10000 | Bare Steel | 1984-01-01 | 1999-12-01 | Bare Steel
BRINSON CORNER STORE | 101 OLD BAINBRIDGE RD | BRINSON | Decatur | 4430114 | 1 | Flapper Valve | 1999-11-23 | FALSE | 1999-11-23 | FALSE | Temporarily out of use | Gas (Historical Use) | 3000 | Steel-Impressed Current | 1966-12-31 |  | Steel (Impressed Current) | Safe Suction (Euro)
PACES STORE | 3439 SPRING CREEK RD | BRINSON | Decatur | 9043647 | 2 |  | 1998-12-31 |  | 1998-12-31 |  | Removed from Ground | Gas (Historical Use) | 3000 | Steel-Impressed Current | 1998-12-31 | 2013-07-09 | Steel (Impressed Current) | Safe Suction (Euro)
RENTZ FARM SUPPLY | 1023 BRINSON AIRBASE RD | BRINSON | Decatur | 4430097 | 1 |  | 1998-09-28 |  | 1998-09-28 |  | Removed from Ground | Diesel | 20000 | Steel-Impressed Current | 1981-04-02 | 2009-01-01 | Aboveground | Safe Suction (Euro)
MR PIPPS #2 | 875 COLQUITT HWY | BAINBRIDGE | Decatur | 4430108 | 4 | [5 empty] | Removed from Ground | Gas (Historical Use) | 3000 | Bare Steel | 1946-12-31 | 1998-12-21 | Galvanized Steel | Suction (American)
MR PIPPS #2 | 875 COLQUITT HWY | BAINBRIDGE | Decatur | 4430108 | 5 | Ball Float | 1992-12-01 | FALSE | 1992-12-01 | FALSE | Temporarily out of use | Diesel | 10000 | Galvanic (STIP-3) | 1992-12-01 |  | Fiberglass Reinforced Plastic | Pressurized
BENNETT SEAFOOD INC | 921 WEST COLLEGE ST | BAINBRIDGE | Decatur | 4430102 | 1 | [5 empty] | Removed from Ground | Diesel | 1 | Bare Steel | 1981-05-05 | 1994-04-25 | Galvanized Steel
RENTZ FARM SUPPLY | 1023 BRINSON AIRBASE ROAD | BRINSON | Decatur | 4430096 | 1 | [5 empty] | Removed from Ground | Diesel | 6000 | Bare Steel | 1973-04-22 | 1998-06-29 | Galvanized Steel
TEXPAR ENERGY INC | 268 INDUSTRIAL BLVD | BAINBRIDGE | Decatur | 9043669 | 4 | [5 empty] | Closed in Ground | Other | 25000 | Bare Steel | 1945-01-01 | 2001-03-01 | Galvanized Steel | Suction (American)
WAWA#6304 | 1401 TALLAHASSEE HIGHWAY | BAINBRIDGE | Decatur | 10003474 | 1A | Flapper Valve |  | FALSE | 2024-06-25 | FALSE | Currently in Use | Premium | 10271 | Fiberglass Double Walled | 2024-03-12 |  | Double-Walled Flex | Pressurized
WAWA#6304 | 1401 TALLAHASSEE HIGHWAY | BAINBRIDGE | Decatur | 10003474 | 3 | Flapper Valve |  | FALSE | 2024-06-25 | FALSE | Currently in Use | Regular | 19782 | Fiberglass Double Walled | 2024-03-12 |  | Double-Walled Flex | Pressurized
WAWA#6304 | 1401 TALLAHASSEE HIGHWAY | BAINBRIDGE | Decatur | 10003474 | 2 | Flapper Valve |  | FALSE | 2024-06-25 | FALSE | Currently in Use | Regular | 19782 | Fiberglass Double Walled | 2024-03-12 |  | Double-Walled Flex | Pressurized
Super B Save Oil | 1021 South West Street | Bainbridge | Decatur | 4430022 | 8 | Flapper Valve | 2005-04-06 | FALSE | 2005-04-06 | FALSE | Currently in Use | E-0 | 6000 | Composite | 2005-04-06 |  | Fiberglass Reinforced Plastic | Pressurized
Super B Save Oil | 1021 South West Street | Bainbridge | Decatur | 4430022 | 2 | [5 empty] | Removed from Ground | Gas (Historical Use) | 6000 | Bare Steel | 1958-01-21 | 1995-10-01 | Galvanized Steel
WAWA#6304 | 1401 TALLAHASSEE HIGHWAY | BAINBRIDGE | Decatur | 10003474 | 1B | Flapper Valve |  | FALSE | 2024-06-25 | FALSE | Currently in Use | E-0 | 11904 | Fiberglass Double Walled | 2024-03-12 |  | Double-Walled Flex | Pressurized
WAWA#6304 | 1401 TALLAHASSEE HIGHWAY | BAINBRIDGE | Decatur | 10003474 | 4B | Flapper Valve |  | FALSE | 2024-06-25 | FALSE | Currently in Use | Regular | 11904 | Fiberglass Double Walled | 2024-03-12 |  | Double-Walled Flex | Pressurized
STOVER FARM | GA HWY 310 | BRINSON | Decatur | 4430058 | 2 | [5 empty] | Removed from Ground | Gas (Historical Use) | 6000 | Bare Steel | 1957-12-31 | 1999-03-24 | Galvanized Steel | Suction (American)
DECATUR COUNTY AVIATION | 617 6TH RAMP | BAINBRIDGE | Decatur | 9043656 | 2 | [5 empty] | Removed from Ground | Other | 12000 | Fiberglass | 1981-01-01 | 1997-10-31 | Bare Steel | Safe Suction (Euro)
TEXPAR ENERGY INC | 268 INDUSTRIAL BLVD | BAINBRIDGE | Decatur | 9043669 | 3 | [5 empty] | Closed in Ground | Used Oil | 25000 | Bare Steel | 1945-01-01 | 2001-03-01 | Galvanized Steel | Suction (American)
QUICK BUYS #116 | 106 W BROAD ST | CLIMAX | Decatur | 4430083 | 3 | Flapper Valve | 1998-12-03 | FALSE | 1998-12-03 | FALSE | Temporarily out of use | E-10 | 6000 | Steel-Impressed Current | 1983-04-17 |  |  | Pressurized
S&C GROCERY & HARDWARE | 115 W BROAD STREET | CLIMAX | Decatur | 4430085 | 2 | Flapper Valve | 1989-08-01 | FALSE | 1989-08-01 | FALSE | Temporarily out of use | Gas (Historical Use) | 3000 | Galvanic (STIP-3) | 1989-08-01 |  | Galvanized Steel | Safe Suction (Euro)
FORMER HURST GROCERY | 407 EAST BROAD STREET | CLIMAX | Decatur | 10000930 | 1 |  |  | FALSE |  | FALSE | Removed from Ground | Gas (Historical Use) | 500 | Unknown | 2005-06-29 | 2005-06-29
STOVER FARM | GA HWY 310 | BRINSON | Decatur | 4430058 | 1 | [5 empty] | Removed from Ground | Diesel | 8000 | Bare Steel | 1957-12-31 | 1999-03-24 | Galvanized Steel | Suction (American)
DECATUR COUNTY CORRECTIONAL | 299 CRAWFORD ST | BAINBRIDGE | Decatur | 9043664 | 5 | [5 empty] | Removed from Ground | Gas (Historical Use) | 1000 | Bare Steel | 1999-02-01 | 1999-02-01 | Bare Steel | Safe Suction (Euro)
DFP Ag Services, LLC | 1001 DOTHAN HWY | BAINBRIDGE | Decatur | 4430013 | 2B | Flapper Valve | 1992-08-30 | FALSE | 1992-08-30 | FALSE | Currently in Use | E-10 | 2000 | Galvanic (STIP-3) | 1992-08-03 |  | Fiberglass Reinforced Plastic | Safe Suction (Euro)
MR PIPPS #2 | 875 COLQUITT HWY | BAINBRIDGE | Decatur | 4430108 | 6 | Ball Float | 1993-12-01 | FALSE | 1993-12-01 | FALSE | Temporarily out of use | Diesel | 10000 | Galvanic (STIP-3) | 1993-12-01 |  | Fiberglass Reinforced Plastic | Pressurized
MR PIPPS #2 | 875 COLQUITT HWY | BAINBRIDGE | Decatur | 4430108 | 8 | Ball Float | 1998-12-01 | FALSE | 1998-12-01 | FALSE | Temporarily out of use | Diesel | 8000 | Galvanic (STIP-3) | 1998-12-01 |  | Fiberglass Reinforced Plastic | Pressurized
BENNETT SEAFOOD INC | 921 WEST COLLEGE ST | BAINBRIDGE | Decatur | 4430102 | 2 | [5 empty] | Removed from Ground | Gas (Historical Use) | 1 | Bare Steel | 1981-05-05 | 1994-11-11 | Galvanized Steel
DECATUR COUNTY AVIATION | 617 6TH RAMP | BAINBRIDGE | Decatur | 9043656 | 3 | [5 empty] | Removed from Ground | Gas (Historical Use) | 2000 | Bare Steel | 1981-01-01 | 1997-10-31 | Bare Steel | Safe Suction (Euro)
DECATUR COUNTY EMS | 307 AIRPORT RD | BAINBRIDGE | Decatur | 9043031 | 8 |  | 1988-08-01 |  | 1988-08-01 |  | Removed from Ground | Gas (Historical Use) | 1000 | Galvanic (STIP-3) | 1988-08-01 | 2006-07-01 | Fiberglass Reinforced Plastic | Safe Suction (Euro)
MR PIPPS #2 | 875 COLQUITT HWY | BAINBRIDGE | Decatur | 4430108 | 1 | [5 empty] | Removed from Ground | Gas (Historical Use) | 3000 | Bare Steel | 1946-12-31 | 1998-12-21 | Galvanized Steel | Suction (American)
S&C GROCERY & HARDWARE | 115 W BROAD STREET | CLIMAX | Decatur | 4430085 | 3 | [5 empty] | Removed from Ground | Diesel | 1000 | Bare Steel | 1984-05-05 | 1998-10-30 | Galvanized Steel
R G HEARD FARMS INC | 516 BRINSON COLQUITT RD | BRINSON | Decatur | 4430075 | 2 | [5 empty] | Removed from Ground | Diesel | 8000 | Bare Steel | 1976-01-01 | 1999-12-01 | Bare Steel
DECATUR COUNTY CORRECTIONAL INST | 1153 AIRPORT RD | BAINBRIDGE | Decatur | 4430065 | PW1 | [5 empty] | Removed from Ground | Diesel | 6000 | Bare Steel | 1966-04-30 | 1999-02-01 | Bare Steel | Safe Suction (Euro)
DECATUR COUNTY CORRECTIONAL INST | 1153 AIRPORT RD | BAINBRIDGE | Decatur | 4430065 | SH1 | [5 empty] | Removed from Ground | Gas (Historical Use) | 575 | Bare Steel | 1977-04-30 | 1999-02-01 | Galvanized Steel
DECATUR COUNTY CORRECTIONAL INST | 1153 AIRPORT RD | BAINBRIDGE | Decatur | 4430065 | 1 | [5 empty] | Removed from Ground | Gas (Historical Use) | 8000 | Bare Steel | 1999-02-01 | 1999-02-01 | Bare Steel | Safe Suction (Euro)
QUICK BUYS #116 | 106 W BROAD ST | CLIMAX | Decatur | 4430083 | 1 | Flapper Valve | 1998-12-03 | FALSE | 1998-12-03 | FALSE | Currently in Use | Premium | 8000 | Steel-Impressed Current | 1983-04-17 |  | Flex | Pressurized
COUNTY LINE AUTO PARTS LLC | 5129 VADA RD | CLIMAX | Decatur | 10000129 | 1C | Flapper Valve | 2000-05-10 | FALSE | 2000-05-10 | FALSE | Currently in Use | Diesel | 2000 | Composite | 2000-05-10 |  | Fiberglass Reinforced Plastic | Pressurized
FORMER HURST GROCERY | 407 EAST BROAD STREET | CLIMAX | Decatur | 10000930 | 2 |  |  | FALSE |  | FALSE | Removed from Ground | Gas (Historical Use) | 1000 | Unknown | 2005-06-29 | 2005-06-29
MR PIPPS #2 | 875 COLQUITT HWY | BAINBRIDGE | Decatur | 4430108 | 2 | [5 empty] | Removed from Ground | Gas (Historical Use) | 3000 | Bare Steel | 1946-12-31 | 1998-12-21 | Galvanized Steel | Suction (American)
BRINSON CORNER STORE | 101 OLD BAINBRIDGE RD | BRINSON | Decatur | 4430114 | 2 | Flapper Valve | 1999-11-23 | FALSE | 1999-11-23 | FALSE | Temporarily out of use | Diesel | 3000 | Steel-Impressed Current | 1966-12-31 |  | Steel (Impressed Current) | Safe Suction (Euro)
TEXPAR ENERGY INC | 268 INDUSTRIAL BLVD | BAINBRIDGE | Decatur | 9043669 | 2 | [5 empty] | Closed in Ground | Other | 25000 | Bare Steel | 1945-01-01 | 2001-03-01 | Galvanized Steel | Suction (American)
WAWA#6304 | 1401 TALLAHASSEE HIGHWAY | BAINBRIDGE | Decatur | 10003474 | 4A | Flapper Valve |  | FALSE | 2024-06-25 | FALSE | Currently in Use | Diesel | 10271 | Fiberglass Double Walled | 2024-03-12 |  | Double-Walled Flex | Pressurized
ROADSIDE COLLECTIBLES | 3699 DOTHAN RD | BRINSON | Decatur | 9043663 | 2 | [5 empty] | Removed from Ground | Empty | 250 | Bare Steel | 1999-10-07 | 1999-10-07 | Galvanized Steel | Safe Suction (Euro)
RaceWay #6837 - Bainbridge | 1418 TALLAHASSEE HWY | BAINBRIDGE | Decatur | 10001315 | 2 | Overfill Alarm | 2007-03-27 | FALSE | 2007-03-27 | FALSE | Currently in Use | Premium | 12000 | Composite Double Walled | 2007-03-27 |  | Double-Walled Fiberglass | Pressurized
MR PIPPS #2 | 875 COLQUITT HWY | BAINBRIDGE | Decatur | 4430108 | 7B | Ball Float | 1998-12-01 | FALSE | 1998-12-01 | FALSE | Temporarily out of use | Premium | 5000 | Galvanic (STIP-3) | 1998-12-01 |  | Fiberglass Reinforced Plastic | Pressurized
DECATUR COUNTY FIRE DEPT | 404 FOURTH RAMP | BAINBRIDGE | Decatur | 9043029 | 1 | [5 empty] | Removed from Ground | Gas (Historical Use) | 500 | Bare Steel | 1999-02-01 | 1999-02-01 | Galvanized Steel | Safe Suction (Euro)
DECATUR COUNTY CORRECTIONAL INST | 1153 AIRPORT RD | BAINBRIDGE | Decatur | 4430065 | PW2 | [5 empty] | Removed from Ground | Diesel | 3000 | Bare Steel | 1966-04-30 | 1999-02-01 | Bare Steel | Safe Suction (Euro)
S&C GROCERY & HARDWARE | 115 W BROAD STREET | CLIMAX | Decatur | 4430085 | 1 | Flapper Valve | 1989-08-01 | FALSE | 1989-08-01 | FALSE | Temporarily out of use | Gas (Historical Use) | 3000 | Galvanic (STIP-3) | 1989-08-01 |  | Galvanized Steel | Safe Suction (Euro)
R G HEARD FARMS INC | 516 BRINSON COLQUITT RD | BRINSON | Decatur | 4430075 | 5 | [5 empty] | Removed from Ground | Diesel | 4000 | Bare Steel | 1984-01-01 | 1999-12-01 | Bare Steel
COUNTRY BUMPKIN | US HWY 84 W | BRINSON | Decatur | 4430092 | 2 | [5 empty] | Removed from Ground | Gas (Historical Use) | 560 | Bare Steel | 1956-04-22 | 1987-01-01 | Galvanized Steel
RaceWay #6837 - Bainbridge | 1418 TALLAHASSEE HWY | BAINBRIDGE | Decatur | 10001315 | 3 | Overfill Alarm | 2007-10-27 | FALSE | 2007-10-27 | FALSE | Currently in Use | Diesel | 12000 | Composite Double Walled | 2007-03-27 |  | Double-Walled Fiberglass | Pressurized
DECATUR COUNTY AVIATION | 617 6TH RAMP | BAINBRIDGE | Decatur | 9043656 | 1 | [5 empty] | Removed from Ground | Other | 10000 | Bare Steel | 1981-01-01 | 1997-10-31 | Bare Steel | Safe Suction (Euro)
RaceWay #6837 - Bainbridge | 1418 TALLAHASSEE HWY | BAINBRIDGE | Decatur | 10001315 | 1 | Overfill Alarm | 2007-03-27 | FALSE | 2007-03-27 | FALSE | Currently in Use | E-10 | 20000 | Composite Double Walled | 2007-03-27 |  | Double-Walled Fiberglass | Pressurized
MR PIPPS #2 | 875 COLQUITT HWY | BAINBRIDGE | Decatur | 4430108 | 7A | Ball Float | 1998-12-01 | FALSE | 1998-12-01 | FALSE | Temporarily out of use | E-10 | 10000 | Galvanic (STIP-3) | 1998-12-01 |  | Fiberglass Reinforced Plastic | Pressurized
MURPHY USA #7505 | 502 E ALICE ST | BAINBRIDGE | Decatur | 10002276 | 1 | Ball Float |  | FALSE |  | FALSE | Currently in Use | E-10 | 20000 | Fiberglass Double Walled | 2013-11-07 |  | Double-Walled Flex | Pressurized
MURPHY USA #7505 | 502 E ALICE ST | BAINBRIDGE | Decatur | 10002276 | 2B | Flapper Valve | 2013-11-07 | FALSE | 2013-11-07 | FALSE | Currently in Use | Premium | 8000 | Fiberglass Double Walled | 2013-11-07 |  | Double-Walled Flex | Pressurized
ENGELHARD-GRAGG MINE | US HWY 27 | AMSTERDAM | Decatur | 9000458 | G02 |  |  | TRUE |  | TRUE | Removed from Ground | Used Oil | 1000 | Bare Steel | 1965-01-01 | 1989-12-14 | Bare Steel
ENGELHARD-GRAGG MINE | US HWY 27 | AMSTERDAM | Decatur | 9000458 | 2 | [5 empty] | Removed from Ground | Diesel | 14582 | Bare Steel | 1965-01-01 | 1989-12-14 | Bare Steel
ENGELHARD-GRAGG MINE | US HWY 27 | AMSTERDAM | Decatur | 9000458 | G04 | [5 empty] | Removed from Ground | Diesel | 1000 | Bare Steel | 1978-01-01 | 1989-12-26 | Bare Steel
ENGELHARD-GRAGG MINE | US HWY 27 | AMSTERDAM | Decatur | 9000458 | G03 | [5 empty] | Removed from Ground | Diesel | 1000 | Bare Steel | 1978-01-01 | 1989-12-26 | Bare Steel
J & J GREENE FARMS | BRINSON AIRBASE RD/SCOTT RD | BRINSON | Decatur | 9043035 | 1 | [5 empty] | Removed from Ground | Diesel | 5000 | Bare Steel | 1980-01-10 | 1899-12-31 | Bare Steel | Safe Suction (Euro)
DFP Ag Services, LLC | 1001 DOTHAN HWY | BAINBRIDGE | Decatur | 4430013 | 2A | Flapper Valve | 1992-08-03 | FALSE | 1992-08-03 | FALSE | Currently in Use | Diesel | 8000 | Galvanic (STIP-3) | 1992-08-03 |  | Fiberglass Reinforced Plastic | Safe Suction (Euro)
MURPHY USA #7505 | 502 E ALICE ST | BAINBRIDGE | Decatur | 10002276 | 2A | Flapper Valve | 2013-11-07 | FALSE | 2013-11-07 | FALSE | Currently in Use | Diesel | 12000 | Fiberglass Double Walled | 2013-11-07 |  | Double-Walled Flex | Pressurized
DFP Ag Services, LLC | 1001 DOTHAN HWY | BAINBRIDGE | Decatur | 4430013 | 1 |  | 1992-08-03 |  | 1992-08-03 |  | Removed from Ground | Diesel | 18000 | Cathodically Protected Steel | 1976-02-25 | 1992-06-10 | Galvanized Steel | Safe Suction (Euro)
COUNTRY BUMPKIN | US HWY 84 W | BRINSON | Decatur | 4430092 | 1 | [5 empty] | Removed from Ground | Gas (Historical Use) | 560 | Bare Steel | 1956-04-22 | 1987-01-01 | Galvanized Steel
JOHNSON BROTHERS FARM | 3898 FACEVILLE Highway | FACEVILLE | Decatur | 10002710 | 2 |  |  | FALSE |  | FALSE | Removed from Ground | Gas (Historical Use) | 550 | Bare Steel | 1974-01-01 | 2017-08-24
JOHNSON BROTHERS FARM | 3898 FACEVILLE Highway | FACEVILLE | Decatur | 10002710 | 1 |  |  | FALSE |  | FALSE | Removed from Ground | Gas (Historical Use) | 550 | Bare Steel | 1974-01-01 | 2017-08-24
JOHNSON BROTHERS FARM | 3898 FACEVILLE Highway | FACEVILLE | Decatur | 10002710 | 3 |  |  | FALSE |  | FALSE | Removed from Ground | Gas (Historical Use) | 550 | Bare Steel | 1974-01-01 | 2017-08-24
GA DOT R-W/IVY SWAIN PROPERTY | US HWY 27/EAST SIDE | ATTAPULGUS | Decatur | 9043015 | 2 | [5 empty] | Removed from Ground | Gas (Historical Use) | 2000 | Bare Steel | 1948-01-01 | 1992-10-03 | Galvanized Steel | Safe Suction (Euro)
GA DOT #10471/ATTAPULGUS MAINT H | WAUTAUGA RD | ATTAPULGUS | Decatur | 9043016 | 10471-1 | [5 empty] | Removed from Ground | Gas (Historical Use) | 550 | Bare Steel | 1993-05-04 | 1993-05-04 | Not Marked
GA DOT R-W/ELLEN PARRISH | US HWY 27/EAST SIDE | ATTAPULGUS | Decatur | 9043014 | 1 | [5 empty] | Removed from Ground | Gas (Historical Use) | 4000 | Bare Steel | 1969-01-01 | 1992-10-03 | Bare Steel | Safe Suction (Euro)
ENGELHARD CORP | DEPOT RD | ATTAPULGUS | Decatur | 9000412 | 62 | [5 empty] | Removed from Ground | Gas (Historical Use) | 2000 | Bare Steel | 1948-01-01 | 1989-11-30 | Galvanized Steel
BEARCATS EXPRESS | 500 E CALHOUN ST | BAINBRIDGE | Decatur | 430128 | 2 | Flapper Valve | 1998-08-06 | FALSE | 1998-08-06 | FALSE | Temporarily out of use | Plus | 8000 | Steel-Impressed Current | 1987-01-01 |  | Steel (Impressed Current) | Pressurized
CITGO FOOD MART 2-05 | 1027 EAST SHOTWELL ST | BAINBRIDGE | Decatur | 430139 | 3 | [5 empty] | Removed from Ground | Gas (Historical Use) | 4000 | Bare Steel | 1976-05-10 | 1998-08-18 | Galvanized Steel
VANCE R MARTIN CAR LOT | 1414 DOTHAN RD | BAINBRIDGE | Decatur | 9043654 | 4 | [5 empty] | Removed from Ground | Gas (Historical Use) | 3000 | Not Marked/Unknown | 1996-06-14 | 1996-06-14 | Not Marked
HOME OIL COMPANY INC | 1840 DOTHAN HWY | BAINBRIDGE | Decatur | 9043651 | 9 | [5 empty] | Removed from Ground | Gas (Historical Use) | 3000 | Marked Unknown | 1995-11-01 | 1995-11-01 | Unknown
ATTAPULGUS GROCERY & HARDWARE IN | HWY 27 & GRIFFIN | ATTAPULGUS | Decatur | 9043645 | DIESEL | [5 empty] | Removed from Ground | Gas (Historical Use) | 1000 | Marked Unknown | 1998-12-14 | 1998-12-14 | Galvanized Steel | Suction (American)
STATION #121 | US HWY 84 W | BAINBRIDGE | Decatur | 430131 | 3 | [5 empty] | Removed from Ground | Gas (Historical Use) | 4000 | Bare Steel | 1974-05-16 | 1996-01-01 | Galvanized Steel
Nic's Quick Stop | 2943 VADA RD | BAINBRIDGE | Decatur | 430135 | 2 | [5 empty] | Closed in Ground | Gas (Historical Use) | 1000 | Bare Steel | 1984-05-08 | 1998-07-29 | Galvanized Steel | Suction (American)
Nic's Quick Stop | 2943 VADA RD | BAINBRIDGE | Decatur | 430135 | 3B | Overfill Alarm | 1998-09-01 | FALSE | 1998-09-01 | FALSE | Currently in Use | Diesel | 2000 | Composite | 1998-09-01 |  | Double-Walled Fiberglass | Pressurized
QUICK BUYS #51 | 167 WHIGHAM DAIRY RD | BAINBRIDGE | Decatur | 430141 | 3 | Flapper Valve | 1998-08-07 | FALSE | 1998-08-07 | FALSE | Currently in Use | Premium | 4000 | Steel-Impressed Current | 1987-01-01 |  | Steel (Impressed Current) | Pressurized
DOWNTOWN FOODS | 241 S WEST ST | BAINBRIDGE | Decatur | 430138 | 2 | [5 empty] | Removed from Ground | Gas (Historical Use) | 4000 | Bare Steel | 1966-05-13 | 1991-08-01 | Galvanized Steel
BAINBRIDGE TRADING POST | 2151 DOTHAN RD | BAINBRIDGE | Decatur | 9043667 | 2 | [5 empty] | Removed from Ground | Other | 4500 | Bare Steel | 2000-07-24 | 2000-07-24 | Galvanized Steel | Suction (American)
Circle K 2723892 | 2011 E SHOTWELL ST | BAINBRIDGE | Decatur | 9043660 | 1A | Flapper Valve | 1998-04-01 | FALSE | 1998-04-01 | FALSE | Currently in Use | E-10 | 10000 | Composite | 1998-03-01 |  | Double-Walled Flex | Pressurized
QUIK CHANGE #21 | 105 E GRIFFIN AVE | ATTAPULGUS | Decatur | 510010 | 3 | Overfill Alarm | 2002-10-13 | FALSE | 2002-10-13 | FALSE | Currently in Use | Premium | 6000 | Composite | 2002-10-13 |  | Fiberglass Reinforced Plastic | Pressurized
ENGLEHARD/KEMP MINE | GA HWY 262 | ATTAPULGUS | Decatur | 9043010 | 1 | [5 empty] | Removed from Ground | Diesel | 8156 | Bare Steel | 1965-01-01 | 1989-11-13 | Bare Steel
ATTAPULGUS GROCERY & HARDWARE IN | HWY 27 & GRIFFIN | ATTAPULGUS | Decatur | 9043645 | PREM | [5 empty] | Removed from Ground | Gas (Historical Use) | 1000 | Marked Unknown | 1998-12-14 | 1998-12-14 | Galvanized Steel | Suction (American)
GEORGIA PALM BEACH ALUMINUM WIND | JABARA RD INDUSTRIAL PARK | BAINBRIDGE | Decatur | 430129 | 2 | [5 empty] | Removed from Ground | Diesel | 2000 | Bare Steel | 1966-06-02 | 1997-12-15 | Unknown
BEARCATS EXPRESS | 500 E CALHOUN ST | BAINBRIDGE | Decatur | 430128 | 1 | Flapper Valve | 1998-08-06 | FALSE | 1998-08-06 | FALSE | Temporarily out of use | E-10 | 8000 | Steel-Impressed Current | 1987-01-01 |  | Steel (Impressed Current) | Pressurized
KAISER AGRICULTURAL CHEMICALS IN | 1301 SPRING CREEK RD | BAINBRIDGE | Decatur | 430136 | 1 | [5 empty] | Removed from Ground | Diesel | 8000 | Bare Steel | 1964-01-01 | 1989-08-28 | Bare Steel
GA DOT R-W/IVY SWAIN PROPERTY | US HWY 27/EAST SIDE | ATTAPULGUS | Decatur | 9043015 | 1 | [5 empty] | Removed from Ground | Gas (Historical Use) | 2000 | Bare Steel | 1948-01-01 | 1992-10-03 | Galvanized Steel | Safe Suction (Euro)
GA DOT R-W/ELLEN PARRISH | US HWY 27/EAST SIDE | ATTAPULGUS | Decatur | 9043014 | 2 | [5 empty] | Removed from Ground | Gas (Historical Use) | 4000 | Bare Steel | 1969-01-01 | 1992-10-03 | Bare Steel | Safe Suction (Euro)
STATION #121 | US HWY 84 W | BAINBRIDGE | Decatur | 430131 | 4 | [5 empty] | Removed from Ground | Gas (Historical Use) | 4000 | Bare Steel | 1974-05-16 | 1996-01-01 | Galvanized Steel
GATORS BAIT & TACKLE | 1008 FACEVILLE HWY | BAINBRIDGE | Decatur | 9043658 | 2 |  | 1998-07-14 |  | 1998-07-14 |  | Removed from Ground | Gas (Historical Use) | 6000 | Cathodically Protected Steel | 1998-07-01 | 1998-10-22 | Double Walled | Pressurized
HOME OIL COMPANY INC | 1840 DOTHAN HWY | BAINBRIDGE | Decatur | 9043651 | 4 |  | 1990-01-01 |  | 1990-01-01 |  | Removed from Ground | Gas (Historical Use) | 20000 | Steel-Impressed Current | 1987-01-01 | 2010-04-27 | Steel (Impressed Current) | Pressurized
GA DOT R-W/IVY SWAIN PROPERTY | US HWY 27/EAST SIDE | ATTAPULGUS | Decatur | 9043015 | 4 | [5 empty] | Removed from Ground | Other | 4000 | Not Marked/Unknown | 1948-01-01 | 1992-10-03 | Not Marked
WILLIAM HAIRE | 202 EAST GRIFFIN STREET | ATTAPULGUS | Decatur | 9043668 | 1 | [5 empty] | Removed from Ground | Gas (Historical Use) | 1000 | Bare Steel | 2000-09-13 | 2000-09-13 | Bare Steel
SUSIE Q #7 | 502 EAST GRIFFIN AVE | ATTAPULGUS | Decatur | 430127 | 1 | Flapper Valve | 1986-01-01 | FALSE | 1986-01-01 | FALSE | Currently in Use | E-10 | 8000 | Composite | 1986-01-01 |  | Fiberglass Reinforced Plastic | Pressurized
Nic's Quick Stop | 2943 VADA RD | BAINBRIDGE | Decatur | 430135 | 3A | Overfill Alarm | 1998-09-01 | FALSE | 1998-09-01 | FALSE | Currently in Use | E-0 | 2000 | Composite | 1998-09-01 |  | Double-Walled Fiberglass | Pressurized
HOME OIL COMPANY INC | 1840 DOTHAN HWY | BAINBRIDGE | Decatur | 9043651 | 8 | [5 empty] | Removed from Ground | Gas (Historical Use) | 2000 | Marked Unknown | 1995-11-01 | 1995-11-01 | Unknown
HOME OIL COMPANY INC | 1840 DOTHAN HWY | BAINBRIDGE | Decatur | 9043651 | 2 |  | 1990-01-01 |  | 1990-01-01 |  | Removed from Ground | Diesel | 10000 | Steel-Impressed Current | 1987-01-01 | 2010-04-27 | Steel (Impressed Current) | Pressurized
LILLIAN E WILLIAMS ELEM SCHOOL | THOMAS AVE | ATTAPULGUS | Decatur | 4430012 | 1 | [5 empty] | Removed from Ground | Gas (Historical Use) | 10000 | Bare Steel | 1969-01-14 | 1995-08-01 | Galvanized Steel
GEORGIA PALM BEACH ALUMINUM WIND | JABARA RD INDUSTRIAL PARK | BAINBRIDGE | Decatur | 430129 | 1 | [5 empty] | Removed from Ground | Gas (Historical Use) | 2000 | Bare Steel | 1966-06-02 | 1997-12-15 | Unknown
Nic's Quick Stop | 2943 VADA RD | BAINBRIDGE | Decatur | 430135 | 5B | Flapper Valve | 2021-07-01 | FALSE | 2021-07-01 | FALSE | Currently in Use | Diesel | 8000 | Composite Double Walled | 2021-07-01 |  | Double-Walled Fiberglass | Pressurized
KAISER AGRICULTURAL CHEMICALS IN | 1301 SPRING CREEK RD | BAINBRIDGE | Decatur | 430136 | 2 | [5 empty] | Removed from Ground | Gas (Historical Use) | 2000 | Bare Steel | 1964-01-01 | 1989-08-28 | Bare Steel
DOWNTOWN FOODS | 241 S WEST ST | BAINBRIDGE | Decatur | 430138 | 6 | Flapper Valve | 1991-09-01 | FALSE | 1991-09-01 | FALSE | Currently in Use | E-10 | 3000 | Composite | 1991-09-15 |  | Fiberglass Reinforced Plastic | Pressurized
VANCE R MARTIN CAR LOT | 1414 DOTHAN RD | BAINBRIDGE | Decatur | 9043654 | 1 | [5 empty] | Removed from Ground | Gas (Historical Use) | 3000 | Not Marked/Unknown | 1996-06-14 | 1996-06-14 | Not Marked
SILVER FOX CONVIENCE FOX | 1730 TALLAHASSES | BAINBRIDGE | Decatur | 9043650 | 2 | [5 empty] | Removed from Ground | Diesel | 800 | Marked Unknown | 1999-11-15 | 1999-11-15 | Unknown | Suction (American)
HOME OIL COMPANY INC | 1840 DOTHAN HWY | BAINBRIDGE | Decatur | 9043651 | 6 | [5 empty] | Removed from Ground | Gas (Historical Use) | 3000 | Marked Unknown | 1995-11-01 | 1995-11-01 | Unknown
LARRYS AUTO SERVICE | 2361 FOWLSTOWN RD | BAINBRIDGE | Decatur | 9043652 | 2 | [5 empty] | Removed from Ground | Gas (Historical Use) | 1000 | Bare Steel | 1978-08-01 | 1998-10-31 | Galvanized Steel | Safe Suction (Euro)
VANCE R MARTIN CAR LOT | 1414 DOTHAN RD | BAINBRIDGE | Decatur | 9043654 | 2 | [5 empty] | Removed from Ground | Gas (Historical Use) | 3000 | Not Marked/Unknown | 1996-06-14 | 1996-06-14 | Not Marked
HOME OIL COMPANY INC | 1840 DOTHAN HWY | BAINBRIDGE | Decatur | 9043651 | 7 | [5 empty] | Removed from Ground | Gas (Historical Use) | 3000 | Marked Unknown | 1995-11-01 | 1995-11-01 | Unknown
HOME OIL COMPANY INC | 1840 DOTHAN HWY | BAINBRIDGE | Decatur | 9043651 | 5 |  | 1990-01-01 |  | 1990-01-01 |  | Removed from Ground | Diesel | 20000 | Steel-Impressed Current | 1987-01-01 | 2010-04-27 | Steel (Impressed Current) | Pressurized
QUIK CHANGE #21 | 105 E GRIFFIN AVE | ATTAPULGUS | Decatur | 510010 | 2 | Overfill Alarm | 1994-03-01 | FALSE | 1994-03-01 | FALSE | Currently in Use | E-10 | 8000 | Steel-Impressed Current | 1977-01-01 |  | Fiberglass Reinforced Plastic | Pressurized
ENGLEHARD/KEMP MINE | GA HWY 262 | ATTAPULGUS | Decatur | 9043010 | K02 |  |  | TRUE |  | TRUE | Removed from Ground | Used Oil | 1000 | Bare Steel | 1965-01-01 | 1989-11-13 | Bare Steel
Nic's Quick Stop | 2943 VADA RD | BAINBRIDGE | Decatur | 430135 | 1 | [5 empty] | Closed in Ground | Gas (Historical Use) | 1000 | Bare Steel | 1984-05-08 | 1998-07-29 | Galvanized Steel | Suction (American)
DOWNTOWN FOODS | 241 S WEST ST | BAINBRIDGE | Decatur | 430138 | 6C | Flapper Valve | 1991-09-01 | FALSE | 1991-09-01 | FALSE | Currently in Use | Premium | 3000 | Composite | 1991-09-15 |  | Fiberglass Reinforced Plastic | Pressurized
SILVER FOX CONVIENCE FOX | 1730 TALLAHASSES | BAINBRIDGE | Decatur | 9043650 | 4 | [5 empty] | Removed from Ground | Gas (Historical Use) | 2000 | Cathodically Protected Steel | 1982-01-01 | 1999-11-15 | Galvanized Steel | Suction (American)
GA DOT R-W/IVY SWAIN PROPERTY | US HWY 27/EAST SIDE | ATTAPULGUS | Decatur | 9043015 | 3 | [5 empty] | Removed from Ground | Other | 4000 | Not Marked/Unknown | 1948-01-01 | 1992-10-03 | Not Marked
SUSIE Q #7 | 502 EAST GRIFFIN AVE | ATTAPULGUS | Decatur | 430127 | 2 | Flapper Valve | 1986-01-01 | FALSE | 1986-01-01 | FALSE | Temporarily out of use | Gas (Historical Use) | 6000 | Composite | 1986-01-01 |  | Fiberglass Reinforced Plastic | Pressurized
STATION #121 | US HWY 84 W | BAINBRIDGE | Decatur | 430131 | 2 | [5 empty] | Removed from Ground | Gas (Historical Use) | 4000 | Bare Steel | 1974-05-16 | 1996-01-01 | Galvanized Steel
Z A ADAMS CONTSTRUCTION CO | 1862 TALLHASSEE HWY | BAINBRIDGE | Decatur | 430134 | 1 | [5 empty] | Removed from Ground | Diesel | 10000 | Bare Steel | 1982-05-09 | 1998-07-16 | Galvanized Steel | Safe Suction (Euro)
DOWNTOWN FOODS | 241 S WEST ST | BAINBRIDGE | Decatur | 430138 | 6A | Flapper Valve | 1991-09-01 | FALSE | 1991-09-01 | FALSE | Currently in Use | Plus | 6000 | Composite | 1991-09-15 |  | Fiberglass Reinforced Plastic | Pressurized
QUIK CHANGE #21 | 105 E GRIFFIN AVE | ATTAPULGUS | Decatur | 510010 | 1 | Overfill Alarm | 1994-03-01 | FALSE | 1994-03-01 | FALSE | Currently in Use | E-10 | 8000 | Steel-Impressed Current | 1977-01-01 |  | Fiberglass Reinforced Plastic | Pressurized
ENGELHARD CORP | DEPOT RD | ATTAPULGUS | Decatur | 9000412 | 61 | [5 empty] | Removed from Ground | Gas (Historical Use) | 1000 | Bare Steel | 1966-04-09 | 1989-12-02 | Bare Steel
GULF OIL TERMINAL | SR 38 | BAINBRIDGE | Decatur | 9000147 | DUMMY | [5 empty] | Permanently Out of Use - historical purposes | Other | 0 | Not Marked/Unknown |  | 1899-12-31 | Not Marked
SILVER FOX CONVIENCE FOX | 1730 TALLAHASSES | BAINBRIDGE | Decatur | 9043650 | 3 | [5 empty] | Removed from Ground | Gas (Historical Use) | 1000 | Cathodically Protected Steel | 1982-01-01 | 1999-11-15 | Galvanized Steel | Suction (American)
GA DOT R-W/ELLEN PARRISH | US HWY 27/EAST SIDE | ATTAPULGUS | Decatur | 9043014 | 3 | [5 empty] | Removed from Ground | Gas (Historical Use) | 2000 | Bare Steel | 1969-01-01 | 1992-10-03 | Bare Steel | Safe Suction (Euro)
ENGELHARD CORP | DEPOT RD | ATTAPULGUS | Decatur | 9000412 | 83 | [5 empty] | Removed from Ground | Gas (Historical Use) | 3000 | Bare Steel | 1976-04-09 | 1989-11-30 | Bare Steel
QUICK BUYS #51 | 167 WHIGHAM DAIRY RD | BAINBRIDGE | Decatur | 430141 | 2 | Flapper Valve | 1998-08-07 | FALSE | 1998-08-07 | FALSE | Currently in Use | Plus | 4000 | Steel-Impressed Current | 1987-01-01 |  | Steel (Impressed Current) | Pressurized
CITGO FOOD MART 2-05 | 1027 EAST SHOTWELL ST | BAINBRIDGE | Decatur | 430139 | 1 | [5 empty] | Removed from Ground | Gas (Historical Use) | 10000 | Bare Steel | 1976-05-10 | 1998-08-18 | Galvanized Steel
SUNSTOP #425 | 525 W SHOTWELL ST | BAINBRIDGE | Decatur | 9043643 | 4 | Flapper Valve | 1998-12-07 | FALSE | 1992-03-01 | FALSE | Currently in Use | Regular | 6000 | Galvanic (STIP-3) | 1992-03-01 |  | Fiberglass Reinforced Plastic | Pressurized
WILLIAM HAIRE | 202 EAST GRIFFIN STREET | ATTAPULGUS | Decatur | 9043668 | 2 | [5 empty] | Removed from Ground | Gas (Historical Use) | 2000 | Bare Steel | 2000-09-13 | 2000-09-13 | Bare Steel
CITGO FOOD MART 2-05 | 1027 EAST SHOTWELL ST | BAINBRIDGE | Decatur | 430139 | 2 | [5 empty] | Removed from Ground | Gas (Historical Use) | 10000 | Bare Steel | 1976-05-10 | 1998-08-18 | Galvanized Steel
DECATUR COUNTY ROAD DEPARTMENT | 1201 AIRPORT ROAD | BAINBRIDGE | Decatur | 9043661 | 1A | Flapper Valve | 1998-10-21 | FALSE | 1998-10-21 | FALSE | Currently in Use | Diesel | 10000 | Composite | 1998-10-21 |  | Fiberglass Reinforced Plastic | Safe Suction (Euro)
HOME OIL COMPANY INC | 1840 DOTHAN HWY | BAINBRIDGE | Decatur | 9043651 | 3 |  | 1990-01-01 |  | 1990-01-01 |  | Removed from Ground | Gas (Historical Use) | 10000 | Steel-Impressed Current | 1987-01-01 | 2010-04-27 | Steel (Impressed Current) | Pressurized
STATION #121 | US HWY 84 W | BAINBRIDGE | Decatur | 430131 | 1 | [5 empty] | Removed from Ground | Gas (Historical Use) | 4000 | Bare Steel | 1974-05-16 | 1996-01-01 | Galvanized Steel
ENGELHARD CORP | DEPOT RD | ATTAPULGUS | Decatur | 9000412 | 50 | [5 empty] | Removed from Ground | Diesel | 800 | Bare Steel | 1975-01-01 | 1991-07-26 | Galvanized Steel
INTERSTATE NATIONALEASE INC | 2291 DOTHAN HWY | BAINBRIDGE | Decatur | 9043659 | 1 | [5 empty] | Removed from Ground | Other | 4000 | Not Marked/Unknown | 1998-10-01 | 1998-10-01 | Not Marked
GATORS BAIT & TACKLE | 1008 FACEVILLE HWY | BAINBRIDGE | Decatur | 9043658 | 1 |  | 1998-07-14 |  | 1998-07-14 |  | Removed from Ground | Gas (Historical Use) | 6000 | Cathodically Protected Steel | 1998-07-01 | 1998-10-22 | Double Walled | Pressurized
BEARCATS EXPRESS | 500 E CALHOUN ST | BAINBRIDGE | Decatur | 430128 | 3 | Flapper Valve | 1998-08-06 | FALSE | 1998-08-06 | FALSE | Temporarily out of use | Premium | 8000 | Steel-Impressed Current | 1987-01-01 |  | Steel (Impressed Current) | Pressurized
Nic's Quick Stop | 2943 VADA RD | BAINBRIDGE | Decatur | 430135 | 5A | Flapper Valve | 2021-07-01 | FALSE | 2021-07-01 | FALSE | Currently in Use | Diesel | 4000 | Composite Double Walled | 2021-07-01 |  | Double-Walled Fiberglass | Pressurized
DOWNTOWN FOODS | 241 S WEST ST | BAINBRIDGE | Decatur | 430138 | 1 | [5 empty] | Removed from Ground | Gas (Historical Use) | 4000 | Bare Steel | 1966-05-13 | 1991-08-01 | Galvanized Steel
BAINBRIDGE TRADING POST | 2151 DOTHAN RD | BAINBRIDGE | Decatur | 9043667 | 1 | [5 empty] | Removed from Ground | Other | 4500 | Bare Steel | 2000-07-24 | 2000-07-24 | Galvanized Steel | Suction (American)
DECATUR COUNTY ROAD DEPARTMENT | 1201 AIRPORT ROAD | BAINBRIDGE | Decatur | 9043661 | 1B | Flapper Valve | 1998-10-21 | FALSE | 1998-10-21 | FALSE | Currently in Use | E-10 | 5000 | Composite | 1998-10-21 |  | Fiberglass Reinforced Plastic | Safe Suction (Euro)
SUSIE Q #7 | 502 EAST GRIFFIN AVE | ATTAPULGUS | Decatur | 430127 | 3 | Flapper Valve | 1986-01-01 | FALSE | 1986-01-01 | FALSE | Currently in Use | Premium | 6000 | Composite | 1986-01-01 |  | Fiberglass Reinforced Plastic | Pressurized
Circle K 2723892 | 2011 E SHOTWELL ST | BAINBRIDGE | Decatur | 9043660 | 1B | Flapper Valve | 1998-04-01 | FALSE | 1998-04-01 | FALSE | Currently in Use | Diesel | 5000 | Composite | 1998-03-01 |  | Double-Walled Flex | Pressurized
LARRYS AUTO SERVICE | 2361 FOWLSTOWN RD | BAINBRIDGE | Decatur | 9043652 | 1 | [5 empty] | Removed from Ground | Gas (Historical Use) | 1000 | Bare Steel | 1978-08-01 | 1998-10-31 | Galvanized Steel | Safe Suction (Euro)
VANCE R MARTIN CAR LOT | 1414 DOTHAN RD | BAINBRIDGE | Decatur | 9043654 | 3 | [5 empty] | Removed from Ground | Gas (Historical Use) | 3000 | Not Marked/Unknown | 1996-06-14 | 1996-06-14 | Not Marked
ENGELHARD CORP | DEPOT RD | ATTAPULGUS | Decatur | 9000412 | 82 | [5 empty] | Removed from Ground | Gas (Historical Use) | 1000 | Bare Steel | 1948-04-09 | 1989-11-17 | Bare Steel
Nic's Quick Stop | 2943 VADA RD | BAINBRIDGE | Decatur | 430135 | 4 | Overfill Alarm |  | FALSE |  | FALSE | Currently in Use | E-10 | 4000 | Fiberglass Double Walled | 2018-05-10 |  | Double-Walled Fiberglass | Pressurized
QUICK BUYS #51 | 167 WHIGHAM DAIRY RD | BAINBRIDGE | Decatur | 430141 | 1 | Flapper Valve | 1998-08-07 | FALSE | 1998-08-07 | FALSE | Currently in Use | E-10 | 4000 | Steel-Impressed Current | 1987-01-01 |  | Steel (Impressed Current) | Pressurized
DOWNTOWN FOODS | 241 S WEST ST | BAINBRIDGE | Decatur | 430138 | 5 | [5 empty] | Removed from Ground | Kerosene | 500 | Bare Steel | 1966-05-13 | 1991-08-01 | Galvanized Steel
DOWNTOWN FOODS | 241 S WEST ST | BAINBRIDGE | Decatur | 430138 | 4 | [5 empty] | Removed from Ground | Diesel | 1000 | Bare Steel | 1966-05-13 | 1991-08-01 | Galvanized Steel
INTERSTATE NATIONALEASE INC | 2291 DOTHAN HWY | BAINBRIDGE | Decatur | 9043659 | 2 |  |  | TRUE |  | TRUE | Removed from Ground | Used Oil | 1000 | Not Marked/Unknown | 1998-10-01 | 1998-10-01 | Not Marked
SILVER FOX CONVIENCE FOX | 1730 TALLAHASSES | BAINBRIDGE | Decatur | 9043650 | 1 | [5 empty] | Removed from Ground | Empty | 500 | Marked Unknown | 1999-11-15 | 1999-11-15 | Not Marked | Suction (American)
LARRY WILKINSON | 1129 E SHOTWELL ST | BAINBRIDGE | Decatur | 9043670 | 2 | [5 empty] | Removed from Ground | Gas (Historical Use) | 250 | Bare Steel | 2001-08-10 | 2001-08-10 | Unknown
SUNSTOP #425 | 525 W SHOTWELL ST | BAINBRIDGE | Decatur | 9043643 | 2 | Flapper Valve | 1998-12-07 | FALSE | 1998-12-07 | FALSE | Currently in Use | E-0 | 8000 | Galvanic (STIP-3) | 1992-03-01 |  | Fiberglass Reinforced Plastic | Pressurized
DOWNTOWN FOODS | 241 S WEST ST | BAINBRIDGE | Decatur | 430138 | 3 | [5 empty] | Removed from Ground | Gas (Historical Use) | 4000 | Bare Steel | 1966-05-13 | 1991-08-01 | Galvanized Steel
BAINBRIGE STATE DOCKS | SPRING CREEK RD | BAINBRIDGE | Decatur | 9043665 | 1 | [5 empty] | Removed from Ground | Gas (Historical Use) | 500 | Bare Steel | 2000-04-12 | 2000-04-12 | Bare Steel
Circle K 2723892 | 2011 E SHOTWELL ST | BAINBRIDGE | Decatur | 9043660 | 2 | Flapper Valve | 1998-04-01 | FALSE | 1998-04-01 | FALSE | Currently in Use | Premium | 8000 | Composite | 1998-03-01 |  | Double-Walled Flex | Pressurized
SUNSTOP #425 | 525 W SHOTWELL ST | BAINBRIDGE | Decatur | 9043643 | 3 | Flapper Valve | 1998-12-07 | FALSE | 1998-12-07 | FALSE | Currently in Use | Regular | 8000 | Galvanic (STIP-3) | 1992-03-01 |  | Fiberglass Reinforced Plastic | Pressurized
ATTAPULGUS GROCERY & HARDWARE IN | HWY 27 & GRIFFIN | ATTAPULGUS | Decatur | 9043645 | REG | [5 empty] | Removed from Ground | Gas (Historical Use) | 2000 | Marked Unknown | 1998-12-14 | 1998-12-14 | Galvanized Steel | Suction (American)
LARRY WILKINSON | 1129 E SHOTWELL ST | BAINBRIDGE | Decatur | 9043670 | 1 | [5 empty] | Removed from Ground | Gas (Historical Use) | 250 | Bare Steel | 2001-08-10 | 2001-08-10 | Unknown
MOUNTAIN FARMS/OK #126 | 5616 REDAN RD | STONE MOUNTAIN | DeKalb | 442008 | 3 | Flapper Valve | 1987-11-04 | FALSE | 1987-11-04 | FALSE | Currently in Use | Diesel | 8000 | Composite | 1987-11-04 |  | Fiberglass Reinforced Plastic | Pressurized
CHEVRON 40747 | 410 S STONE MTN LITHONIA RD | STONE MOUNTAIN | DeKalb | 4440829 | 3 | Ball Float | 1993-06-24 | TRUE | 1993-06-24 | TRUE | Currently in Use | Premium | 8775 | Fiberglass | 1984-01-01 |  | Fiberglass Reinforced Plastic | Pressurized
HIDDEN HILLS MAINTENANCE SHOP | 5001 BIFFLE RD | STONE MOUNTAIN | DeKalb | 4440337 | 1 | [5 empty] | Removed from Ground | Gas (Historical Use) | 3000 | Cathodically Protected Steel | 1954-12-31 | 1991-06-01 | Galvanized Steel
BASKET BAKERY & GARDEN CAFE | 6655 MEMORIAL DR | STONE MOUNTAIN | DeKalb | 9044280 | 2 | [5 empty] | Closed in Ground | Gas (Historical Use) | 3000 | Bare Steel |  | 1899-12-31 | Bare Steel
STONE MOUNTAIN FOOD MART | 301 N STONE MOUNTAIN LITHONIA RD | STONE MOUNTAIN | DeKalb | 670057 | 2 | Flapper Valve | 1994-06-22 |  | 1994-06-22 |  | Currently in Use | Gas (Historical Use) | 10000 | Steel-Impressed Current | 1983-04-01 |  | Steel (Impressed Current) | Pressurized
STONE MOUNTAIN FOOD MART | 301 N STONE MOUNTAIN LITHONIA RD | STONE MOUNTAIN | DeKalb | 670057 | 3 | Flapper Valve | 1994-06-22 |  | 1994-06-22 |  | Currently in Use | Gas (Historical Use) | 10000 | Steel-Impressed Current | 1983-04-01 |  | Steel (Impressed Current) | Pressurized
CHEVRON 40747 | 410 S STONE MTN LITHONIA RD | STONE MOUNTAIN | DeKalb | 4440829 | 1 | Flapper Valve | 1993-06-24 | TRUE | 1993-06-24 | TRUE | Currently in Use | Diesel | 8775 | Fiberglass | 1984-01-01 |  | Double-Walled Fiberglass | Pressurized
REDAN BP | 4794 REDAN RD | STONE MOUNTAIN | DeKalb | 4440422 | 1 | [5 empty] | Removed from Ground | Gas (Historical Use) | 6000 | Bare Steel | 1976-04-21 | 1991-01-01 | Galvanized Steel | Pressurized
REDAN BP | 4794 REDAN RD | STONE MOUNTAIN | DeKalb | 4440422 | 7 |  | 1991-01-01 |  | 1991-01-01 |  | Removed from Ground | Gas (Historical Use) | 12000 | Cathodically Protected Steel | 1991-01-01 | 1997-06-16 | Fiberglass Reinforced Plastic | Pressurized
JIFFY LUBE #427 | 1247 S HAIRSTON RD | STONE MOUNTAIN | DeKalb | 9044206 | 3 | [5 empty] | Removed from Ground | Other | 4000 | Marked Unknown | 1986-01-01 | 1899-12-31 | Unknown
FORMER HOGAN'S | 4533 ROCKBRIDGE RD | STONE MOUNTAIN | DeKalb | 10000276 | T3 |  |  | FALSE |  | FALSE | Removed from Ground | Gas (Historical Use) | 6000 | Unknown | 2002-10-23 | 2002-10-23
REDAN BP | 4794 REDAN RD | STONE MOUNTAIN | DeKalb | 4440422 | 9 | Ball Float | 1997-09-01 | FALSE | 1997-09-01 | FALSE | Currently in Use | Premium | 12000 | Fiberglass Double Walled | 1997-09-01 |  | Double-Walled Flex | Pressurized
REDAN BP | 4794 REDAN RD | STONE MOUNTAIN | DeKalb | 4440422 | 8 | Ball Float | 1997-09-01 | FALSE | 1997-09-01 | FALSE | Currently in Use | Regular | 12000 | Fiberglass Double Walled | 1997-09-01 |  | Double-Walled Flex | Pressurized
REDAN BP | 4794 REDAN RD | STONE MOUNTAIN | DeKalb | 4440422 | 6 |  | 1991-01-01 |  | 1991-01-01 |  | Removed from Ground | Gas (Historical Use) | 12000 | Cathodically Protected Steel | 1991-01-01 | 1997-06-16 | Fiberglass Reinforced Plastic | Pressurized
JIFFY LUBE #427 | 1247 S HAIRSTON RD | STONE MOUNTAIN | DeKalb | 9044206 | 2 |  |  | TRUE |  | TRUE | Removed from Ground | Used Oil | 4000 | Marked Unknown | 1986-01-01 | 1899-12-31 | Unknown
KROGER GA 447 | 965 N HAIRSTON RD | STONE MOUNTAIN | DeKalb | 10000823 | 1B | Ball Float | 2004-12-10 | FALSE | 2004-12-10 | FALSE | Removed from Ground | Diesel | 8000 | Fiberglass Double Walled | 2004-11-29 | 2018-01-31 | Double-Walled Flex | Pressurized
HIDDEN HILLS MAINTENANCE SHOP | 5001 BIFFLE RD | STONE MOUNTAIN | DeKalb | 4440337 | 4 | [5 empty] | Removed from Ground | Gas (Historical Use) | 1000 | Not Marked/Unknown | 1991-06-01 | 1991-06-01 | Not Marked
REDAN BP | 4794 REDAN RD | STONE MOUNTAIN | DeKalb | 4440422 | 4 | [5 empty] | Removed from Ground | Gas (Historical Use) | 6000 | Bare Steel | 1976-04-21 | 1991-01-01 | Galvanized Steel | Pressurized
REDAN BP | 4794 REDAN RD | STONE MOUNTAIN | DeKalb | 4440422 | 5 |  | 1991-01-01 |  | 1991-01-01 |  | Removed from Ground | Gas (Historical Use) | 12000 | Cathodically Protected Steel | 1991-01-01 | 1997-06-16 | Fiberglass Reinforced Plastic | Pressurized
STONE MOUNTAIN FOOD MART | 301 N STONE MOUNTAIN LITHONIA RD | STONE MOUNTAIN | DeKalb | 670057 | 1 | Ball Float | 1994-06-22 | FALSE | 1994-06-22 | FALSE | Temporarily out of use | Diesel | 4009 | Steel-Impressed Current | 1983-04-01 |  | Steel (Impressed Current) | Pressurized
BIG H FOOD STORE #35 | 1241 PANOLA RD | STONE MOUNTAIN | DeKalb | 9044137 | 1 | Ball Float | 1998-11-01 | FALSE | 1998-11-01 | FALSE | Currently in Use | Regular | 10000 | Galvanic (STIP-3) | 1985-01-01 |  | Fiberglass Reinforced Plastic | Pressurized
FORMER HOGAN'S | 4533 ROCKBRIDGE RD | STONE MOUNTAIN | DeKalb | 10000276 | T2 |  |  | FALSE |  | FALSE | Removed from Ground | Gas (Historical Use) | 6000 | Unknown | 2002-10-23 | 2002-10-23
FORMER HOGAN'S | 4533 ROCKBRIDGE RD | STONE MOUNTAIN | DeKalb | 10000276 | T5 |  |  | FALSE |  | FALSE | Removed from Ground | Used Oil | 300 | Unknown | 2002-10-23 | 2002-10-23
KROGER GA 447 | 965 N HAIRSTON RD | STONE MOUNTAIN | DeKalb | 10000823 | 1 | Ball Float | 2004-12-10 | FALSE | 2004-12-10 | FALSE | Removed from Ground | Gas (Historical Use) | 20000 | Fiberglass Double Walled | 2004-11-29 | 2018-01-31 | Double-Walled Flex | Pressurized
CHEVRON 40747 | 410 S STONE MTN LITHONIA RD | STONE MOUNTAIN | DeKalb | 4440829 | 2 | Ball Float | 1993-06-24 | TRUE | 1993-06-24 | TRUE | Currently in Use | Regular | 8775 | Fiberglass | 1984-01-01 |  | Double-Walled Fiberglass | Pressurized
REDAN BP | 4794 REDAN RD | STONE MOUNTAIN | DeKalb | 4440422 | 3 | [5 empty] | Removed from Ground | Gas (Historical Use) | 6000 | Bare Steel | 1976-04-21 | 1991-01-01 | Galvanized Steel | Pressurized
JIFFY LUBE #427 | 1247 S HAIRSTON RD | STONE MOUNTAIN | DeKalb | 9044206 | 1 | [5 empty] | Removed from Ground | Other | 4000 | Marked Unknown | 1986-01-01 | 1899-12-31 | Unknown
BIG H FOOD STORE #35 | 1241 PANOLA RD | STONE MOUNTAIN | DeKalb | 9044137 | 4 | Flapper Valve | 1998-11-01 | FALSE | 1998-11-01 | FALSE | Currently in Use | Kerosene | 4000 | Galvanic (STIP-3) | 1985-01-01 |  | Fiberglass Reinforced Plastic | Pressurized
T&B - SCOTTDALE CONTRACTORS INC | 411 NORTH CLARENDON AVE | SCOTTDALE | DeKalb | 9044066 | 1 | [5 empty] | Removed from Ground | Diesel | 10000 | Bare Steel | 1979-01-01 | 1899-12-31 | Galvanized Steel
MALLORY & EVANS INC | 646 KENTUCKY ST | SCOTTDALE | DeKalb | 440561 | 1 | [5 empty] | Removed from Ground | Gas (Historical Use) | 4000 | Bare Steel | 1972-01-05 | 1992-12-18 | Galvanized Steel
A S TURNER & SONS | 2773 N DECATUR RD | DECATUR | DeKalb | 440563 | 3 | Flapper Valve | 1990-07-25 | FALSE | 1990-07-25 | FALSE | Currently in Use | Regular | 1500 | Galvanic (STIP-3) | 1990-06-18 |  | Fiberglass Reinforced Plastic | Suction (American)
LGL ENTERPRISES | 2265 BRANNEN RD SE | ATLANTA | DeKalb | 9044219 | 5 | [5 empty] | Removed from Ground | Gas (Historical Use) | 4000 | Bare Steel | 1965-01-01 | 1899-12-31 | Cathodically Protected | Safe Suction (Euro)
GEORGIA DUCK AND CORDAGE MILL | 21 LAREDO DR | SCOTTDALE | DeKalb | 9044335 | 3 |  |  | FALSE |  | FALSE | Removed from Ground | Diesel | 5000 | Unknown | 2007-05-25 | 2007-07-09
MALLORY & EVANS INC | 646 KENTUCKY ST | SCOTTDALE | DeKalb | 440561 | 5 | [5 empty] | Removed from Ground | Diesel | 2000 | Bare Steel | 1973-01-04 | 1992-12-18 | Galvanized Steel
CITGO FOOD MART | 3580 N DECATUR RD | SCOTTDALE | DeKalb | 9000232 | 3 | Ball Float | 1998-04-01 |  | 1998-04-01 |  | Currently in Use | Gas (Historical Use) | 8000 | Steel-Impressed Current | 1973-02-06 |  | Fiberglass Reinforced Plastic | Pressurized
RUTLAND CONTRACTING CO | 2920 NORTH DECATUR RD | DECATUR | DeKalb | 9044296 | 1 | Flapper Valve | 1998-07-01 | FALSE | 1998-07-01 | FALSE | Removed from Ground | Regular | 20000 | Galvanic (STIP-3) | 1986-11-11 |  | Galvanized Steel | Pressurized
DIAGNOSTIC AUTO MAINT | 1314 GLENWOOD AVE | ATLANTA | DeKalb | 9044500 | 3 |  |  | FALSE |  | FALSE | Removed from Ground | Used Oil | 1000 | Bare Steel | 2002-02-25 | 2002-02-25 | Unknown | Gravity Fed
SHELL FOOD MART | 1420 CUSTER AVENUE | ATLANTA | DeKalb | 9044497 | A |  |  | FALSE |  | FALSE | Removed from Ground | Gas (Historical Use) | 5000 | Epoxy | 1999-10-01 | 1999-10-01 | Galvanized Steel | Pressurized
EXXON FOOD MART | 2701 BOULDERCREST RD SE | ATLANTA | DeKalb | 9044524 | 3 | Ball Float | 2001-10-15 | FALSE | 2001-10-15 | FALSE | Currently in Use | Diesel | 8000 | Composite | 2001-10-09 |  | Fiberglass Reinforced Plastic | Pressurized
EXXON FOOD MART | 2701 BOULDERCREST RD SE | ATLANTA | DeKalb | 9044524 | 3 | Ball Float | 2001-10-15 | FALSE | 2001-10-15 | FALSE | Currently in Use | Diesel | 8000 | Composite | 2001-10-09 |  | Fiberglass Reinforced Plastic | Pressurized
SHELL FOOD MART | 2680 BOULDERCREST RD | ATLANTA | DeKalb | 4440178 | 4 | [5 empty] | Removed from Ground | Gas (Historical Use) | 12000 | Bare Steel | 1980-03-10 | 1991-07-09 | Galvanized Steel
T&B - SCOTTDALE CONTRACTORS INC | 411 NORTH CLARENDON AVE | SCOTTDALE | DeKalb | 9044066 | 3 | [5 empty] | Removed from Ground | Gas (Historical Use) | 6000 | Bare Steel | 1979-01-01 | 1899-12-31 | Galvanized Steel
JOSEPH C GARGIULO | 481 NORTH CLARENDON AVE | SCOTTDALE | DeKalb | 9044057 | 2 | [5 empty] | Removed from Ground | Empty | 1000 | Bare Steel | 1965-01-01 | 1989-11-10 | Galvanized Steel
RUTLAND CONTRACTING CO | 2920 NORTH DECATUR RD | DECATUR | DeKalb | 9044296 | 2 | Flapper Valve | 1998-07-01 | FALSE | 1998-07-01 | FALSE | Removed from Ground | Diesel | 20000 | Galvanic (STIP-3) | 1986-11-11 |  | Galvanized Steel | Pressurized
LGL ENTERPRISES | 2265 BRANNEN RD SE | ATLANTA | DeKalb | 9044219 | 2 |  |  | TRUE |  | TRUE | Removed from Ground | Used Oil | 550 | Marked Unknown | 1993-05-27 | 1993-05-27 | Unknown
SCHNEIDER NATIONAL CARRIERS INC | 3300 INTERNATIONAL PARK DR | ATLANTA | DeKalb | 9044385 | 3 | Overfill Alarm | 1995-05-20 | FALSE | 1995-05-20 | FALSE | Removed from Ground | Diesel | 20000 | Fiberglass Double Walled | 1995-05-20 |  | Double-Walled Fiberglass | Pressurized
CHEVRON FOOD MART | 2691 BOULDERCREST ROAD | ATLANTA | DeKalb | 9044456 | 1 | Ball Float | 1994-06-01 | FALSE | 1994-06-01 | FALSE | Temporarily out of use | Regular | 10000 | Fiberglass | 1994-06-01 |  | Fiberglass Reinforced Plastic | Pressurized
INTRECHMENT CREEK POLLUTION CONT | 1510 KEY RD | ATLANTA | DeKalb | 9044503 | 1 | [5 empty] | Removed from Ground | Gas (Historical Use) | 8000 | Bare Steel | 1998-11-01 | 1998-11-01 | Galvanized Steel
POLAR BOY INC | 878 MEMORIAL DR S E | ATLANTA | DeKalb | 4440453 | 1 | [5 empty] | Removed from Ground | Gas (Historical Use) | 1000 | Bare Steel | 1962-04-01 | 1988-08-12 | Galvanized Steel
TEMPERATURE CONTROLLED CARRIAGE | 1920 MORELAND AVE | ATLANTA | DeKalb | 4440510 | 2 | [5 empty] | Removed from Ground | Other | 10000 | Bare Steel | 1991-01-01 | 1991-01-01 | Unknown
TEMPERATURE CONTROLLED CARRIAGE | 1920 MORELAND AVE | ATLANTA | DeKalb | 4440510 | 8 |  |  | TRUE |  | TRUE | Removed from Ground | Used Oil | 1000 | Cathodically Protected Steel | 1987-01-01 | 1995-11-27 | Unknown
SHELL FOOD MART | 2680 BOULDERCREST RD | ATLANTA | DeKalb | 4440178 | 7 | Ball Float | 2002-07-01 | FALSE | 2002-07-01 | FALSE | Currently in Use | Premium | 10000 | Epoxy | 2002-07-01 |  | Double-Walled Flex | Pressurized
SHELL FOOD MART | 2680 BOULDERCREST RD | ATLANTA | DeKalb | 4440178 | 1 | [5 empty] | Removed from Ground | Diesel | 12000 | Bare Steel | 1980-03-10 | 1991-07-09 | Galvanized Steel
RLF IV Bouldercrest SPE - RMDS TERMINAL/TSC EXPRESS CO | 2704 BOULDERCREST RD SE | ATLANTA | DeKalb | 4440722 | 9 | Ball Float | 1991-06-15 | FALSE | 1991-06-15 | FALSE | Closed in Ground | Diesel | 20000 | Fiberglass | 1991-01-01 |  | Fiberglass Reinforced Plastic
RLF IV Bouldercrest SPE - RMDS TERMINAL/TSC EXPRESS CO | 2704 BOULDERCREST RD SE | ATLANTA | DeKalb | 4440722 | 6 | [5 empty] | Removed from Ground | Other | 2000 | Bare Steel | 1984-01-28 | 1998-10-01 | Galvanized Steel
CHEVRON | 3384 E PONCE DE LEON AVE | SCOTTDALE | DeKalb | 9000131 | G-1 | Ball Float | 1992-12-12 | FALSE | 1992-12-12 | FALSE | Currently in Use | Premium | 10000 | Epoxy | 1992-11-17 |  | Fiberglass Reinforced Plastic | Pressurized
DECATUR CHRYSLER PLYMOUTH/FORMER | 1744 SCOTT BLVD | DECATUR | DeKalb | 4440334 | 1 |  |  | TRUE |  | TRUE | Removed from Ground | Used Oil | 500 | Bare Steel |  | 1899-12-31 | Galvanized Steel
CHEVRON | 3384 E PONCE DE LEON AVE | SCOTTDALE | DeKalb | 9000131 | S-1 | Ball Float | 1992-12-12 | FALSE | 1992-12-12 | FALSE | Currently in Use | Diesel | 10000 | Epoxy | 1992-11-17 |  | Fiberglass Reinforced Plastic | Pressurized
CHARLES R MOON | 1801 BRAEBURN CIRCLE SE | ATLANTA | DeKalb | 9044283 | 1 | [5 empty] | Removed from Ground | Diesel | 3000 | Marked Unknown | 1975-05-14 | 2005-09-08 | Galvanized Steel | Suction (American)
CAN NUYGEN/B&W CONVENIENCE STORE | 1323 GLENWOOD AVE | ATLANTA | DeKalb | 9044200 | 4 | [5 empty] | Removed from Ground | Gas (Historical Use) | 5000 | Marked Unknown | 2002-09-05 | 2002-09-05 | Unknown
SHELL FOOD MART | 1420 CUSTER AVENUE | ATLANTA | DeKalb | 9044497 | B |  |  | FALSE |  | FALSE | Removed from Ground | Gas (Historical Use) | 5000 | Epoxy | 1999-10-01 | 1999-10-01 | Galvanized Steel | Pressurized
CENTRAL TRUCK LINES INC | 1952 MORELAND AVE S E | ATLANTA | DeKalb | 4440419 | 5 | [5 empty] | Removed from Ground | Diesel | 20000 | Bare Steel | 1973-04-28 | 1988-08-17 | Galvanized Steel
RLF IV Bouldercrest SPE - RMDS TERMINAL/TSC EXPRESS CO | 2704 BOULDERCREST RD SE | ATLANTA | DeKalb | 4440722 | 2 | [5 empty] | Removed from Ground | Gas (Historical Use) | 12000 | Bare Steel | 1984-01-28 | 1990-09-25 | Bare Steel
KROGER 354 | 1232 S HAIRSTON RD | STONE MOUNTAIN | DeKalb | 10001950 | 2B | Overfill Alarm | 2010-12-15 | FALSE | 2010-12-15 | FALSE | Currently in Use | Premium | 8000 | Fiberglass Double Walled | 2010-11-19 |  | Double-Walled Flex | Pressurized
CHEVRON 40747 | 410 S STONE MTN LITHONIA RD | STONE MOUNTAIN | DeKalb | 4440829 | 4 |  | 1993-06-24 | TRUE | 1993-06-24 | TRUE | Currently in Use | Used Oil | 1000 | Fiberglass | 1984-01-01 |  | Fiberglass Reinforced Plastic | Gravity Fed
MALLORY & EVANS INC | 646 KENTUCKY ST | SCOTTDALE | DeKalb | 440561 | DEISEL | Overfill Alarm | 1992-12-02 |  | 1992-12-02 |  | Currently in Use | Diesel | 2500 | Fiberglass | 1992-12-02 |  | Double-Walled Fiberglass | Safe Suction (Euro)
MALLORY & EVANS INC | 646 KENTUCKY ST | SCOTTDALE | DeKalb | 440561 | 4 | [5 empty] | Removed from Ground | Gas (Historical Use) | 2000 | Bare Steel | 1973-01-04 | 1992-12-18 | Galvanized Steel
UNITED MISSIONARY BAPTIST CHURCH | 2915 BOULDERCREST RD | ATLANTA | DeKalb | 9044166 | 3 | [5 empty] | Removed from Ground | Empty | 4000 | Not Marked/Unknown |  | 1899-12-31 | Not Marked
Glenwood Food Mart | 2315 GLENWOOD AVE SE | ATLANTA | DeKalb | 9044144 | 2 | Ball Float | 1991-01-19 | FALSE | 1991-01-19 | FALSE | Currently in Use | Premium | 10000 | Fiberglass | 1991-01-19 |  | Fiberglass Reinforced Plastic | Pressurized
GLENWOOD CENTER INC | 1865 GLENWOOD AVE | ATLANTA | DeKalb | 9044495 | 2 | Flapper Valve | 1999-06-08 | FALSE | 1999-06-08 | FALSE | Currently in Use | Plus | 12000 | Epoxy | 1999-01-01 |  | Fiberglass Reinforced Plastic | Pressurized
A & B DISCOUNT | 1278 CUSTER AVE | ATLANTA | DeKalb | 9044486 | 3 | Ball Float | 1998-12-22 | FALSE | 1998-12-22 | FALSE | Currently in Use | Diesel | 7896 | Steel-Impressed Current | 1968-01-01 |  | Fiberglass Reinforced Plastic | Pressurized
MARATHON FOOD MART | 2588 GRESHAM RD SE | ATLANTA | DeKalb | 9044522 | 2 | Flapper Valve | 2001-10-08 | FALSE | 2001-10-08 | FALSE | Currently in Use | Premium | 10000 | Fiberglass | 2001-05-01 |  | Fiberglass Reinforced Plastic | Pressurized
CENTRAL TRUCK LINES INC | 1952 MORELAND AVE S E | ATLANTA | DeKalb | 4440419 | 2 | [5 empty] | Removed from Ground | Diesel | 4000 | Bare Steel | 1955-04-29 | 1988-08-17 | Galvanized Steel
CENTRAL TRUCK LINES INC | 1952 MORELAND AVE S E | ATLANTA | DeKalb | 4440419 | 8 | [5 empty] | Removed from Ground | Other | 1500 | Bare Steel | 1955-04-29 | 1988-08-17 | Galvanized Steel
TEMPERATURE CONTROLLED CARRIAGE | 1920 MORELAND AVE | ATLANTA | DeKalb | 4440510 | 6 | [5 empty] | Removed from Ground | Diesel | 12000 | Cathodically Protected Steel | 1987-01-01 | 1995-11-27 | Unknown
DEKALB CO/FIRE STATION #10 | 1686 CONSTITUTION RD | ATLANTA | DeKalb | 4440264 | F602388 | [5 empty] | Removed from Ground | Diesel | 500 | Bare Steel | 1974-05-12 | 1992-09-09 | Galvanized Steel | Suction (American)
GOLDEN EAGLE FOOD AND GAS INC | 2345 FLAT SHOALS RD SE | ATLANTA | DeKalb | 4440003 | 2 | Ball Float | 1999-10-01 | FALSE | 1999-10-01 | FALSE | Currently in Use | Premium | 3000 | Steel-Impressed Current | 1961-04-25 |  | Double-Walled Fiberglass | Pressurized
SHELL FOOD MART | 2680 BOULDERCREST RD | ATLANTA | DeKalb | 4440178 | 5 | [5 empty] | Removed from Ground | Kerosene | 4000 | Bare Steel | 1984-01-01 | 1991-07-09 | Galvanized Steel
LAKSHITA INC aka Former Amoco Service Station #00221 | 1981 FLAT SHOALS RD | ATLANTA | DeKalb | 4440792 | 4 | Ball Float | 1990-12-01 | FALSE | 1990-12-01 | FALSE | Currently in Use | Diesel | 10000 | Fiberglass | 2001-09-04 |  | Double-Walled Fiberglass | Pressurized
LADHANI INC | 356 MORELAND AVE SE | ATLANTA | DeKalb | 4440662 | 2 | Ball Float | 1995-08-20 | FALSE | 1995-08-20 | FALSE | Currently in Use | Premium | 10000 | Steel-Impressed Current | 1968-05-06 |  | Fiberglass Reinforced Plastic | Pressurized
TEXACO FOOD MART | 2510 GRESHAM RD | ATLANTA | DeKalb | 4440528 | 1 | [5 empty] | Removed from Ground | Gas (Historical Use) | 8000 | Composite | 1982-04-07 | 1991-12-17 | Fiberglass Reinforced Plastic | Pressurized
TEXACO FOOD MART | 2510 GRESHAM RD | ATLANTA | DeKalb | 4440528 | 7 |  | 1995-09-08 |  | 1995-09-08 |  | Currently in Use | Gas (Historical Use) | 10000 | Fiberglass | 1995-09-08 |  | Fiberglass Reinforced Plastic | Pressurized
BUDDYS #21 | 1181 MCPHERSON AVE SE | ATLANTA | DeKalb | 9044103 | 2 | Ball Float | 1998-03-14 | FALSE | 1998-03-14 | TRUE | Currently in Use | Plus | 10000 | Galvanic (STIP-3) | 1989-03-14 |  | Fiberglass Reinforced Plastic | Pressurized
KROGER CO BOULDERCREST | 3475 INTERNATIONAL PARK DR | ATLANTA | DeKalb | 4440116 | 1 | Ball Float | 1992-09-10 |  | 1992-09-10 |  | Removed from Ground | Diesel | 12000 | Fiberglass | 1984-12-10 | 2016-07-07 | Fiberglass Reinforced Plastic | Pressurized
METRO STATE PRISON | 1301 CONSTITUTION RD | ATLANTA | DeKalb | 440567 | 2 | [5 empty] | Removed from Ground | Diesel | 1003 | Bare Steel | 1979-01-03 | 1998-09-15 | Bare Steel
MALLORY & EVANS INC | 646 KENTUCKY ST | SCOTTDALE | DeKalb | 440561 | 2 | [5 empty] | Removed from Ground | Gas (Historical Use) | 4000 | Bare Steel | 1973-01-04 | 1992-12-18 | Galvanized Steel
ATLANTA WAREHOUSE | 224 RIO CIRCLE | DECATUR | DeKalb | 4440750 | G-1 | [5 empty] | Removed from Ground | Gas (Historical Use) | 8000 | Bare Steel | 1974-04-10 | 1986-12-01 | Unknown
UNITED MISSIONARY BAPTIST CHURCH | 2915 BOULDERCREST RD | ATLANTA | DeKalb | 9044166 | 4 | [5 empty] | Removed from Ground | Empty | 4000 | Not Marked/Unknown |  | 1899-12-31 | Not Marked
CAN NUYGEN/B&W CONVENIENCE STORE | 1323 GLENWOOD AVE | ATLANTA | DeKalb | 9044200 | 1 | [5 empty] | Removed from Ground | Gas (Historical Use) | 5000 | Marked Unknown | 2002-09-05 | 2002-09-05 | Unknown
REDAN BP | 4794 REDAN RD | STONE MOUNTAIN | DeKalb | 4440422 | 10 | Ball Float | 1997-09-01 | FALSE | 1997-09-01 | FALSE | Currently in Use | Diesel | 12000 | Fiberglass Double Walled | 1997-09-01 |  | Double-Walled Flex | Pressurized
BIG H FOOD STORE #35 | 1241 PANOLA RD | STONE MOUNTAIN | DeKalb | 9044137 | 2 | Ball Float | 1998-11-01 | FALSE | 1998-11-01 | FALSE | Currently in Use | Plus | 10000 | Galvanic (STIP-3) | 1985-01-01 |  | Fiberglass Reinforced Plastic | Pressurized
RLF IV Bouldercrest SPE - RMDS TERMINAL/TSC EXPRESS CO | 2704 BOULDERCREST RD SE | ATLANTA | DeKalb | 4440722 | 8 |  |  | TRUE |  | TRUE | Removed from Ground | Used Oil | 400 | Bare Steel | 1984-01-28 | 1998-10-23 | Bare Steel
TEXACO FOOD MART | 2510 GRESHAM RD | ATLANTA | DeKalb | 4440528 | 8 |  | 2001-08-07 | FALSE | 2001-08-07 | FALSE | Currently in Use | Diesel | 4000 | Fiberglass | 2001-08-07 |  | Fiberglass Reinforced Plastic | Pressurized
TEXACO FOOD MART | 2510 GRESHAM RD | ATLANTA | DeKalb | 4440528 | 6 |  | 1995-09-08 |  | 1995-09-08 |  | Currently in Use | Gas (Historical Use) | 10000 | Fiberglass | 1995-09-08 |  | Fiberglass Reinforced Plastic | Pressurized
GOLDEN EAGLE FOOD AND GAS INC | 2345 FLAT SHOALS RD SE | ATLANTA | DeKalb | 4440003 | 5 | Ball Float | 1999-10-01 | FALSE | 1999-10-01 | FALSE | Currently in Use | Regular | 10000 | Steel-Impressed Current | 1961-04-25 |  | Double-Walled Fiberglass | Pressurized
UNOCAL SVC STA | 2612 BOULDERCREST RD SE | ATLANTA | DeKalb | 601188 | 1 | [5 empty] | Removed from Ground | Gas (Historical Use) | 10000 | Bare Steel | 1969-04-21 | 1990-06-25 | Galvanized Steel
BOULDERCREST TEXACO | 2710 BOULDERCREST RD STE B | ATLANTA | DeKalb | 10000957 | 1 | Ball Float | 2005-04-01 | FALSE | 2005-04-01 | FALSE | Currently in Use | Regular | 12000 | Epoxy | 2005-04-01 |  | Fiberglass Reinforced Plastic | Pressurized
Y & J LIQUOR STORE | 2485 GRESHAM RD | ATLANTA | DeKalb | 10000683 | 1 |  |  | FALSE |  | FALSE | Closed in Ground | Not Marked | 0 | Unknown |  | 1899-12-31 | Unknown
550 FLAT SHOALS, LLC | 550 FLAT SHOALS AVE SE | ATLANTA | DeKalb | 10002003 | 1 |  |  | FALSE |  | FALSE | Removed from Ground | Gas (Historical Use) | 4000 | Bare Steel | 1941-01-01 | 2000-01-01
REDAN BP | 4794 REDAN RD | STONE MOUNTAIN | DeKalb | 4440422 | 2 | [5 empty] | Removed from Ground | Gas (Historical Use) | 6000 | Bare Steel | 1976-04-21 | 1991-01-01 | Galvanized Steel | Pressurized
SUSAN SIMPSON | 1684 SOUTH HAIRSTON ROAD | STONE MOUNTAIN | DeKalb | 9044377 | 1 | [5 empty] | Removed from Ground | Gas (Historical Use) | 500 | Not Marked/Unknown | 1996-01-01 | 1996-01-01 | Not Marked
STONE MOUNTAIN CAR CARE | 4879 REDAN RD | STONE MOUNTAIN | DeKalb | 9044007 | 1 |  |  | TRUE |  | TRUE | Removed from Ground | Used Oil | 550 | Not Marked/Unknown | 1988-07-01 | 1995-06-27 | Not Marked
CITGO FOOD MART | 1988 FLAT SHOALS RD | ATLANTA | DeKalb | 9044050 | 2 | Ball Float | 1999-03-01 | FALSE | 1999-03-01 | FALSE | Currently in Use | Gas (Historical Use) | 10000 | Steel-Impressed Current | 1979-01-01 |  | Fiberglass Reinforced Plastic | Pressurized
Intown Market | 1176 MEMORIAL DR | ATLANTA | DeKalb | 600828 | 1 | [5 empty] | Removed from Ground | Gas (Historical Use) | 0 | Bare Steel | 1987-01-01 | 1987-01-01 | Galvanized Steel
PILOT TRAVEL CENTER #331 | 2605 BOULDERCREST RD | ATLANTA | DeKalb | 9000293 | 2 | [5 empty] | Removed from Ground | Gas (Historical Use) | 12000 | Fiberglass | 1976-02-03 | 1993-08-10 | Fiberglass Reinforced Plastic | Pressurized
PILOT TRAVEL CENTER #331 | 2605 BOULDERCREST RD | ATLANTA | DeKalb | 9000293 | 8 | Flapper Valve | 1997-12-01 | FALSE | 1994-12-01 | FALSE | Currently in Use | Gas (Historical Use) | 10000 | Fiberglass | 1994-12-19 |  | Double-Walled Fiberglass | Pressurized
550 FLAT SHOALS, LLC | 550 FLAT SHOALS AVE SE | ATLANTA | DeKalb | 10002003 | 2 |  |  | FALSE |  | FALSE | Removed from Ground | Gas (Historical Use) | 2500 | Bare Steel | 1941-01-01 | 2000-01-01
COSTCO GASOLINE | 510 BROOKHAVEN AVE | ATLANTA | DeKalb | 10002198 | 3 | Overfill Alarm | 2013-02-21 | FALSE | 2013-02-21 | FALSE | Currently in Use | Premium | 30000 | Fiberglass Double Walled | 2013-02-21 |  | Double-Walled Fiberglass | Pressurized
BROOKHAVEN BROTHERS LLC | 4234 PEACHTREE RD | ATLANTA | DeKalb | 9000303 | 1 | [5 empty] | Removed from Ground | Gas (Historical Use) | 8000 | Bare Steel | 1975-02-18 | 1995-10-01 | Galvanized Steel | Pressurized
BROOKHAVEN BROTHERS LLC | 4234 PEACHTREE RD | ATLANTA | DeKalb | 9000303 | 4 | Ball Float | 1995-11-15 | FALSE | 1995-11-15 | FALSE | Currently in Use | Gas (Historical Use) | 12000 | Epoxy | 1995-11-15 |  | Flex | Pressurized
BROOKHAVEN FINA | 3901 PEACHTREE RD & COLONIAL | ATLANTA | DeKalb | 601028 | 8 | [5 empty] | Removed from Ground | Gas (Historical Use) | 6000 | Fiberglass | 1990-02-14 | 1998-06-10 | Fiberglass Reinforced Plastic | Pressurized
BROOKHAVEN FINA | 3901 PEACHTREE RD & COLONIAL | ATLANTA | DeKalb | 601028 | 6 |  |  | TRUE |  | TRUE | Removed from Ground | Used Oil | 1000 | Bare Steel | 1959-04-30 | 1899-12-31 | Galvanized Steel
MALLORY & EVANS INC | 646 KENTUCKY ST | SCOTTDALE | DeKalb | 440561 | 3 | [5 empty] | Removed from Ground | Diesel | 2000 | Bare Steel | 1973-01-04 | 1992-12-18 | Galvanized Steel
MALLORY & EVANS INC | 646 KENTUCKY ST | SCOTTDALE | DeKalb | 440561 | RU | Overfill Alarm | 1992-12-02 |  | 1992-12-02 |  | Currently in Use | Gas (Historical Use) | 2500 | Fiberglass | 1992-12-02 |  | Double-Walled Fiberglass | Safe Suction (Euro)
ATLANTA WAREHOUSE | 224 RIO CIRCLE | DECATUR | DeKalb | 4440750 | D-1 | [5 empty] | Removed from Ground | Diesel | 8000 | Bare Steel | 1974-04-10 | 1986-12-01 | Unknown
SCHNEIDER NATIONAL CARRIERS INC | 3300 INTERNATIONAL PARK DR | ATLANTA | DeKalb | 9044385 | 1 | Overfill Alarm | 1995-05-20 | FALSE | 1995-05-20 | FALSE | Removed from Ground | Diesel | 20000 | Fiberglass Double Walled | 1995-05-20 |  | Double-Walled Fiberglass | Pressurized
LADHANI INC | 356 MORELAND AVE SE | ATLANTA | DeKalb | 4440662 | 1 | Ball Float | 1995-08-20 | FALSE | 1995-08-20 | FALSE | Currently in Use | Regular | 10000 | Steel-Impressed Current | 1968-05-06 |  | Fiberglass Reinforced Plastic | Pressurized
TEXACO FOOD MART | 2510 GRESHAM RD | ATLANTA | DeKalb | 4440528 | 3 | [5 empty] | Removed from Ground | Gas (Historical Use) | 10000 | Fiberglass | 1982-04-07 | 1991-12-17 | Fiberglass Reinforced Plastic | Pressurized
SCHNEIDER NATIONAL CARRIERS INC | 3300 INTERNATIONAL PARK DR | ATLANTA | DeKalb | 9044385 | 2 | Overfill Alarm | 1995-05-20 | FALSE | 1998-05-20 | FALSE | Removed from Ground | Diesel | 20000 | Fiberglass Double Walled | 1995-05-20 |  | Double-Walled Fiberglass | Pressurized
A & B DISCOUNT | 1278 CUSTER AVE | ATLANTA | DeKalb | 9044486 | 2 | Ball Float | 1998-12-22 | FALSE | 1998-12-22 | FALSE | Currently in Use | Premium | 7896 | Steel-Impressed Current | 1968-01-01 |  | Fiberglass Reinforced Plastic | Pressurized
CENTRAL TRUCK LINES INC | 1952 MORELAND AVE S E | ATLANTA | DeKalb | 4440419 | 3 | [5 empty] | Removed from Ground | Diesel | 4000 | Bare Steel | 1955-04-29 | 1988-08-17 | Galvanized Steel
TEMPERATURE CONTROLLED CARRIAGE | 1920 MORELAND AVE | ATLANTA | DeKalb | 4440510 | 4 | [5 empty] | Removed from Ground | Gas (Historical Use) | 5000 | Bare Steel | 1991-01-01 | 1991-01-01 | Unknown
FLAT SHOALS SHELL | 2000 FLAT SHOALS RD SE | ATLANTA | DeKalb | 4440559 | 2 | Flapper Valve | 1995-02-01 | FALSE | 1995-02-01 | FALSE | Currently in Use | Regular | 10000 | Galvanic (STIP-3) | 1986-04-24 |  | Fiberglass Reinforced Plastic | Pressurized
BIG H FOOD STORES/TEXACO | 1668 EASTLAND RD | ATLANTA | DeKalb | 600977 | 1 | Flapper Valve | 1998-05-01 | FALSE | 1998-05-01 | FALSE | Currently in Use | Diesel | 5000 | Steel-Impressed Current | 1970-01-05 |  | Fiberglass Reinforced Plastic | Pressurized
BIG H FOOD STORES/TEXACO | 1668 EASTLAND RD | ATLANTA | DeKalb | 600977 | 4 |  |  | TRUE |  | TRUE | Removed from Ground | Used Oil | 550 | Bare Steel | 1970-01-05 | 1979-11-01 | Galvanized Steel
GRESHAM FOOD MART | 2624 GRESHAM RD | ATLANTA | DeKalb | 9000229 | 3 | [5 empty] | Removed from Ground | Gas (Historical Use) | 5000 | Marked Unknown | 1967-02-08 | 1988-07-01 | Unknown
CONTINENTAL TRUCKING CORP/THURST | 1460 MORELAND AVE SE | ATLANTA | DeKalb | 9000259 | 2 |  |  | TRUE |  | TRUE | Removed from Ground | Used Oil | 6000 | Bare Steel | 1969-01-01 | 1899-12-31 | Galvanized Steel
BP FOOD AND GAS | 2510 BOULERCREST RD | ATLANTA | DeKalb | 9060394 | 2 | Flapper Valve | 1989-08-08 | FALSE | 1989-08-08 | FALSE | Currently in Use | Diesel | 10000 | Galvanic (STIP-3) | 1989-08-08 |  | Fiberglass Reinforced Plastic | Pressurized
DEKALB COUNTY FIRE STATION #6 | 2342 FLAT SHOALS ROAD | ATLANTA | DeKalb | 10000506 | N628083 | Ball Float | 2003-12-03 | FALSE | 2003-12-03 | FALSE | Currently in Use | Regular | 1000 | Fiberglass Double Walled | 2003-12-03 |  | Double-Walled Fiberglass | Pressurized
DUNWOODY TEXACO | 2124 JOHNSON FERRY RD | ATLANTA | DeKalb | 442003 | 1 | Ball Float | 1994-06-08 | FALSE | 1994-06-08 | FALSE | Currently in Use | Regular | 10000 | Fiberglass | 1987-11-04 |  | Fiberglass Reinforced Plastic | Pressurized
CITGO FOOD MART | 3580 N DECATUR RD | SCOTTDALE | DeKalb | 9000232 | 2 | Ball Float | 1998-04-01 |  | 1998-04-01 |  | Currently in Use | Gas (Historical Use) | 8000 | Steel-Impressed Current | 1973-02-06 |  | Fiberglass Reinforced Plastic | Pressurized
A S TURNER & SONS | 2773 N DECATUR RD | DECATUR | DeKalb | 440563 | 1 | [5 empty] | Removed from Ground | Gas (Historical Use) | 2000 | Bare Steel | 1967-01-06 | 1990-06-07 | Bare Steel
Glenwood Food Mart | 2315 GLENWOOD AVE SE | ATLANTA | DeKalb | 9044144 | 4 | Ball Float | 1991-01-19 | FALSE | 1991-01-19 | FALSE | Currently in Use | Diesel | 2000 | Fiberglass | 1991-01-19 |  | Fiberglass Reinforced Plastic | Pressurized
Glenwood Food Mart | 2315 GLENWOOD AVE SE | ATLANTA | DeKalb | 9044144 | 1 | Ball Float | 1991-01-19 | FALSE | 1994-01-19 | FALSE | Currently in Use | Regular | 10000 | Fiberglass | 1991-01-19 |  | Fiberglass Reinforced Plastic | Pressurized
TRANSPORT CORPORATION OF AMERICA | 3400 INTERNATIONAL PARK DRIVE SE | ATLANTA | DeKalb | 9044490 | 1 | Ball Float | 1999-04-19 | FALSE | 1999-04-19 | FALSE | Removed from Ground | Diesel | 20000 | Fiberglass Double Walled | 1999-04-15 |  | Double-Walled Flex | Pressurized
MARATHON FOOD MART | 2588 GRESHAM RD SE | ATLANTA | DeKalb | 9044522 | 1 | Flapper Valve | 2001-10-08 | FALSE | 2001-10-08 | FALSE | Currently in Use | Regular | 10000 | Fiberglass | 2001-05-01 |  | Fiberglass Reinforced Plastic | Pressurized
LAKSHITA INC aka Former Amoco Service Station #00221 | 1981 FLAT SHOALS RD | ATLANTA | DeKalb | 4440792 | 1 | Ball Float | 1990-12-01 | FALSE | 1990-12-01 | FALSE | Currently in Use | Regular | 10000 | Fiberglass | 2001-09-04 |  | Double-Walled Fiberglass | Pressurized
TEXACO FOOD MART | 2510 GRESHAM RD | ATLANTA | DeKalb | 4440528 | 2 | [5 empty] | Removed from Ground | Gas (Historical Use) | 10000 | Fiberglass | 1982-04-07 | 1991-12-17 | Fiberglass Reinforced Plastic | Pressurized
KROGER CO BOULDERCREST | 3475 INTERNATIONAL PARK DR | ATLANTA | DeKalb | 4440116 | 5 |  | 1992-09-10 | TRUE | 1992-09-10 | TRUE | Removed from Ground | Used Oil | 1000 | Fiberglass | 1992-09-10 | 2016-07-07 | Galvanized Steel | Gravity Fed
KROGER CO BOULDERCREST | 3475 INTERNATIONAL PARK DR | ATLANTA | DeKalb | 4440116 | 4 |  | 1992-09-10 |  | 1992-09-10 |  | Removed from Ground | Other | 6000 | Tank Jacket | 1992-09-10 | 2000-11-30 | Galvanized Steel | Suction (American)
MCKENNEYS MANAGEMENT CORPORATION | 1056 MORELAND INDUSTRIAL BLVD | ATLANTA | DeKalb | 4440105 | 1 | [5 empty] | Closed in Ground | Diesel | 3000 | Bare Steel | 1970-02-26 | 1985-07-01 | Galvanized Steel
METRO STATE PRISON | 1301 CONSTITUTION RD | ATLANTA | DeKalb | 440567 | 1 | [5 empty] | Removed from Ground | Gas (Historical Use) | 4010 | Bare Steel | 1983-01-02 | 1998-09-15 | Galvanized Steel
CHEVRON | 3384 E PONCE DE LEON AVE | SCOTTDALE | DeKalb | 9000131 | 3 | [5 empty] | Removed from Ground | Gas (Historical Use) | 4000 | Bare Steel | 1974-02-13 | 1989-05-04 | Galvanized Steel
CHEVRON | 3384 E PONCE DE LEON AVE | SCOTTDALE | DeKalb | 9000131 | B-1 | Ball Float | 1992-12-12 | FALSE | 1992-12-12 | FALSE | Currently in Use | Regular | 10000 | Epoxy | 1992-11-17 |  | Fiberglass Reinforced Plastic | Pressurized
CAN NUYGEN/B&W CONVENIENCE STORE | 1323 GLENWOOD AVE | ATLANTA | DeKalb | 9044200 | 3 | [5 empty] | Removed from Ground | Gas (Historical Use) | 5000 | Marked Unknown | 2002-09-05 | 2002-09-05 | Unknown
CITY OF ATLANTA/CORRECTIONS | 561 KEY RD SE | ATLANTA | DeKalb | 4440413 | 1 | [5 empty] | Removed from Ground | Gas (Historical Use) | 500 | Marked Unknown | 1961-05-06 | 1998-11-03 | Unknown
CENTRAL TRUCK LINES INC | 1952 MORELAND AVE S E | ATLANTA | DeKalb | 4440419 | 9 | [5 empty] | Removed from Ground | Other | 1500 | Bare Steel | 1955-04-29 | 1988-08-17 | Galvanized Steel
CENTRAL TRUCK LINES INC | 1952 MORELAND AVE S E | ATLANTA | DeKalb | 4440419 | 6 | [5 empty] | Removed from Ground | Gas (Historical Use) | 1000 | Bare Steel | 1955-04-29 | 1988-08-17 | Galvanized Steel
TEXACO FOOD MART | 2510 GRESHAM RD | ATLANTA | DeKalb | 4440528 | 5 |  | 1995-09-08 |  | 1995-09-08 |  | Currently in Use | Gas (Historical Use) | 10000 | Fiberglass | 1995-09-08 |  | Fiberglass Reinforced Plastic | Pressurized
TEXACO FOOD MART | 2510 GRESHAM RD | ATLANTA | DeKalb | 4440528 | 4 | [5 empty] | Removed from Ground | Diesel | 10000 | Fiberglass | 1982-04-07 | 1991-12-17 | Fiberglass Reinforced Plastic
FLAT SHOALS SHELL | 2000 FLAT SHOALS RD SE | ATLANTA | DeKalb | 4440559 | 4 | Flapper Valve | 1991-01-01 | FALSE | 1991-01-01 | FALSE | Currently in Use | Diesel | 10000 | Galvanic (STIP-3) | 1991-01-01 |  | Fiberglass Reinforced Plastic | Pressurized
FLAT SHOALS SHELL | 2000 FLAT SHOALS RD SE | ATLANTA | DeKalb | 4440559 | 1 | Flapper Valve | 1995-02-01 | FALSE | 1995-02-01 | FALSE | Currently in Use | Premium | 10000 | Galvanic (STIP-3) | 1986-04-24 |  | Fiberglass Reinforced Plastic | Pressurized
GOLDEN EAGLE FOOD AND GAS INC | 2345 FLAT SHOALS RD SE | ATLANTA | DeKalb | 4440003 | 6 |  |  | FALSE |  | FALSE | Removed from Ground | Used Oil | 500 | Unknown | 2012-10-19 | 2012-10-19 | Unknown
MCKENNEYS MANAGEMENT CORPORATION | 1056 MORELAND INDUSTRIAL BLVD | ATLANTA | DeKalb | 4440105 | 3 | Overfill Alarm | 1996-01-01 |  | 1996-01-01 |  | Removed from Ground | Diesel | 10000 | Galvanic (STIP-3) | 1974-02-26 | 2012-08-14 | Fiberglass Reinforced Plastic | Pressurized
UNOCAL SVC STA | 2612 BOULDERCREST RD SE | ATLANTA | DeKalb | 601188 | 2 | [5 empty] | Removed from Ground | Gas (Historical Use) | 10000 | Bare Steel | 1969-04-21 | 1990-06-25 | Galvanized Steel
GRESHAM FOOD MART | 2624 GRESHAM RD | ATLANTA | DeKalb | 9000229 | 6 | Ball Float | 1998-05-25 | FALSE | 1998-05-25 | FALSE | Temporarily out of use | Gas (Historical Use) | 10000 | Composite | 1988-01-01 |  | Fiberglass Reinforced Plastic | Pressurized
BUDDYS #21 | 1181 MCPHERSON AVE SE | ATLANTA | DeKalb | 9044103 | 1 | Ball Float | 1998-03-14 | FALSE | 1998-03-14 | TRUE | Currently in Use | Regular | 10000 | Galvanic (STIP-3) | 1989-03-14 |  | Fiberglass Reinforced Plastic | Pressurized
BIG H FOOD STORES/TEXACO | 1668 EASTLAND RD | ATLANTA | DeKalb | 600977 | 3 | Ball Float | 1998-05-01 | FALSE | 1998-05-01 | FALSE | Currently in Use | Regular | 10000 | Steel-Impressed Current | 1970-01-05 |  | Fiberglass Reinforced Plastic | Pressurized
Intown Market | 1176 MEMORIAL DR | ATLANTA | DeKalb | 600828 | 3 | [5 empty] | Removed from Ground | Gas (Historical Use) | 0 | Bare Steel | 1987-01-01 | 1987-01-01 | Galvanized Steel
Intown Market | 1176 MEMORIAL DR | ATLANTA | DeKalb | 600828 | 58508 | Ball Float | 1998-06-01 | FALSE | 1998-06-01 | FALSE | Currently in Use | Regular | 10000 | Fiberglass | 1987-01-01 |  | Fiberglass Reinforced Plastic | Pressurized
PILOT TRAVEL CENTER #331 | 2605 BOULDERCREST RD | ATLANTA | DeKalb | 9000293 | 5 | Flapper Valve | 1994-12-01 | FALSE | 1994-12-01 | FALSE | Currently in Use | Diesel | 20000 | Fiberglass | 1994-12-19 |  | Double-Walled Fiberglass
CONTINENTAL TRUCKING CORP/THURST | 1460 MORELAND AVE SE | ATLANTA | DeKalb | 9000259 | 4 |  |  | TRUE |  | TRUE | Removed from Ground | Used Oil | 6000 | Bare Steel | 1969-01-01 | 1899-12-31 | Galvanized Steel
CONTINENTAL TRUCKING CORP/THURST | 1460 MORELAND AVE SE | ATLANTA | DeKalb | 9000259 | 1 | [5 empty] | Removed from Ground | Gas (Historical Use) | 10000 | Bare Steel | 1969-01-01 | 1899-12-31 | Galvanized Steel
BP FOOD AND GAS | 2510 BOULERCREST RD | ATLANTA | DeKalb | 9060394 | 1 | Flapper Valve | 1989-08-08 | FALSE | 1989-08-08 | FALSE | Currently in Use | Regular | 10000 | Galvanic (STIP-3) | 1989-08-08 |  | Fiberglass Reinforced Plastic | Pressurized
FORMER HOGAN'S | 4533 ROCKBRIDGE RD | STONE MOUNTAIN | DeKalb | 10000276 | T4 |  |  | FALSE |  | FALSE | Removed from Ground | Gas (Historical Use) | 6000 | Unknown | 2002-10-23 | 2002-10-23
KROGER GA 447 | 965 N HAIRSTON RD | STONE MOUNTAIN | DeKalb | 10000823 | 1A | Ball Float | 2004-12-10 | FALSE | 2004-12-10 | FALSE | Removed from Ground | Gas (Historical Use) | 8000 | Fiberglass Double Walled | 2004-11-29 | 2018-01-31 | Double-Walled Flex | Pressurized
BIG H FOOD STORE #35 | 1241 PANOLA RD | STONE MOUNTAIN | DeKalb | 9044137 | 3 | Ball Float | 1998-11-01 | FALSE | 1998-11-01 | FALSE | Currently in Use | Premium | 10000 | Galvanic (STIP-3) | 1985-01-01 |  | Fiberglass Reinforced Plastic | Pressurized
SANWA FOODS INC | 1736 CONTINENTAL WAY | ATLANTA | DeKalb | 9044245 | 1 | [5 empty] | Removed from Ground | Diesel | 15000 | Not Marked/Unknown | 1991-11-26 | 1991-11-26 | Not Marked
CAN NUYGEN/B&W CONVENIENCE STORE | 1323 GLENWOOD AVE | ATLANTA | DeKalb | 9044200 | 2 | [5 empty] | Removed from Ground | Gas (Historical Use) | 5000 | Marked Unknown | 2002-09-05 | 2002-09-05 | Unknown
SHELL FOOD MART | 1420 CUSTER AVENUE | ATLANTA | DeKalb | 9044497 | 2 | Ball Float | 1999-12-01 | FALSE | 1999-12-01 | FALSE | Currently in Use | Premium | 10000 | Fiberglass | 1999-12-01 |  | Fiberglass Reinforced Plastic | Pressurized
TRANSPORT CORPORATION OF AMERICA | 3400 INTERNATIONAL PARK DRIVE SE | ATLANTA | DeKalb | 9044490 | 2 | Ball Float | 1999-04-19 | FALSE | 1999-04-19 | FALSE | Removed from Ground | Diesel | 20000 | Fiberglass Double Walled | 1999-04-15 |  | Double-Walled Flex | Pressurized
EXXON FOOD MART | 2701 BOULDERCREST RD SE | ATLANTA | DeKalb | 9044524 | 2 | Ball Float | 2001-10-15 | FALSE | 2001-10-15 | FALSE | Currently in Use | Premium | 10000 | Composite | 2001-10-09 |  | Fiberglass Reinforced Plastic | Pressurized
EXXON FOOD MART | 2701 BOULDERCREST RD SE | ATLANTA | DeKalb | 9044524 | 2 | Ball Float | 2001-10-15 | FALSE | 2001-10-15 | FALSE | Currently in Use | Premium | 10000 | Composite | 2001-10-09 |  | Fiberglass Reinforced Plastic | Pressurized
SHELL FOOD MART | 2680 BOULDERCREST RD | ATLANTA | DeKalb | 4440178 | 3 | [5 empty] | Removed from Ground | Gas (Historical Use) | 12000 | Bare Steel | 1980-03-10 | 1991-07-09 | Galvanized Steel
DEKALB CTY RPCA/SUGAR CREEK GOLF | 2706 BOULDERCREST RD SE | ATLANTA | DeKalb | 4440253 | 2 | [5 empty] | Removed from Ground | Diesel | 1000 | Bare Steel | 1976-05-02 | 1992-10-22 | Galvanized Steel | Suction (American)
LAKSHITA INC aka Former Amoco Service Station #00221 | 1981 FLAT SHOALS RD | ATLANTA | DeKalb | 4440792 | 3 | Ball Float | 1990-12-01 | FALSE | 1990-12-01 | FALSE | Currently in Use | Diesel On Road | 10000 | Fiberglass | 2001-09-04 |  | Double-Walled Fiberglass | Pressurized
RLF IV Bouldercrest SPE - RMDS TERMINAL/TSC EXPRESS CO | 2704 BOULDERCREST RD SE | ATLANTA | DeKalb | 4440722 | 4 |  |  | TRUE |  | TRUE | Removed from Ground | Used Oil | 2000 | Bare Steel | 1984-01-28 | 1990-08-10 | Bare Steel
RLF IV Bouldercrest SPE - RMDS TERMINAL/TSC EXPRESS CO | 2704 BOULDERCREST RD SE | ATLANTA | DeKalb | 4440722 | 5 | [5 empty] | Removed from Ground | Other | 2000 | Bare Steel | 1984-01-28 | 1998-10-01 | Galvanized Steel
LADHANI INC | 356 MORELAND AVE SE | ATLANTA | DeKalb | 4440662 | 3 | Ball Float | 1995-08-20 | FALSE | 1995-08-20 | FALSE | Currently in Use | Diesel | 10000 | Steel-Impressed Current | 1968-05-06 |  | Fiberglass Reinforced Plastic | Pressurized
METRO STATE PRISON | 1301 CONSTITUTION RD | ATLANTA | DeKalb | 440567 | 3 | Flapper Valve | 1998-08-19 |  | 1998-08-19 |  | Removed from Ground | Gas (Historical Use) | 10000 | Fiberglass | 1998-08-19 | 2011-08-05 | Fiberglass Reinforced Plastic | Pressurized
STONE MOUNTAIN FOOD MART | 301 N STONE MOUNTAIN LITHONIA RD | STONE MOUNTAIN | DeKalb | 670057 | 4 | Flapper Valve | 1994-06-22 |  | 1994-06-22 |  | Currently in Use | Gas (Historical Use) | 10000 | Steel-Impressed Current | 1983-04-01 |  | Steel (Impressed Current) | Pressurized
HIDDEN HILLS MAINTENANCE SHOP | 5001 BIFFLE RD | STONE MOUNTAIN | DeKalb | 4440337 | 2 | [5 empty] | Removed from Ground | Diesel | 500 | Cathodically Protected Steel | 1954-12-31 | 1991-06-01 | Galvanized Steel
CHEVRON FOOD MART | 2691 BOULDERCREST ROAD | ATLANTA | DeKalb | 9044456 | 3 | Ball Float | 1994-06-01 | FALSE | 1994-06-01 | FALSE | Temporarily out of use | Premium | 8000 | Fiberglass | 1994-06-01 |  | Fiberglass Reinforced Plastic | Pressurized
SHELL FOOD MART | 1420 CUSTER AVENUE | ATLANTA | DeKalb | 9044497 | 1 | Ball Float | 1999-12-01 | FALSE | 1999-12-01 | FALSE | Currently in Use | Regular | 10000 | Fiberglass | 1999-12-01 |  | Fiberglass Reinforced Plastic | Pressurized
CENTRAL TRUCK LINES INC | 1952 MORELAND AVE S E | ATLANTA | DeKalb | 4440419 | 4 | [5 empty] | Removed from Ground | Diesel | 4000 | Bare Steel | 1955-04-29 | 1988-08-17 | Galvanized Steel
CENTRAL TRUCK LINES INC | 1952 MORELAND AVE S E | ATLANTA | DeKalb | 4440419 | 7 |  |  | TRUE |  | TRUE | Removed from Ground | Used Oil | 1000 | Bare Steel | 1955-04-29 | 1988-08-17 | Galvanized Steel
CENTRAL TRUCK LINES INC | 1952 MORELAND AVE S E | ATLANTA | DeKalb | 4440419 | 1 | [5 empty] | Removed from Ground | Diesel | 4000 | Bare Steel | 1955-04-29 | 1988-08-17 | Galvanized Steel
TEMPERATURE CONTROLLED CARRIAGE | 1920 MORELAND AVE | ATLANTA | DeKalb | 4440510 | 5 | [5 empty] | Removed from Ground | Diesel | 12000 | Cathodically Protected Steel | 1987-01-01 | 1995-11-27 | Unknown
DEKALB CTY RPCA/SUGAR CREEK GOLF | 2706 BOULDERCREST RD SE | ATLANTA | DeKalb | 4440253 | 1 | [5 empty] | Removed from Ground | Gas (Historical Use) | 1000 | Bare Steel | 1976-05-15 | 1992-10-22 | Galvanized Steel | Suction (American)
BOBBY FOOD MART 2 | 1870 GLENWOOD AVE | ATLANTA | DeKalb | 601151 | 4 | Flapper Valve | 2006-01-23 | FALSE | 2006-01-23 | FALSE | Temporarily out of use | Kerosene | 1000 | Composite | 2006-01-23 |  | Fiberglass Reinforced Plastic | Pressurized
BOBBY FOOD MART 2 | 1870 GLENWOOD AVE | ATLANTA | DeKalb | 601151 | 1 | Flapper Valve | 1990-01-01 | FALSE | 1990-01-01 | FALSE | Currently in Use | Regular | 10000 | Galvanic (STIP-3) | 1990-01-01 |  | Fiberglass Reinforced Plastic | Pressurized
GRESHAM FOOD MART | 2624 GRESHAM RD | ATLANTA | DeKalb | 9000229 | 5 | Ball Float | 1998-05-25 | FALSE | 1998-05-25 | FALSE | Currently in Use | Regular | 10000 | Composite | 1988-01-01 |  | Fiberglass Reinforced Plastic | Pressurized
BROOKHAVEN FINA | 3901 PEACHTREE RD & COLONIAL | ATLANTA | DeKalb | 601028 | 9 | [5 empty] | Removed from Ground | Gas (Historical Use) | 6000 | Fiberglass | 1990-02-14 | 1998-06-10 | Fiberglass Reinforced Plastic | Pressurized
FINA 6697 (FORMER) | 4568 PEACHTREE RD | ATLANTA | DeKalb | 3044001 | 1 | [5 empty] | Removed from Ground | Diesel | 6000 | Not Marked/Unknown | 1993-09-02 | 1993-09-02 | Not Marked
SKYLAND UNION 76 | 3483 CLAIRMONT RD | ATLANTA | DeKalb | 4440743 | 2 | [5 empty] | Removed from Ground | Gas (Historical Use) | 3000 | Bare Steel | 1956-03-14 | 1993-03-06 | Bare Steel | Safe Suction (Euro)
STANDARD CLUB | STANDARD DR | ATLANTA | DeKalb | 4440748 | 1 | [5 empty] | Removed from Ground | Gas (Historical Use) | 1000 | Bare Steel | 1972-04-02 | 1988-01-01 | Galvanized Steel
A S TURNER & SONS | 2773 N DECATUR RD | DECATUR | DeKalb | 440563 | 2 | [5 empty] | Removed from Ground | Diesel | 1000 | Bare Steel | 1972-01-05 | 1990-06-07 | Bare Steel
SOUTHERN UNION CONFERENCE | 3978 MEMORIAL DR | DECATUR | DeKalb | 9044011 | 1 | [5 empty] | Removed from Ground | Gas (Historical Use) | 8000 | Not Marked/Unknown |  | 1899-12-31 | Not Marked
LGL ENTERPRISES | 2265 BRANNEN RD SE | ATLANTA | DeKalb | 9044219 | 1 |  |  | TRUE |  | TRUE | Removed from Ground | Used Oil | 550 | Marked Unknown | 1993-05-27 | 1993-05-27 | Unknown
UNITED MISSIONARY BAPTIST CHURCH | 2915 BOULDERCREST RD | ATLANTA | DeKalb | 9044166 | 1-BLUE | [5 empty] | Removed from Ground | Gas (Historical Use) | 10000 | Bare Steel | 1992-02-05 | 1992-02-05 | Bare Steel | Safe Suction (Euro)
CHEVRON FOOD MART | 2452 GRESHAM RD | ATLANTA | DeKalb | 9044518 | 1 | Ball Float | 2000-10-01 | FALSE | 2000-10-01 | FALSE | Currently in Use | Regular | 12000 | Fiberglass | 2000-10-01 |  | Fiberglass Reinforced Plastic | Pressurized
JOSEPH C GARGIULO | 481 NORTH CLARENDON AVE | SCOTTDALE | DeKalb | 9044057 | 1 | [5 empty] | Removed from Ground | Empty | 1000 | Bare Steel | 1965-01-01 | 1989-11-10 | Galvanized Steel
LGL ENTERPRISES | 2265 BRANNEN RD SE | ATLANTA | DeKalb | 9044219 | 3 | [5 empty] | Removed from Ground | Gas (Historical Use) | 4000 | Bare Steel | 1965-01-01 | 1899-12-31 | Cathodically Protected | Safe Suction (Euro)
TEMPERATURE CONTROLLED CARRIAGE | 1920 MORELAND AVE | ATLANTA | DeKalb | 4440510 | 1 | [5 empty] | Removed from Ground | Other | 10000 | Bare Steel | 1991-01-01 | 1991-01-01 | Unknown
RLF IV Bouldercrest SPE - RMDS TERMINAL/TSC EXPRESS CO | 2704 BOULDERCREST RD SE | ATLANTA | DeKalb | 4440722 | 7 |  |  | TRUE |  | TRUE | Removed from Ground | Used Oil | 560 | Fiberglass | 1984-01-28 | 1998-10-23 | Bare Steel
UNOCAL SVC STA | 2612 BOULDERCREST RD SE | ATLANTA | DeKalb | 601188 | 3 |  |  | TRUE |  | TRUE | Removed from Ground | Used Oil | 550 | Bare Steel | 1969-04-21 | 1990-06-25 | Galvanized Steel | Gravity Fed
550 FLAT SHOALS, LLC | 550 FLAT SHOALS AVE SE | ATLANTA | DeKalb | 10002003 | 3 |  |  | FALSE |  | FALSE | Removed from Ground | Gas (Historical Use) | 2500 | Bare Steel | 1941-01-01 | 2000-01-01
COSTCO GASOLINE | 510 BROOKHAVEN AVE | ATLANTA | DeKalb | 10002198 | 4 | Overfill Alarm | 2013-02-21 | FALSE | 2013-02-21 | FALSE | Currently in Use | Ultrazol(Fuel Additive) | 1500 | Fiberglass Double Walled | 2013-02-21 |  | Double-Walled Fiberglass | Pressurized
BROOKHAVEN BROTHERS LLC | 4234 PEACHTREE RD | ATLANTA | DeKalb | 9000303 | 2 | [5 empty] | Removed from Ground | Gas (Historical Use) | 6000 | Bare Steel | 1975-02-18 | 1995-10-01 | Galvanized Steel | Pressurized
FINA 6697 (FORMER) | 4568 PEACHTREE RD | ATLANTA | DeKalb | 3044001 | 3 | [5 empty] | Removed from Ground | Gas (Historical Use) | 3000 | Not Marked/Unknown | 1993-09-02 | 1993-09-02 | Not Marked
1400 Lake Hearn Owner, LLC | 1400 LAKE HEARN DR NE | ATLANTA | DeKalb | 9044107 | 1 | Flapper Valve | 1991-04-01 | FALSE | 1991-04-01 | FALSE | Removed from Ground | Diesel | 5000 | Galvanic (STIP-3) | 1984-01-01 |  | Galvanized Steel | Safe Suction (Euro)
SKYLAND UNION 76 | 3483 CLAIRMONT RD | ATLANTA | DeKalb | 4440743 | 1 | [5 empty] | Removed from Ground | Gas (Historical Use) | 3000 | Bare Steel | 1956-03-14 | 1993-03-06 | Galvanized Steel | Safe Suction (Euro)
PAPERCON INC | 2700 APPLE VALLEY RD NE | ATLANTA | DeKalb | 4440166 | 3 | [5 empty] | Permanently Out of Use - historical purposes | Other | 1 | Bare Steel |  | 1899-12-31 | Unknown
THE NEW BROOKHEAVEN SHELL | 4260 PEACHTREE RD | ATLANTA | DeKalb | 9044128 | 2 |  | 2011-08-08 |  | 2011-08-08 |  | Removed from Ground | Gas (Historical Use) | 10000 | Galvanic (STIP-3) | 1988-09-01 | 2015-07-21 | Galvanized Steel | Pressurized
BST/PERIMETER WEST/F5409 | 125 PERIMETER CENTER W | ATLANTA | DeKalb | 9044191 | 1 | [5 empty] | Removed from Ground | Diesel | 3000 | Fiberglass | 1987-01-01 | 1996-12-11 | Copper | Suction (American)
BST/GA HQ/F5666 | 100 PERIMETER CTR PL | ATLANTA | DeKalb | 4440394 | 1 | [5 empty] | Removed from Ground | Gas (Historical Use) | 10000 | Bare Steel | 1976-07-17 | 1986-05-01 | Galvanized Steel
GRESHAM FOOD MART | 2624 GRESHAM RD | ATLANTA | DeKalb | 9000229 | 2 | [5 empty] | Removed from Ground | Gas (Historical Use) | 5000 | Marked Unknown | 1967-02-08 | 1988-07-01 | Unknown
PILOT TRAVEL CENTER #331 | 2605 BOULDERCREST RD | ATLANTA | DeKalb | 9000293 | 9 | Ball Float | 1994-12-01 | FALSE | 1994-12-01 | FALSE | Currently in Use | Gas (Historical Use) | 10000 | Fiberglass | 1994-12-19 |  | Double-Walled Fiberglass | Pressurized
PILOT TRAVEL CENTER #331 | 2605 BOULDERCREST RD | ATLANTA | DeKalb | 9000293 | 6 | Flapper Valve | 1994-12-01 | FALSE | 1994-12-01 | FALSE | Currently in Use | Diesel | 20000 | Fiberglass | 1994-12-19 |  | Double-Walled Fiberglass | Pressurized
CONTINENTAL TRUCKING CORP/THURST | 1460 MORELAND AVE SE | ATLANTA | DeKalb | 9000259 | 3 | [5 empty] | Removed from Ground | Diesel | 10000 | Bare Steel | 1969-04-08 | 1899-12-31 | Galvanized Steel
ALLIED READYMIX INC-PLANT #75 | 3305 EAST PONCE DE LEON AVENUE | SCOTTDALE | DeKalb | 9044324 | DF-75 | [5 empty] | Removed from Ground | Diesel | 8000 | Bare Steel | 1997-09-01 | 1997-09-01 | Galvanized Steel | Suction (American)
CHEVRON | 3384 E PONCE DE LEON AVE | SCOTTDALE | DeKalb | 9000131 | 1 | [5 empty] | Removed from Ground | Gas (Historical Use) | 6000 | Bare Steel | 1965-02-15 | 1989-05-04 | Galvanized Steel
LGL ENTERPRISES | 2265 BRANNEN RD SE | ATLANTA | DeKalb | 9044219 | 6 | [5 empty] | Removed from Ground | Diesel | 4000 | Bare Steel | 1965-01-01 | 1899-12-31 | Cathodically Protected | Safe Suction (Euro)
CHEVRON FOOD MART | 2452 GRESHAM RD | ATLANTA | DeKalb | 9044518 | 2 | Ball Float | 2000-10-01 | FALSE | 2000-10-01 | FALSE | Currently in Use | Premium | 10000 | Fiberglass | 2000-10-01 |  | Fiberglass Reinforced Plastic | Pressurized
TEMPERATURE CONTROLLED CARRIAGE | 1920 MORELAND AVE | ATLANTA | DeKalb | 4440510 | 7 | [5 empty] | Removed from Ground | Other | 6000 | Cathodically Protected Steel | 1987-01-01 | 1995-11-27 | Unknown
TEMPERATURE CONTROLLED CARRIAGE | 1920 MORELAND AVE | ATLANTA | DeKalb | 4440510 | 4 | [5 empty] | Removed from Ground | Other | 5000 | Bare Steel | 1991-01-01 | 1991-01-01 | Unknown
CITGO FOOD MART | 1988 FLAT SHOALS RD | ATLANTA | DeKalb | 9044050 | 1B | Ball Float | 1999-03-01 | FALSE | 1999-03-01 | FALSE | Currently in Use | Diesel | 2000 | Steel-Impressed Current | 1979-01-01 |  | Fiberglass Reinforced Plastic | Pressurized
R & A PACKAGE STORE | 1046 FAYETTEVILLE RD | ATLANTA | DeKalb | 9060558 | 1 | [5 empty] | Removed from Ground | Diesel | 0 | Not Marked/Unknown | 1976-01-01 | 2008-05-15 | Not Marked
METRO STATE PRISON | 1301 CONSTITUTION RD | ATLANTA | DeKalb | 440567 | 5 | Flapper Valve | 1998-08-19 |  | 1998-08-19 |  | Removed from Ground | Diesel | 1000 | Fiberglass Double Walled | 1998-08-19 | 2011-08-18 | Fiberglass Reinforced Plastic | Safe Suction (Euro)
GRESHAM FOOD MART | 2624 GRESHAM RD | ATLANTA | DeKalb | 9000229 | 1 | [5 empty] | Removed from Ground | Gas (Historical Use) | 5000 | Marked Unknown | 1967-02-08 | 1988-07-01 | Unknown
BROOKHAVEN BROTHERS LLC | 4234 PEACHTREE RD | ATLANTA | DeKalb | 9000303 | 3 | [5 empty] | Removed from Ground | Gas (Historical Use) | 6000 | Bare Steel | 1975-02-18 | 1995-10-01 | Galvanized Steel | Pressurized
PAPERCON INC | 2700 APPLE VALLEY RD NE | ATLANTA | DeKalb | 4440166 | 5 | [5 empty] | Permanently Out of Use - historical purposes | Other | 1 | Bare Steel |  | 1899-12-31 | Unknown
EXXON | 77 PERIMETER CTR | ATLANTA | DeKalb | 4440571 | 10 | Flapper Valve | 2005-06-01 | FALSE | 2005-06-01 | FALSE | Currently in Use | Regular | 20000 | Composite | 2005-06-01 |  | Double-Walled Fiberglass | Pressurized
FIRESTONE STORE #07EL | 4502 ASHFORD RD | ATLANTA | DeKalb | 600326 | 3 | [5 empty] | Permanently Out of Use - historical purposes | Empty | 10000 | Bare Steel | 1976-03-16 | 1899-12-31 | Galvanized Steel
TEMPERATURE CONTROLLED CARRIAGE | 1920 MORELAND AVE | ATLANTA | DeKalb | 4440510 | 3 | [5 empty] | Removed from Ground | Other | 5000 | Bare Steel | 1991-01-01 | 1991-01-01 | Unknown
SHELL FOOD MART | 2680 BOULDERCREST RD | ATLANTA | DeKalb | 4440178 | 6 | Ball Float | 2002-07-01 | FALSE | 2002-07-01 | FALSE | Currently in Use | Regular | 15000 | Epoxy | 2002-07-01 |  | Double-Walled Flex | Pressurized
SHELL FOOD MART | 2680 BOULDERCREST RD | ATLANTA | DeKalb | 4440178 | 8 | Ball Float | 2002-07-01 | FALSE | 2002-07-01 | FALSE | Currently in Use | Diesel | 5000 | Epoxy | 2002-07-01 |  | Double-Walled Flex | Pressurized
CITGO FOOD MART | 1988 FLAT SHOALS RD | ATLANTA | DeKalb | 9044050 | 1A | Ball Float | 1999-03-01 | FALSE | 1999-03-01 | FALSE | Currently in Use | Gas (Historical Use) | 2000 | Steel-Impressed Current | 1979-01-01 |  | Fiberglass Reinforced Plastic | Pressurized
KROGER GA-488 | 1160 MORELAND AVE | ATLANTA | DeKalb | 10000890 | 1B | Ball Float | 2005-03-03 | FALSE | 2005-03-03 | FALSE | Currently in Use | Gas (Historical Use) | 8000 | Fiberglass Double Walled | 2005-02-24 |  | Double-Walled Fiberglass | Pressurized
SKYLAND UNION 76 | 3483 CLAIRMONT RD | ATLANTA | DeKalb | 4440743 | 3 |  |  | TRUE |  | TRUE | Removed from Ground | Used Oil | 550 | Bare Steel | 1956-03-14 | 1993-03-06 | Bare Steel | Gravity Fed
THE NEW BROOKHEAVEN SHELL | 4260 PEACHTREE RD | ATLANTA | DeKalb | 9044128 | 1 |  | 2011-08-08 |  | 2011-08-08 |  | Removed from Ground | Gas (Historical Use) | 10000 | Galvanic (STIP-3) | 1988-09-01 | 2015-07-21 | Galvanized Steel | Pressurized
THE NEW BROOKHEAVEN SHELL | 4260 PEACHTREE RD | ATLANTA | DeKalb | 9044128 | 4 |  | 2011-08-08 |  | 2011-08-08 |  | Removed from Ground | Diesel | 10000 | Galvanic (STIP-3) | 1988-09-01 | 2015-07-21 | Galvanized Steel | Pressurized
PEACHTREE GOLF CLUB | 4600 PEACHTREE RD NE | ATLANTA | DeKalb | 9044129 | 2 | [5 empty] | Removed from Ground | Diesel | 1000 | Bare Steel | 1987-01-01 | 1999-08-12 | Bare Steel
EXXON | 77 PERIMETER CTR | ATLANTA | DeKalb | 4440571 | 11 | Ball Float | 2005-06-01 | FALSE | 2005-06-01 | FALSE | Currently in Use | Premium | 12000 | Composite | 2005-06-01 |  | Double-Walled Fiberglass | Pressurized
EXXON | 77 PERIMETER CTR | ATLANTA | DeKalb | 4440571 | 4 |  |  | TRUE |  | TRUE | Removed from Ground | Used Oil | 1000 | Fiberglass | 1969-05-02 | 1988-11-01 | Fiberglass Reinforced Plastic
EXXON | 77 PERIMETER CTR | ATLANTA | DeKalb | 4440571 | 7 |  | 1989-01-01 | FALSE | 1989-01-01 | FALSE | Removed from Ground | Gas (Historical Use) | 10000 | Fiberglass | 1989-02-01 | 2005-03-11 | Fiberglass Reinforced Plastic | Pressurized
RLF IV Bouldercrest SPE - RMDS TERMINAL/TSC EXPRESS CO | 2704 BOULDERCREST RD SE | ATLANTA | DeKalb | 4440722 | 1 | [5 empty] | Removed from Ground | Gas (Historical Use) | 6000 | Bare Steel | 1984-01-28 | 1990-09-25 | Bare Steel
CITGO FOOD MART | 1988 FLAT SHOALS RD | ATLANTA | DeKalb | 9044050 | 3 | Ball Float | 1999-03-01 | FALSE | 1999-03-01 | FALSE | Currently in Use | Gas (Historical Use) | 8000 | Steel-Impressed Current | 1979-01-01 |  | Fiberglass Reinforced Plastic | Pressurized
KROGER CO BOULDERCREST | 3475 INTERNATIONAL PARK DR | ATLANTA | DeKalb | 4440116 | 2 | Ball Float | 1992-09-10 |  | 1992-09-10 |  | Removed from Ground | Diesel | 12000 | Fiberglass | 1984-12-10 | 2016-07-07 | Fiberglass Reinforced Plastic | Pressurized
Y & J LIQUOR STORE | 2485 GRESHAM RD | ATLANTA | DeKalb | 10000683 | 2 |  |  | FALSE |  | FALSE | Closed in Ground | Not Marked | 0 | Unknown |  | 1899-12-31 | Unknown
BROOKHAVEN FINA | 3901 PEACHTREE RD & COLONIAL | ATLANTA | DeKalb | 601028 | 3 | [5 empty] | Removed from Ground | Gas (Historical Use) | 3000 | Bare Steel | 1957-04-30 | 1990-02-01 | Galvanized Steel
CAMBRIDGE CHEVRON | 3500 ASHFORD DUNWOODY RD | ATLANTA | DeKalb | 4440494 | 6 | Flapper Valve | 1992-06-16 | FALSE | 1992-06-16 | FALSE | Currently in Use | Regular | 12000 | Fiberglass | 1992-06-16 |  | Fiberglass Reinforced Plastic | Pressurized
BST/GA HQ/F5666 | 100 PERIMETER CTR PL | ATLANTA | DeKalb | 4440394 | 5 | [5 empty] | Removed from Ground | Gas (Historical Use) | 10000 | Composite | 1986-05-22 | 1993-03-01 | Galvanized Steel
BST/GA HQ/F5666 | 100 PERIMETER CTR PL | ATLANTA | DeKalb | 4440394 | 7 |  | 1996-12-10 |  | 1996-12-10 |  | Removed from Ground | Diesel | 6000 | Double Walled | 1996-12-10 | 2003-04-22 | Copper | Suction (American)
BST/GA HQ/F5666 | 100 PERIMETER CTR PL | ATLANTA | DeKalb | 4440394 | 4 | [5 empty] | Removed from Ground | Diesel | 250 | Bare Steel | 1974-07-17 | 1990-09-01 | Copper
EXXON | 77 PERIMETER CTR | ATLANTA | DeKalb | 4440571 | 1 |  |  | FALSE |  | FALSE | Removed from Ground | Gas (Historical Use) | 8000 | Fiberglass | 1969-05-02 | 1988-11-01 | Fiberglass Reinforced Plastic
BP FOOD AND GAS | 2510 BOULERCREST RD | ATLANTA | DeKalb | 9060394 | 3 | Flapper Valve | 1989-08-08 | FALSE | 1989-08-08 | FALSE | Currently in Use | Premium | 10000 | Galvanic (STIP-3) | 1989-08-08 |  | Fiberglass Reinforced Plastic | Pressurized
KROGER GA-488 | 1160 MORELAND AVE | ATLANTA | DeKalb | 10000890 | 1A | Ball Float | 2005-03-03 | FALSE | 2005-03-03 | FALSE | Currently in Use | Gas (Historical Use) | 20000 | Fiberglass Double Walled | 2005-02-24 |  | Double-Walled Fiberglass | Pressurized
DEKALB COUNTY FIRE STATION #6 | 2342 FLAT SHOALS ROAD | ATLANTA | DeKalb | 10000506 | N628084 | Ball Float | 2003-12-03 | FALSE | 2003-12-03 | FALSE | Currently in Use | Diesel | 1000 | Fiberglass Double Walled | 2003-12-03 |  | Double-Walled Fiberglass | Pressurized
BROOKHAVEN FINA | 3901 PEACHTREE RD & COLONIAL | ATLANTA | DeKalb | 601028 | 2 | [5 empty] | Removed from Ground | Gas (Historical Use) | 3000 | Bare Steel | 1957-04-30 | 1990-02-01 | Galvanized Steel
MAJIK MARKET #244-09/#89048 | 1388 DRESDEN DR | ATLANTA | DeKalb | 4440302 | 1 | [5 empty] | Removed from Ground | Gas (Historical Use) | 8000 | Bare Steel | 1973-04-24 | 1992-03-01 | Galvanized Steel | Suction (American)
PEACHTREE GOLF CLUB | 4600 PEACHTREE RD NE | ATLANTA | DeKalb | 9044129 | 1 | [5 empty] | Removed from Ground | Gas (Historical Use) | 1000 | Bare Steel | 1961-01-01 | 1999-08-12 | Bare Steel
RICH'S LICENSED GOODYEAR AUTO SE | 4300 ASHFORD DUNWOODY RD | ATLANTA | DeKalb | 4440390 | 4 | [5 empty] | Removed from Ground | Gas (Historical Use) | 10000 | Bare Steel | 1971-01-01 | 1988-01-01 | Not Marked
SOUTHERN CO | 64 PERIMETER CTR E | ATLANTA | DeKalb | 4440170 | 2 |  | 1999-02-11 |  | 1998-10-29 |  | Removed from Ground | Diesel | 3000 | Composite | 1985-04-22 | 2000-06-09 | Cathodically Protected | Suction (American)
FLAT SHOALS AUTO PARTS | 2623 FLAT SHOALS RD | ATLANTA | DeKalb | 10000199 | 1 |  |  | FALSE |  | FALSE | Removed from Ground | Gas (Historical Use) | 1000 | Bare Steel | 2002-09-17 | 2002-09-17 | Bare Steel
PAPERCON INC | 2700 APPLE VALLEY RD NE | ATLANTA | DeKalb | 4440166 | 6 | [5 empty] | Permanently Out of Use - historical purposes | Other | 1 | Bare Steel |  | 1899-12-31 | Unknown
CAMBRIDGE CHEVRON | 3500 ASHFORD DUNWOODY RD | ATLANTA | DeKalb | 4440494 | 3 | [5 empty] | Removed from Ground | Gas (Historical Use) | 10000 | Double Walled | 1968-04-21 | 1992-06-16 | Fiberglass Reinforced Plastic | Pressurized
THREE RAVINIA | 3 RAVINIA DR | ATLANTA | DeKalb | 9044222 | 2 | Ball Float | 1991-04-01 | FALSE | 1991-04-01 | FALSE | Currently in Use | Diesel | 1000 | Fiberglass Double Walled | 1991-04-01 |  | Fiberglass Reinforced Plastic | Pressurized
LGL ENTERPRISES | 2265 BRANNEN RD SE | ATLANTA | DeKalb | 9044219 | 4 | [5 empty] | Removed from Ground | Gas (Historical Use) | 4000 | Bare Steel | 1965-01-01 | 1899-12-31 | Cathodically Protected | Safe Suction (Euro)
UNITED MISSIONARY BAPTIST CHURCH | 2915 BOULDERCREST RD | ATLANTA | DeKalb | 9044166 | 2-RED | [5 empty] | Removed from Ground | Gas (Historical Use) | 10000 | Bare Steel | 1992-02-05 | 1992-02-05 | Bare Steel | Safe Suction (Euro)
CHEVRON FOOD MART | 2691 BOULDERCREST ROAD | ATLANTA | DeKalb | 9044456 | 2 | Ball Float | 1994-06-01 | FALSE | 1994-06-01 | FALSE | Temporarily out of use | Plus | 8000 | Fiberglass | 1994-06-01 |  | Fiberglass Reinforced Plastic | Pressurized
A & B DISCOUNT | 1278 CUSTER AVE | ATLANTA | DeKalb | 9044486 | 1 | Ball Float | 1998-12-22 | FALSE | 1998-12-22 | FALSE | Currently in Use | Regular | 7896 | Steel-Impressed Current | 1968-01-01 |  | Fiberglass Reinforced Plastic | Pressurized
DEKALB CO/FIRE STATION #10 | 1686 CONSTITUTION RD | ATLANTA | DeKalb | 4440264 | L295153 | Flapper Valve | 1992-09-28 | FALSE | 1992-09-28 | FALSE | Currently in Use | Diesel | 1031 | Tank Jacket | 1992-09-28 |  | Fiberglass Reinforced Plastic | Safe Suction (Euro)
FLAT SHOALS SHELL | 2000 FLAT SHOALS RD SE | ATLANTA | DeKalb | 4440559 | 3 | Flapper Valve | 1995-02-01 | FALSE | 1995-02-01 | FALSE | Currently in Use | Regular | 10000 | Galvanic (STIP-3) | 1986-04-24 |  | Fiberglass Reinforced Plastic | Pressurized
BOBBY FOOD MART 2 | 1870 GLENWOOD AVE | ATLANTA | DeKalb | 601151 | 2 | Flapper Valve | 1990-01-01 | FALSE | 1990-01-01 | FALSE | Currently in Use | Premium | 10000 | Galvanic (STIP-3) | 1990-01-01 |  | Fiberglass Reinforced Plastic | Pressurized
Intown Market | 1176 MEMORIAL DR | ATLANTA | DeKalb | 600828 | 5 | [5 empty] | Removed from Ground | Gas (Historical Use) | 0 | Bare Steel | 1987-01-01 | 1987-01-01 | Galvanized Steel
Intown Market | 1176 MEMORIAL DR | ATLANTA | DeKalb | 600828 | 4 | [5 empty] | Removed from Ground | Gas (Historical Use) | 0 | Bare Steel | 1987-01-01 | 1987-01-01 | Galvanized Steel
FINA 6697 (FORMER) | 4568 PEACHTREE RD | ATLANTA | DeKalb | 3044001 | 5 |  |  | TRUE |  | TRUE | Removed from Ground | Used Oil | 550 | Not Marked/Unknown | 1993-09-02 | 1993-09-02 | Not Marked
FINA 6697 (FORMER) | 4568 PEACHTREE RD | ATLANTA | DeKalb | 3044001 | 4 | [5 empty] | Removed from Ground | Gas (Historical Use) | 3000 | Not Marked/Unknown | 1993-09-02 | 1993-09-02 | Not Marked
PAPERCON INC | 2700 APPLE VALLEY RD NE | ATLANTA | DeKalb | 4440166 | 2 | [5 empty] | Permanently Out of Use - historical purposes | Other | 1 | Bare Steel |  | 1899-12-31 | Unknown
ASHFORD GREEN | 4170 ASHFORD DUNWOODY RD | ATLANTA | DeKalb | 9044516 | 2 | Overfill Alarm | 2001-10-25 | FALSE | 2001-10-25 | FALSE | Removed from Ground | Diesel | 150 | Composite Double Walled | 2001-10-25 | 2013-03-14 | Aboveground | Safe Suction (Euro)
THE NEW BROOKHEAVEN SHELL | 4260 PEACHTREE RD | ATLANTA | DeKalb | 9044128 | 3 |  | 2011-08-08 |  | 2011-08-08 |  | Removed from Ground | Gas (Historical Use) | 10000 | Galvanic (STIP-3) | 1988-09-01 | 2015-07-21 | Galvanized Steel | Pressurized
RICH'S LICENSED GOODYEAR AUTO SE | 4300 ASHFORD DUNWOODY RD | ATLANTA | DeKalb | 4440390 | 1 |  |  | TRUE |  | TRUE | Removed from Ground | Used Oil | 550 | Bare Steel | 1971-04-16 | 1997-12-01 | Bare Steel | Gravity Fed
EXXON | 77 PERIMETER CTR | ATLANTA | DeKalb | 4440571 | 12 | Flapper Valve | 2005-06-01 | FALSE | 2005-06-01 | FALSE | Currently in Use | Diesel | 10000 | Composite | 2005-06-01 |  | Double-Walled Fiberglass | Pressurized
CHEVRON | 3384 E PONCE DE LEON AVE | SCOTTDALE | DeKalb | 9000131 | 2 | [5 empty] | Removed from Ground | Gas (Historical Use) | 6000 | Bare Steel | 1965-02-15 | 1989-05-04 | Galvanized Steel
DIAGNOSTIC AUTO MAINT | 1314 GLENWOOD AVE | ATLANTA | DeKalb | 9044500 | 2 | [5 empty] | Closed in Ground | Gas (Historical Use) | 0 | Not Marked/Unknown | 1970-01-01 | 1970-01-01 | Not Marked
GLENWOOD CENTER INC | 1865 GLENWOOD AVE | ATLANTA | DeKalb | 9044495 | 1 | Flapper Valve | 1999-06-08 | FALSE | 1999-06-08 | FALSE | Currently in Use | Regular | 10000 | Epoxy | 1999-01-01 |  | Fiberglass Reinforced Plastic | Pressurized
BUDDYS #21 | 1181 MCPHERSON AVE SE | ATLANTA | DeKalb | 9044103 | 3 | Ball Float | 1998-03-14 | FALSE | 1998-03-14 | TRUE | Currently in Use | Premium | 10000 | Galvanic (STIP-3) | 1989-03-14 |  | Fiberglass Reinforced Plastic | Pressurized
GOLDEN EAGLE FOOD AND GAS INC | 2345 FLAT SHOALS RD SE | ATLANTA | DeKalb | 4440003 | 4 | Ball Float | 1999-10-01 | FALSE | 1999-10-01 | FALSE | Currently in Use | Regular | 3000 | Steel-Impressed Current | 1961-04-25 |  | Double-Walled Fiberglass | Pressurized
GOLDEN EAGLE FOOD AND GAS INC | 2345 FLAT SHOALS RD SE | ATLANTA | DeKalb | 4440003 | 1 | Ball Float | 1999-10-01 | FALSE | 1999-10-01 | FALSE | Currently in Use | Diesel | 3000 | Steel-Impressed Current | 1978-01-01 |  | Double-Walled Fiberglass | Pressurized
MCKENNEYS MANAGEMENT CORPORATION | 1056 MORELAND INDUSTRIAL BLVD | ATLANTA | DeKalb | 4440105 | 2 | Overfill Alarm | 1996-01-01 |  | 1996-01-01 |  | Removed from Ground | Gas (Historical Use) | 10000 | Galvanic (STIP-3) | 1983-02-27 | 2012-08-14 | Fiberglass Reinforced Plastic | Pressurized
FIRESTONE STORE #07EL | 4502 ASHFORD RD | ATLANTA | DeKalb | 600326 | 1 | [5 empty] | Permanently Out of Use - historical purposes | Empty | 10000 | Bare Steel | 1976-03-16 | 1899-12-31 | Galvanized Steel
GALILEO INTERNATIONAL | 54 PERIMETER CENTER EAST | ATLANTA | DeKalb | 442006 | 1 | [5 empty] | Removed from Ground | Diesel | 10000 | Bare Steel | 1978-11-06 | 1998-06-02 | Bare Steel
FLAT SHOALS AUTO PARTS | 2623 FLAT SHOALS RD | ATLANTA | DeKalb | 10000199 | 2 |  |  | FALSE |  | FALSE | Removed from Ground | Gas (Historical Use) | 1000 | Bare Steel | 2002-09-17 | 2002-09-17 | Bare Steel
BOBBY FOOD MART 2 | 1870 GLENWOOD AVE | ATLANTA | DeKalb | 601151 | 3 | Flapper Valve | 1990-01-01 | FALSE | 1990-01-01 | FALSE | Currently in Use | Diesel | 10000 | Galvanic (STIP-3) | 1990-01-01 |  | Fiberglass Reinforced Plastic | Pressurized
Intown Market | 1176 MEMORIAL DR | ATLANTA | DeKalb | 600828 | 58507 | Ball Float | 1998-06-01 | FALSE | 1998-06-01 | FALSE | Currently in Use | Premium | 10000 | Fiberglass | 1987-01-01 |  | Fiberglass Reinforced Plastic | Pressurized
BROOKHAVEN BROTHERS LLC | 4234 PEACHTREE RD | ATLANTA | DeKalb | 9000303 | 5 | Ball Float | 1995-11-15 | FALSE | 1995-11-15 | FALSE | Currently in Use | Gas (Historical Use) | 12000 | Epoxy | 1995-11-15 |  | Flex | Pressurized
FIRESTONE STORE #07EL | 4502 ASHFORD RD | ATLANTA | DeKalb | 600326 | 2 | [5 empty] | Permanently Out of Use - historical purposes | Empty | 10000 | Bare Steel | 1976-03-16 | 1899-12-31 | Galvanized Steel
BOULDERCREST TEXACO | 2710 BOULDERCREST RD STE B | ATLANTA | DeKalb | 10000957 | 3 | Ball Float | 2005-04-01 | FALSE | 2005-04-01 | FALSE | Currently in Use | Diesel | 4000 | Epoxy | 2005-04-01 |  | Fiberglass Reinforced Plastic | Pressurized
COSTCO GASOLINE | 510 BROOKHAVEN AVE | ATLANTA | DeKalb | 10002198 | 1 | Overfill Alarm | 2013-02-21 | FALSE | 2013-02-21 | FALSE | Currently in Use | Regular | 30000 | Fiberglass Double Walled | 2013-02-21 |  | Double-Walled Fiberglass | Pressurized
DEKALB CO/FIRE STATION #2 | 1316 DRESDEN DR | ATLANTA | DeKalb | 4440269 | 1 | [5 empty] | Removed from Ground | Diesel | 500 | Bare Steel | 1971-05-03 | 1899-12-31 | Galvanized Steel
CAMBRIDGE CHEVRON | 3500 ASHFORD DUNWOODY RD | ATLANTA | DeKalb | 4440494 | 1 | [5 empty] | Removed from Ground | Gas (Historical Use) | 6000 | Double Walled | 1970-04-21 | 1992-06-16 | Fiberglass Reinforced Plastic | Pressurized
EXXON | 77 PERIMETER CTR | ATLANTA | DeKalb | 4440571 | 8 |  |  | FALSE |  | FALSE | Removed from Ground | Diesel | 1000 | Fiberglass | 1989-02-01 | 1998-12-01 | Fiberglass Reinforced Plastic | Pressurized
EXXON | 77 PERIMETER CTR | ATLANTA | DeKalb | 4440571 | 9 |  | 1989-01-01 | FALSE | 1989-01-01 | FALSE | Removed from Ground | Gas (Historical Use) | 12000 | Fiberglass | 1989-02-01 | 2005-03-11 | Fiberglass Reinforced Plastic | Pressurized
EXXON | 77 PERIMETER CTR | ATLANTA | DeKalb | 4440571 | 2 |  |  | FALSE |  | FALSE | Removed from Ground | Gas (Historical Use) | 8000 | Fiberglass | 1969-05-02 | 1988-11-01 | Fiberglass Reinforced Plastic
FORMER HOGAN'S | 4533 ROCKBRIDGE RD | STONE MOUNTAIN | DeKalb | 10000276 | T1 |  |  | FALSE |  | FALSE | Removed from Ground | Gas (Historical Use) | 6000 | Unknown | 2002-10-23 | 2002-10-23 | Unknown
BST/GA HQ/F5666 | 100 PERIMETER CTR PL | ATLANTA | DeKalb | 4440394 | 6 | [5 empty] | Removed from Ground | Other | 1000 | Bare Steel | 1974-01-01 | 1992-03-28 | Unknown | Suction (American)
METRO STATE PRISON | 1301 CONSTITUTION RD | ATLANTA | DeKalb | 440567 | 4 | Flapper Valve | 1998-08-19 |  | 1998-08-19 |  | Removed from Ground | Diesel | 2000 | Fiberglass | 1998-08-19 | 2011-08-05 | Fiberglass Reinforced Plastic | Suction (American)
BIG H FOOD STORES/TEXACO | 1668 EASTLAND RD | ATLANTA | DeKalb | 600977 | 2 | Ball Float | 1998-05-01 | FALSE | 1998-05-01 | FALSE | Currently in Use | Premium | 10000 | Steel-Impressed Current | 1970-01-05 |  | Fiberglass Reinforced Plastic | Pressurized
UNOCAL SVC STA | 2612 BOULDERCREST RD SE | ATLANTA | DeKalb | 601188 | 4 | [5 empty] | Removed from Ground | Diesel | 1000 | Bare Steel | 1990-06-25 | 1990-06-25 | Galvanized Steel
PILOT TRAVEL CENTER #331 | 2605 BOULDERCREST RD | ATLANTA | DeKalb | 9000293 | 3 | [5 empty] | Removed from Ground | Gas (Historical Use) | 12000 | Fiberglass | 1976-02-03 | 1993-08-10 | Fiberglass Reinforced Plastic | Pressurized
CONTINENTAL TRUCKING CORP/THURST | 1460 MORELAND AVE SE | ATLANTA | DeKalb | 9000259 | 6 |  |  | TRUE |  | TRUE | Removed from Ground | Used Oil | 6000 | Bare Steel | 1969-01-01 | 1988-01-01 | Galvanized Steel
Intown Market | 1176 MEMORIAL DR | ATLANTA | DeKalb | 600828 | 58506 | Ball Float | 1998-06-01 | FALSE | 1998-06-01 | FALSE | Currently in Use | Regular | 10000 | Fiberglass | 1987-01-01 |  | Fiberglass Reinforced Plastic | Pressurized
BOULDERCREST TEXACO | 2710 BOULDERCREST RD STE B | ATLANTA | DeKalb | 10000957 | 2 | Ball Float | 2005-04-01 | FALSE | 2005-04-01 | FALSE | Currently in Use | Premium | 6000 | Epoxy | 2005-04-01 |  | Fiberglass Reinforced Plastic | Pressurized
RELIABLE EXPRESS INC | 1235 CONSTITUTION RD SE | ATLANTA | DeKalb | 10000649 | 1 |  |  | FALSE |  | FALSE | Removed from Ground | Diesel | 12000 | Bare Steel | 2004-01-15 | 2004-06-04 | Bare Steel | Pressurized
FORMER 299 MORELAND AVENUE SERVICE STATION | 299 MORELAND AVENUE | ATLANTA | DeKalb | 10001058 | 1 |  |  | FALSE |  | FALSE | Removed from Ground |  | 0 | Unknown |  | 1899-12-31
GHESANI ENTERPRISES | 2595 GRESHAM RD | ATLANTA | DeKalb | 10002464 | 1 |  |  | FALSE |  | FALSE | Removed from Ground | Not Marked/Tank Removed | 0 | Unknown |  | 1899-12-31
BROOKHAVEN FINA | 3901 PEACHTREE RD & COLONIAL | ATLANTA | DeKalb | 601028 | 1 | [5 empty] | Removed from Ground | Gas (Historical Use) | 3000 | Bare Steel | 1957-04-30 | 1990-02-01 | Galvanized Steel
PAPERCON INC | 2700 APPLE VALLEY RD NE | ATLANTA | DeKalb | 4440166 | 4 | [5 empty] | Permanently Out of Use - historical purposes | Other | 1 | Bare Steel |  | 1899-12-31 | Unknown
PAPERCON INC | 2700 APPLE VALLEY RD NE | ATLANTA | DeKalb | 4440166 | 1 | [5 empty] | Permanently Out of Use - historical purposes | Other | 1 | Bare Steel |  | 1899-12-31 | Unknown
ASHFORD GREEN | 4170 ASHFORD DUNWOODY RD | ATLANTA | DeKalb | 9044516 | 1 | [5 empty] | Removed from Ground | Diesel | 150 | Bare Steel | 1982-01-01 | 2001-08-13 | Bare Steel | Gravity Fed
SOUTHERN CO | 64 PERIMETER CTR E | ATLANTA | DeKalb | 4440170 | 1 | [5 empty] | Removed from Ground | Gas (Historical Use) | 10000 | Fiberglass | 1985-04-22 | 1994-02-15 | Galvanized Steel | Pressurized
EXXON | 77 PERIMETER CTR | ATLANTA | DeKalb | 4440571 | 3 |  |  | FALSE |  | FALSE | Removed from Ground | Gas (Historical Use) | 6000 | Fiberglass | 1969-05-02 | 1988-11-01 | Fiberglass Reinforced Plastic
CAMBRIDGE CHEVRON | 3500 ASHFORD DUNWOODY RD | ATLANTA | DeKalb | 4440494 | 2 | [5 empty] | Removed from Ground | Gas (Historical Use) | 8000 | Double Walled | 1968-04-21 | 1992-06-16 | Galvanized Steel | Pressurized
T&B - SCOTTDALE CONTRACTORS INC | 411 NORTH CLARENDON AVE | SCOTTDALE | DeKalb | 9044066 | 2 | [5 empty] | Removed from Ground | Gas (Historical Use) | 6000 | Bare Steel | 1979-01-01 | 1899-12-31 | Galvanized Steel
CITGO FOOD MART | 3580 N DECATUR RD | SCOTTDALE | DeKalb | 9000232 | 1 | Ball Float | 1998-04-01 |  | 1998-04-01 |  | Currently in Use | Gas (Historical Use) | 8000 | Steel-Impressed Current | 1973-02-06 |  | Fiberglass Reinforced Plastic | Pressurized
Glenwood Food Mart | 2315 GLENWOOD AVE SE | ATLANTA | DeKalb | 9044144 | 3 | Ball Float | 1991-01-19 | FALSE | 1991-01-19 | FALSE | Currently in Use | Gas (Historical Use) | 10000 | Fiberglass | 1991-01-19 |  | Fiberglass Reinforced Plastic | Pressurized
SCHNEIDER NATIONAL CARRIERS INC | 3300 INTERNATIONAL PARK DR | ATLANTA | DeKalb | 9044385 | 5 | Overfill Alarm | 1995-05-20 | TRUE | 1995-05-20 | TRUE | Currently in Use | Used Oil | 2500 | Fiberglass Double Walled | 1995-05-20 |  | Double-Walled Fiberglass | Safe Suction (Euro)
SCHNEIDER NATIONAL CARRIERS INC | 3300 INTERNATIONAL PARK DR | ATLANTA | DeKalb | 9044385 | 4 | Ball Float | 1995-05-20 | FALSE | 1995-05-20 | FALSE | Currently in Use | New Oil | 10000 | Fiberglass Double Walled | 1995-05-20 |  | Fiberglass Reinforced Plastic | Safe Suction (Euro)
DIAGNOSTIC AUTO MAINT | 1314 GLENWOOD AVE | ATLANTA | DeKalb | 9044500 | 1 | [5 empty] | Closed in Ground | Gas (Historical Use) | 0 | Not Marked/Unknown | 1970-01-01 | 1970-01-01 | Not Marked
INTRECHMENT CREEK POLLUTION CONT | 1510 KEY RD | ATLANTA | DeKalb | 9044503 | 2 |  |  | TRUE |  | TRUE | Removed from Ground | Empty | 1100 | Marked Unknown | 2000-08-01 | 2000-08-01 | Unknown
SHELL FOOD MART | 1420 CUSTER AVENUE | ATLANTA | DeKalb | 9044497 | C |  |  | FALSE |  | FALSE | Removed from Ground | Gas (Historical Use) | 5000 | Epoxy | 1999-10-01 | 1999-10-01 | Galvanized Steel | Pressurized
SHELL FOOD MART | 1420 CUSTER AVENUE | ATLANTA | DeKalb | 9044497 | D |  |  | FALSE |  | FALSE | Removed from Ground | Gas (Historical Use) | 5000 | Epoxy | 1999-10-01 | 1999-10-01 | Galvanized Steel | Pressurized
EXXON FOOD MART | 2701 BOULDERCREST RD SE | ATLANTA | DeKalb | 9044524 | 1 | Ball Float | 2001-10-15 | FALSE | 2001-10-15 | FALSE | Currently in Use | Regular | 12000 | Composite | 2001-10-09 |  | Fiberglass Reinforced Plastic | Pressurized
EXXON FOOD MART | 2701 BOULDERCREST RD SE | ATLANTA | DeKalb | 9044524 | 1 | Ball Float | 2001-10-15 | FALSE | 2001-10-15 | FALSE | Currently in Use | Regular | 12000 | Composite | 2001-10-09 |  | Fiberglass Reinforced Plastic | Pressurized
MARATHON FOOD MART | 2588 GRESHAM RD SE | ATLANTA | DeKalb | 9044522 | 3 | Flapper Valve | 2001-10-08 | FALSE | 2001-10-08 | FALSE | Currently in Use | Diesel | 8000 | Fiberglass | 2001-05-01 |  | Fiberglass Reinforced Plastic | Pressurized
KMART #4230 | 2425 GRESHAM RD SE | ATLANTA | DeKalb | 4440434 | 1 |  |  | TRUE |  | TRUE | Removed from Ground | Used Oil | 1000 | Bare Steel | 1966-04-01 | 1990-11-16 | Galvanized Steel
CITY OF ATLANTA/CORRECTIONS | 561 KEY RD SE | ATLANTA | DeKalb | 4440413 | 2 | [5 empty] | Removed from Ground | Diesel | 500 | Marked Unknown | 1961-05-06 | 1998-11-03 | Unknown
SHELL FOOD MART | 2680 BOULDERCREST RD | ATLANTA | DeKalb | 4440178 | 2 | [5 empty] | Removed from Ground | Gas (Historical Use) | 8000 | Bare Steel | 1980-03-10 | 1991-07-09 | Galvanized Steel
MOUNTAIN FARMS/OK #126 | 5616 REDAN RD | STONE MOUNTAIN | DeKalb | 442008 | 1 | Flapper Valve | 1987-11-04 | FALSE | 1987-11-04 | FALSE | Currently in Use | Regular | 10000 | Composite | 1987-11-04 |  | Fiberglass Reinforced Plastic | Pressurized
KROGER 354 | 1232 S HAIRSTON RD | STONE MOUNTAIN | DeKalb | 10001950 | 1 | Overfill Alarm | 2010-12-15 | FALSE | 2010-12-15 | FALSE | Currently in Use | Regular | 20000 | Fiberglass Double Walled | 2010-11-19 |  | Double-Walled Flex | Pressurized
HIDDEN HILLS MAINTENANCE SHOP | 5001 BIFFLE RD | STONE MOUNTAIN | DeKalb | 4440337 | 3 | [5 empty] | Removed from Ground | Gas (Historical Use) | 1000 | Not Marked/Unknown | 1991-06-01 | 1991-06-01 | Not Marked
BST/PERIMETER WEST/F5409 | 125 PERIMETER CENTER W | ATLANTA | DeKalb | 9044191 | 2 |  | 1996-12-19 |  | 1996-12-19 |  | Removed from Ground | Diesel | 2500 | Double Walled | 1996-12-19 | 2002-10-21 | Copper | Suction (American)
RICH'S LICENSED GOODYEAR AUTO SE | 4300 ASHFORD DUNWOODY RD | ATLANTA | DeKalb | 4440390 | 2 | [5 empty] | Removed from Ground | Gas (Historical Use) | 10000 | Bare Steel | 1971-01-01 | 1988-01-01 | Not Marked
BST/GA HQ/F5666 | 100 PERIMETER CTR PL | ATLANTA | DeKalb | 4440394 | 2 | [5 empty] | Removed from Ground | Gas (Historical Use) | 10000 | Bare Steel | 1976-07-17 | 1986-05-01 | Galvanized Steel
FIRESTONE STORE #07EL | 4502 ASHFORD RD | ATLANTA | DeKalb | 600326 | 4 | [5 empty] | Permanently Out of Use - historical purposes | Empty | 10000 | Bare Steel | 1976-03-16 | 1899-12-31 | Galvanized Steel
FIRESTONE STORE #07EL | 4502 ASHFORD RD | ATLANTA | DeKalb | 600326 | 5 |  |  | TRUE |  | TRUE | Removed from Ground | Used Oil | 550 | Bare Steel | 1976-03-16 | 1995-01-23 | Galvanized Steel
COSTCO GASOLINE | 510 BROOKHAVEN AVE | ATLANTA | DeKalb | 10002198 | 2 | Overfill Alarm | 2013-02-21 | FALSE | 2013-02-21 | FALSE | Currently in Use | Regular | 30000 | Fiberglass Double Walled | 2013-02-21 |  | Double-Walled Fiberglass | Pressurized
DUNWOODY TEXACO | 2124 JOHNSON FERRY RD | ATLANTA | DeKalb | 442003 | 2 | Ball Float | 1994-06-08 | FALSE | 1994-06-08 | FALSE | Currently in Use | Premium | 10000 | Fiberglass | 1987-11-04 |  | Fiberglass Reinforced Plastic | Pressurized
BROOKHAVEN FINA | 3901 PEACHTREE RD & COLONIAL | ATLANTA | DeKalb | 601028 | 4 | [5 empty] | Removed from Ground | Gas (Historical Use) | 6000 | Bare Steel | 1979-04-25 | 1990-02-01 | Galvanized Steel
BROOKHAVEN FINA | 3901 PEACHTREE RD & COLONIAL | ATLANTA | DeKalb | 601028 | 7 | [5 empty] | Removed from Ground | Diesel | 6000 | Fiberglass | 1990-02-14 | 1998-06-10 | Fiberglass Reinforced Plastic | Pressurized
BST/GA HQ/F5666 | 100 PERIMETER CTR PL | ATLANTA | DeKalb | 4440394 | 3 | [5 empty] | Removed from Ground | Other | 10000 | Bare Steel | 1979-09-01 | 1996-11-14 | Copper | Suction (American)
MOUNTAIN FARMS/OK #126 | 5616 REDAN RD | STONE MOUNTAIN | DeKalb | 442008 | 2 | Flapper Valve | 1987-11-04 | FALSE | 1987-11-04 | FALSE | Currently in Use | Premium | 8000 | Composite | 1987-11-04 |  | Fiberglass Reinforced Plastic | Pressurized
KROGER 354 | 1232 S HAIRSTON RD | STONE MOUNTAIN | DeKalb | 10001950 | 2A | Overfill Alarm | 2010-12-15 | FALSE | 2010-12-15 | FALSE | Currently in Use | Diesel | 10000 | Fiberglass Double Walled | 2010-11-19 |  | Double-Walled Flex | Pressurized
LAKSHITA INC aka Former Amoco Service Station #00221 | 1981 FLAT SHOALS RD | ATLANTA | DeKalb | 4440792 | 2 | Ball Float | 1990-12-01 | FALSE | 1990-12-01 | FALSE | Currently in Use | Regular | 10000 | Fiberglass | 2001-09-04 |  | Double-Walled Fiberglass | Pressurized
RLF IV Bouldercrest SPE - RMDS TERMINAL/TSC EXPRESS CO | 2704 BOULDERCREST RD SE | ATLANTA | DeKalb | 4440722 | 3 | [5 empty] | Removed from Ground | Diesel | 12000 | Bare Steel | 1984-01-28 | 1990-09-25 | Bare Steel
BUDDYS #21 | 1181 MCPHERSON AVE SE | ATLANTA | DeKalb | 9044103 | 4 |  | 1998-03-14 | FALSE | 1998-03-14 | TRUE | Currently in Use | Kerosene | 4000 | Galvanic (STIP-3) | 1989-03-14 |  | Fiberglass Reinforced Plastic | Suction (American)
BUDDYS #21 | 1181 MCPHERSON AVE SE | ATLANTA | DeKalb | 9044103 | 5 | Flapper Valve | 1998-03-14 | FALSE | 1998-03-14 | TRUE | Currently in Use | Diesel | 4000 | Galvanic (STIP-3) | 1989-03-14 |  | Fiberglass Reinforced Plastic | Suction (American)
GOLDEN EAGLE FOOD AND GAS INC | 2345 FLAT SHOALS RD SE | ATLANTA | DeKalb | 4440003 | 3 | Ball Float | 1999-10-01 | FALSE | 1999-10-01 | FALSE | Temporarily out of use | Gas (Historical Use) | 3000 | Steel-Impressed Current | 1961-04-25 |  |  | Pressurized
KROGER CO BOULDERCREST | 3475 INTERNATIONAL PARK DR | ATLANTA | DeKalb | 4440116 | 3 |  | 1992-09-10 |  | 1992-09-10 |  | Removed from Ground | New Oil | 6000 | Fiberglass | 1984-12-10 | 2016-07-07 | Fiberglass Reinforced Plastic | Suction (American)
PILOT TRAVEL CENTER #331 | 2605 BOULDERCREST RD | ATLANTA | DeKalb | 9000293 | 1 | [5 empty] | Removed from Ground | Gas (Historical Use) | 12000 | Fiberglass | 1976-02-03 | 1993-08-10 | Fiberglass Reinforced Plastic | Pressurized
PILOT TRAVEL CENTER #331 | 2605 BOULDERCREST RD | ATLANTA | DeKalb | 9000293 | 7 | Ball Float | 1994-12-01 | FALSE | 1994-12-01 | FALSE | Currently in Use | Gas (Historical Use) | 12000 | Fiberglass | 1994-12-19 |  | Double-Walled Fiberglass | Pressurized
PILOT TRAVEL CENTER #331 | 2605 BOULDERCREST RD | ATLANTA | DeKalb | 9000293 | 4 | Flapper Valve | 1994-12-01 | FALSE | 1994-12-01 | FALSE | Currently in Use | Diesel | 20000 | Fiberglass | 1994-12-19 |  | Double-Walled Fiberglass | Pressurized
CONTINENTAL TRUCKING CORP/THURST | 1460 MORELAND AVE SE | ATLANTA | DeKalb | 9000259 | 5 | [5 empty] | Removed from Ground | Diesel | 12000 | Bare Steel | 1969-04-08 | 1988-01-01 | Galvanized Steel
DUNWOODY TEXACO | 2124 JOHNSON FERRY RD | ATLANTA | DeKalb | 442003 | 3 | Ball Float | 1994-06-08 | FALSE | 1994-06-08 | FALSE | Currently in Use | Diesel | 10000 | Fiberglass | 1987-11-04 |  | Fiberglass Reinforced Plastic | Pressurized
FINA 6697 (FORMER) | 4568 PEACHTREE RD | ATLANTA | DeKalb | 3044001 | 2 | [5 empty] | Removed from Ground | Gas (Historical Use) | 3000 | Not Marked/Unknown | 1993-09-02 | 1993-09-02 | Not Marked
CAMBRIDGE CHEVRON | 3500 ASHFORD DUNWOODY RD | ATLANTA | DeKalb | 4440494 | 7 | Ball Float | 1992-06-16 | FALSE | 1992-06-16 | FALSE | Currently in Use | Premium | 12000 | Fiberglass | 1992-06-16 |  | Fiberglass Reinforced Plastic | Pressurized
2155 Flat Shoals Road-BP Food Mart | 2155 Flat Shoals Road | Atlanta | DeKalb | 10003175 | 2C | Flapper Valve | 2021-01-11 | FALSE | 2020-11-18 | FALSE | Currently in Use | Diesel | 6000 | Composite Double Walled | 2020-10-27 |  | Double-Walled Fiberglass | Pressurized
2155 Flat Shoals Road-BP Food Mart | 2155 Flat Shoals Road | Atlanta | DeKalb | 10003175 | 2B | Flapper Valve | 2021-01-11 | FALSE | 2020-11-18 | FALSE | Currently in Use | E-0 | 6000 | Composite Double Walled | 2020-10-27 |  | Double-Walled Fiberglass | Pressurized
2155 Flat Shoals Road-BP Food Mart | 2155 Flat Shoals Road | Atlanta | DeKalb | 10003175 | 2A | Flapper Valve | 2021-01-11 | FALSE | 2020-11-18 | FALSE | Currently in Use | Premium | 6000 | Composite Double Walled | 2020-10-27 |  | Double-Walled Fiberglass | Pressurized
2155 Flat Shoals Road-BP Food Mart | 2155 Flat Shoals Road | Atlanta | DeKalb | 10003175 | 1 | Flapper Valve | 2021-01-11 | FALSE | 2020-11-18 | FALSE | Currently in Use | Regular | 12000 | Composite Double Walled | 2020-10-27 |  | Double-Walled Fiberglass | Pressurized
BASKET BAKERY & GARDEN CAFE | 6655 MEMORIAL DR | STONE MOUNTAIN | DeKalb | 9044280 | 1 | [5 empty] | Closed in Ground | Gas (Historical Use) | 3000 | Bare Steel |  | 1899-12-31 | Bare Steel
GRESHAM FOOD MART | 2624 GRESHAM RD | ATLANTA | DeKalb | 9000229 | 7 | Ball Float | 1998-05-25 | FALSE | 1998-05-28 | FALSE | Currently in Use | Premium | 10000 | Composite | 1988-01-01 |  | Fiberglass Reinforced Plastic | Pressurized
GRESHAM FOOD MART | 2624 GRESHAM RD | ATLANTA | DeKalb | 9000229 | 4 | [5 empty] | Removed from Ground | Gas (Historical Use) | 5000 | Marked Unknown | 1967-02-08 | 1988-07-01 | Unknown
AT & T GAA 230 ATLNGADC-GRE | 40 PERIMETER CENTER EAST | ATLANTA | DeKalb | 9044317 | 1 | [5 empty] | Removed from Ground | Diesel | 2000 | Cathodically Protected Steel | 1982-01-01 | 1998-10-01 | Galvanized Steel | Suction (American)
RICH'S LICENSED GOODYEAR AUTO SE | 4300 ASHFORD DUNWOODY RD | ATLANTA | DeKalb | 4440390 | 3 | [5 empty] | Removed from Ground | Gas (Historical Use) | 10000 | Bare Steel | 1971-01-01 | 1988-01-01 | Not Marked
CAMBRIDGE CHEVRON | 3500 ASHFORD DUNWOODY RD | ATLANTA | DeKalb | 4440494 | 5 | Ball Float | 1992-06-16 | FALSE | 1992-06-16 | FALSE | Currently in Use | Regular | 12000 | Fiberglass | 1992-06-16 |  | Fiberglass Reinforced Plastic | Pressurized
CAMBRIDGE CHEVRON | 3500 ASHFORD DUNWOODY RD | ATLANTA | DeKalb | 4440494 | 4 |  | 1992-06-16 | TRUE | 1992-06-16 | TRUE | Removed from Ground | Used Oil | 1000 | Double Walled | 1990-08-01 | 2001-06-08 | Not Marked | Gravity Fed
H M PATTERSON & SON | 4550 PEACHTREE RD NE | ATLANTA | DeKalb | 4440320 | 1 | [5 empty] | Removed from Ground | Gas (Historical Use) | 1000 | Bare Steel | 1960-04-16 | 1990-04-17 | Galvanized Steel
MAJIK MARKET #244-09/#89048 | 1388 DRESDEN DR | ATLANTA | DeKalb | 4440302 | 2 | [5 empty] | Removed from Ground | Gas (Historical Use) | 8000 | Bare Steel | 1973-04-24 | 1992-03-01 | Galvanized Steel | Suction (American)
THREE RAVINIA | 3 RAVINIA DR | ATLANTA | DeKalb | 9044222 | 1 | Ball Float | 1991-04-01 | FALSE | 1991-04-01 | FALSE | Currently in Use | Diesel | 2500 | Fiberglass Double Walled | 1991-04-01 |  | Fiberglass Reinforced Plastic | Pressurized
EXXON | 77 PERIMETER CTR | ATLANTA | DeKalb | 4440571 | 6 |  | 1989-01-01 | FALSE | 1989-01-01 | FALSE | Removed from Ground | Gas (Historical Use) | 10000 | Fiberglass | 1989-02-01 | 2005-03-11 | Fiberglass Reinforced Plastic | Pressurized
PARKER & SON SCREEN & GLASS INC | 5649 COVINGTON HWY | DECATUR | DeKalb | 4440122 | 1 | Flapper Valve | 1995-04-26 |  | 1995-04-26 |  | Removed from Ground | Gas (Historical Use) | 10000 | Steel-Impressed Current | 1981-02-26 | 2011-05-18 | Steel (Impressed Current) | Pressurized
COCA-COLA ENTERPRISES | 2400 MELLON COURT | DECATUR | DeKalb | 330279 | 2 | [5 empty] | Removed from Ground | Gas (Historical Use) | 12000 | Bare Steel | 1982-04-22 | 1993-03-10 | Galvanized Steel | Suction (American)
JOHN H HARLAND CO #2 | 2935 MILLER RD | DECATUR | DeKalb | 4440282 | 5 | [5 empty] | Removed from Ground | Diesel | 3000 | Not Marked/Unknown | 1981-05-09 | 1998-12-10 | Not Marked
JOHN H HARLAND CO #2 | 2935 MILLER RD | DECATUR | DeKalb | 4440282 | 7 | [5 empty] | Removed from Ground | Other | 1000 | Bare Steel | 1961-12-31 | 1988-12-01 | Galvanized Steel
JOHN H HARLAND CO #2 | 2935 MILLER RD | DECATUR | DeKalb | 4440282 | 4 | [5 empty] | Removed from Ground | Gas (Historical Use) | 10000 | Not Marked/Unknown | 1981-05-09 | 1998-12-10 | Not Marked
JOHN H HARLAND CO #2 | 2935 MILLER RD | DECATUR | DeKalb | 4440282 | 1 | [5 empty] | Removed from Ground | Other | 1 | Fiberglass | 1984-05-15 | 1987-12-01 | Galvanized Steel
DECATUR 2015 LLC | 4847 COVINGTON HWY | DECATUR | DeKalb | 4440689 | 2 | [5 empty] | Removed from Ground | Gas (Historical Use) | 8127 | Bare Steel | 1967-05-07 | 1999-05-01 | Galvanized Steel
TEXACO FOODMART | 4286 COVINGTON HWY | DECATUR | DeKalb | 4440464 | 5 | Ball Float | 1990-05-01 | FALSE | 1990-05-01 | FALSE | Temporarily out of use | Plus | 10270 | Steel-Impressed Current | 1978-03-31 |  | Fiberglass Reinforced Plastic | Pressurized
COCA-COLA ENTERPRISES | 2400 MELLON COURT | DECATUR | DeKalb | 330279 | 3 | [5 empty] | Removed from Ground | Diesel | 12000 | Bare Steel | 1982-04-22 | 1993-03-10 | Galvanized Steel
TEXACO FOODMART | 4286 COVINGTON HWY | DECATUR | DeKalb | 4440464 | 1 | Ball Float | 1990-05-01 | FALSE | 1990-05-01 | FALSE | Currently in Use | Diesel | 10270 | Steel-Impressed Current | 1978-03-31 |  | Fiberglass Reinforced Plastic | Pressurized
CHEVRON FOOD MART | 4223 COVINGTON HWY | DECATUR | DeKalb | 4440820 | 2 | Ball Float | 1993-05-27 | FALSE | 1993-05-27 | FALSE | Currently in Use | Premium | 10000 | Fiberglass | 1986-01-01 |  | Fiberglass Reinforced Plastic | Pressurized
CARY PAUL HONDA | 4806 COVINGTON HWY | DECATUR | DeKalb | 9044097 | 1 |  |  | TRUE |  | TRUE | Removed from Ground | Used Oil | 1000 | Bare Steel | 1966-01-01 | 1988-11-01 | Galvanized Steel
PETROLEUM REALTY II LLC | 4530 GLENWOOD RD | DECATUR | DeKalb | 4440684 | 2 | Flapper Valve | 1982-01-01 | FALSE | 1982-01-01 | FALSE | Currently in Use | Premium | 12000 | Fiberglass | 1982-05-04 |  | Fiberglass Reinforced Plastic | Pressurized
DECATUR 2015 LLC | 4847 COVINGTON HWY | DECATUR | DeKalb | 4440689 | 3 | [5 empty] | Removed from Ground | Diesel | 8127 | Bare Steel | 1967-05-07 | 1999-05-01 | Galvanized Steel
PRIME EQUIPMENT #706 | 5260 TRUMAN DR | DECATUR | DeKalb | 9044315 | D1 | [5 empty] | Removed from Ground | Diesel | 2000 | Cathodically Protected Steel | 1988-05-03 | 1999-01-27 | Fiberglass Reinforced Plastic | Suction (American)
CITGO FOOD MART | 4823 COVINGTON HWY | DECATUR | DeKalb | 9000496 | 1 | [5 empty] | Permanently Out of Use - historical purposes | Gas (Historical Use) | 10000 | Bare Steel | 1971-04-27 | 1899-12-31 | Galvanized Steel
CITGO FOOD MART | 4823 COVINGTON HWY | DECATUR | DeKalb | 9000496 | 4 | [5 empty] | Permanently Out of Use - historical purposes | Gas (Historical Use) | 6000 | Bare Steel | 1979-04-25 | 1899-12-31 | Galvanized Steel
CITGO FOOD MART | 4823 COVINGTON HWY | DECATUR | DeKalb | 9000496 | 7 |  | 1990-03-13 |  | 1990-03-13 |  | Removed from Ground | Gas (Historical Use) | 10000 | Galvanic (STIP-3) | 1990-03-13 | 2004-11-17 | Galvanized Steel | Pressurized
JOHN H HARLAND CO #2 | 2935 MILLER RD | DECATUR | DeKalb | 4440282 | 2 | [5 empty] | Removed from Ground | Other | 1 | Fiberglass | 1984-05-15 | 1988-12-01 | Galvanized Steel
ALL ELECTRIC DISTRIBUTING CO | 5268 SNAPFINGER WOODS RD | DECATUR | DeKalb | 4440443 | 1 | [5 empty] | Removed from Ground | Gas (Historical Use) | 3000 | Bare Steel | 1978-03-25 | 1998-05-28 | Galvanized Steel | Suction (American)
TEXACO SERVICE #100421 | 2585 WESLEY CHAPEL @ I-20 | DECATUR | DeKalb | 4440533 | 3 | Ball Float | 1994-01-01 |  | 1991-01-01 |  | Removed from Ground | Gas (Historical Use) | 10000 | Fiberglass | 1981-04-09 | 2006-07-13 | Fiberglass Reinforced Plastic | Pressurized
CHEVRON FOOD MART | 4223 COVINGTON HWY | DECATUR | DeKalb | 4440820 | 3 | Ball Float | 1993-05-27 | FALSE | 1993-05-27 | FALSE | Currently in Use | Diesel | 10000 | Fiberglass | 1986-01-01 |  | Fiberglass Reinforced Plastic | Pressurized
JOHN H HARLAND CO #2 | 2935 MILLER RD | DECATUR | DeKalb | 4440282 | 8 | [5 empty] | Removed from Ground | Other | 1000 | Bare Steel | 1961-12-31 | 1988-01-01 | Galvanized Steel
JOHN H HARLAND CO #2 | 2935 MILLER RD | DECATUR | DeKalb | 4440282 | 9 | [5 empty] | Removed from Ground | Other | 1000 | Bare Steel | 1981-04-20 | 1988-12-01 | Galvanized Steel
ASHAR ENTERPRISES | 4605 GLENWOOD RD | DECATUR | DeKalb | 9044492 | 3 | Ball Float | 1999-06-01 | FALSE | 1999-06-01 | FALSE | Currently in Use | Premium | 10000 | Fiberglass | 1999-01-01 |  | Fiberglass Reinforced Plastic | Pressurized
PYRAMID MASONRY CONTRACTORS INC | 2330 MELLON CT | DECATUR | DeKalb | 9044302 | 1 | [5 empty] | Removed from Ground | Gas (Historical Use) | 1000 | Bare Steel | 1976-10-01 | 1996-10-30 | Bare Steel | Suction (American)
COCA-COLA ENTERPRISES | 2400 MELLON COURT | DECATUR | DeKalb | 330279 | 4 |  |  | TRUE |  | TRUE | Removed from Ground | Used Oil | 300 | Bare Steel | 1982-04-22 | 1993-03-10 | Galvanized Steel
COCA-COLA ENTERPRISES | 2400 MELLON COURT | DECATUR | DeKalb | 330279 | 5 |  |  | TRUE |  | TRUE | Removed from Ground | Used Oil | 550 | Not Marked/Unknown | 1993-03-01 | 1993-03-01 | Not Marked
TEXACO FOODMART | 4286 COVINGTON HWY | DECATUR | DeKalb | 4440464 | 2 | Ball Float | 1990-05-01 | FALSE | 1990-05-01 | FALSE | Currently in Use | Regular | 10270 | Steel-Impressed Current | 1978-03-31 |  | Fiberglass Reinforced Plastic | Pressurized
SHELL FOOD MART | 5041 SNAPFINGER WOODS DR | DECATUR | DeKalb | 10000896 | 2B | Ball Float | 2005-02-11 | FALSE | 2005-02-11 | FALSE | Currently in Use | Diesel | 6000 | Fiberglass Double Walled | 2004-12-23 |  | Double-Walled Fiberglass | Pressurized
BST/ F5657 | 3891 NORTH PEACHTREE RD | CHAMBLEE | DeKalb | 4440398 | 1 | [5 empty] | Removed from Ground | Gas (Historical Use) | 4000 | Bare Steel | 1976-07-08 | 1991-01-15 | Unknown | Pressurized
CHARMS FINA/BUDDYS #12 | 5000 PEACHTREE IND BLVD | CHAMBLEE | DeKalb | 4440277 | 1 |  | 1998-11-06 |  | 1998-11-06 |  | Removed from Ground | Gas (Historical Use) | 12000 | Steel-Impressed Current | 1965-05-08 | 2006-07-24 | Cathodically Protected
CHAMBLEE MART LLC | 4926 BUFORD HWY | CHAMBLEE | DeKalb | 4440218 | 14 | Ball Float | 2002-08-01 | FALSE | 2002-08-01 | FALSE | Currently in Use | Plus | 6000 | Composite | 2002-08-01 |  | Double-Walled Flex | Pressurized
CHAMBLEE MART LLC | 4926 BUFORD HWY | CHAMBLEE | DeKalb | 4440218 | 1 |  |  | TRUE |  | TRUE | Removed from Ground | Used Oil | 550 | Bare Steel | 1958-04-30 | 1899-12-31 | Galvanized Steel
TEXACO SERVICE #100421 | 2585 WESLEY CHAPEL @ I-20 | DECATUR | DeKalb | 4440533 | 4 |  | 1994-01-01 |  | 1991-01-01 |  | Removed from Ground | Diesel | 10000 | Fiberglass | 1981-04-09 | 2006-07-13 | Fiberglass Reinforced Plastic | Pressurized
PETROLEUM REALTY II LLC | 4530 GLENWOOD RD | DECATUR | DeKalb | 4440684 | 3 | Flapper Valve | 1982-01-01 | FALSE | 1982-01-01 | FALSE | Currently in Use | Diesel | 12000 | Fiberglass | 1982-05-04 |  | Fiberglass Reinforced Plastic | Pressurized
CAREY PAUL FORD INC | 4334 SNAPFINGER WOODS DR | DECATUR | DeKalb | 9044020 | 1 | [5 empty] | Permanently Out of Use - historical purposes | Empty | 0 | Not Marked/Unknown |  | 1899-12-31 | Not Marked
ATLANTA INTERNATIONAL GOLF & COU | 4601 SNAPFINGER WOODS DR | DECATUR | DeKalb | 9044471 | 1 | [5 empty] | Removed from Ground | Gas (Historical Use) | 500 | Bare Steel | 1988-01-01 | 1999-02-01 | Bare Steel
JACKAMERIC AUTO CENTER | 1948 WESLEY CHAPEL RD | DECATUR | DeKalb | 9044259 | 4 | Ball Float | 1998-11-20 | FALSE | 1998-11-20 | FALSE | Temporarily out of use | Kerosene | 1000 | Steel-Impressed Current | 1986-02-28 |  |  | Suction (American)
JACKAMERIC AUTO CENTER | 1948 WESLEY CHAPEL RD | DECATUR | DeKalb | 9044259 | 1 | Ball Float | 1998-11-20 | FALSE | 1998-11-20 | FALSE | Temporarily out of use | Gas (Historical Use) | 3000 | Steel-Impressed Current | 1966-01-01 |  |  | Suction (American)
ATLANTA INTERNATIONAL GOLF & COU | 4601 SNAPFINGER WOODS DR | DECATUR | DeKalb | 9044471 | 2 | [5 empty] | Removed from Ground | Diesel | 500 | Bare Steel | 1988-01-01 | 1999-02-18 | Bare Steel
JACKAMERIC AUTO CENTER | 1948 WESLEY CHAPEL RD | DECATUR | DeKalb | 9044259 | 3 | Ball Float | 1998-11-20 | FALSE | 1998-11-20 | FALSE | Temporarily out of use | Diesel | 3000 | Steel-Impressed Current | 1986-02-28 |  |  | Suction (American)
ATLAS COPCO RENTAL MGMT INC | 2346 MELLON CT | DECATUR | DeKalb | 9044274 | 2 | [5 empty] | Removed from Ground | Diesel | 1000 | Bare Steel | 1974-01-01 | 1994-12-12 | Bare Steel
A & G FOOD MART INC | 6114 COVINGTON HWY | DECATUR | DeKalb | 9044292 | 4 | Ball Float | 1988-11-01 |  | 1988-11-01 |  | Currently in Use | Gas (Historical Use) | 10000 | Fiberglass | 1988-11-01 |  | Fiberglass Reinforced Plastic | Pressurized
CHEVRON FOOD MART | 3530 CHAMBLEE TUCKER RD | CHAMBLEE | DeKalb | 4440374 | 8 | Ball Float | 1994-06-27 | FALSE | 1994-06-27 | FALSE | Removed from Ground | E-10 | 12000 | Fiberglass Double Walled | 2016-02-09 | 2017-06-15 | Fiberglass Reinforced Plastic | Pressurized
CHEVRON FOOD MART | 3530 CHAMBLEE TUCKER RD | CHAMBLEE | DeKalb | 4440374 | 2 | [5 empty] | Removed from Ground | Gas (Historical Use) | 4000 | Bare Steel | 1964-07-15 | 1990-04-01 | Galvanized Steel
GOODYEAR ASC 2162 | 2494 CHAMBLEE TUCKER RD | CHAMBLEE | DeKalb | 4440392 | 1 |  |  | TRUE |  | TRUE | Removed from Ground | Used Oil | 250 | Bare Steel | 1979-04-16 | 1995-08-03 | Bare Steel | Gravity Fed
DEKALB CO/FIRE STATION #19 | 3253 MERCER UNIV DR | CHAMBLEE | DeKalb | 4440256 | 1 | [5 empty] | Removed from Ground | Gas (Historical Use) | 1000 | Bare Steel | 1973-01-01 | 1992-10-21 | Galvanized Steel | Suction (American)
DEKALB CO/FIRE STATION #19 | 3253 MERCER UNIV DR | CHAMBLEE | DeKalb | 4440256 | L295149 | Flapper Valve | 1992-11-01 | FALSE | 1992-11-01 | FALSE | Currently in Use | Gas (Historical Use) | 1034 | Tank Jacket | 1992-11-27 |  | Double-Walled Fiberglass | Safe Suction (Euro)
DEKALB CO/FIRE STATION #12 | 5323 ROBERTS DR | CHAMBLEE | DeKalb | 4440262 | F602475 | [5 empty] | Removed from Ground | Diesel | 500 | Bare Steel | 1971-05-03 | 1991-09-15 | Galvanized Steel
JOHN H HARLAND CO #2 | 2935 MILLER RD | DECATUR | DeKalb | 4440282 | 3 | [5 empty] | Removed from Ground | Gas (Historical Use) | 3000 | Bare Steel | 1978-05-09 | 1998-12-10 | Not Marked
TEXACO SERVICE #100421 | 2585 WESLEY CHAPEL @ I-20 | DECATUR | DeKalb | 4440533 | 2 | Ball Float | 1994-01-01 |  | 1991-01-01 |  | Removed from Ground | Gas (Historical Use) | 10000 | Fiberglass | 1981-04-09 | 2006-07-13 | Fiberglass Reinforced Plastic | Pressurized
DECATUR 2015 LLC | 4847 COVINGTON HWY | DECATUR | DeKalb | 4440689 | 5 | Ball Float | 2000-09-01 | FALSE | 2000-09-01 | FALSE | Currently in Use | Regular | 12000 | Composite Double Walled | 2000-04-01 |  | Double-Walled Fiberglass | Pressurized
DECATUR 2015 LLC | 4847 COVINGTON HWY | DECATUR | DeKalb | 4440689 | 4 | [5 empty] | Removed from Ground | Gas (Historical Use) | 6110 | Bare Steel | 1967-05-07 | 1999-05-01 | Galvanized Steel
ASHAR ENTERPRISES | 4605 GLENWOOD RD | DECATUR | DeKalb | 9044492 | 4 | Ball Float | 1999-06-01 | FALSE | 1999-06-01 | FALSE | Currently in Use | Diesel | 6000 | Fiberglass | 1999-01-01 |  | Fiberglass Reinforced Plastic | Pressurized
CHEVRON FOOD MART | 5995 COVINGTON HWY | DECATUR | DeKalb | 9044523 | 1 | Ball Float | 2001-11-01 | FALSE | 2001-11-01 | FALSE | Currently in Use | Regular | 12000 | Composite | 2001-11-01 |  | Fiberglass Reinforced Plastic | Pressurized
CHEVRON FOOD MART | 3530 CHAMBLEE TUCKER RD | CHAMBLEE | DeKalb | 4440374 | 6 | Ball Float | 1994-06-27 | FALSE | 1994-06-27 | FALSE | Removed from Ground | E-10 | 12000 | Fiberglass Double Walled | 2016-02-09 | 2017-06-15 | Fiberglass Reinforced Plastic | Pressurized
DECATUR 2015 LLC | 4847 COVINGTON HWY | DECATUR | DeKalb | 4440689 | 8 | Flapper Valve | 2016-07-01 | FALSE | 2016-07-01 | FALSE | Currently in Use | E-85 | 12000 | Fiberglass Double Walled | 2016-06-24 |  | Double-Walled Fiberglass | Pressurized
DECATUR 2015 LLC | 4847 COVINGTON HWY | DECATUR | DeKalb | 4440689 | 9 |  | 2016-07-01 | FALSE | 2016-07-01 | FALSE | Currently in Use | Biodiesel | 3000 | Fiberglass Double Walled | 2016-06-24 |  | Double-Walled Fiberglass | Pressurized
DECATUR 2015 LLC | 4847 COVINGTON HWY | DECATUR | DeKalb | 4440689 | 6 | Ball Float | 2000-09-01 | FALSE | 2000-09-01 | FALSE | Currently in Use | Diesel | 12000 | Composite Double Walled | 2000-04-01 |  | Double-Walled Fiberglass | Pressurized
BORDEN INC/DAIRY GROUP | 5335 PENN CIR | DECATUR | DeKalb | 4440731 | 1 | [5 empty] | Removed from Ground | Gas (Historical Use) | 10000 | Marked Unknown | 1974-04-11 | 1990-06-08 | Unknown
CITGO FOOD MART | 4823 COVINGTON HWY | DECATUR | DeKalb | 9000496 | 2 | [5 empty] | Permanently Out of Use - historical purposes | Gas (Historical Use) | 8000 | Bare Steel | 1971-04-27 | 1899-12-31 | Galvanized Steel
CITGO FOOD MART | 4823 COVINGTON HWY | DECATUR | DeKalb | 9000496 | 8 | Ball Float | 2007-09-01 | FALSE | 2007-09-01 | FALSE | Currently in Use | Regular | 15000 | Composite Double Walled | 2007-09-01 |  | Double-Walled Fiberglass | Pressurized
CHEVRON FOOD MART | 3530 CHAMBLEE TUCKER RD | CHAMBLEE | DeKalb | 4440374 | 10A | Flapper Valve | 2017-07-20 | FALSE | 2017-07-20 | FALSE | Currently in Use | Regular | 11000 | Composite Double Walled | 2017-07-20 |  | Double-Walled Fiberglass | Pressurized
CHEVRON FOOD MART | 3530 CHAMBLEE TUCKER RD | CHAMBLEE | DeKalb | 4440374 | 5 |  |  | TRUE |  | TRUE | Removed from Ground | Used Oil | 1000 | Bare Steel | 1966-04-21 | 1990-04-01 | Galvanized Steel
CHARMS FINA/BUDDYS #12 | 5000 PEACHTREE IND BLVD | CHAMBLEE | DeKalb | 4440277 | 2 |  | 1998-11-06 |  | 1998-11-06 |  | Removed from Ground | Gas (Historical Use) | 12000 | Steel-Impressed Current | 1965-05-08 | 2006-07-24 | Cathodically Protected
DEKALB CO SANITATION NORTH LOT | 2315 CHAMBLEE TUCKER RD | CHAMBLEE | DeKalb | 4440244 | L049783 | Flapper Valve | 1996-05-30 |  | 1996-05-30 |  | Currently in Use | Diesel | 10000 | Galvanic (STIP-3) | 1987-05-02 |  | Fiberglass Reinforced Plastic | Safe Suction (Euro)
CHAMBLEE MART LLC | 4926 BUFORD HWY | CHAMBLEE | DeKalb | 4440218 | 6 | [5 empty] | Removed from Ground | Gas (Historical Use) | 10000 | Bare Steel | 1973-04-30 | 1899-12-31 | Galvanized Steel
COCA-COLA ENTERPRISES | 2400 MELLON COURT | DECATUR | DeKalb | 330279 | 1 | [5 empty] | Removed from Ground | Gas (Historical Use) | 12000 | Cathodically Protected Steel | 1982-04-22 | 1993-03-10 | Galvanized Steel | Pressurized
JOHN H HARLAND CO #2 | 2935 MILLER RD | DECATUR | DeKalb | 4440282 | 10 | [5 empty] | Removed from Ground | Other | 1000 | Bare Steel | 1981-04-20 | 1988-12-01 | Galvanized Steel
TEXACO FOODMART | 4286 COVINGTON HWY | DECATUR | DeKalb | 4440464 | 3 | Ball Float | 1990-05-01 | FALSE | 1990-05-01 | FALSE | Currently in Use | Premium | 10270 | Steel-Impressed Current | 1978-03-31 |  | Fiberglass Reinforced Plastic | Pressurized
PETROLEUM REALTY II LLC | 4530 GLENWOOD RD | DECATUR | DeKalb | 4440684 | 1 | Flapper Valve | 1982-01-01 | FALSE | 1982-01-01 | FALSE | Currently in Use | Regular | 12000 | Fiberglass | 1982-05-04 |  | Fiberglass Reinforced Plastic | Pressurized
CHEVRON FOOD MART | 5995 COVINGTON HWY | DECATUR | DeKalb | 9044523 | 2 | Ball Float | 2001-11-01 | FALSE | 2001-11-01 | FALSE | Currently in Use | Premium | 12000 | Composite | 2001-11-01 |  | Fiberglass Reinforced Plastic | Pressurized
TEXACO FOOD MART #101 | 5631 COVINGTON HWY | DECATUR | DeKalb | 9044513 | 2 | Flapper Valve | 2000-11-02 | FALSE | 2000-11-02 | FALSE | Currently in Use | Premium | 10000 | Epoxy | 2000-10-28 |  | Double-Walled Flex | Pressurized
A & G FOOD MART INC | 6114 COVINGTON HWY | DECATUR | DeKalb | 9044292 | 3 | Ball Float | 1988-11-01 |  | 1988-11-01 |  | Currently in Use | Gas (Historical Use) | 10000 | Fiberglass | 1988-11-01 |  | Fiberglass Reinforced Plastic | Pressurized
SHELL FOOD MART | 5041 SNAPFINGER WOODS DR | DECATUR | DeKalb | 10000896 | 1 | Ball Float | 2005-02-11 | FALSE | 2005-02-11 | FALSE | Currently in Use | Gas (Historical Use) | 12000 | Fiberglass | 2004-12-23 |  | Double-Walled Fiberglass | Pressurized
BUDDYS INC #3 | 3411 CHAMBLEE TUCKER RD | CHAMBLEE | DeKalb | 4440278 | 2 | [5 empty] | Removed from Ground | Gas (Historical Use) | 4000 | Bare Steel | 1975-05-09 | 1998-02-12 | Galvanized Steel
BORDEN INC/DAIRY GROUP | 5335 PENN CIR | DECATUR | DeKalb | 4440731 | 2 |  |  | TRUE |  | TRUE | Removed from Ground | Used Oil | 250 | Bare Steel | 1974-04-11 | 1990-06-08 | Unknown
JACKAMERIC AUTO CENTER | 1948 WESLEY CHAPEL RD | DECATUR | DeKalb | 9044259 | 2 | Ball Float | 1998-11-20 | FALSE | 1998-11-20 | FALSE | Temporarily out of use | Gas (Historical Use) | 3000 | Steel-Impressed Current | 1966-01-01 |  |  | Suction (American)
Shell Food Mart D | 5005 SNAPFINGER WOODS DR STE D | DECATUR | DeKalb | 10000501 | 2 | Ball Float | 2002-05-01 | FALSE | 2002-05-01 | FALSE | Currently in Use | Premium | 10000 | Fiberglass | 2002-05-01 |  | Double-Walled Fiberglass | Pressurized
CHAMBLEE MART LLC | 4926 BUFORD HWY | CHAMBLEE | DeKalb | 4440218 | 11 |  |  | TRUE |  | TRUE | Removed from Ground | Used Oil | 1000 | Fiberglass | 1988-04-25 | 1899-12-31 | Fiberglass Reinforced Plastic
PPR ONE ENTERPRISE LLC | 5560 PEACHTREE BLVD | CHAMBLEE | DeKalb | 4440135 | 2 | Flapper Valve | 1994-12-11 | FALSE | 1994-12-11 | FALSE | Currently in Use | Diesel | 11780 | Fiberglass | 1987-04-01 |  | Fiberglass Reinforced Plastic | Pressurized
TEXACO | 3484 CHAMBLEE TUCKER RD | CHAMBLEE | DeKalb | 4440220 | 5 | [5 empty] | Removed from Ground | Gas (Historical Use) | 10000 | Bare Steel | 1981-04-30 | 1899-12-31 | Galvanized Steel
TEXACO | 3484 CHAMBLEE TUCKER RD | CHAMBLEE | DeKalb | 4440220 | 4 | [5 empty] | Removed from Ground | Gas (Historical Use) | 10000 | Bare Steel | 1970-04-30 | 1899-12-31 | Galvanized Steel
TEXACO | 3484 CHAMBLEE TUCKER RD | CHAMBLEE | DeKalb | 4440220 | 7 | Ball Float | 1987-01-01 | FALSE | 1987-01-01 | FALSE | Currently in Use | Premium | 10000 | Fiberglass | 1987-01-01 |  | Fiberglass Reinforced Plastic | Pressurized
PPR ONE ENTERPRISE LLC | 5560 PEACHTREE BLVD | CHAMBLEE | DeKalb | 4440135 | 3 | Flapper Valve | 1994-12-11 | FALSE | 1994-12-11 | FALSE | Currently in Use | Premium | 11780 | Fiberglass | 1987-04-01 |  | Fiberglass Reinforced Plastic | Pressurized
MINIT LUBE #1150 | 5772 PEACHTREE IND BLVD | CHAMBLEE | DeKalb | 4440195 | 217719 | [5 empty] | Removed from Ground | Other | 2000 | Bare Steel | 1979-02-26 | 1993-11-04 | Galvanized Steel
CITGO FOOD MART | 3625 CHAMBLEE TUCKER Road | CHAMBLEE | DeKalb | 4440156 | 3 | Ball Float | 1996-09-19 | FALSE | 1996-09-19 | FALSE | Currently in Use | Diesel | 10000 | Steel-Impressed Current | 1973-12-10 |  | Fiberglass Reinforced Plastic | Pressurized
INFAX INC | 5301 COVINGTON HWY | DECATUR | DeKalb | 9044164 | 1 | [5 empty] | Removed from Ground | Gas (Historical Use) | 2000 | Not Marked/Unknown | 1992-02-10 | 1992-02-10 | Not Marked
COVINGTON HWY FOOD SHOP | 5400 COVINGTON HWY | DECATUR | DeKalb | 9000737 | 4 | Ball Float | 1997-10-01 | FALSE | 1997-10-01 | FALSE | Currently in Use | Diesel | 8000 | Fiberglass | 1985-05-06 |  | Double-Walled Fiberglass | Pressurized
BST/ F5657 | 3891 NORTH PEACHTREE RD | CHAMBLEE | DeKalb | 4440398 | 3 |  |  | TRUE |  | TRUE | Removed from Ground | Used Oil | 5000 | Bare Steel | 1975-07-01 | 1991-02-15 | Unknown | Gravity Fed
SOUTHERN BELL/CHMBGABH | 4638 BUFORD HWY | CHAMBLEE | DeKalb | 4440402 | 4 |  |  | TRUE |  | TRUE | Removed from Ground | Used Oil | 1000 | Bare Steel | 1980-07-08 | 1991-02-15 | Double Walled
BUDDYS INC #3 | 3411 CHAMBLEE TUCKER RD | CHAMBLEE | DeKalb | 4440278 | 4 | [5 empty] | Removed from Ground | Gas (Historical Use) | 8000 | Bare Steel | 1975-05-09 | 1998-02-12 | Galvanized Steel
CHAMBLEE MART LLC | 4926 BUFORD HWY | CHAMBLEE | DeKalb | 4440218 | 3 | [5 empty] | Removed from Ground | Gas (Historical Use) | 3000 | Bare Steel | 1958-04-30 | 1899-12-31 | Galvanized Steel
Fatimid LLC | 4291 N PEACHTREE RD | CHAMBLEE | DeKalb | 4440207 | 7 | Ball Float | 1991-01-01 | FALSE | 1991-01-01 | FALSE | Currently in Use | Regular | 10000 | Fiberglass | 1985-01-01 |  | Fiberglass Reinforced Plastic | Pressurized
Fatimid LLC | 4291 N PEACHTREE RD | CHAMBLEE | DeKalb | 4440207 | 4 |  | 1991-01-01 |  | 1991-01-01 |  | Removed from Ground | Gas (Historical Use) | 10000 | Fiberglass | 1974-04-30 | 1899-12-31 | Fiberglass Reinforced Plastic | Pressurized
TEXACO SERVICE #100421 | 2585 WESLEY CHAPEL @ I-20 | DECATUR | DeKalb | 4440533 | 1 | Ball Float | 1994-01-01 |  | 1991-01-01 |  | Removed from Ground | Gas (Historical Use) | 10000 | Fiberglass | 1981-04-09 | 2006-07-13 | Fiberglass Reinforced Plastic | Pressurized
CHEVRON FOOD MART | 5995 COVINGTON HWY | DECATUR | DeKalb | 9044523 | 3 | Flapper Valve | 2001-11-01 | FALSE | 2001-11-01 | FALSE | Currently in Use | Diesel | 8000 | Composite | 2001-11-01 |  | Fiberglass Reinforced Plastic | Pressurized
ASHAR ENTERPRISES | 4605 GLENWOOD RD | DECATUR | DeKalb | 9044492 | 1 | Ball Float | 1999-06-01 | FALSE | 1999-06-01 | FALSE | Currently in Use | Regular | 8000 | Fiberglass | 1999-01-01 |  | Fiberglass Reinforced Plastic | Pressurized
TJX(MARSHALLS) DISTRIBUTION FACI | 2300 MILLER RD | DECATUR | DeKalb | 9044476 | 1 | [5 empty] | Removed from Ground | Diesel | 20000 | Not Marked/Unknown | 1998-09-11 | 1998-09-11 | Not Marked
INFAX INC | 5301 COVINGTON HWY | DECATUR | DeKalb | 9044164 | 2 | [5 empty] | Removed from Ground | Diesel | 2000 | Not Marked/Unknown | 1992-02-10 | 1992-02-10 | Not Marked
CITGO FOOD MART | 4823 COVINGTON HWY | DECATUR | DeKalb | 9000496 | 10 | Ball Float | 2007-09-01 | FALSE | 2007-09-01 | FALSE | Currently in Use | Diesel | 4000 | Composite Double Walled | 2007-09-01 |  | Double-Walled Fiberglass | Pressurized
COVINGTON HWY FOOD SHOP | 5400 COVINGTON HWY | DECATUR | DeKalb | 9000737 | 2 | Ball Float | 1997-10-01 | FALSE | 1997-10-01 | FALSE | Currently in Use | Regular | 10000 | Fiberglass | 1985-05-06 |  | Double-Walled Fiberglass | Pressurized
CHEVRON FOOD MART | 3530 CHAMBLEE TUCKER RD | CHAMBLEE | DeKalb | 4440374 | 11B | Flapper Valve | 2017-07-20 | FALSE | 2017-07-20 | FALSE | Currently in Use | Diesel | 4000 | Composite Double Walled | 2017-07-20 |  | Double-Walled Fiberglass | Pressurized
KRAM TIRE SERVICE | 3669 MORELAND AVE | CONLEY | DeKalb | 9031146 | 2 | [5 empty] | Removed from Ground | Gas (Historical Use) | 2000 | Bare Steel |  | 1899-12-31 | Galvanized Steel
KRAM TIRE SERVICE | 3669 MORELAND AVE | CONLEY | DeKalb | 9031146 | 1 | [5 empty] | Removed from Ground | Gas (Historical Use) | 2000 | Bare Steel |  | 1899-12-31 | Galvanized Steel
TEXACO FOOD MART #101 | 5631 COVINGTON HWY | DECATUR | DeKalb | 9044513 | 3 | Flapper Valve | 2000-11-02 | FALSE | 2000-11-02 | FALSE | Currently in Use | Diesel | 8000 | Epoxy | 2000-10-28 |  | Double-Walled Flex | Pressurized
A & G FOOD MART INC | 6114 COVINGTON HWY | DECATUR | DeKalb | 9044292 | 2 | Ball Float | 1988-11-01 | FALSE | 1988-11-01 | FALSE | Currently in Use | Gas (Historical Use) | 10000 | Fiberglass | 1988-11-01 |  | Fiberglass Reinforced Plastic | Pressurized
COVINGTON HWY FOOD SHOP | 5400 COVINGTON HWY | DECATUR | DeKalb | 9000737 | 1 | Ball Float | 1997-10-01 | FALSE | 1997-10-01 | FALSE | Currently in Use | Regular | 12000 | Fiberglass | 1985-05-06 |  | Double-Walled Fiberglass | Pressurized
HEDOC CORP INC | 4842 COVINGTON HWY | DECATUR | DeKalb | 440531 | 1 | [5 empty] | Removed from Ground | Other | 500 | Bare Steel | 1980-01-03 | 1996-11-01 | Galvanized Steel
SOUTHERN BELL/CHMBGAOO | 2124 AMERICAN IND WAY | CHAMBLEE | DeKalb | 4440400 | 1 | [5 empty] | Removed from Ground | Gas (Historical Use) | 12000 | Bare Steel | 1980-07-08 | 1989-10-15 | Copper
SOUTHERN BELL/CHMBGABH | 4638 BUFORD HWY | CHAMBLEE | DeKalb | 4440402 | 1 | [5 empty] | Removed from Ground | Gas (Historical Use) | 12000 | Bare Steel | 1980-07-08 | 1990-02-15 | Double Walled
ROLLINS INC | 1964 AIRPORT RD | CHAMBLEE | DeKalb | 4440286 | 1 | [5 empty] | Removed from Ground | Kerosene | 5000 | Bare Steel | 1979-05-02 | 1998-11-01 | Galvanized Steel
BUDDYS INC #3 | 3411 CHAMBLEE TUCKER RD | CHAMBLEE | DeKalb | 4440278 | 1 | [5 empty] | Removed from Ground | Gas (Historical Use) | 4000 | Bare Steel | 1975-05-09 | 1998-02-12 | Galvanized Steel
BST/ F5657 | 3891 NORTH PEACHTREE RD | CHAMBLEE | DeKalb | 4440398 | 2 | [5 empty] | Removed from Ground | Gas (Historical Use) | 4000 | Bare Steel | 1976-07-08 | 1991-01-15 | Unknown | Pressurized
BST/CHAMBLEE CO/F5504 | 3336 CHAMBLEE DUNWOODY RD | CHAMBLEE | DeKalb | 4440401 | 3 | [5 empty] | Removed from Ground | Diesel | 1000 | Bare Steel | 1989-12-15 | 1989-12-15 | Unknown | Suction (American)
BUDDYS INC #3 | 3411 CHAMBLEE TUCKER RD | CHAMBLEE | DeKalb | 4440278 | 5 | [5 empty] | Removed from Ground | Diesel | 6000 | Bare Steel | 1975-05-09 | 1998-02-12 | Galvanized Steel
PEACHTREE CARWASH | 5404 PEACHTREE IND BLVD @ CHAMBLEE | CHAMBLEE | DeKalb | 4440204 | 7 | Ball Float | 1991-01-01 | FALSE | 1991-01-01 | FALSE | Temporarily out of use | Gas (Historical Use) | 10000 | Fiberglass | 1987-04-01 |  | Fiberglass Reinforced Plastic | Pressurized
PEACHTREE CARWASH | 5404 PEACHTREE IND BLVD @ CHAMBLEE | CHAMBLEE | DeKalb | 4440204 | 1 | [5 empty] | Removed from Ground | Gas (Historical Use) | 6000 | Bare Steel | 1963-04-04 | 1899-12-31 | Galvanized Steel
Q LUBE INC #1153 | 5017 BUFORD HWY | CHAMBLEE | DeKalb | 4440193 | 2 | [5 empty] | Removed from Ground | Other | 3000 | Cathodically Protected Steel | 1982-02-25 | 1998-09-01 | Galvanized Steel | Suction (American)
MINIT LUBE #1150 | 5772 PEACHTREE IND BLVD | CHAMBLEE | DeKalb | 4440195 | 526423 |  |  | TRUE |  | TRUE | Removed from Ground | Used Oil | 2000 | Bare Steel | 1984-02-26 | 1993-11-04 | Galvanized Steel
TEXACO FOOD MART | 6380 PEACHTREE INDUSTRIAL BLVD | CHAMBLEE | DeKalb | 9000286 | 1 | Ball Float | 1988-01-01 | FALSE | 1988-01-01 | FALSE | Currently in Use | Regular | 10000 | Steel-Impressed Current | 1980-05-09 |  | Fiberglass Reinforced Plastic | Pressurized
CHAMBLEE FOOD MART | 3254 CHAMBLEE DUNWOODY RD | CHAMBLEE | DeKalb | 9000233 | 4 | [5 empty] | Removed from Ground | Gas (Historical Use) | 5000 | Bare Steel | 1967-12-27 | 1988-06-01 | Unknown
CHAMBLEE FOOD MART | 3254 CHAMBLEE DUNWOODY RD | CHAMBLEE | DeKalb | 9000233 | 5 |  | 1988-06-01 |  | 1988-06-01 |  | Removed from Ground | Gas (Historical Use) | 10000 | Galvanic (STIP-3) | 1987-06-28 | 1999-08-03 | Fiberglass Reinforced Plastic | Pressurized
TEXACO FOOD MART #101 | 5631 COVINGTON HWY | DECATUR | DeKalb | 9044513 | 1 | Flapper Valve | 2000-11-02 | FALSE | 2000-11-02 | FALSE | Currently in Use | Regular | 12000 | Epoxy | 2000-10-28 |  | Double-Walled Flex | Pressurized
CITGO FOOD MART | 4823 COVINGTON HWY | DECATUR | DeKalb | 9000496 | 5 |  | 1990-03-13 |  | 1990-03-13 |  | Removed from Ground | Gas (Historical Use) | 10000 | Galvanic (STIP-3) | 1990-03-13 | 2004-11-17 | Galvanized Steel | Pressurized
COVINGTON HWY FOOD SHOP | 5400 COVINGTON HWY | DECATUR | DeKalb | 9000737 | 3 | Ball Float | 1997-10-01 | FALSE | 1997-10-01 | FALSE | Currently in Use | Gas (Historical Use) | 10000 | Fiberglass | 1985-05-06 |  | Double-Walled Fiberglass | Pressurized
SOUTHERN BELL/CHMBGABH | 4638 BUFORD HWY | CHAMBLEE | DeKalb | 4440402 | 3 |  |  | TRUE |  | TRUE | Removed from Ground | Used Oil | 1000 | Bare Steel | 1980-07-08 | 1991-02-15 | Double Walled
BUDDYS INC #3 | 3411 CHAMBLEE TUCKER RD | CHAMBLEE | DeKalb | 4440278 | 3 | [5 empty] | Removed from Ground | Gas (Historical Use) | 8000 | Bare Steel | 1975-05-09 | 1998-02-12 | Galvanized Steel
DEKALB CO SANITATION NORTH LOT | 2315 CHAMBLEE TUCKER RD | CHAMBLEE | DeKalb | 4440244 | L049776 | Flapper Valve | 1996-05-30 |  | 1996-05-30 |  | Currently in Use | Gas (Historical Use) | 10000 | Galvanic (STIP-3) | 1987-05-02 |  | Fiberglass Reinforced Plastic | Safe Suction (Euro)
SPEEDWAY #46/STARVIN MARVIN #46 | 3643 CHAMBLEE DUNWOODY RD | CHAMBLEE | DeKalb | 4440182 | 1 | [5 empty] | Removed from Ground | Gas (Historical Use) | 10000 | Bare Steel | 1976-03-11 | 1995-02-08 | Galvanized Steel
Q LUBE INC #1153 | 5017 BUFORD HWY | CHAMBLEE | DeKalb | 4440193 | 3 |  |  | TRUE |  | TRUE | Removed from Ground | Used Oil | 1000 | Cathodically Protected Steel | 1982-02-25 | 1998-09-01 | Galvanized Steel | Suction (American)
FREIGHT TERMINALS INC WATKINS MO | 5000 KRISTIE WAY | CHAMBLEE | DeKalb | 9000505 | 3 |  |  | TRUE |  | TRUE | Removed from Ground | Used Oil | 1000 | Bare Steel | 1979-05-02 | 1990-06-01 | Galvanized Steel
TEXACO FOOD MART | 4308 N PEACHTREE RD | CHAMBLEE | DeKalb | 9000341 | 1 | Flapper Valve | 1998-05-20 | FALSE | 1998-05-20 | FALSE | Currently in Use | Regular | 5000 | Galvanic (STIP-3) | 1968-02-08 |  | Steel (Impressed Current) | Pressurized
JOHN H HARLAND CO #2 | 2935 MILLER RD | DECATUR | DeKalb | 4440282 | 11 | [5 empty] | Removed from Ground | Other | 1000 | Bare Steel | 1978-04-20 | 1988-12-01 | Galvanized Steel
A & G FOOD MART INC | 6114 COVINGTON HWY | DECATUR | DeKalb | 9044292 | 1 | Ball Float | 1988-11-01 |  | 1988-11-01 |  | Temporarily out of use | Kerosene | 4000 | Fiberglass | 1988-11-01 |  | Fiberglass Reinforced Plastic | Pressurized
SHELL FOOD MART | 5041 SNAPFINGER WOODS DR | DECATUR | DeKalb | 10000896 | 2A | Ball Float | 2005-02-11 | FALSE | 2005-02-11 | FALSE | Currently in Use | Gas (Historical Use) | 6000 | Fiberglass Double Walled | 2004-12-23 |  | Double-Walled Fiberglass | Pressurized
ROLLINS INC | 1964 AIRPORT RD | CHAMBLEE | DeKalb | 4440286 | 2 | [5 empty] | Removed from Ground | Kerosene | 5000 | Bare Steel | 1979-05-02 | 1998-11-01 | Galvanized Steel
CHAMBLEE MART LLC | 4926 BUFORD HWY | CHAMBLEE | DeKalb | 4440218 | 8 |  | 1988-04-25 | FALSE | 1988-04-25 | FALSE | Removed from Ground | Diesel | 10000 | Fiberglass | 1988-04-25 | 2002-07-01 | Fiberglass Reinforced Plastic | Suction (American)
CHAMBLEE MART LLC | 4926 BUFORD HWY | CHAMBLEE | DeKalb | 4440218 | 12 | Ball Float | 2002-08-01 | FALSE | 2002-08-01 | FALSE | Currently in Use | Regular | 12000 | Composite | 2002-08-01 |  | Double-Walled Flex | Pressurized
CHAMBLEE MART LLC | 4926 BUFORD HWY | CHAMBLEE | DeKalb | 4440218 | 2 | [5 empty] | Removed from Ground | Gas (Historical Use) | 3000 | Bare Steel | 1958-04-30 | 1899-12-31 | Galvanized Steel
PEACHTREE CARWASH | 5404 PEACHTREE IND BLVD @ CHAMBLEE | CHAMBLEE | DeKalb | 4440204 | 6 | Ball Float | 1991-01-01 | FALSE | 1991-01-01 | FALSE | Temporarily out of use | Gas (Historical Use) | 10000 | Fiberglass | 1987-04-01 |  | Fiberglass Reinforced Plastic | Pressurized
PEACHTREE CARWASH | 5404 PEACHTREE IND BLVD @ CHAMBLEE | CHAMBLEE | DeKalb | 4440204 | 9 | Ball Float | 1991-01-01 | TRUE | 1991-01-01 | TRUE | Temporarily out of use | Diesel | 10000 | Fiberglass | 1987-04-01 |  | Fiberglass Reinforced Plastic | Pressurized
PEACHTREE CARWASH | 5404 PEACHTREE IND BLVD @ CHAMBLEE | CHAMBLEE | DeKalb | 4440204 | 8 |  |  | TRUE | 2001-01-01 | TRUE | Removed from Ground | Used Oil | 1000 | Fiberglass | 1987-04-01 |  | Fiberglass Reinforced Plastic
TEXACO FOOD MART | 6380 PEACHTREE INDUSTRIAL BLVD | CHAMBLEE | DeKalb | 9000286 | 2 | Ball Float | 1988-01-01 | FALSE | 1988-01-01 | FALSE | Currently in Use | Gas (Historical Use) | 12000 | Fiberglass | 1980-05-09 |  | Fiberglass Reinforced Plastic | Pressurized
DEKALB CO/FIRE STATION #18 | 4588 BARCLAY DR | ATLANTA | DeKalb | 4444025 | H011719 | [5 empty] | Removed from Ground | Gas (Historical Use) | 1000 | Bare Steel | 1974-05-12 | 1992-06-12 | Galvanized Steel | Suction (American)
FRITO-LAY SNACK FOOD PLANT/MANUF | 4950 PEACHTREE IND BLVD | CHAMBLEE | DeKalb | 9000015 | 7 |  |  | TRUE |  | TRUE | Removed from Ground | Used Oil | 500 | Not Marked/Unknown | 1995-07-21 | 1995-07-21 | Not Marked
CHAMBLEE FOOD MART | 3254 CHAMBLEE DUNWOODY RD | CHAMBLEE | DeKalb | 9000233 | 6 |  | 1988-06-01 |  | 1988-06-01 |  | Removed from Ground | Gas (Historical Use) | 10000 | Galvanic (STIP-3) | 1987-06-28 | 1999-08-03 | Fiberglass Reinforced Plastic | Pressurized
5600 NEW PEACHTREE ROAD | 5600 NEW PEACHTREE RD | CHAMBLEE | DeKalb | 10001497 | 3 |  |  | FALSE |  | FALSE | Removed from Ground | Gas (Historical Use) | 2000 | Bare Steel | 1974-01-01 | 2008-03-24 | Galvanized Steel
EXECUTIVE TOWN & COUNTRY SERVICE | 3669 NORTH PEACHTREE RD | CHAMBLEE | DeKalb | 4440347 | 1 | [5 empty] | Permanently Out Of Use | Gas (Historical Use) | 12000 | Bare Steel | 1986-06-05 | 1986-06-05 | Galvanized Steel
CHAMBLEE MART LLC | 4926 BUFORD HWY | CHAMBLEE | DeKalb | 4440218 | 9 |  | 1988-04-25 | FALSE | 1988-04-25 | FALSE | Removed from Ground | Gas (Historical Use) | 10000 | Fiberglass | 1988-04-25 | 2002-07-01 | Fiberglass Reinforced Plastic | Suction (American)
CITGO FOOD MART | 3630 CLAIRMONT DR | CHAMBLEE | DeKalb | 9000498 | 2 |  | 1986-10-31 | FALSE | 1986-10-31 | FALSE | Removed from Ground | Gas (Historical Use) | 10000 | Galvanic (STIP-3) | 1986-10-31 | 2017-06-08 | Fiberglass Reinforced Plastic | Pressurized
TEXACO FOOD MART | 6380 PEACHTREE INDUSTRIAL BLVD | CHAMBLEE | DeKalb | 9000286 | 4 |  | 1988-01-01 |  | 1988-01-01 |  | Removed from Ground | Gas (Historical Use) | 12000 | Bare Steel | 1980-05-09 | 1899-12-31 | Galvanized Steel | Pressurized
CHAMBLEE FOOD MART | 3254 CHAMBLEE DUNWOODY RD | CHAMBLEE | DeKalb | 9000233 | 1 | [5 empty] | Removed from Ground | Gas (Historical Use) | 5000 | Bare Steel | 1967-12-27 | 1988-06-01 | Unknown
FORMER WADES USED VANS | 4124 LAWRENCEVILLE HIGHWAY | TUCKER | DeKalb | 10001035 | 2 |  |  | FALSE |  | FALSE | Removed from Ground | Gas (Historical Use) | 4000 | Unknown | 1990-06-01 | 1990-06-01 | Unknown
QUIKTRIP #728 | 3317 LAWRENCEVILLE HWY | TUCKER | DeKalb | 10000172 | 2 | Overfill Alarm | 2002-05-01 | FALSE | 2002-05-01 | FALSE | Currently in Use | Regular | 20000 | Fiberglass Double Walled | 2002-05-01 |  | Double-Walled Fiberglass | Pressurized
CHEVRON FOOD MART | 3530 CHAMBLEE TUCKER RD | CHAMBLEE | DeKalb | 4440374 | 4 | [5 empty] | Removed from Ground | Gas (Historical Use) | 10000 | Bare Steel | 1970-04-21 | 1990-04-01 | Galvanized Steel
CHEVRON FOOD MART | 3530 CHAMBLEE TUCKER RD | CHAMBLEE | DeKalb | 4440374 | 7 | Ball Float | 1994-06-27 | FALSE | 1994-06-27 | FALSE | Removed from Ground | E-10 | 12000 | Fiberglass Double Walled | 2016-02-09 | 2017-06-15 | Fiberglass Reinforced Plastic | Pressurized
CHEVRON FOOD MART | 3530 CHAMBLEE TUCKER RD | CHAMBLEE | DeKalb | 4440374 | 1 | [5 empty] | Removed from Ground | Gas (Historical Use) | 3000 | Bare Steel | 1964-07-15 | 1990-04-01 | Galvanized Steel
DEKALB CO/FIRE STATION #19 | 3253 MERCER UNIV DR | CHAMBLEE | DeKalb | 4440256 | 2 | [5 empty] | Removed from Ground | Diesel | 1000 | Bare Steel | 1973-01-01 | 1992-10-21 | Galvanized Steel | Suction (American)
TEXACO | 3484 CHAMBLEE TUCKER RD | CHAMBLEE | DeKalb | 4440220 | 3 | [5 empty] | Removed from Ground | Gas (Historical Use) | 10000 | Bare Steel | 1970-04-30 | 1899-12-31 | Galvanized Steel
DEKALB CO/FIRE STATION #19 | 3253 MERCER UNIV DR | CHAMBLEE | DeKalb | 4440256 | N628095 | Flapper Valve | 2004-04-06 | FALSE | 2004-04-06 | FALSE | Currently in Use | Diesel | 12000 | Tank Jacket | 2004-03-19 |  | Double-Walled Fiberglass | Pressurized
CHAMBLEE MART LLC | 4926 BUFORD HWY | CHAMBLEE | DeKalb | 4440218 | 13 | Ball Float | 2002-08-01 | FALSE | 2002-08-01 | FALSE | Currently in Use | Premium | 6000 | Composite | 2002-08-01 |  | Double-Walled Flex | Pressurized
CHAMBLEE MART LLC | 4926 BUFORD HWY | CHAMBLEE | DeKalb | 4440218 | 4 | [5 empty] | Removed from Ground | Gas (Historical Use) | 3000 | Bare Steel | 1958-04-30 | 1899-12-31 | Galvanized Steel
CHAMBLEE MART LLC | 4926 BUFORD HWY | CHAMBLEE | DeKalb | 4440218 | 7 |  | 1988-04-25 | FALSE | 1988-04-25 | FALSE | Removed from Ground | Gas (Historical Use) | 10000 | Fiberglass | 1988-04-25 | 2002-07-01 | Fiberglass Reinforced Plastic | Suction (American)
CHAMBLEE MART LLC | 4926 BUFORD HWY | CHAMBLEE | DeKalb | 4440218 | 5 | [5 empty] | Removed from Ground | Gas (Historical Use) | 3000 | Bare Steel | 1958-04-30 | 1899-12-31 | Galvanized Steel
HIX GREEN BUICK CO | 5900 PEACHTREE IND BLVD | CHAMBLEE | DeKalb | 4440163 | 1AST |  |  | TRUE |  | TRUE | Removed from Ground | Used Oil | 1000 | Bare Steel | 1976-03-21 | 1987-01-01 | Bare Steel
Fatimid LLC | 4291 N PEACHTREE RD | CHAMBLEE | DeKalb | 4440207 | 2 |  | 1991-01-01 |  | 1991-01-01 |  | Removed from Ground | Gas (Historical Use) | 10000 | Fiberglass | 1973-04-30 | 1899-12-31 | Fiberglass Reinforced Plastic | Pressurized
Fatimid LLC | 4291 N PEACHTREE RD | CHAMBLEE | DeKalb | 4440207 | 8 | Ball Float | 1991-01-01 | FALSE | 1991-01-01 | FALSE | Currently in Use | Premium | 10000 | Fiberglass | 1985-01-01 |  | Fiberglass Reinforced Plastic | Pressurized
AIRPORT TRAFFIC CONTROL TOWER (P | 2001 AIRPORT RD | CHAMBLEE | DeKalb | 440562 | 1 | [5 empty] | Removed from Ground | Diesel | 2000 | Cathodically Protected Steel | 1987-01-01 | 1998-07-17 | Bare Steel
FREIGHT TERMINALS INC WATKINS MO | 5000 KRISTIE WAY | CHAMBLEE | DeKalb | 9000505 | 2 | [5 empty] | Removed from Ground | Diesel | 10000 | Bare Steel | 1979-05-02 | 1990-06-12 | Galvanized Steel
TEXACO FOOD MART | 6380 PEACHTREE INDUSTRIAL BLVD | CHAMBLEE | DeKalb | 9000286 | 3 | Ball Float | 1988-01-01 | FALSE | 1988-01-01 | FALSE | Currently in Use | Diesel | 12000 | Steel-Impressed Current | 1980-05-09 |  | Fiberglass Reinforced Plastic | Pressurized
DEKALB CO/FIRE STATION #18 | 4588 BARCLAY DR | ATLANTA | DeKalb | 4444025 | H011712 | [5 empty] | Removed from Ground | Diesel | 1000 | Bare Steel | 1974-05-17 | 1992-06-12 | Galvanized Steel | Suction (American)
HAVERTY FURNITURE CO | 5849 PEACHTREE RD | CHAMBLEE | DeKalb | 600541 | 1 | [5 empty] | Removed from Ground | Diesel | 0 | Bare Steel | 1990-09-01 | 1990-09-01 | Galvanized Steel
MOUNTAIN INDUSTRIAL FUEL DEPOT | 1701 MOUNTAIN INDUSTRIAL BLVD | TUCKER | DeKalb | 10000881 | 3 | Flapper Valve | 2005-01-01 | FALSE | 2005-01-01 | FALSE | Currently in Use | Gas (Historical Use) | 5000 | Fiberglass Double Walled | 2004-12-23 |  | Double-Walled Fiberglass | Pressurized
SOUTHERN BELL/CHMBGABH | 4638 BUFORD HWY | CHAMBLEE | DeKalb | 4440402 | 2 | [5 empty] | Removed from Ground | Other | 2000 | Bare Steel | 1980-07-08 | 1991-02-15 | Double Walled
DEKALB CO/FIRE STATION #19 | 3253 MERCER UNIV DR | CHAMBLEE | DeKalb | 4440256 | L295148 | Flapper Valve | 1992-11-01 |  | 1992-11-01 |  | Closed in Ground | Gas (Historical Use) | 1034 | Tank Jacket | 1992-11-27 | 2013-06-03 | Double-Walled Fiberglass | Safe Suction (Euro)
TEXACO | 3484 CHAMBLEE TUCKER RD | CHAMBLEE | DeKalb | 4440220 | 8 | Ball Float | 1987-01-01 | FALSE | 1987-01-01 | FALSE | Currently in Use | Diesel | 10000 | Fiberglass | 1987-01-01 |  | Fiberglass Reinforced Plastic | Pressurized
TEXACO | 3484 CHAMBLEE TUCKER RD | CHAMBLEE | DeKalb | 4440220 | 2 | [5 empty] | Removed from Ground | Gas (Historical Use) | 10000 | Bare Steel | 1970-04-30 | 1899-12-31 | Galvanized Steel
PEACHTREE CARWASH | 5404 PEACHTREE IND BLVD @ CHAMBLEE | CHAMBLEE | DeKalb | 4440204 | 5 | Ball Float | 1991-01-01 | FALSE | 1991-01-01 | FALSE | Temporarily out of use | Gas (Historical Use) | 10000 | Fiberglass | 1987-04-01 |  | Fiberglass Reinforced Plastic | Pressurized
PEACHTREE CARWASH | 5404 PEACHTREE IND BLVD @ CHAMBLEE | CHAMBLEE | DeKalb | 4440204 | 4 | [5 empty] | Removed from Ground | Diesel | 10000 | Bare Steel | 1982-04-03 | 1899-12-31 | Galvanized Steel
IDEAL ROLLER CO | 5238 PEACHTREE RD NE | CHAMBLEE | DeKalb | 9000457 | 3 | [5 empty] | Closed in Ground | Other | 500 | Bare Steel | 1956-05-14 | 1984-01-01 | Galvanized Steel
FRITO-LAY SNACK FOOD PLANT/MANUF | 4950 PEACHTREE IND BLVD | CHAMBLEE | DeKalb | 9000015 | 2 | [5 empty] | Removed from Ground | Diesel | 1500 | Unknown | 1999-10-19 | 1999-10-19 | Double Walled | Safe Suction (Euro)
FRITO-LAY TRUCK REPAIR FACILITY | 4950 PEACHTREE IND BLVD | CHAMBLEE | DeKalb | 9000016 | 4 | [5 empty] | Removed from Ground | Diesel | 15000 | Bare Steel | 1975-05-11 | 1989-06-01 | Bare Steel
CHEVRON FOOD MART | 4223 COVINGTON HWY | DECATUR | DeKalb | 4440820 | 1 | Ball Float | 1993-05-27 | FALSE | 1993-05-27 | FALSE | Currently in Use | Regular | 8775 | Fiberglass | 1986-01-01 |  | Fiberglass Reinforced Plastic | Pressurized
ASHAR ENTERPRISES | 4605 GLENWOOD RD | DECATUR | DeKalb | 9044492 | 2 | Ball Float | 1999-06-01 | FALSE | 1999-06-01 | FALSE | Currently in Use | Premium | 8000 | Fiberglass | 1999-01-01 |  | Fiberglass Reinforced Plastic | Pressurized
PRIME EQUIPMENT #706 | 5260 TRUMAN DR | DECATUR | DeKalb | 9044315 | G1 | [5 empty] | Removed from Ground | Gas (Historical Use) | 1000 | Cathodically Protected Steel | 1988-05-03 | 1999-01-27 | Fiberglass Reinforced Plastic | Suction (American)
CITGO FOOD MART | 4823 COVINGTON HWY | DECATUR | DeKalb | 9000496 | 9 | Ball Float | 2007-09-01 | FALSE | 2007-09-01 | FALSE | Currently in Use | Premium | 8000 | Composite Double Walled | 2007-09-01 |  | Double-Walled Fiberglass | Pressurized
CITGO FOOD MART | 4823 COVINGTON HWY | DECATUR | DeKalb | 9000496 | 6 |  | 1990-03-13 |  | 1990-03-13 |  | Removed from Ground | Gas (Historical Use) | 10000 | Galvanic (STIP-3) | 1990-03-13 | 2004-11-17 | Galvanized Steel | Pressurized
CHEVRON FOOD MART | 3530 CHAMBLEE TUCKER RD | CHAMBLEE | DeKalb | 4440374 | 11A | Flapper Valve | 2017-07-20 | FALSE | 2017-07-20 | FALSE | Currently in Use | Premium | 8000 | Composite Double Walled | 2017-07-20 |  | Double-Walled Fiberglass | Pressurized
SOUTHERN BELL/CHMBGAPI | 5147 PEACHTREE IND BLVD | CHAMBLEE | DeKalb | 4440397 | 1 | [5 empty] | Removed from Ground | Gas (Historical Use) | 12000 | Bare Steel | 1979-07-09 | 1989-12-01 | Double Walled
BST/CHAMBLEE CO/F5504 | 3336 CHAMBLEE DUNWOODY RD | CHAMBLEE | DeKalb | 4440401 | 2 | [5 empty] | Removed from Ground | Empty | 6000 | Bare Steel | 1974-07-08 | 1986-06-12 | Copper
CITGO FOOD MART | 3625 CHAMBLEE TUCKER Road | CHAMBLEE | DeKalb | 4440156 | 1 | Ball Float | 1996-09-19 | FALSE | 1996-09-19 | FALSE | Currently in Use | Regular | 10000 | Steel-Impressed Current | 1973-12-10 |  | Fiberglass Reinforced Plastic | Pressurized
SPEEDWAY #46/STARVIN MARVIN #46 | 3643 CHAMBLEE DUNWOODY RD | CHAMBLEE | DeKalb | 4440182 | 2 | [5 empty] | Removed from Ground | Gas (Historical Use) | 8000 | Bare Steel | 1976-03-11 | 1995-02-08 | Galvanized Steel
PEACHTREE CLEANERS INC | 3618 CHAMBLEE DUNWOODY RD | CHAMBLEE | DeKalb | 4440184 | 2 |  | 1997-05-02 |  | 1997-05-02 |  | Removed from Ground | Other | 550 | Composite | 1997-05-02 | 2003-01-27 | Fiberglass Reinforced Plastic | Safe Suction (Euro)
Fatimid LLC | 4291 N PEACHTREE RD | CHAMBLEE | DeKalb | 4440207 | 1 | [5 empty] | Removed from Ground | Gas (Historical Use) | 6000 | Bare Steel | 1980-04-30 | 1985-01-01 | Galvanized Steel
PEACHTREE CARWASH | 5404 PEACHTREE IND BLVD @ CHAMBLEE | CHAMBLEE | DeKalb | 4440204 | 2 | [5 empty] | Removed from Ground | Gas (Historical Use) | 6000 | Bare Steel | 1963-04-04 | 1899-12-31 | Galvanized Steel
Q LUBE INC #1153 | 5017 BUFORD HWY | CHAMBLEE | DeKalb | 4440193 | 1 | [5 empty] | Removed from Ground | Other | 5000 | Cathodically Protected Steel | 1982-02-25 | 1998-09-01 | Galvanized Steel | Suction (American)
FREIGHT TERMINALS INC WATKINS MO | 5000 KRISTIE WAY | CHAMBLEE | DeKalb | 9000505 | 4 |  |  | TRUE |  | TRUE | Removed from Ground | Used Oil | 1000 | Bare Steel | 1979-05-02 | 1990-06-01 | Galvanized Steel
CHAMBLEE FOOD MART | 3254 CHAMBLEE DUNWOODY RD | CHAMBLEE | DeKalb | 9000233 | 7 |  | 1988-06-01 |  | 1988-06-01 |  | Removed from Ground | Gas (Historical Use) | 10000 | Galvanic (STIP-3) | 1987-06-28 | 1999-08-03 | Fiberglass Reinforced Plastic | Pressurized
FRITO-LAY SNACK FOOD PLANT/MANUF | 4950 PEACHTREE IND BLVD | CHAMBLEE | DeKalb | 9000015 | 6 | [5 empty] | Removed from Ground | Empty | 10000 | Bare Steel | 1974-05-11 | 1989-06-01 | Bare Steel
WESTSIDE CORPORATE HANGER - PEACHTREE DEKALB AIRPORT | 1990 AIRPORT RD | CHAMBLEE | DeKalb | 10002660 | 1 | Overfill Alarm | 2017-03-27 | FALSE | 2017-03-27 | FALSE | Currently in Use | Jet fuel | 12000 | Composite Double Walled | 2017-02-27 |  | Aboveground | Gravity
FRITO-LAY TRUCK REPAIR FACILITY | 4950 PEACHTREE IND BLVD | CHAMBLEE | DeKalb | 9000016 | 1 | [5 empty] | Removed from Ground | Other | 3000 | Bare Steel | 1955-05-16 | 1989-06-01 | Bare Steel
5600 NEW PEACHTREE ROAD | 5600 NEW PEACHTREE RD | CHAMBLEE | DeKalb | 10001497 | 2 |  |  | FALSE |  | FALSE | Removed from Ground | Gas (Historical Use) | 4000 | Bare Steel | 1974-01-01 | 2008-03-24 | Galvanized Steel
QUIKTRIP #773 | 5347 PEACHTREE IND BLVD | CHAMBLEE | DeKalb | 10000642 | 2 | Flapper Valve | 2004-01-01 | FALSE | 2004-01-01 | FALSE | Currently in Use | Regular | 20000 | Fiberglass Double Walled | 2004-01-01 |  | Double-Walled Flex | Pressurized
HENNESSY LEXUS | 5955 PEACHTREE IND BLVD | ATLANTA | DeKalb | 10000991 | 1A | Flapper Valve | 2005-10-01 | FALSE | 2005-10-01 | FALSE | Currently in Use | Regular | 6000 | Composite Double Walled | 2005-10-01 |  | Double-Walled Fiberglass | Safe Suction (Euro)
INTERNAL REVENUE SERVICE CENTER | 4800 BUFORD HWY BLDG MANAGEMENT STOP 20 | CHAMBLEE | DeKalb | 10001088 | 2 |  |  | FALSE |  | FALSE | Removed from Ground | Diesel | 20000 | Bare Steel |  | 2019-12-12
JIM ELLIS ATLANTA INC | 5901 PEACHTREE IND BLVD | CHAMBLEE | DeKalb | 440556 | 1 | Flapper Valve | 1994-06-30 | FALSE | 1994-06-30 | FALSE | Closed in Ground | New Oil | 1000 | Composite | 1987-01-01 | 2014-07-16 | Fiberglass Reinforced Plastic
IDEAL ROLLER CO | 5238 PEACHTREE RD NE | CHAMBLEE | DeKalb | 9000457 | 2 | [5 empty] | Closed in Ground | Hazardous Substance | 500 | Bare Steel | 1956-05-14 | 1984-01-01 | Galvanized Steel
AMAN FOODMART USA LLC | 4301 NORTH PEACHTREE RD | CHAMBLEE | DeKalb | 9067009 | 1 | Overfill Alarm | 1994-01-01 | FALSE | 1992-01-01 | FALSE | Currently in Use | Regular | 12000 | Fiberglass | 1986-01-01 |  | Double-Walled Fiberglass | Pressurized
TEXACO FOOD MART | 4308 N PEACHTREE RD | CHAMBLEE | DeKalb | 9000341 | 4 | Flapper Valve | 1998-05-20 | FALSE | 1998-05-20 | FALSE | Currently in Use | Diesel | 5000 | Galvanic (STIP-3) | 1968-02-08 |  | Steel (Impressed Current) | Pressurized
Athens Boat Club | 5200 NEW PEACHTREE RD | CHAMBLEE | DeKalb | 442007 | 1 |  |  | TRUE |  | TRUE | Removed from Ground | Used Oil | 550 | Fiberglass | 1987-11-04 | 2000-04-01 | Not Marked
BP #20343 | 5048 BUFORD HWY NE | CHAMBLEE | DeKalb | 10000656 | 4 | Ball Float | 2002-03-20 | FALSE | 2002-03-20 | FALSE | Currently in Use | Premium | 10000 | Fiberglass Double Walled | 2002-02-20 |  | Double-Walled Fiberglass | Pressurized
HENNESSY LEXUS | 5955 PEACHTREE IND BLVD | ATLANTA | DeKalb | 10000991 | 1B | Flapper Valve | 2005-10-01 | FALSE | 2005-10-01 | FALSE | Currently in Use | Premium | 4000 | Composite Double Walled | 2005-10-01 |  | Double-Walled Fiberglass | Safe Suction (Euro)
INTERNAL REVENUE SERVICE CENTER | 4800 BUFORD HWY BLDG MANAGEMENT STOP 20 | CHAMBLEE | DeKalb | 10001088 | 1 | Flapper Valve | 2005-01-14 | FALSE | 2005-01-14 | FALSE | Currently in Use | Diesel | 10000 | Composite Double Walled | 2002-01-14 |  | Double-Walled Flex | Suction (American)
ATLANTA TRANSMISSION | 3619 LAWRENCEVILLE HIGHWAY | TUCKER | DeKalb | 10001007 | 1 |  |  | FALSE |  | FALSE | Closed in Ground | Used Oil | 550 | Unknown |  | 1899-12-31 | Unknown
FREIGHT TERMINALS INC WATKINS MO | 5000 KRISTIE WAY | CHAMBLEE | DeKalb | 9000505 | 1 | [5 empty] | Removed from Ground | Diesel | 10000 | Bare Steel | 1979-05-02 | 1990-06-12 | Galvanized Steel
TEXACO FOOD MART | 4308 N PEACHTREE RD | CHAMBLEE | DeKalb | 9000341 | 3 | Flapper Valve | 1998-05-20 | FALSE | 1998-05-20 | FALSE | Currently in Use | Premium | 5000 | Galvanic (STIP-3) | 1968-02-08 |  | Steel (Impressed Current) | Pressurized
DEKALB CO/FIRE STATION #18 | 4588 BARCLAY DR | ATLANTA | DeKalb | 4444025 | L295152 | Flapper Valve | 1992-09-04 | FALSE | 1992-09-04 | FALSE | Currently in Use | Diesel | 1031 | Tank Jacket | 1992-09-04 |  | Fiberglass Reinforced Plastic | Safe Suction (Euro)
HAVERTY FURNITURE CO | 5849 PEACHTREE RD | CHAMBLEE | DeKalb | 600541 | 2 | [5 empty] | Removed from Ground | Gas (Historical Use) | 0 | Bare Steel | 1990-09-01 | 1990-09-01 | Galvanized Steel
Athens Boat Club | 5200 NEW PEACHTREE RD | CHAMBLEE | DeKalb | 442007 | 2 |  |  | TRUE |  | TRUE | Removed from Ground | Used Oil | 550 | Fiberglass | 1987-11-04 | 2000-04-01 | Fiberglass Reinforced Plastic | Gravity Fed
QUIKTRIP #739 | 4330 CHAMBLEE TUCKER RD | TUCKER | DeKalb | 10000942 | 1 | Ball Float | 2005-06-01 | FALSE | 2005-04-01 | FALSE | Currently in Use | Gas (Historical Use) | 20000 | Fiberglass Double Walled | 2005-02-01 |  | Double-Walled Fiberglass | Pressurized
FORMER WADES USED VANS | 4124 LAWRENCEVILLE HIGHWAY | TUCKER | DeKalb | 10001035 | 3 |  |  | FALSE |  | FALSE | Removed from Ground | Gas (Historical Use) | 4000 | Unknown | 1990-06-01 | 1990-06-01 | Unknown
MOUNTAIN INDUSTRIAL FUEL DEPOT | 1701 MOUNTAIN INDUSTRIAL BLVD | TUCKER | DeKalb | 10000881 | 1 | Flapper Valve | 2005-01-01 | FALSE | 2005-01-01 | FALSE | Currently in Use | Diesel | 10000 | Fiberglass Double Walled | 2004-12-23 |  | Double-Walled Fiberglass | Pressurized
MARTEN TRANSPORT LTD | 4700 ROGER MARTEN WAY | TUCKER | DeKalb | 10002170 | 3 | Overfill Alarm | 2010-05-04 | FALSE | 2010-04-05 | FALSE | Currently in Use | Used Oil | 6000 | Fiberglass Double Walled | 2010-04-05 |  | Double-Walled Flex | Gravity
FORMER UST | 3476 LAWRENCEVILLE HIGHWAY | TUCKER | DeKalb | 10002019 | 1 |  |  | FALSE |  | FALSE | Removed from Ground | Diesel | 1000 | Bare Steel | 1989-01-01 | 1989-01-01 | Bare Steel
WESTSIDE CORPORATE HANGER - PEACHTREE DEKALB AIRPORT | 1990 AIRPORT RD | CHAMBLEE | DeKalb | 10002660 | 2 | Overfill Alarm | 2017-02-27 | FALSE | 2017-02-27 | FALSE | Currently in Use | Jet fuel | 12000 | Composite Double Walled | 2017-02-27 |  | Aboveground | Gravity
QUIKTRIP #773 | 5347 PEACHTREE IND BLVD | CHAMBLEE | DeKalb | 10000642 | 4 | Flapper Valve | 2021-08-12 | FALSE | 2021-08-12 | FALSE | Currently in Use | E-0 | 13000 | Fiberglass Double Walled | 2021-07-24 |  | Double-Walled Flex | Pressurized
PETROLEUM REALTY II LLC | 4530 GLENWOOD RD | DECATUR | DeKalb | 4440684 | 4 |  | 1982-01-01 | FALSE | 1982-01-01 | FALSE | Removed from Ground | Gas (Historical Use) | 11300 | Fiberglass | 1982-05-04 | 1995-10-17 | Fiberglass Reinforced Plastic | Pressurized
ATLAS COPCO RENTAL MGMT INC | 2346 MELLON CT | DECATUR | DeKalb | 9044274 | 1 |  |  | TRUE |  | TRUE | Removed from Ground | Used Oil | 500 | Bare Steel | 1974-01-01 | 1994-12-12 | Bare Steel
ROLLINS INC | 1964 AIRPORT RD | CHAMBLEE | DeKalb | 4440286 | 1R | Overfill Alarm | 1998-11-01 | FALSE | 1998-11-01 | FALSE | Currently in Use | Jet fuel | 15000 | Fiberglass Double Walled | 1998-11-01 |  | Fiberglass Reinforced Plastic | Safe Suction (Euro)
BUDDYS INC #3 | 3411 CHAMBLEE TUCKER RD | CHAMBLEE | DeKalb | 4440278 | 6 |  |  | TRUE |  | TRUE | Removed from Ground | Used Oil | 500 | Not Marked/Unknown | 1998-02-12 | 1998-02-12 | Not Marked
TEXACO | 3484 CHAMBLEE TUCKER RD | CHAMBLEE | DeKalb | 4440220 | 1 | [5 empty] | Removed from Ground | Gas (Historical Use) | 10000 | Bare Steel | 1970-04-30 | 1899-12-31 | Galvanized Steel
Fatimid LLC | 4291 N PEACHTREE RD | CHAMBLEE | DeKalb | 4440207 | 6 | Ball Float | 1991-01-01 | FALSE | 1991-01-01 | FALSE | Currently in Use | Diesel On Road | 10000 | Fiberglass | 1985-01-01 |  | Fiberglass Reinforced Plastic | Pressurized
PEACHTREE CARWASH | 5404 PEACHTREE IND BLVD @ CHAMBLEE | CHAMBLEE | DeKalb | 4440204 | 3 | [5 empty] | Removed from Ground | Gas (Historical Use) | 6000 | Bare Steel | 1963-04-04 | 1899-12-31 | Galvanized Steel
CHAMBLEE MART LLC | 4926 BUFORD HWY | CHAMBLEE | DeKalb | 4440218 | 10 |  | 1988-04-25 | FALSE | 1988-04-25 | FALSE | Removed from Ground | Gas (Historical Use) | 10000 | Fiberglass | 1988-04-25 | 2002-07-01 | Fiberglass Reinforced Plastic | Suction (American)
Fatimid LLC | 4291 N PEACHTREE RD | CHAMBLEE | DeKalb | 4440207 | 3 |  | 1991-01-01 |  | 1991-01-01 |  | Removed from Ground | Gas (Historical Use) | 10000 | Fiberglass | 1973-04-30 | 1899-12-31 | Fiberglass Reinforced Plastic | Pressurized
AMAN FOODMART USA LLC | 4301 NORTH PEACHTREE RD | CHAMBLEE | DeKalb | 9067009 | 2 | Overfill Alarm | 1994-01-01 | FALSE | 1992-01-01 | FALSE | Currently in Use | Plus | 10000 | Fiberglass | 1986-01-01 |  | Double-Walled Fiberglass | Pressurized
FRITO-LAY TRUCK REPAIR FACILITY | 4950 PEACHTREE IND BLVD | CHAMBLEE | DeKalb | 9000016 | 5 | [5 empty] | Removed from Ground | Diesel | 30000 | Bare Steel | 1977-05-10 | 1989-06-01 | Bare Steel
DIVERSEY WYANDOTTE CORP | 1846 MONTREAL RD | TUCKER | DeKalb | 4440080 | 3 | [5 empty] | Currently in Use | Other | 4000 | Fiberglass | 1984-02-26 |  | Not Marked
ELMA ENVESTMONT LLC | 4615 HUGH HOWELL RD | TUCKER | DeKalb | 9000017 | 3 | [5 empty] | Removed from Ground | Gas (Historical Use) | 6000 | Bare Steel | 1969-04-27 | 1991-09-01 | Galvanized Steel | Pressurized
ELMA ENVESTMONT LLC | 4615 HUGH HOWELL RD | TUCKER | DeKalb | 9000017 | 11 | Ball Float | 2000-08-21 | FALSE | 2000-08-21 | FALSE | Currently in Use | Regular | 10000 | Fiberglass Double Walled | 2000-08-21 |  | Double-Walled Flex | Pressurized
STALLION INVESTMENT II LLC | 4271 LAVISTA RD | TUCKER | DeKalb | 9000250 | 3 |  | 1993-09-16 | FALSE | 1993-09-16 | FALSE | Removed from Ground | Gas (Historical Use) | 10000 | Fiberglass | 1987-01-01 | 2005-09-07 | Fiberglass Reinforced Plastic | Pressurized
UNOCAL CHEMICALS DIVISION | 2275 TUCKER IND BLVD | TUCKER | DeKalb | 9000258 | 34 | [5 empty] | Removed from Ground | Hazardous Substance | 6000 | Cathodically Protected Steel | 1964-11-01 | 1994-01-19 | Bare Steel | Suction (American)
HUB INC PROPERTY | 2146 FLINTSTONE DR | TUCKER | DeKalb | 9000616 | DUMMY | [5 empty] | Currently in Use | Diesel | 0 | Not Marked/Unknown |  |  | Not Marked
MINDIS METALS INC (FORMER SHELL | 4347 HUGH HOWELL RD | TUCKER | DeKalb | 9000664 | 1 | [5 empty] | Removed from Ground | Kerosene | 0 | Not Marked/Unknown |  | 1899-12-31 | Not Marked
JIM ELLIS ATLANTA INC | 5901 PEACHTREE IND BLVD | CHAMBLEE | DeKalb | 440556 | 2 |  |  | FALSE |  | FALSE | Removed from Ground |  | 1000 | Composite | 1987-01-01 | 2009-05-28 | Fiberglass Reinforced Plastic
AMAN FOODMART USA LLC | 4301 NORTH PEACHTREE RD | CHAMBLEE | DeKalb | 9067009 | 4 | Overfill Alarm | 1994-01-01 | FALSE | 1992-01-01 | FALSE | Currently in Use | Diesel | 8000 | Fiberglass | 1986-01-01 |  | Double-Walled Fiberglass | Pressurized
FRITO-LAY TRUCK REPAIR FACILITY | 4950 PEACHTREE IND BLVD | CHAMBLEE | DeKalb | 9000016 | 2 | [5 empty] | Removed from Ground | Other | 6000 | Bare Steel | 1955-05-16 | 1989-06-01 | Bare Steel
BUDDYS FOOD STORE | 3409 CHAMBLEE TUCKER RD | CHAMBLEE | DeKalb | 10000159 | 1 | Ball Float | 2002-07-16 | FALSE | 2002-07-16 | FALSE | Currently in Use | Gas (Historical Use) | 12000 | Composite | 2002-07-01 |  | Fiberglass Reinforced Plastic | Pressurized
QUIKTRIP #773 | 5347 PEACHTREE IND BLVD | CHAMBLEE | DeKalb | 10000642 | 1 | Flapper Valve | 2004-01-01 | FALSE | 2004-01-01 | FALSE | Currently in Use | Regular | 20000 | Fiberglass Double Walled | 2004-01-01 |  | Double-Walled Flex | Pressurized
UNOCAL CHEMICALS DIVISION | 2275 TUCKER IND BLVD | TUCKER | DeKalb | 9000258 | 27 | [5 empty] | Removed from Ground | Hazardous Substance | 12000 | Cathodically Protected Steel | 1964-11-01 | 1994-01-20 | Bare Steel | Suction (American)
UNOCAL CHEMICALS DIVISION | 2275 TUCKER IND BLVD | TUCKER | DeKalb | 9000258 | 47 | [5 empty] | Removed from Ground | Hazardous Substance | 6000 | Cathodically Protected Steel | 1964-11-01 | 1994-01-14 | Bare Steel | Suction (American)
UNOCAL CHEMICALS DIVISION | 2275 TUCKER IND BLVD | TUCKER | DeKalb | 9000258 | 28 | [5 empty] | Removed from Ground | Hazardous Substance | 12000 | Cathodically Protected Steel | 1964-11-01 | 1994-01-21 | Bare Steel | Suction (American)
UNOCAL CHEMICALS DIVISION | 2275 TUCKER IND BLVD | TUCKER | DeKalb | 9000258 | 41 | [5 empty] | Removed from Ground | Hazardous Substance | 6000 | Cathodically Protected Steel | 1964-11-01 | 1994-01-13 | Bare Steel | Suction (American)
WHOLESALE NEON | 2201 STEPHENS STREET | TUCKER | DeKalb | 10001101 | 1` |  |  | FALSE |  | FALSE | Removed from Ground | Gas (Historical Use) | 500 | Unknown | 1963-01-01 | 1996-05-01
QUIKTRIP #728 | 3317 LAWRENCEVILLE HWY | TUCKER | DeKalb | 10000172 | 4B | Flapper Valve | 2016-01-01 | FALSE | 2016-01-01 | FALSE | Currently in Use | Gas (Historical Use) | 9500 | Fiberglass Double Walled | 2016-01-05 |  | Double-Walled Flex | Pressurized
UNOCAL CHEMICALS DIVISION | 2275 TUCKER IND BLVD | TUCKER | DeKalb | 9000258 | 42 | [5 empty] | Removed from Ground | Hazardous Substance | 6000 | Cathodically Protected Steel | 1964-11-01 | 1994-01-14 | Bare Steel | Suction (American)
UNOCAL CHEMICALS DIVISION | 2275 TUCKER IND BLVD | TUCKER | DeKalb | 9000258 | 29 | [5 empty] | Removed from Ground | Hazardous Substance | 12000 | Cathodically Protected Steel | 1964-11-01 | 1994-01-21 | Bare Steel | Suction (American)
UNOCAL CHEMICALS DIVISION | 2275 TUCKER IND BLVD | TUCKER | DeKalb | 9000258 | 44 | [5 empty] | Removed from Ground | Hazardous Substance | 6000 | Cathodically Protected Steel | 1964-11-01 | 1994-01-18 | Bare Steel | Suction (American)
UNOCAL CHEMICALS DIVISION | 2275 TUCKER IND BLVD | TUCKER | DeKalb | 9000258 | 22 | [5 empty] | Removed from Ground | Hazardous Substance | 12000 | Cathodically Protected Steel | 1964-11-01 | 1994-01-21 | Bare Steel | Suction (American)
HAPPY MART DBA GANI INC | 2199 IDLEWOOD RD | TUCKER | DeKalb | 9000214 | 2 | Flapper Valve | 1998-06-08 | FALSE | 1998-06-08 | TRUE | Temporarily out of use | Gas (Historical Use) | 10000 | Steel-Impressed Current | 1976-02-03 |  | Steel (Impressed Current) | Pressurized
DEKALB COUNTY SAM A MOSS SERVICE | 1780 MONTREAL RD | TUCKER | DeKalb | 9000561 | 8 | Ball Float | 1990-08-01 | TRUE | 1990-08-01 | FALSE | Currently in Use | Diesel | 10000 | Fiberglass Double Walled | 1990-08-01 |  | Double-Walled Fiberglass | Pressurized
DEKALB COUNTY SAM A MOSS SERVICE | 1780 MONTREAL RD | TUCKER | DeKalb | 9000561 | W/O-1 | Ball Float | 1990-08-01 | TRUE | 1990-08-01 | TRUE | Currently in Use | Used Oil | 1000 | Fiberglass Double Walled | 1990-08-01 |  | Fiberglass Reinforced Plastic | Gravity
DEKALB COUNTY SAM A MOSS SERVICE | 1780 MONTREAL RD | TUCKER | DeKalb | 9000561 | 6 |  |  | TRUE |  | TRUE | Removed from Ground | Used Oil | 500 | Bare Steel | 1970-03-10 | 1990-08-01 | Unknown
DEKALB COUNTY SAM A MOSS SERVICE | 1780 MONTREAL RD | TUCKER | DeKalb | 9000561 | 9 | Ball Float | 1990-08-01 | TRUE | 1990-08-01 | FALSE | Currently in Use | Regular | 10000 | Fiberglass Double Walled | 1990-08-01 |  | Fiberglass Reinforced Plastic | Pressurized
TEXACO FOOD MART | 4308 N PEACHTREE RD | CHAMBLEE | DeKalb | 9000341 | 2 | Flapper Valve | 1998-05-20 | FALSE | 1998-05-20 | FALSE | Currently in Use | Plus | 5000 | Galvanic (STIP-3) | 1968-02-08 |  | Steel (Impressed Current) | Pressurized
DEKALB CO/FIRE STATION #18 | 4588 BARCLAY DR | ATLANTA | DeKalb | 4444025 | L295154 | Flapper Valve | 1992-09-04 | FALSE | 1992-09-04 | FALSE | Currently in Use | Regular | 1031 | Tank Jacket | 1992-09-04 |  | Fiberglass Reinforced Plastic | Safe Suction (Euro)
BP #20343 | 5048 BUFORD HWY NE | CHAMBLEE | DeKalb | 10000656 | 2 | Ball Float | 2002-03-20 | FALSE | 2002-03-20 | FALSE | Currently in Use | Regular | 10000 | Fiberglass Double Walled | 2002-02-20 |  | Double-Walled Fiberglass | Pressurized
FORMER WADES USED VANS | 4124 LAWRENCEVILLE HIGHWAY | TUCKER | DeKalb | 10001035 | 5 |  |  | FALSE |  | FALSE | Removed from Ground | Kerosene | 550 | Unknown | 1990-06-01 | 1990-06-01 | Unknown
QUIKTRIP #773 | 5347 PEACHTREE IND BLVD | CHAMBLEE | DeKalb | 10000642 | 5 | Flapper Valve | 2021-08-12 | FALSE | 2021-08-12 | FALSE | Currently in Use | Diesel | 13000 | Fiberglass Double Walled | 2021-07-24 |  | Double-Walled Flex | Pressurized
QUIKTRIP #728 | 3317 LAWRENCEVILLE HWY | TUCKER | DeKalb | 10000172 | 4A |  | 2016-01-01 | FALSE | 2016-01-01 | FALSE | Currently in Use | Diesel | 10000 | Fiberglass Double Walled | 2016-01-05 |  | Double-Walled Flex | Pressurized
QUIKTRIP #728 | 3317 LAWRENCEVILLE HWY | TUCKER | DeKalb | 10000172 | 3 | Flapper Valve | 2002-05-01 | FALSE | 2002-05-01 | FALSE | Currently in Use | Gas (Historical Use) | 12000 | Fiberglass Double Walled | 2002-05-01 |  | Double-Walled Fiberglass | Pressurized
ELMA ENVESTMONT LLC | 4615 HUGH HOWELL RD | TUCKER | DeKalb | 9000017 | 7 |  | 1991-09-15 |  | 1991-09-15 |  | Removed from Ground | Gas (Historical Use) | 12000 | Cathodically Protected Steel | 1991-09-15 | 2000-08-15 | Fiberglass Reinforced Plastic | Pressurized
ELMA ENVESTMONT LLC | 4615 HUGH HOWELL RD | TUCKER | DeKalb | 9000017 | 10 | Ball Float | 2000-08-21 | FALSE | 2000-08-21 | FALSE | Currently in Use | Premium | 10000 | Fiberglass Double Walled | 2000-08-21 |  | Double-Walled Flex | Pressurized
ELMA ENVESTMONT LLC | 4615 HUGH HOWELL RD | TUCKER | DeKalb | 9000017 | 5 |  | 1991-09-15 |  | 1991-09-15 |  | Removed from Ground | Gas (Historical Use) | 12000 | Cathodically Protected Steel | 1991-09-15 | 2000-08-15 | Fiberglass Reinforced Plastic | Pressurized
ELMA ENVESTMONT LLC | 4615 HUGH HOWELL RD | TUCKER | DeKalb | 9000017 | 4 |  |  | TRUE |  | TRUE | Removed from Ground | Used Oil | 1000 | Bare Steel | 1969-04-27 | 1991-09-01 | Galvanized Steel | Gravity Fed
STALLION INVESTMENT II LLC | 4271 LAVISTA RD | TUCKER | DeKalb | 9000250 | 1 |  | 1993-09-16 | FALSE | 1993-09-16 | FALSE | Removed from Ground | Gas (Historical Use) | 10000 | Fiberglass | 1987-01-01 | 2005-09-07 | Fiberglass Reinforced Plastic | Pressurized
UNOCAL CHEMICALS DIVISION | 2275 TUCKER IND BLVD | TUCKER | DeKalb | 9000258 | 56 | [5 empty] | Removed from Ground | Hazardous Substance | 1000 | Cathodically Protected Steel | 1964-11-01 | 1994-01-18 | Bare Steel | Suction (American)
UNOCAL CHEMICALS DIVISION | 2275 TUCKER IND BLVD | TUCKER | DeKalb | 9000258 | 33 | [5 empty] | Removed from Ground | Hazardous Substance | 0 | Cathodically Protected Steel | 1964-11-01 | 1994-01-19 | Bare Steel | Suction (American)
Shell Food Mart D | 5005 SNAPFINGER WOODS DR STE D | DECATUR | DeKalb | 10000501 | 1 | Ball Float | 2002-05-01 | FALSE | 2002-05-01 | FALSE | Currently in Use | Regular | 12000 | Fiberglass | 2002-05-01 |  | Double-Walled Fiberglass | Pressurized
DEKALB COUNTY GOVERMENT-AIRPORT | MAINT BUILDING #25 | CHAMBLEE | DeKalb | 4440250 | 1 | [5 empty] | Removed from Ground | Gas (Historical Use) | 1000 | Bare Steel | 1967-05-02 | 1899-12-31 | Galvanized Steel
PPR ONE ENTERPRISE LLC | 5560 PEACHTREE BLVD | CHAMBLEE | DeKalb | 4440135 | 1 | Flapper Valve | 1994-12-11 | FALSE | 1994-12-11 | FALSE | Currently in Use | Regular | 11780 | Fiberglass | 1987-04-01 |  | Fiberglass Reinforced Plastic | Pressurized
SPEEDWAY #46/STARVIN MARVIN #46 | 3643 CHAMBLEE DUNWOODY RD | CHAMBLEE | DeKalb | 4440182 | 3 | [5 empty] | Removed from Ground | Gas (Historical Use) | 10000 | Bare Steel | 1976-03-11 | 1995-02-08 | Galvanized Steel
PEACHTREE CLEANERS INC | 3618 CHAMBLEE DUNWOODY RD | CHAMBLEE | DeKalb | 4440184 | 1 | [5 empty] | Removed from Ground | Other | 550 | Bare Steel | 1968-04-10 | 1997-05-02 | Galvanized Steel
FRITO-LAY SNACK FOOD PLANT/MANUF | 4950 PEACHTREE IND BLVD | CHAMBLEE | DeKalb | 9000015 | 1 | [5 empty] | Closed in Ground | Kerosene | 6000 | Bare Steel | 1955-05-16 | 1989-06-01 | Steel/FG Secondary containment
5600 NEW PEACHTREE ROAD | 5600 NEW PEACHTREE RD | CHAMBLEE | DeKalb | 10001497 | 1 |  |  | FALSE |  | FALSE | Removed from Ground | Gas (Historical Use) | 10000 | Bare Steel | 1974-01-01 | 2008-03-24 | Galvanized Steel
BP #20343 | 5048 BUFORD HWY NE | CHAMBLEE | DeKalb | 10000656 | 3 | Ball Float | 2002-03-20 | FALSE | 2002-03-20 | FALSE | Currently in Use | Diesel | 10000 | Fiberglass Double Walled | 2002-02-20 |  | Double-Walled Fiberglass | Pressurized
MINIT LUBE #1150 | 5772 PEACHTREE IND BLVD | CHAMBLEE | DeKalb | 4440195 | 217721 |  |  | TRUE |  | TRUE | Removed from Ground | Used Oil | 3000 | Bare Steel | 1979-02-26 | 1993-11-04 | Galvanized Steel
CITGO FOOD MART | 3630 CLAIRMONT DR | CHAMBLEE | DeKalb | 9000498 | 4 |  | 1986-10-31 | FALSE | 1986-10-31 | FALSE | Removed from Ground | Gas (Historical Use) | 5000 | Galvanic (STIP-3) | 1986-10-31 | 2017-06-08 | Fiberglass Reinforced Plastic | Pressurized
AMAN FOODMART USA LLC | 4301 NORTH PEACHTREE RD | CHAMBLEE | DeKalb | 9067009 | 3 | Overfill Alarm | 1994-01-01 | FALSE | 1992-01-01 | FALSE | Currently in Use | Premium | 10000 | Fiberglass | 1986-01-01 |  | Double-Walled Fiberglass | Pressurized
CHAMBLEE FOOD MART | 3254 CHAMBLEE DUNWOODY RD | CHAMBLEE | DeKalb | 9000233 | 3 | [5 empty] | Removed from Ground | Gas (Historical Use) | 5000 | Bare Steel | 1967-12-27 | 1988-06-01 | Unknown
AUTO-MAN TRANSMISSION | 4801 BUFORD HWY | CHAMBLEE | DeKalb | 4440059 | 1 |  |  | TRUE |  | TRUE | Removed from Ground | Used Oil | 1000 | Bare Steel | 1984-02-26 | 2006-09-12 | Galvanized Steel
QUIKTRIP #773 | 5347 PEACHTREE IND BLVD | CHAMBLEE | DeKalb | 10000642 | 3 | Flapper Valve | 2004-01-01 | FALSE | 2004-01-01 | FALSE | Currently in Use | Premium | 12000 | Fiberglass Double Walled | 2004-01-01 |  | Double-Walled Flex | Pressurized
A M A FOOD LLC | 4519 HUGH HOWELL RD | TUCKER | DeKalb | 10000465 | 1 | Ball Float | 2003-01-01 | FALSE | 2003-01-01 | FALSE | Currently in Use | Regular | 15000 | Epoxy | 2003-01-01 |  | Fiberglass Reinforced Plastic | Pressurized
UNOCAL CHEMICALS DIVISION | 2275 TUCKER IND BLVD | TUCKER | DeKalb | 9000258 | 26 | [5 empty] | Removed from Ground | Kerosene | 12000 | Cathodically Protected Steel | 1964-11-01 | 1994-01-20 | Bare Steel | Suction (American)
UNOCAL CHEMICALS DIVISION | 2275 TUCKER IND BLVD | TUCKER | DeKalb | 9000258 | 45 | [5 empty] | Removed from Ground | Hazardous Substance | 6000 | Cathodically Protected Steel | 1964-11-01 | 1994-01-18 | Bare Steel | Suction (American)
Fatimid LLC | 4291 N PEACHTREE RD | CHAMBLEE | DeKalb | 4440207 | 5 | Exempted | 2008-08-01 | TRUE | 2008-08-01 | TRUE | Currently in Use | Used Oil | 1000 | Fiberglass | 1985-01-01 |  | Fiberglass Reinforced Plastic
HANGAR 18 | 2005 FLIGHTWAY DR | CHAMBLEE | DeKalb | 440533 | 1 | Flapper Valve | 1997-01-31 | FALSE | 1997-01-31 | FALSE | Currently in Use | Jet fuel | 10000 | Steel-Impressed Current | 1984-01-02 |  | Steel (Impressed Current) | Suction (American)
CITGO FOOD MART | 3630 CLAIRMONT DR | CHAMBLEE | DeKalb | 9000498 | 3 |  | 1986-10-31 | FALSE | 1986-10-31 | FALSE | Removed from Ground | Gas (Historical Use) | 5000 | Galvanic (STIP-3) | 1986-10-31 | 2017-06-08 | Fiberglass Reinforced Plastic | Pressurized
HAVERTY FURNITURE CO | 5849 PEACHTREE RD | CHAMBLEE | DeKalb | 600541 | 3 |  |  | FALSE |  | FALSE | Removed from Ground | Gas (Historical Use) | 2000 | Bare Steel | 1990-09-01 | 1990-09-01 | Galvanized Steel
STALLION INVESTMENT II LLC | 4271 LAVISTA RD | TUCKER | DeKalb | 9000250 | 5 | Ball Float | 2005-10-17 | FALSE | 2005-10-17 | FALSE | Currently in Use | Premium | 8000 | Composite | 2005-10-02 |  | Fiberglass Reinforced Plastic | Pressurized
STALLION INVESTMENT II LLC | 4271 LAVISTA RD | TUCKER | DeKalb | 9000250 | 4 | Ball Float | 2005-10-17 | FALSE | 2005-10-17 | FALSE | Currently in Use | Regular | 10000 | Composite | 2005-10-02 |  | Fiberglass Reinforced Plastic | Pressurized
UNOCAL CHEMICALS DIVISION | 2275 TUCKER IND BLVD | TUCKER | DeKalb | 9000258 | 55 | [5 empty] | Removed from Ground | Hazardous Substance | 6000 | Cathodically Protected Steel | 1964-11-01 | 1994-01-18 | Bare Steel | Suction (American)
FORMER SHELL COST CENTER #168895 | 4030 LAVISTA RD | TUCKER | DeKalb | 10000457 | 1 |  |  | FALSE |  | FALSE | Removed from Ground | Not Marked | 0 | Unknown |  | 1899-12-31
DIVERSEY WYANDOTTE CORP | 1846 MONTREAL RD | TUCKER | DeKalb | 4440080 | 2 | [5 empty] | Currently in Use | Kerosene | 10000 | Fiberglass | 1984-02-26 |  | Not Marked
ELMA ENVESTMONT LLC | 4615 HUGH HOWELL RD | TUCKER | DeKalb | 9000017 | 6 |  | 1991-09-15 |  | 1991-09-15 |  | Removed from Ground | Gas (Historical Use) | 12000 | Cathodically Protected Steel | 1991-09-15 | 2000-08-15 | Fiberglass Reinforced Plastic | Pressurized
UNOCAL CHEMICALS DIVISION | 2275 TUCKER IND BLVD | TUCKER | DeKalb | 9000258 | 54 | [5 empty] | Removed from Ground | Hazardous Substance | 6000 | Cathodically Protected Steel | 1964-11-01 | 1994-01-17 | Bare Steel | Suction (American)
UNOCAL CHEMICALS DIVISION | 2275 TUCKER IND BLVD | TUCKER | DeKalb | 9000258 | 51 | [5 empty] | Removed from Ground | Hazardous Substance | 6000 | Cathodically Protected Steel | 1964-11-01 | 1994-01-17 | Bare Steel | Suction (American)
UNOCAL CHEMICALS DIVISION | 2275 TUCKER IND BLVD | TUCKER | DeKalb | 9000258 | 35 | [5 empty] | Removed from Ground | Hazardous Substance | 6000 | Cathodically Protected Steel | 1964-11-01 | 1994-01-18 | Bare Steel | Suction (American)
UNOCAL CHEMICALS DIVISION | 2275 TUCKER IND BLVD | TUCKER | DeKalb | 9000258 | 32 | [5 empty] | Removed from Ground | Hazardous Substance | 0 | Cathodically Protected Steel | 1964-11-01 | 1994-01-19 | Cathodically Protected | Suction (American)
UNOCAL CHEMICALS DIVISION | 2275 TUCKER IND BLVD | TUCKER | DeKalb | 9000258 | 19 | [5 empty] | Removed from Ground | Hazardous Substance | 12000 | Cathodically Protected Steel | 1964-11-01 | 1994-01-21 | Bare Steel | Suction (American)
UNOCAL CHEMICALS DIVISION | 2275 TUCKER IND BLVD | TUCKER | DeKalb | 9000258 | 38 | [5 empty] | Removed from Ground | Hazardous Substance | 6000 | Cathodically Protected Steel | 1964-11-01 | 1994-01-17 | Bare Steel | Suction (American)
CHEVRON #44281 | 1512 COOLEDGE RD | TUCKER | DeKalb | 9000406 | 3 | [5 empty] | Removed from Ground | Gas (Historical Use) | 10000 | Cathodically Protected Steel | 1969-04-27 | 1989-12-07 | Galvanized Steel
SPEEDWAY #46/STARVIN MARVIN #46 | 3643 CHAMBLEE DUNWOODY RD | CHAMBLEE | DeKalb | 4440182 | 5 | [5 empty] | Removed from Ground | Kerosene | 3000 | Bare Steel | 1976-03-11 | 1995-02-08 | Galvanized Steel
SPEEDWAY #46/STARVIN MARVIN #46 | 3643 CHAMBLEE DUNWOODY RD | CHAMBLEE | DeKalb | 4440182 | 4 | [5 empty] | Removed from Ground | Diesel | 2000 | Bare Steel | 1976-03-11 | 1995-02-08 | Galvanized Steel
CHAMBLEE FOOD MART | 3254 CHAMBLEE DUNWOODY RD | CHAMBLEE | DeKalb | 9000233 | 2 | [5 empty] | Removed from Ground | Gas (Historical Use) | 5000 | Bare Steel | 1967-12-27 | 1988-06-01 | Unknown
BUDDYS FOOD STORE | 3409 CHAMBLEE TUCKER RD | CHAMBLEE | DeKalb | 10000159 | 2 | Ball Float | 2002-07-01 | FALSE | 2002-07-01 | FALSE | Currently in Use | Gas (Historical Use) | 8000 | Composite | 2002-07-01 |  | Fiberglass Reinforced Plastic | Pressurized
UNOCAL CHEMICALS DIVISION | 2275 TUCKER IND BLVD | TUCKER | DeKalb | 9000258 | 53 | [5 empty] | Removed from Ground | Hazardous Substance | 6000 | Cathodically Protected Steel | 1964-11-01 | 1994-01-17 | Bare Steel | Suction (American)
UNOCAL CHEMICALS DIVISION | 2275 TUCKER IND BLVD | TUCKER | DeKalb | 9000258 | 30 | [5 empty] | Removed from Ground | Hazardous Substance | 12000 | Cathodically Protected Steel | 1964-11-01 | 1994-01-20 | Bare Steel | Suction (American)
CHEVRON #44281 | 1512 COOLEDGE RD | TUCKER | DeKalb | 9000406 | 2 | [5 empty] | Removed from Ground | Gas (Historical Use) | 10000 | Cathodically Protected Steel | 1969-04-27 | 1989-12-07 | Galvanized Steel
KRAM TIRE SERVICE | 3669 MORELAND AVE | CONLEY | DeKalb | 9031146 | 3 | [5 empty] | Removed from Ground | Diesel | 2000 | Bare Steel |  | 1899-12-31 | Galvanized Steel
UNOCAL CHEMICALS DIVISION | 2275 TUCKER IND BLVD | TUCKER | DeKalb | 9000258 | 43 | [5 empty] | Removed from Ground | Hazardous Substance | 6000 | Cathodically Protected Steel | 1964-11-01 | 1994-01-14 | Bare Steel | Suction (American)
UNOCAL CHEMICALS DIVISION | 2275 TUCKER IND BLVD | TUCKER | DeKalb | 9000258 | 46 | [5 empty] | Removed from Ground | Hazardous Substance | 6000 | Cathodically Protected Steel | 1964-11-01 | 1994-01-18 | Bare Steel | Suction (American)
UNOCAL CHEMICALS DIVISION | 2275 TUCKER IND BLVD | TUCKER | DeKalb | 9000258 | 25 | [5 empty] | Removed from Ground | Hazardous Substance | 12000 | Cathodically Protected Steel | 1964-11-01 | 1994-01-20 | Bare Steel | Suction (American)
CHEVRON FOOD MART | 3204 TUCKER NORCROSS RD | TUCKER | DeKalb | 9000407 | 4 | Flapper Valve | 1994-11-01 | FALSE | 1994-11-01 | FALSE | Currently in Use | Diesel | 8000 | Steel-Impressed Current | 1984-03-17 |  | Fiberglass Reinforced Plastic | Pressurized
CHEVRON FOOD MART | 3204 TUCKER NORCROSS RD | TUCKER | DeKalb | 9000407 | 5 | Flapper Valve | 1994-11-01 | FALSE | 1994-11-01 | FALSE | Currently in Use | Kerosene | 2000 | Steel-Impressed Current | 1984-03-17 |  | Fiberglass Reinforced Plastic | Safe Suction (Euro)
DEKALB COUNTY SAM A MOSS SERVICE | 1780 MONTREAL RD | TUCKER | DeKalb | 9000561 | 2 | [5 empty] | Removed from Ground | Gas (Historical Use) | 10000 | Bare Steel | 1970-03-10 | 1990-08-01 | Unknown
STEWART BROS INC | 1535 HENRICO RD | CONLEY | DeKalb | 670284 | 2 | [5 empty] | Removed from Ground | Diesel | 8000 | Bare Steel | 1971-04-21 | 1998-12-01 | Galvanized Steel | Suction (American)
GENERAL PIPELINE CO | 4090 BONSAL RD | CONLEY | DeKalb | 9044318 | GT1 | Flapper Valve | 1998-06-12 |  | 1998-06-12 |  | Removed from Ground | Gas (Historical Use) | 6000 | Steel-Impressed Current | 1975-01-01 | 2009-03-31 | Steel (Impressed Current) | Suction (American)
HAPPY MART DBA GANI INC | 2199 IDLEWOOD RD | TUCKER | DeKalb | 9000214 | 3 | Flapper Valve | 1998-06-08 | FALSE | 1998-06-08 | TRUE | Temporarily out of use | Gas (Historical Use) | 6000 | Steel-Impressed Current | 1976-02-03 |  | Steel (Impressed Current) | Pressurized
DEKALB COUNTY SAM A MOSS SERVICE | 1780 MONTREAL RD | TUCKER | DeKalb | 9000561 | 11 | Overfill Alarm | 1990-07-01 | TRUE | 1990-07-01 |  | Currently in Use | Diesel | 10000 | Fiberglass Double Walled | 1990-07-01 |  | Double-Walled Fiberglass | Pressurized
UNOCAL CHEMICALS DIVISION | 2275 TUCKER IND BLVD | TUCKER | DeKalb | 9000258 | 52 | [5 empty] | Removed from Ground | Hazardous Substance | 6000 | Cathodically Protected Steel | 1964-11-01 | 1994-01-17 | Bare Steel | Suction (American)
UNOCAL CHEMICALS DIVISION | 2275 TUCKER IND BLVD | TUCKER | DeKalb | 9000258 | 36 | [5 empty] | Removed from Ground | Hazardous Substance | 6000 | Cathodically Protected Steel | 1964-11-01 | 1994-01-18 | Bare Steel | Suction (American)
CHEVRON FOOD MART | 3204 TUCKER NORCROSS RD | TUCKER | DeKalb | 9000407 | 1 | Flapper Valve | 1994-11-01 | FALSE | 1994-11-01 | FALSE | Currently in Use | Regular | 12000 | Steel-Impressed Current | 1984-03-17 |  | Fiberglass Reinforced Plastic | Pressurized
MAJIK MARKET/TENNECO #11709 | 4279 LAVISTA RD | TUCKER | DeKalb | 9000230 | 1 | [5 empty] | Removed from Ground | Gas (Historical Use) | 5000 | Bare Steel | 1969-02-07 | 1992-04-09 | Galvanized Steel | Pressurized
TUCKER CHEVRON | 4972 LAVISTA RD | TUCKER | DeKalb | 9000528 | 1 | [5 empty] | Removed from Ground | Gas (Historical Use) | 3000 | Cathodically Protected Steel | 1966-04-28 | 1990-03-29 | Galvanized Steel
FORMER WADES USED VANS | 4124 LAWRENCEVILLE HIGHWAY | TUCKER | DeKalb | 10001035 | 1 |  |  | FALSE |  | FALSE | Removed from Ground | Gas (Historical Use) | 4000 | Unknown | 1990-06-01 | 1990-06-01 | Unknown
QUIKTRIP #728 | 3317 LAWRENCEVILLE HWY | TUCKER | DeKalb | 10000172 | 1 | Overfill Alarm | 2002-05-01 | FALSE | 2002-05-01 | FALSE | Currently in Use | Regular | 20000 | Fiberglass Double Walled | 2002-05-01 |  | Double-Walled Fiberglass | Pressurized
BELLSOUTH TELECOMMUNICATIONS | 5100 N ROYAL ATLANTA DR | TUCKER | DeKalb | 10001288 | 1 | Flapper Valve | 2007-01-30 | FALSE | 2007-01-30 | FALSE | Currently in Use | Diesel | 10000 | Fiberglass Double Walled | 2007-01-30 |  | Double-Walled Fiberglass | Suction (American)
DEKALB COUNTY SAM A MOSS SERVICE | 1780 MONTREAL RD | TUCKER | DeKalb | 9000561 | 4 | [5 empty] | Removed from Ground | Gas (Historical Use) | 10000 | Bare Steel | 1974-03-09 | 1990-08-01 | Unknown
DEKALB COUNTY SAM A MOSS SERVICE | 1780 MONTREAL RD | TUCKER | DeKalb | 9000561 | 7 |  |  | TRUE |  | TRUE | Removed from Ground | Other | 500 | Bare Steel | 1970-03-10 | 1990-08-01 | Unknown
DEKALB COUNTY SAM A MOSS SERVICE | 1780 MONTREAL RD | TUCKER | DeKalb | 9000561 | 5 |  |  | TRUE |  | TRUE | Removed from Ground | Used Oil | 940 | Bare Steel | 1976-03-08 | 1990-08-01 | Unknown
DEKALB COUNTY SAM A MOSS SERVICE | 1780 MONTREAL RD | TUCKER | DeKalb | 9000561 | GW/0-4 | Ball Float | 1991-11-16 | TRUE | 1991-11-16 | TRUE | Currently in Use | Used Oil | 1000 | Fiberglass Double Walled | 1987-05-01 |  | Fiberglass Reinforced Plastic | Gravity
A M A FOOD LLC | 4519 HUGH HOWELL RD | TUCKER | DeKalb | 10000465 | 2A | Ball Float | 2003-01-01 | FALSE | 2003-01-01 | FALSE | Currently in Use | Premium | 10000 | Epoxy | 2003-01-01 |  | Fiberglass Reinforced Plastic | Pressurized
DIVERSEY WYANDOTTE CORP | 1846 MONTREAL RD | TUCKER | DeKalb | 4440080 | 1 | [5 empty] | Removed from Ground | Other | 4000 | Fiberglass | 1984-02-26 | 1990-01-11 | Not Marked
ELMA ENVESTMONT LLC | 4615 HUGH HOWELL RD | TUCKER | DeKalb | 9000017 | 1 | [5 empty] | Removed from Ground | Gas (Historical Use) | 8000 | Bare Steel | 1969-04-27 | 1991-09-01 | Galvanized Steel
UNOCAL CHEMICALS DIVISION | 2275 TUCKER IND BLVD | TUCKER | DeKalb | 9000258 | 37 | [5 empty] | Removed from Ground | Hazardous Substance | 6000 | Cathodically Protected Steel | 1964-11-01 | 1994-01-17 | Bare Steel | Suction (American)
UNOCAL CHEMICALS DIVISION | 2275 TUCKER IND BLVD | TUCKER | DeKalb | 9000258 | 57 | [5 empty] | Removed from Ground | Diesel | 6000 | Cathodically Protected Steel | 1965-05-04 | 1994-01-01 | Bare Steel
UNOCAL CHEMICALS DIVISION | 2275 TUCKER IND BLVD | TUCKER | DeKalb | 9000258 | 50 | [5 empty] | Removed from Ground | Hazardous Substance | 6000 | Cathodically Protected Steel | 1964-11-01 | 1994-01-13 | Bare Steel | Suction (American)
UNOCAL CHEMICALS DIVISION | 2275 TUCKER IND BLVD | TUCKER | DeKalb | 9000258 | 21 | [5 empty] | Removed from Ground | Hazardous Substance | 12000 | Cathodically Protected Steel | 1964-11-01 | 1994-01-21 | Bare Steel | Suction (American)
UNOCAL CHEMICALS DIVISION | 2275 TUCKER IND BLVD | TUCKER | DeKalb | 9000258 | 31 | [5 empty] | Removed from Ground | Hazardous Substance | 0 | Cathodically Protected Steel | 1964-11-01 | 1994-01-20 | Bare Steel | Suction (American)
DEKALB COUNTY SAM A MOSS SERVICE | 1780 MONTREAL RD | TUCKER | DeKalb | 9000561 | 3 | [5 empty] | Removed from Ground | Diesel | 10000 | Bare Steel | 1974-03-09 | 1990-08-01 | Unknown
DEKALB COUNTY SAM A MOSS SERVICE | 1780 MONTREAL RD | TUCKER | DeKalb | 9000561 | GW/0-3 | Ball Float | 1990-07-01 | TRUE | 1990-07-01 | TRUE | Currently in Use | Used Oil | 1000 | Galvanic (STIP-3) | 1990-07-01 |  | Fiberglass Reinforced Plastic | Gravity
TUCKER CHEVRON | 4972 LAVISTA RD | TUCKER | DeKalb | 9000528 | 8 | Flapper Valve | 2021-07-02 | FALSE | 1990-03-23 | FALSE | Currently in Use | Regular | 6000 | Composite | 1990-04-16 |  | Fiberglass Reinforced Plastic | Pressurized
CPI/DSP Southeast Terminal Atlanta Owner, LLC | 3275 MORELAND AVE | CONLEY | DeKalb | 442000 | 4 | Overfill Alarm | 1987-11-04 | TRUE | 2011-10-12 | TRUE | Temporarily out of use | Used Oil | 1000 | Fiberglass | 1987-11-04 |  | Fiberglass Reinforced Plastic
CAROLINA FREIGHT CARRIERS CORP ( | 1300 /1320 HENRICO ROAD | CONLEY | DeKalb | 9044457 | 3 | [5 empty] | Removed from Ground | Gas (Historical Use) | 19000 | Not Marked/Unknown | 1997-07-25 | 1997-07-25 | Not Marked
MOORE CORNER COLLEGE | 1554 CEDAR GROVE RD | CONLEY | DeKalb | 4440705 | 2 | [5 empty] | Removed from Ground | Diesel | 12000 | Bare Steel | 1999-12-09 | 1999-12-09 | Galvanized Steel
QUIKTRIP #739 | 4330 CHAMBLEE TUCKER RD | TUCKER | DeKalb | 10000942 | 2 | Ball Float | 2005-06-01 | FALSE | 2005-04-01 | FALSE | Currently in Use | Gas (Historical Use) | 20000 | Fiberglass Double Walled | 2005-02-01 |  | Double-Walled Fiberglass | Pressurized
MARTEN TRANSPORT LTD | 4700 ROGER MARTEN WAY | TUCKER | DeKalb | 10002170 | 2 | Overfill Alarm | 2010-05-04 | FALSE | 2010-04-05 | FALSE | Currently in Use | New Oil | 6000 | Fiberglass Double Walled | 2010-04-05 |  | Double-Walled Flex | Safe Suction (Euro)
CHEVRON #44281 | 1512 COOLEDGE RD | TUCKER | DeKalb | 9000406 | 1 | [5 empty] | Removed from Ground | Gas (Historical Use) | 5000 | Cathodically Protected Steel | 1969-04-27 | 1989-12-07 | Galvanized Steel
ELMA ENVESTMONT LLC | 4615 HUGH HOWELL RD | TUCKER | DeKalb | 9000017 | 13 | Ball Float | 2010-02-25 | FALSE | 2010-02-25 | FALSE | Currently in Use | Diesel | 10000 | Fiberglass Double Walled | 2010-02-25 |  | Double-Walled Flex | Pressurized
MR PRIDE CARWASH (NORTHLAKE) | 2081 NORTHLAKE PKWY | TUCKER | DeKalb | 601128 | 3 | [5 empty] | Permanently Out of Use - historical purposes | Empty | 10000 | Bare Steel | 1979-05-03 | 1899-12-31 | Galvanized Steel
CAROLINA FREIGHT CARRIERS CORP ( | 1300 /1320 HENRICO ROAD | CONLEY | DeKalb | 9044457 | 5 |  |  | FALSE |  | FALSE | Removed from Ground | New Oil | 6000 | Bare Steel | 1980-01-01 | 1997-07-25 | Unknown
CAROLINA FREIGHT CARRIERS CORP ( | 1300 /1320 HENRICO ROAD | CONLEY | DeKalb | 9044457 | 4 |  |  | FALSE |  | FALSE | Removed from Ground | Used Oil | 1000 | Bare Steel | 1980-01-01 | 1997-07-25 | Unknown
GENERAL PIPELINE CO | 4090 BONSAL RD | CONLEY | DeKalb | 9044318 | GT2 | Flapper Valve | 1998-06-12 |  | 1998-06-12 |  | Removed from Ground | Gas (Historical Use) | 6000 | Steel-Impressed Current | 1985-01-01 | 2009-03-31 | Steel (Impressed Current) | Suction (American)
CENTRAL TRANSPORT | 1200 MASON DIXON LN | CONLEY | DeKalb | 310195 | 3 | [5 empty] | Removed from Ground | Used Oil | 2000 | Marked Unknown | 2000-05-19 | 2000-05-19 | Unknown
MOORE CORNER COLLEGE | 1554 CEDAR GROVE RD | CONLEY | DeKalb | 4440705 | 4 | [5 empty] | Permanently Out of Use - historical purposes | Other | 4000 | Bare Steel | 1981-05-01 | 1899-12-31 | Galvanized Steel
TUCKER CHEVRON | 4972 LAVISTA RD | TUCKER | DeKalb | 9000528 | 6 |  |  | TRUE |  | TRUE | Removed from Ground | Used Oil | 550 | Cathodically Protected Steel | 1966-04-28 | 1990-03-29 | Galvanized Steel
TUCKER CHEVRON | 4972 LAVISTA RD | TUCKER | DeKalb | 9000528 | 9 | Flapper Valve | 2021-07-02 | FALSE | 1990-03-23 | FALSE | Currently in Use | Premium | 6000 | Composite | 1990-04-16 |  | Fiberglass Reinforced Plastic | Pressurized
COURTAULDS COATINGS/PORTER PAINT | 3658 LAWRENCEVILLE HWY | TUCKER | DeKalb | 9000706 | 1 | [5 empty] | Removed from Ground | Used Oil | 11 | Not Marked/Unknown | 1989-08-01 | 1989-08-01 | Not Marked
UNOCAL CHEMICALS DIVISION | 2275 TUCKER IND BLVD | TUCKER | DeKalb | 9000258 | 40 | [5 empty] | Removed from Ground | Hazardous Substance | 6000 | Cathodically Protected Steel | 1964-11-01 | 1994-01-13 | Bare Steel | Suction (American)
UNOCAL CHEMICALS DIVISION | 2275 TUCKER IND BLVD | TUCKER | DeKalb | 9000258 | 23 | [5 empty] | Removed from Ground | Hazardous Substance | 12000 | Cathodically Protected Steel | 1964-11-01 | 1994-01-21 | Bare Steel | Suction (American)
HAPPY MART DBA GANI INC | 2199 IDLEWOOD RD | TUCKER | DeKalb | 9000214 | 1 | Flapper Valve | 1998-06-08 | FALSE | 1998-06-28 | TRUE | Temporarily out of use | Gas (Historical Use) | 10000 | Steel-Impressed Current | 1976-02-03 |  | Steel (Impressed Current) | Pressurized
MAJIK MARKET/TENNECO #11709 | 4279 LAVISTA RD | TUCKER | DeKalb | 9000230 | 2 | [5 empty] | Removed from Ground | Gas (Historical Use) | 5000 | Bare Steel | 1969-02-07 | 1992-04-09 | Galvanized Steel | Pressurized
DEKALB COUNTY SAM A MOSS SERVICE | 1780 MONTREAL RD | TUCKER | DeKalb | 9000561 | W/O-2 | Ball Float | 1990-08-01 | TRUE | 1990-08-01 | TRUE | Currently in Use | Used Oil | 1000 | Fiberglass Double Walled | 1990-08-01 |  | Fiberglass Reinforced Plastic | Gravity
TUCKER CHEVRON | 4972 LAVISTA RD | TUCKER | DeKalb | 9000528 | 2 | [5 empty] | Removed from Ground | Gas (Historical Use) | 3000 | Cathodically Protected Steel | 1966-04-28 | 1990-03-29 | Galvanized Steel
MR PRIDE CARWASH (NORTHLAKE) | 2081 NORTHLAKE PKWY | TUCKER | DeKalb | 601128 | 1 | [5 empty] | Permanently Out of Use - historical purposes | Empty | 10000 | Bare Steel | 1979-05-03 | 1899-12-31 | Galvanized Steel
QUIKTRIP #739 | 4330 CHAMBLEE TUCKER RD | TUCKER | DeKalb | 10000942 | 3 | Ball Float | 2005-06-01 | FALSE | 2005-04-01 | FALSE | Currently in Use | Gas (Historical Use) | 12000 | Fiberglass Double Walled | 2005-02-01 |  | Double-Walled Fiberglass | Pressurized
A M A FOOD LLC | 4519 HUGH HOWELL RD | TUCKER | DeKalb | 10000465 | 2B | Ball Float | 2003-01-01 | FALSE | 2003-01-01 | FALSE | Currently in Use | Diesel | 5000 | Epoxy | 2003-01-01 |  | Fiberglass Reinforced Plastic | Pressurized
MARTEN TRANSPORT LTD | 4700 ROGER MARTEN WAY | TUCKER | DeKalb | 10002170 | 1 | Flapper Valve | 2010-05-04 | FALSE | 2010-04-05 | FALSE | Currently in Use | Diesel | 15000 | Fiberglass Double Walled | 2010-04-05 |  | Double-Walled Flex | Pressurized
UNOCAL CHEMICALS DIVISION | 2275 TUCKER IND BLVD | TUCKER | DeKalb | 9000258 | 48 | [5 empty] | Removed from Ground | Hazardous Substance | 6000 | Cathodically Protected Steel | 1964-11-01 | 1994-01-14 | Bare Steel | Suction (American)
CHEVRON FOOD MART | 3204 TUCKER NORCROSS RD | TUCKER | DeKalb | 9000407 | 2 | Flapper Valve | 1994-11-01 | FALSE | 1994-11-01 | FALSE | Currently in Use | Premium | 12000 | Steel-Impressed Current | 1984-03-17 |  | Fiberglass Reinforced Plastic | Pressurized
ANDERSON PROPERTIES | 1800 MONTREAL CRT | TUCKER | DeKalb | 7044003 | 1 | [5 empty] | Removed from Ground | Gas (Historical Use) | 3000 | Not Marked/Unknown | 1993-03-09 | 1993-03-09 | Not Marked
DEKALB COUNTY SAM A MOSS SERVICE | 1780 MONTREAL RD | TUCKER | DeKalb | 9000561 | 10 | Ball Float | 1990-07-01 | FALSE | 1990-07-01 | FALSE | Currently in Use | Diesel | 10000 | Fiberglass Double Walled | 1990-07-01 |  | Double-Walled Fiberglass | Pressurized
MAJIK MARKET/TENNECO #11709 | 4279 LAVISTA RD | TUCKER | DeKalb | 9000230 | 4 | [5 empty] | Removed from Ground | Gas (Historical Use) | 5000 | Bare Steel | 1969-02-07 | 1992-04-09 | Galvanized Steel | Pressurized
TUCKER CHEVRON | 4972 LAVISTA RD | TUCKER | DeKalb | 9000528 | 4 | [5 empty] | Removed from Ground | Gas (Historical Use) | 4000 | Cathodically Protected Steel | 1966-04-28 | 1990-03-29 | Galvanized Steel
TUCKER CHEVRON | 4972 LAVISTA RD | TUCKER | DeKalb | 9000528 | 7 | Flapper Valve | 2021-07-02 | FALSE | 1990-03-27 | FALSE | Currently in Use | Regular | 6000 | Composite | 1990-04-16 |  | Fiberglass Reinforced Plastic | Pressurized
TUCKER CHEVRON | 4972 LAVISTA RD | TUCKER | DeKalb | 9000528 | 5 | [5 empty] | Removed from Ground | Gas (Historical Use) | 4000 | Cathodically Protected Steel | 1966-04-28 | 1990-03-29 | Galvanized Steel
MARTEN TRANSPORT LTD | 4700 ROGER MARTEN WAY | TUCKER | DeKalb | 10002170 | 4 | Exempted | 2010-05-04 | TRUE | 2010-04-05 | TRUE | Currently in Use | Mixture | 8000 | Fiberglass Double Walled | 2010-04-05 |  | Double-Walled Flex
ELMA ENVESTMONT LLC | 4615 HUGH HOWELL RD | TUCKER | DeKalb | 9000017 | 9 | Ball Float | 2000-08-21 | FALSE | 2000-08-21 | FALSE | Removed from Ground | Gas (Historical Use) | 10000 | Fiberglass Double Walled | 2000-08-21 | 2010-02-25 | Double-Walled Flex | Pressurized
ELMA ENVESTMONT LLC | 4615 HUGH HOWELL RD | TUCKER | DeKalb | 9000017 | 8 |  |  | TRUE |  | TRUE | Removed from Ground | Used Oil | 1000 | Bare Steel | 1969-04-27 | 2000-08-01 | Galvanized Steel
ELMA ENVESTMONT LLC | 4615 HUGH HOWELL RD | TUCKER | DeKalb | 9000017 | 2 | [5 empty] | Removed from Ground | Gas (Historical Use) | 6000 | Bare Steel | 1969-04-27 | 1991-09-01 | Galvanized Steel
CONLEY TRUCK STOP CITGO | 3097 MORELAND AVE | CONLEY | DeKalb | 9000729 | 1 | Flapper Valve | 1998-08-01 | FALSE | 1998-08-01 | FALSE | Temporarily out of use | Diesel | 20000 | Steel-Impressed Current | 1981-03-10 |  | Fiberglass Reinforced Plastic | Pressurized
BP #20343 | 5048 BUFORD HWY NE | CHAMBLEE | DeKalb | 10000656 | 1 | Ball Float | 2002-03-20 | FALSE | 2002-03-20 | FALSE | Currently in Use | Regular | 10000 | Fiberglass Double Walled | 2002-02-20 |  | Double-Walled Fiberglass | Pressurized
FORMER WADES USED VANS | 4124 LAWRENCEVILLE HIGHWAY | TUCKER | DeKalb | 10001035 | 4 |  |  | FALSE |  | FALSE | Removed from Ground | Gas (Historical Use) | 4000 | Unknown | 1990-06-01 | 1990-06-01 | Unknown
MOUNTAIN INDUSTRIAL FUEL DEPOT | 1701 MOUNTAIN INDUSTRIAL BLVD | TUCKER | DeKalb | 10000881 | 2 | Flapper Valve | 2005-01-01 | FALSE | 2005-01-01 | FALSE | Currently in Use | Diesel | 10000 | Fiberglass Double Walled | 2004-12-23 |  | Double-Walled Fiberglass | Pressurized
ELMA ENVESTMONT LLC | 4615 HUGH HOWELL RD | TUCKER | DeKalb | 9000017 | 12 | Ball Float | 2000-08-21 | FALSE | 2000-08-21 | FALSE | Currently in Use | E-85 | 10000 | Fiberglass Double Walled | 2000-08-21 |  | Double-Walled Flex | Pressurized
UNOCAL CHEMICALS DIVISION | 2275 TUCKER IND BLVD | TUCKER | DeKalb | 9000258 | 24 | [5 empty] | Removed from Ground | Other | 12000 | Cathodically Protected Steel | 1964-11-01 | 1994-01-19 | Bare Steel | Suction (American)
CHEVRON #44281 | 1512 COOLEDGE RD | TUCKER | DeKalb | 9000406 | 4 |  |  | TRUE |  | TRUE | Removed from Ground | Used Oil | 550 | Cathodically Protected Steel | 1969-04-27 | 1989-12-07 | Galvanized Steel
DEKALB COUNTY SAM A MOSS SERVICE | 1780 MONTREAL RD | TUCKER | DeKalb | 9000561 | 1 | [5 empty] | Removed from Ground | Gas (Historical Use) | 10000 | Bare Steel | 1970-03-10 | 1990-08-01 | Unknown
MR PRIDE CARWASH (NORTHLAKE) | 2081 NORTHLAKE PKWY | TUCKER | DeKalb | 601128 | 2 | [5 empty] | Permanently Out of Use - historical purposes | Empty | 10000 | Bare Steel | 1979-05-03 | 1899-12-31 | Galvanized Steel
STALLION INVESTMENT II LLC | 4271 LAVISTA RD | TUCKER | DeKalb | 9000250 | 2 |  | 1993-09-16 | FALSE | 1993-09-16 | FALSE | Removed from Ground | Gas (Historical Use) | 10000 | Fiberglass | 1987-01-01 | 2005-09-07 | Fiberglass Reinforced Plastic | Pressurized
UNOCAL CHEMICALS DIVISION | 2275 TUCKER IND BLVD | TUCKER | DeKalb | 9000258 | 39 | [5 empty] | Removed from Ground | Hazardous Substance | 6000 | Cathodically Protected Steel | 1964-11-01 | 1994-01-17 | Bare Steel | Suction (American)
UNOCAL CHEMICALS DIVISION | 2275 TUCKER IND BLVD | TUCKER | DeKalb | 9000258 | 20 | [5 empty] | Removed from Ground | Hazardous Substance | 12000 | Cathodically Protected Steel | 1964-11-01 | 1994-01-21 | Bare Steel | Suction (American)
UNOCAL CHEMICALS DIVISION | 2275 TUCKER IND BLVD | TUCKER | DeKalb | 9000258 | 58 | [5 empty] | Removed from Ground | Gas (Historical Use) | 3000 | Cathodically Protected Steel | 1965-05-04 | 1994-01-01 | Bare Steel
MAJIK MARKET/TENNECO #11709 | 4279 LAVISTA RD | TUCKER | DeKalb | 9000230 | 3 | [5 empty] | Removed from Ground | Gas (Historical Use) | 5000 | Bare Steel | 1969-02-07 | 1992-04-09 | Galvanized Steel | Pressurized
TUCKER CHEVRON | 4972 LAVISTA RD | TUCKER | DeKalb | 9000528 | 3 | [5 empty] | Removed from Ground | Gas (Historical Use) | 10000 | Cathodically Protected Steel | 1977-04-25 | 1990-03-29 | Galvanized Steel
JOHN H HARLAND CO #2 | 2935 MILLER RD | DECATUR | DeKalb | 4440282 | 6 | [5 empty] | Removed from Ground | Other | 1000 | Bare Steel | 1965-12-31 | 1988-01-01 | Galvanized Steel
DECATUR 2015 LLC | 4847 COVINGTON HWY | DECATUR | DeKalb | 4440689 | 7 | Ball Float | 2000-09-01 | FALSE | 2000-09-01 | FALSE | Currently in Use | Premium | 12000 | Composite Double Walled | 2000-04-01 |  | Double-Walled Fiberglass | Pressurized
DECATUR 2015 LLC | 4847 COVINGTON HWY | DECATUR | DeKalb | 4440689 | 1 | [5 empty] | Removed from Ground | Gas (Historical Use) | 8127 | Bare Steel | 1967-05-07 | 1999-05-01 | Galvanized Steel
JACKAMERIC AUTO CENTER | 1948 WESLEY CHAPEL RD | DECATUR | DeKalb | 9044259 | 5 | [5 empty] | Removed from Ground | Empty | 550 | Bare Steel | 1966-01-01 | 1999-07-01 | Galvanized Steel
CITGO FOOD MART | 4823 COVINGTON HWY | DECATUR | DeKalb | 9000496 | 3 | [5 empty] | Permanently Out of Use - historical purposes | Gas (Historical Use) | 6000 | Bare Steel | 1971-04-27 | 1899-12-31 | Galvanized Steel
CHEVRON FOOD MART | 3530 CHAMBLEE TUCKER RD | CHAMBLEE | DeKalb | 4440374 | 10B | Flapper Valve | 2017-07-20 | FALSE | 2017-07-20 | FALSE | Currently in Use | E-85 | 4000 | Composite Double Walled | 2017-07-20 |  | Double-Walled Fiberglass | Pressurized
CHEVRON FOOD MART | 3530 CHAMBLEE TUCKER RD | CHAMBLEE | DeKalb | 4440374 | 3 | [5 empty] | Removed from Ground | Gas (Historical Use) | 5000 | Bare Steel | 1968-07-15 | 1990-04-01 | Galvanized Steel
BST/CHAMBLEE CO/F5504 | 3336 CHAMBLEE DUNWOODY RD | CHAMBLEE | DeKalb | 4440401 | 1 | [5 empty] | Removed from Ground | Diesel | 12000 | Bare Steel | 1974-07-08 | 1996-01-25 | Copper | Suction (American)
CHARMS FINA/BUDDYS #12 | 5000 PEACHTREE IND BLVD | CHAMBLEE | DeKalb | 4440277 | 3 |  | 1998-11-06 |  | 1998-11-06 |  | Removed from Ground | Gas (Historical Use) | 12000 | Steel-Impressed Current | 1965-05-08 | 2006-07-24 | Cathodically Protected
TEXACO | 3484 CHAMBLEE TUCKER RD | CHAMBLEE | DeKalb | 4440220 | 6 | Ball Float | 1987-01-01 | FALSE | 1987-01-01 | FALSE | Currently in Use | Regular | 10000 | Fiberglass | 1987-01-01 |  | Fiberglass Reinforced Plastic | Pressurized
CITGO FOOD MART | 3625 CHAMBLEE TUCKER Road | CHAMBLEE | DeKalb | 4440156 | 2 | Ball Float | 1996-09-19 | FALSE | 1996-09-19 | FALSE | Currently in Use | Premium | 10000 | Steel-Impressed Current | 1973-12-10 |  | Fiberglass Reinforced Plastic | Pressurized
MINIT LUBE #1150 | 5772 PEACHTREE IND BLVD | CHAMBLEE | DeKalb | 4440195 | 526491 | [5 empty] | Removed from Ground | Other | 2000 | Bare Steel | 1979-02-26 | 1993-11-04 | Galvanized Steel
76 | 3000 MORELAND AVE | CONLEY | DeKalb | 9000018 | 4 | [5 empty] | Removed from Ground | Empty | 20000 | Bare Steel | 1982-04-18 | 1992-03-03 | Fiberglass Reinforced Plastic
76 | 3000 MORELAND AVE | CONLEY | DeKalb | 9000018 | 7 | Overfill Alarm | 1992-03-01 | FALSE | 1992-03-01 | FALSE | Currently in Use | E-85 | 10000 | Fiberglass Double Walled | 1992-03-01 |  | Double-Walled Fiberglass | Pressurized
76 | 3000 MORELAND AVE | CONLEY | DeKalb | 9000018 | 5 | Overfill Alarm | 1987-11-01 | FALSE | 1987-11-01 | FALSE | Currently in Use | Diesel | 20000 | Fiberglass Double Walled | 1986-04-01 |  | Double-Walled Fiberglass | Pressurized
STEWART BROS INC | 1535 HENRICO RD | CONLEY | DeKalb | 670284 | 1 | [5 empty] | Removed from Ground | Gas (Historical Use) | 2000 | Bare Steel | 1971-04-21 | 1998-12-01 | Galvanized Steel | Suction (American)
ATLANTA MOTOR LINES INC | 1622 CEDAR GROVE RD SE | CONLEY | DeKalb | 4440556 | 1 | [5 empty] | Removed from Ground | Diesel | 10000 | Bare Steel | 1972-03-28 | 1998-03-25 | Galvanized Steel
76 | 3000 MORELAND AVE | CONLEY | DeKalb | 9000018 | 9 | Overfill Alarm | 1992-03-01 | FALSE | 1992-03-01 | FALSE | Currently in Use | Diesel | 20000 | Fiberglass Double Walled | 1992-03-01 |  | Double-Walled Fiberglass | Pressurized
76 | 3000 MORELAND AVE | CONLEY | DeKalb | 9000018 | 6 | Overfill Alarm | 1992-03-01 | FALSE | 1992-03-01 | FALSE | Currently in Use | Premium | 10000 | Fiberglass Double Walled | 1992-03-01 |  | Double-Walled Fiberglass | Pressurized
76 | 3000 MORELAND AVE | CONLEY | DeKalb | 9000018 | 8 | Overfill Alarm | 1992-03-01 | FALSE | 1992-03-01 | FALSE | Currently in Use | Regular | 10000 | Fiberglass Double Walled | 1992-03-01 |  | Double-Walled Fiberglass | Pressurized
BURCH-LOWE INC | 3185 MORELAND AVE | CONLEY | DeKalb | 4440531 | 2 | [5 empty] | Removed from Ground | Diesel | 4500 | Bare Steel | 1982-01-29 | 1993-12-08 | Bare Steel
STEWART BROS INC | 1535 HENRICO RD | CONLEY | DeKalb | 670284 | 4 |  |  | TRUE |  | TRUE | Removed from Ground | Used Oil | 500 | Bare Steel | 1976-04-19 | 1998-09-01 | Galvanized Steel | Safe Suction (Euro)
GATOR FREIGHT | 1300 HENRICO RD | CONLEY | DeKalb | 4440063 | 3 | [5 empty] | Removed from Ground | Gas (Historical Use) | 10000 | Fiberglass | 1982-02-10 | 1997-07-01 | Galvanized Steel
HICKSON CORP | 1579 KOPPERS RD | CONLEY | DeKalb | 9000682 | 1 | [5 empty] | Removed from Ground | Empty | 30000 | Not Marked/Unknown | 1998-01-01 | 1999-03-19 | Not Marked
76 | 3000 MORELAND AVE | CONLEY | DeKalb | 9000018 | 2 | [5 empty] | Removed from Ground | Empty | 10000 | Bare Steel | 1982-04-18 | 1992-03-03 | Fiberglass Reinforced Plastic
STEWART BROS INC | 1535 HENRICO RD | CONLEY | DeKalb | 670284 | 3 | [5 empty] | Removed from Ground | Diesel | 6000 | Bare Steel | 1971-04-21 | 1998-12-01 | Galvanized Steel | Suction (American)
ATLANTA MOTOR LINES INC | 1622 CEDAR GROVE RD SE | CONLEY | DeKalb | 4440556 | 3 | [5 empty] | Removed from Ground | Gas (Historical Use) | 10000 | Bare Steel | 1972-03-28 | 1998-03-25 | Galvanized Steel
KOCH ASPHALT CO | 1577 KOPPER RD | CONLEY | DeKalb | 4440444 | 2 | [5 empty] | Removed from Ground | Other | 7650 | Bare Steel | 1961-03-26 | 1989-12-28 | Bare Steel
FRUEHAUF TRAILER SERVICES INC | 3368 MORLAND AVE | CONLEY | DeKalb | 4440509 | 1 |  |  | TRUE |  | TRUE | Removed from Ground | Other | 1000 | Bare Steel | 1969-04-01 | 1998-06-01 | Bare Steel | Gravity Fed
CPI/DSP Southeast Terminal Atlanta Owner, LLC | 3275 MORELAND AVE | CONLEY | DeKalb | 442000 | 3 | Overfill Alarm | 1987-06-01 | FALSE | 1987-11-04 | FALSE | Temporarily out of use | Gas (Historical Use) | 4000 | Fiberglass | 1987-11-04 |  | Fiberglass Reinforced Plastic | Pressurized
BAH EXPRESS | 4424 THURMAN RD | CONLEY | DeKalb | 9044240 | 0 | [5 empty] | Removed from Ground | Other | 0 | Not Marked/Unknown |  | 1899-12-31 | Not Marked
GENERAL PIPELINE CO | 4090 BONSAL RD | CONLEY | DeKalb | 9044318 | DT2 | Flapper Valve | 1998-06-12 |  | 1998-06-12 |  | Removed from Ground | Diesel | 10000 | Steel-Impressed Current | 1985-01-01 | 2009-03-31 | Steel (Impressed Current) | Safe Suction (Euro)
ATLANTA MOTOR LINES INC | 1622 CEDAR GROVE RD SE | CONLEY | DeKalb | 4440556 | 4 | [5 empty] | Removed from Ground | Other | 12000 | Bare Steel | 1972-03-28 | 1998-03-25 | Galvanized Steel
ATLANTA MOTOR LINES INC | 1622 CEDAR GROVE RD SE | CONLEY | DeKalb | 4440556 | 5 | [5 empty] | Removed from Ground | Used Oil | 2000 | Bare Steel | 1972-03-28 | 1998-03-25 | Galvanized Steel
BURCH-LOWE INC | 3185 MORELAND AVE | CONLEY | DeKalb | 4440531 | 1 | [5 empty] | Removed from Ground | Diesel | 6000 | Bare Steel | 1982-01-29 | 1993-12-08 | Bare Steel
COLONIAL BAKING CO | 1724 KOPPERS RD | CONLEY | DeKalb | 9004051 | 2 | [5 empty] | Removed from Ground | Diesel | 10000 | Fiberglass | 1986-01-01 | 1990-08-15 | Bare Steel
COLONIAL BAKING CO | 1724 KOPPERS RD | CONLEY | DeKalb | 9004051 | 1 | [5 empty] | Removed from Ground | Gas (Historical Use) | 10000 | Fiberglass | 1986-01-01 | 1990-08-15 | Bare Steel
JONES TRUCK LINES INC | 4401 BOWMAN IND CT | CONLEY | DeKalb | 9000696 | 3 |  |  | TRUE |  | TRUE | Removed from Ground | Used Oil | 550 | Bare Steel | 1976-01-17 | 1995-11-15 | Galvanized Steel
CPI/DSP Southeast Terminal Atlanta Owner, LLC | 3275 MORELAND AVE | CONLEY | DeKalb | 442000 | 1 | Overfill Alarm | 1987-06-01 | FALSE | 1987-11-04 | FALSE | Temporarily out of use | Diesel | 10000 | Fiberglass | 1987-11-04 |  | Fiberglass Reinforced Plastic | Pressurized
GATOR FREIGHT | 1300 HENRICO RD | CONLEY | DeKalb | 4440063 | 5 | [5 empty] | Removed from Ground | Other | 6000 | Bare Steel | 1980-02-11 | 1997-07-01 | Galvanized Steel
MOORE CORNER COLLEGE | 1554 CEDAR GROVE RD | CONLEY | DeKalb | 4440705 | 3 |  |  | TRUE |  | TRUE | Permanently Out of Use - historical purposes | Used Oil | 1500 | Bare Steel |  | 1899-12-31 | Galvanized Steel
CENTRAL TRANSPORT | 1200 MASON DIXON LN | CONLEY | DeKalb | 310195 | 1 | Flapper Valve | 1999-01-25 | FALSE | 1999-01-25 | FALSE | Temporarily out of use | Diesel | 12000 | Steel-Impressed Current | 1974-01-01 |  | Steel (Impressed Current) | Suction (American)
GATOR FREIGHT | 1300 HENRICO RD | CONLEY | DeKalb | 4440063 | 4 |  |  | TRUE |  | TRUE | Removed from Ground | Used Oil | 1000 | Bare Steel | 1980-02-11 | 1997-07-01 | Galvanized Steel
GATOR FREIGHT | 1300 HENRICO RD | CONLEY | DeKalb | 4440063 | 1 | [5 empty] | Removed from Ground | Diesel | 20000 | Cathodically Protected Steel | 1980-02-11 | 1997-07-01 | Cathodically Protected | Suction (American)
CONLEY TRUCK STOP CITGO | 3097 MORELAND AVE | CONLEY | DeKalb | 9000729 | 2 | Flapper Valve | 1998-08-01 | FALSE | 1998-08-01 | FALSE | Currently in Use | Diesel | 20000 | Steel-Impressed Current | 1981-03-10 |  | Fiberglass Reinforced Plastic | Pressurized
BURCH-LOWE INC | 3185 MORELAND AVE | CONLEY | DeKalb | 4440531 | 3 |  |  | TRUE |  | TRUE | Removed from Ground | Used Oil | 550 | Bare Steel | 1982-01-29 | 1993-12-08 | Galvanized Steel
HICKSON CORP | 1579 KOPPERS RD | CONLEY | DeKalb | 9000682 | 2 | [5 empty] | Removed from Ground | Diesel | 20000 | Marked Unknown | 1964-10-09 | 1990-02-06 | Unknown
76 | 3000 MORELAND AVE | CONLEY | DeKalb | 9000018 | 1 | [5 empty] | Removed from Ground | Empty | 10000 | Bare Steel | 1982-04-18 | 1992-03-03 | Fiberglass Reinforced Plastic
CAROLINA FREIGHT CARRIERS CORP ( | 1300 /1320 HENRICO ROAD | CONLEY | DeKalb | 9044457 | 1 | [5 empty] | Removed from Ground | Diesel | 20000 | Not Marked/Unknown | 1997-07-25 | 1997-07-25 | Not Marked
JONES TRUCK LINES INC | 4401 BOWMAN IND CT | CONLEY | DeKalb | 9000696 | 2 | [5 empty] | Removed from Ground | Diesel | 10000 | Bare Steel | 1976-01-17 | 1995-11-15 | Galvanized Steel
76 | 3000 MORELAND AVE | CONLEY | DeKalb | 9000018 | 3 | [5 empty] | Removed from Ground | Empty | 12000 | Bare Steel | 1982-04-18 | 1992-03-03 | Fiberglass Reinforced Plastic
CPI/DSP Southeast Terminal Atlanta Owner, LLC | 3275 MORELAND AVE | CONLEY | DeKalb | 442000 | 2 | Overfill Alarm | 1987-06-01 | FALSE | 1987-11-04 | FALSE | Temporarily out of use | Diesel | 10000 | Fiberglass | 1987-11-04 |  | Fiberglass Reinforced Plastic | Pressurized
ATLANTA MOTOR LINES INC | 1622 CEDAR GROVE RD SE | CONLEY | DeKalb | 4440556 | 2 | [5 empty] | Removed from Ground | Diesel | 10000 | Bare Steel | 1972-03-28 | 1998-03-25 | Galvanized Steel
MOORE CORNER COLLEGE | 1554 CEDAR GROVE RD | CONLEY | DeKalb | 4440705 | 1 | [5 empty] | Removed from Ground | Diesel | 12000 | Bare Steel | 1999-12-09 | 1999-12-09 | Galvanized Steel
CONLEY TRUCK STOP CITGO | 3097 MORELAND AVE | CONLEY | DeKalb | 9000729 | 5 | Flapper Valve | 1998-08-01 | FALSE | 1998-08-01 | FALSE | Currently in Use | Premium | 12000 | Steel-Impressed Current | 1981-03-10 |  | Fiberglass Reinforced Plastic | Pressurized
CONLEY TRUCK STOP CITGO | 3097 MORELAND AVE | CONLEY | DeKalb | 9000729 | 4 | Flapper Valve | 1998-08-01 | FALSE | 1998-08-01 | FALSE | Currently in Use | E-85 | 12000 | Steel-Impressed Current | 1981-03-10 |  | Fiberglass Reinforced Plastic | Pressurized
LAMAR FERRELL CHEVROLET INC | 4770 COVINGTON HWY | DECATUR | DeKalb | 442009 | 3 | [5 empty] | Removed from Ground | Other | 1000 | Bare Steel | 1969-11-08 | 1995-06-01 | Galvanized Steel
RIGHT MART SHELL | 2706 SHALLOWFORD RD | CHAMBLEE | DeKalb | 4440133 | 4 | Ball Float | 1993-09-10 | FALSE | 1993-09-10 | FALSE | Currently in Use | Diesel | 6048 | Galvanic (STIP-3) | 1983-11-01 |  | Fiberglass Reinforced Plastic | Pressurized
CENTRAL TRANSPORT | 1200 MASON DIXON LN | CONLEY | DeKalb | 310195 | 2 | [5 empty] | Removed from Ground | Empty | 10000 | Bare Steel | 1974-01-01 | 2000-05-19 | Unknown | Safe Suction (Euro)
GATOR FREIGHT | 1300 HENRICO RD | CONLEY | DeKalb | 4440063 | 2 | [5 empty] | Removed from Ground | Diesel | 20000 | Cathodically Protected Steel | 1980-02-11 | 1997-07-01 | Cathodically Protected | Suction (American)
CONLEY TRUCK STOP CITGO | 3097 MORELAND AVE | CONLEY | DeKalb | 9000729 | 3 | Flapper Valve | 1998-08-01 | FALSE | 1998-08-01 | FALSE | Currently in Use | Regular | 10000 | Steel-Impressed Current | 1981-03-10 |  | Fiberglass Reinforced Plastic | Pressurized
MINIT LUBE #1150 | 5772 PEACHTREE IND BLVD | CHAMBLEE | DeKalb | 4440195 | 526481 | [5 empty] | Removed from Ground | Other | 3000 | Bare Steel | 1984-02-26 | 1993-11-04 | Galvanized Steel
JIM ELLIS ATLANTA INC | 5901 PEACHTREE IND BLVD | CHAMBLEE | DeKalb | 440556 | 3 | Flapper Valve | 1994-06-30 | FALSE | 1994-06-30 | FALSE | Removed from Ground | Regular | 6000 | Composite | 1987-01-01 |  | Fiberglass Reinforced Plastic | Suction (American)
CITGO FOOD MART | 3630 CLAIRMONT DR | CHAMBLEE | DeKalb | 9000498 | 1 |  | 1986-10-31 | FALSE | 1986-10-31 | FALSE | Removed from Ground | Gas (Historical Use) | 10000 | Galvanic (STIP-3) | 1986-10-31 | 2017-06-08 | Fiberglass Reinforced Plastic | Pressurized
IDEAL ROLLER CO | 5238 PEACHTREE RD NE | CHAMBLEE | DeKalb | 9000457 | 1 | [5 empty] | Closed in Ground | Hazardous Substance | 500 | Bare Steel | 1956-05-14 | 1984-01-01 | Galvanized Steel
FRITO-LAY TRUCK REPAIR FACILITY | 4950 PEACHTREE IND BLVD | CHAMBLEE | DeKalb | 9000016 | 3 | [5 empty] | Removed from Ground | Diesel | 15000 | Bare Steel | 1975-05-11 | 1989-06-01 | Bare Steel
LOWNDES & MCLANE FUNERAL HOME | 4320 COWAN RD | TUCKER | DeKalb | 442001 | 1 | [5 empty] | Removed from Ground | Gas (Historical Use) | 500 | Bare Steel | 1968-11-08 | 2013-01-28 | Unknown
UNOCAL CHEMICALS DIVISION | 2275 TUCKER IND BLVD | TUCKER | DeKalb | 9000258 | 49 | [5 empty] | Removed from Ground | Hazardous Substance | 6000 | Cathodically Protected Steel | 1964-11-01 | 1994-01-13 | Bare Steel | Suction (American)
CHEVRON FOOD MART | 3204 TUCKER NORCROSS RD | TUCKER | DeKalb | 9000407 | 3 | Flapper Valve | 1994-11-01 | FALSE | 1994-11-01 | FALSE | Currently in Use | Regular | 8000 | Steel-Impressed Current | 1984-03-17 |  | Fiberglass Reinforced Plastic | Pressurized
CAROLINA FREIGHT CARRIERS CORP ( | 1300 /1320 HENRICO ROAD | CONLEY | DeKalb | 9044457 | 2 | [5 empty] | Removed from Ground | Diesel | 20000 | Not Marked/Unknown | 1997-07-25 | 1997-07-25 | Not Marked
GENERAL PIPELINE CO | 4090 BONSAL RD | CONLEY | DeKalb | 9044318 | DT1 | Flapper Valve | 1998-06-12 |  | 1998-06-12 |  | Removed from Ground | Diesel | 2000 | Steel-Impressed Current | 1975-01-01 | 2009-03-31 | Steel (Impressed Current) | Safe Suction (Euro)
KOCH ASPHALT CO | 1577 KOPPER RD | CONLEY | DeKalb | 4440444 | 1 | [5 empty] | Removed from Ground | Diesel | 8250 | Bare Steel | 1964-03-26 | 1989-12-28 | Bare Steel
JONES TRUCK LINES INC | 4401 BOWMAN IND CT | CONLEY | DeKalb | 9000696 | 1 | [5 empty] | Removed from Ground | Diesel | 10000 | Bare Steel | 1976-01-17 | 1995-11-15 | Galvanized Steel
BARANCO PONTIAC INC | 4299 COVINGTON HWY | DECATUR | DeKalb | 600669 | 1 | [5 empty] | Removed from Ground | Empty | 1000 | Bare Steel | 1981-03-06 | 1988-10-01 | Galvanized Steel
LAMAR FERRELL CHEVROLET INC | 4770 COVINGTON HWY | DECATUR | DeKalb | 442009 | 5 | [5 empty] | Removed from Ground | Gas (Historical Use) | 3000 | Bare Steel | 1969-11-08 | 1998-10-12 | Galvanized Steel
LAMAR FERRELL CHEVROLET INC | 4770 COVINGTON HWY | DECATUR | DeKalb | 442009 | 4 | [5 empty] | Removed from Ground | Other | 1000 | Bare Steel | 1969-11-08 | 1995-06-01 | Galvanized Steel
NEIGHBORS MARKET | 4943 SNAPFINGER WOODS DR | DECATUR | DeKalb | 10001361 | 3 | Ball Float | 2007-05-01 | FALSE | 2007-05-01 | FALSE | Currently in Use | Diesel | 5000 | Composite Double Walled | 2007-05-01 |  | Double-Walled Fiberglass | Pressurized
PEACHTREE HEATING & A/C CO INC | 3200 CUMBERLAND DR | CHAMBLEE | DeKalb | 4440123 | 1 | [5 empty] | Removed from Ground | Gas (Historical Use) | 6000 | Bare Steel | 1979-03-04 | 1990-01-01 | Galvanized Steel
5466 New Peachtree Rd. (MANNA PRO CORP) | 5466 NEW PEACHTREE RD. | CHAMBLEE | DeKalb | 4440036 | 2 | [5 empty] | Removed from Ground | Other | 6000 | Bare Steel | 1976-03-18 | 1998-07-07 | Galvanized Steel | Suction (American)
NEIGHBORS MARKET | 4943 SNAPFINGER WOODS DR | DECATUR | DeKalb | 10001361 | 2 | Ball Float | 2007-05-01 | FALSE | 2007-05-01 | FALSE | Currently in Use | Premium | 10000 | Composite Double Walled | 2007-05-01 |  | Double-Walled Fiberglass | Pressurized
READY RENT-ALL INC/UNIVERSAL PRO | 4400 SNAPFINGER WOODS DR | DECATUR | DeKalb | 4440006 | 1 | [5 empty] | Currently in Use | Gas (Historical Use) | 10000 | Bare Steel | 1983-04-22 |  | Galvanized Steel
KROGER 375 | 2385 WESLEY CHAPEL RD | DECATUR | DeKalb | 10002366 | 2 | Overfill Alarm | 2014-07-23 | FALSE | 2014-07-12 | FALSE | Currently in Use | Premium | 10000 | Fiberglass Double Walled | 2014-07-08 |  | Double-Walled Flex | Pressurized
CHAMBLEE CLEANERS INC | 2458 CHAMBLEE TUCKER RD | CHAMBLEE | DeKalb | 4440121 | 2 | [5 empty] | Removed from Ground | Diesel | 10000 | Bare Steel | 1977-04-23 | 1899-12-31 | Bare Steel | Suction (American)
HESS #10226 | 3611 CHAMBLEE TUCKER RD | CHAMBLEE | DeKalb | 4440021 | 1 | [5 empty] | Removed from Ground | Gas (Historical Use) | 6000 | Bare Steel | 1968-04-21 | 1993-04-30 | Galvanized Steel
PIB OIL LLC | 5018 PEACHTREE INDUSTRIAL BLVD | CHAMBLEE | DeKalb | 9044372 | 2 | Ball Float | 2001-09-10 | FALSE | 2001-09-10 | FALSE | Currently in Use | Regular | 10000 | Fiberglass Double Walled | 2001-09-10 |  | Double-Walled Flex | Pressurized
AAA BLUEPRINT COMPANY INC | 5706 NEW PEACHTREE RD N E | CHAMBLEE | DeKalb | 9044387 | 1 |  |  | TRUE |  | TRUE | Removed from Ground | Used Oil | 15000 | Not Marked/Unknown | 1996-04-07 | 1996-04-07 | Not Marked
SHELL FOOD MART | 2898 CHAMBLEE TUCKER RD | CHAMBLEE | DeKalb | 330367 | 3 | [5 empty] | Removed from Ground | Gas (Historical Use) | 5000 | Bare Steel | 1969-06-27 | 1991-11-06 | Not Marked | Pressurized
RIGHT MART SHELL | 2706 SHALLOWFORD RD | CHAMBLEE | DeKalb | 4440133 | 1 | Ball Float | 1993-09-10 | FALSE | 1993-09-10 | FALSE | Currently in Use | Regular | 10152 | Galvanic (STIP-3) | 1983-11-01 |  | Fiberglass Reinforced Plastic | Pressurized
AUTO VENTSHADE CO | 3571 BROAD ST | CHAMBLEE | DeKalb | 4440060 | 1 | [5 empty] | Removed from Ground | Gas (Historical Use) | 2000 | Bare Steel | 1978-02-24 | 1990-10-15 | Galvanized Steel
HESS #10226 | 3611 CHAMBLEE TUCKER RD | CHAMBLEE | DeKalb | 4440021 | 4 | [5 empty] | Removed from Ground | Diesel | 6000 | Bare Steel | 1968-04-21 | 1993-04-30 | Galvanized Steel
BRIDGESTONE FIRESTONE #105783 | 5578 PEACHTREE IND BLV | CHAMBLEE | DeKalb | 4440010 | 2 | [5 empty] | Removed from Ground | Gas (Historical Use) | 6000 | Marked Unknown | 1984-01-01 | 1984-01-01 | Unknown
ABC AUTO SERVICE & BODY SHOP | 3117 CHAMBLEE DUNWOODY RD | CHAMBLEE | DeKalb | 9044276 | 1 |  |  | TRUE |  | TRUE | Closed in Ground | Used Oil | 250 | Bare Steel | 2007-06-26 | 2007-06-26 | Fiberglass Reinforced Plastic | Gravity Fed
QUIKTRIP #709 | 2772 CHAMBLEE TUCKER RD | CHAMBLEE | DeKalb | 9044031 | 3 | Ball Float | 1991-08-01 |  | 1991-08-01 |  | Removed from Ground | Gas (Historical Use) | 12000 | Fiberglass | 1991-09-20 | 2013-12-12 | Double-Walled Flex | Pressurized
QUIKTRIP #709 | 2772 CHAMBLEE TUCKER RD | CHAMBLEE | DeKalb | 9044031 | A | [5 empty] | Removed from Ground | Gas (Historical Use) | 12000 | Not Marked/Unknown | 1991-03-14 | 1991-03-14 | Not Marked
DEKALB CO SANITATION/BUFORD | 4600 BUFORD HWY | CHAMBLEE | DeKalb | 9044036 | 1 | [5 empty] | Removed from Ground | Diesel | 5000 | Bare Steel | 1963-01-01 | 1989-11-15 | Galvanized Steel
Shell Food Mart D | 5005 SNAPFINGER WOODS DR STE D | DECATUR | DeKalb | 10000501 | 3 | Ball Float | 2002-05-01 | FALSE | 2002-05-01 | FALSE | Currently in Use | Diesel | 6000 | Fiberglass | 2002-05-01 |  | Double-Walled Fiberglass | Pressurized
RIGHT MART SHELL | 2706 SHALLOWFORD RD | CHAMBLEE | DeKalb | 4440133 | 3 | Ball Float | 1993-09-10 | FALSE | 1993-09-10 | FALSE | Currently in Use | E-0 | 6048 | Galvanic (STIP-3) | 1983-11-01 |  | Fiberglass Reinforced Plastic | Pressurized
CDC/CENTER FOR DISEASE CONTROL & PREVENTION | 4770 BUFORD HWY | CHAMBLEE | DeKalb | 9044002 | 2 | [5 empty] | Removed from Ground | Other | 12500 | Marked Unknown | 1975-01-01 | 2011-02-10 | Unknown | Pressurized
SAYMEX PETROLEUM LLC | 5388 PEACHTREE INDUSTRIAL BLVD | CHAMBLEE | DeKalb | 4440807 | 1 | Ball Float | 1988-12-01 |  | 1988-12-01 |  | Removed from Ground | Gas (Historical Use) | 10000 | Galvanic (STIP-3) | 1982-04-30 | 2009-04-15 | Fiberglass Reinforced Plastic | Pressurized
STEWART UNION 76 | 5336 PEACHTREE RD | CHAMBLEE | DeKalb | 4440744 | 1 | [5 empty] | Removed from Ground | Gas (Historical Use) | 3000 | Bare Steel | 1967-03-28 | 1988-01-01 | Galvanized Steel
HESS #10226 | 3611 CHAMBLEE TUCKER RD | CHAMBLEE | DeKalb | 4440021 | 2 | [5 empty] | Removed from Ground | Gas (Historical Use) | 6000 | Bare Steel | 1968-04-21 | 1993-04-30 | Galvanized Steel
SHELL FOOD MART | 2898 CHAMBLEE TUCKER RD | CHAMBLEE | DeKalb | 330367 | 4 | [5 empty] | Removed from Ground | Diesel | 5000 | Bare Steel | 1969-06-27 | 1991-11-06 | Bare Steel | Pressurized
SHELL FOOD MART | 2898 CHAMBLEE TUCKER RD | CHAMBLEE | DeKalb | 330367 | 5 | [5 empty] | Removed from Ground | Gas (Historical Use) | 10000 | Cathodically Protected Steel | 1983-02-24 | 1991-11-06 | Bare Steel | Pressurized
BARANCO PONTIAC INC | 4299 COVINGTON HWY | DECATUR | DeKalb | 600669 | 3 | [5 empty] | Removed from Ground | Empty | 10000 | Bare Steel | 1981-03-06 | 2005-04-21 | Galvanized Steel
LAMAR FERRELL CHEVROLET INC | 4770 COVINGTON HWY | DECATUR | DeKalb | 442009 | 2 | [5 empty] | Removed from Ground | Other | 550 | Bare Steel | 1969-11-08 | 1991-06-01 | Galvanized Steel
DREES FINA #131-6710-709 | 4809 BUFORD HWY | CHAMBLEE | DeKalb | 330364 | 6 |  |  | TRUE |  | TRUE | Removed from Ground | Used Oil | 1000 | Cathodically Protected Steel | 1956-04-30 | 2003-10-10 | Not Marked | Gravity Fed
DREES FINA #131-6710-709 | 4809 BUFORD HWY | CHAMBLEE | DeKalb | 330364 | 9 |  | 1990-02-22 |  | 1990-02-22 |  | Removed from Ground | Diesel | 8000 | Cathodically Protected Steel | 1990-02-22 | 2003-10-10 | Fiberglass Reinforced Plastic | Pressurized
DREES FINA #131-6710-709 | 4809 BUFORD HWY | CHAMBLEE | DeKalb | 330364 | 8 |  | 1990-02-22 |  | 1990-02-22 |  | Removed from Ground | Gas (Historical Use) | 8000 | Cathodically Protected Steel | 1990-02-22 | 2003-10-10 | Fiberglass Reinforced Plastic | Pressurized
SHELL FOOD MART | 2898 CHAMBLEE TUCKER RD | CHAMBLEE | DeKalb | 330367 | 2 | [5 empty] | Removed from Ground | Gas (Historical Use) | 5000 | Bare Steel | 1969-06-27 | 1991-11-06 | Bare Steel | Pressurized
CHARTER BROOK HOSPITAL | 3920 NORTH PEACHTREE RD | CHAMBLEE | DeKalb | 9044180 | 3920-1 | [5 empty] | Removed from Ground | Gas (Historical Use) | 5000 | Marked Unknown | 2002-07-18 | 2002-07-18 | Unknown | Pressurized
HELISERV | 2001 FLIGHTWAY DR | CHAMBLEE | DeKalb | 9044346 | 2 | [5 empty] | Removed from Ground | Gas (Historical Use) | 12000 | Bare Steel | 1996-05-01 | 1996-05-01 | Unknown | Gravity Fed
PIB OIL LLC | 5018 PEACHTREE INDUSTRIAL BLVD | CHAMBLEE | DeKalb | 9044372 | 1 | [5 empty] | Removed from Ground | Gas (Historical Use) | 0 | Not Marked/Unknown |  | 1899-12-31 | Not Marked
LAMAR FERRELL CHEVROLET INC | 4770 COVINGTON HWY | DECATUR | DeKalb | 442009 | 1 | [5 empty] | Removed from Ground | Other | 550 | Bare Steel | 1969-11-08 | 1991-06-01 | Galvanized Steel
U-HAUL #77658 | 2951 NORTHEAST EXPY | CHAMBLEE | DeKalb | 4440029 | 3 |  |  | TRUE |  | TRUE | Removed from Ground | Used Oil | 550 | Bare Steel | 1999-02-18 | 1999-02-18 | Unknown
DEALOR AUTO PARTS | 5872 NEW PEACHTREE RD | CHAMBLEE | DeKalb | 9044138 | 2 | [5 empty] | Removed from Ground | Gas (Historical Use) | 2000 | Bare Steel | 1992-12-19 | 1992-12-19 | Bare Steel | Safe Suction (Euro)
ED VOYLES ACURA | 5700 PEACHTREE INDUSTRIAL BLVD | CHAMBLEE | DeKalb | 9044326 | 1 | Flapper Valve | 1996-12-04 | FALSE | 1996-12-04 | FALSE | Currently in Use | Premium | 4010 | STIP-3/Impressed Current | 1986-01-01 |  | Steel (Impressed Current) | Safe Suction (Euro)
U S GYPSUM | 4859 NEW PEACHTREE RD | CHAMBLEE | DeKalb | 9044255 | 1 | [5 empty] | Removed from Ground | Diesel | 1000 | Not Marked/Unknown | 1992-08-01 | 1992-08-01 | Not Marked
READY RENT-ALL INC/UNIVERSAL PRO | 4400 SNAPFINGER WOODS DR | DECATUR | DeKalb | 4440006 | 2 | [5 empty] | Currently in Use | Gas (Historical Use) | 8000 | Bare Steel | 1983-04-22 |  | Galvanized Steel
HESS #10226 | 3611 CHAMBLEE TUCKER RD | CHAMBLEE | DeKalb | 4440021 | 5 | [5 empty] | Removed from Ground | Diesel | 550 | Not Marked/Unknown | 1993-04-30 | 1993-04-30 | Not Marked
PETRO BANGLA INC | 4400 CHAMBLEE DUNWOODY RD | CHAMBLEE | DeKalb | 9044163 | 3 | Ball Float | 1991-01-01 |  | 1991-01-01 |  | Currently in Use | Gas (Historical Use) | 12000 | Fiberglass | 1992-01-15 |  | Double-Walled Flex | Pressurized
DYER & DYER VOLVO INC | 5260 PEACHTREE IND BLVD | CHAMBLEE | DeKalb | 9044042 | 2 | [5 empty] | Removed from Ground | Other | 0 | Not Marked/Unknown | 1989-07-15 | 1989-07-15 | Not Marked
PEP BOYS #101 | 4105 BUFORD HWY | CHAMBLEE | DeKalb | 9044035 | 2 | [5 empty] | Removed from Ground | Empty | 550 | Composite | 1988-10-07 | 1999-06-15 | Bare Steel
BLH ENTERPRISE INC/HAPPY STORE # | 4930 PEACHTREE RD | CHAMBLEE | DeKalb | 9044003 | 6 | Ball Float | 1987-01-01 | FALSE | 1987-01-01 | TRUE | Temporarily out of use | Diesel | 6000 | STIP-3/Impressed Current | 1987-10-05 |  | Fiberglass Reinforced Plastic | Safe Suction (Euro)
SAYMEX PETROLEUM LLC | 5388 PEACHTREE INDUSTRIAL BLVD | CHAMBLEE | DeKalb | 4440807 | 4 | Ball Float | 1988-12-01 |  | 1988-12-01 |  | Removed from Ground | Gas (Historical Use) | 10000 | Galvanic (STIP-3) | 1982-04-30 | 2009-04-15 | Fiberglass Reinforced Plastic | Pressurized
HESS #10226 | 3611 CHAMBLEE TUCKER RD | CHAMBLEE | DeKalb | 4440021 | 3 | [5 empty] | Removed from Ground | Gas (Historical Use) | 6000 | Bare Steel | 1968-04-21 | 1993-04-30 | Galvanized Steel
CHARTER BROOK HOSPITAL | 3920 NORTH PEACHTREE RD | CHAMBLEE | DeKalb | 9044180 | 3913-1 | [5 empty] | Removed from Ground | Diesel | 275 | Bare Steel |  | 1899-12-31 | Unknown | Pressurized
DYER & DYER VOLVO INC | 5260 PEACHTREE IND BLVD | CHAMBLEE | DeKalb | 9044042 | 3 | [5 empty] | Removed from Ground | Other | 0 | Not Marked/Unknown | 1989-07-15 | 1989-07-15 | Not Marked
CDC/CENTER FOR DISEASE CONTROL & PREVENTION | 4770 BUFORD HWY | CHAMBLEE | DeKalb | 9044002 | A1 | Flapper Valve | 2003-04-10 | FALSE | 2003-04-10 | FALSE | Currently in Use | Diesel | 30000 | Fiberglass Double Walled | 2003-03-22 |  | Double-Walled Fiberglass | Pressurized
CHEVRON STATION #44266 | 3568 CHAMBLEE TUCKER RD | CHAMBLEE | DeKalb | 4440817 | 1 | [5 empty] | Removed from Ground | Gas (Historical Use) | 10000 | Bare Steel | 1964-03-19 | 1987-12-01 | Galvanized Steel
PIERCE OIL CO | 5554 PEACHTREE RD | CHAMBLEE | DeKalb | 4440737 | 2 | Flapper Valve | 2004-03-01 | FALSE | 1982-01-01 | FALSE | Temporarily out of use | Diesel | 8000 | Steel-Impressed Current | 1985-03-13 |  | Steel (Impressed Current) | Pressurized
STEWART UNION 76 | 5336 PEACHTREE RD | CHAMBLEE | DeKalb | 4440744 | 2 | [5 empty] | Removed from Ground | Gas (Historical Use) | 3000 | Bare Steel | 1967-03-28 | 1988-01-01 | Galvanized Steel
BRIDGESTONE FIRESTONE #105783 | 5578 PEACHTREE IND BLV | CHAMBLEE | DeKalb | 4440010 | 3 | [5 empty] | Removed from Ground | Gas (Historical Use) | 6000 | Marked Unknown | 1984-01-01 | 1984-01-01 | Unknown
DREES FINA #131-6710-709 | 4809 BUFORD HWY | CHAMBLEE | DeKalb | 330364 | 4 | [5 empty] | Removed from Ground | Gas (Historical Use) | 3000 | Bare Steel | 1957-04-30 | 1990-02-22 | Galvanized Steel
DREES FINA #131-6710-709 | 4809 BUFORD HWY | CHAMBLEE | DeKalb | 330364 | 5 |  |  | TRUE |  | TRUE | Removed from Ground | Empty | 1000 | Bare Steel | 1956-04-30 | 2003-10-10 | Unknown
CHARTER BROOK HOSPITAL | 3920 NORTH PEACHTREE RD | CHAMBLEE | DeKalb | 9044180 | 3913-2 | [5 empty] | Removed from Ground | Diesel | 275 | Bare Steel |  | 1899-12-31 | Unknown | Pressurized
DYER & DYER VOLVO INC | 5260 PEACHTREE IND BLVD | CHAMBLEE | DeKalb | 9044042 | 1 | [5 empty] | Removed from Ground | Other | 0 | Not Marked/Unknown | 1989-07-15 | 1989-07-15 | Not Marked
DYER & DYER VOLVO INC | 5260 PEACHTREE IND BLVD | CHAMBLEE | DeKalb | 9044042 | 4 | [5 empty] | Removed from Ground | Other | 0 | Not Marked/Unknown | 1989-07-15 | 1989-07-15 | Not Marked
ANSCO ASSOCIATES INC | 3646 CLEMSON DR | CHAMBLEE | DeKalb | 9044075 | 1 | [5 empty] | Removed from Ground | Diesel | 8000 | Cathodically Protected Steel | 1989-01-01 | 1997-12-16 | Fiberglass Reinforced Plastic
QUIKTRIP #709 | 2772 CHAMBLEE TUCKER RD | CHAMBLEE | DeKalb | 9044031 | B | [5 empty] | Removed from Ground | Diesel | 12000 | Not Marked/Unknown | 1991-03-14 | 1991-03-14 | Not Marked
PEP BOYS #101 | 4105 BUFORD HWY | CHAMBLEE | DeKalb | 9044035 | 1 | [5 empty] | Removed from Ground | Empty | 550 | Double Walled | 1988-10-07 | 1999-06-15 | Bare Steel
CDC/CENTER FOR DISEASE CONTROL & PREVENTION | 4770 BUFORD HWY | CHAMBLEE | DeKalb | 9044002 | B1 | Flapper Valve | 2003-04-10 | FALSE | 2003-04-10 | FALSE | Currently in Use | Diesel | 30000 | Fiberglass Double Walled | 2003-03-22 |  | Double-Walled Fiberglass | Pressurized
CHEVRON STATION #44266 | 3568 CHAMBLEE TUCKER RD | CHAMBLEE | DeKalb | 4440817 | 4 |  |  | TRUE |  | TRUE | Removed from Ground | Used Oil | 550 | Bare Steel | 1964-03-19 | 1987-12-01 | Galvanized Steel
SAYMEX PETROLEUM LLC | 5388 PEACHTREE INDUSTRIAL BLVD | CHAMBLEE | DeKalb | 4440807 | 2 | Ball Float | 1988-12-01 |  | 1988-12-01 |  | Removed from Ground | Gas (Historical Use) | 10000 | Galvanic (STIP-3) | 1982-04-30 | 2009-04-15 | Fiberglass Reinforced Plastic | Pressurized
CHAMBLEE CLEANERS INC | 2458 CHAMBLEE TUCKER RD | CHAMBLEE | DeKalb | 4440121 | 1 | [5 empty] | Removed from Ground | Gas (Historical Use) | 1000 | Bare Steel | 1977-04-23 | 1899-12-31 | Bare Steel | Suction (American)
3D EXCAVATORS INC | 2280 MUNDY DR | CHAMBLEE | DeKalb | 4440050 | 2 | [5 empty] | Removed from Ground | Diesel | 8000 | Bare Steel | 1975-03-22 | 2000-04-17 | Galvanized Steel
HOBART CORP | 3904 PEACHTREE RD | CHAMBLEE | DeKalb | 9044199 | 1 | [5 empty] | Removed from Ground | Gas (Historical Use) | 1500 | Bare Steel | 1992-10-08 | 1992-10-08 | Galvanized Steel
MAXINE W PORTER | 5722 PEACHTREE IND BLVD | CHAMBLEE | DeKalb | 9044038 | 3 | [5 empty] | Removed from Ground | Gas (Historical Use) | 8800 | Bare Steel | 1967-01-01 | 1990-05-24 | Unknown
HICKMAN NISSAN INC | 5211 PEACHTREE IND BLVD | CHAMBLEE | DeKalb | 9044018 | 2 | [5 empty] | Removed from Ground | Gas (Historical Use) | 4000 | Bare Steel | 1976-01-01 | 1991-04-16 | Not Marked
QUIKTRIP #709 | 2772 CHAMBLEE TUCKER RD | CHAMBLEE | DeKalb | 9044031 | C | [5 empty] | Removed from Ground | Gas (Historical Use) | 12000 | Not Marked/Unknown | 1991-03-14 | 1991-03-14 | Not Marked
NEAL POPE FORD | 4420 BUFORD HWY | CHAMBLEE | DeKalb | 9044037 | 3 |  |  | TRUE |  | TRUE | Removed from Ground | Used Oil | 550 | Bare Steel | 1973-01-01 | 1988-10-15 | Bare Steel
MAXINE W PORTER | 5722 PEACHTREE IND BLVD | CHAMBLEE | DeKalb | 9044038 | 5 | [5 empty] | Removed from Ground | Diesel | 5000 | Bare Steel | 1967-01-01 | 1990-05-24 | Unknown
CURRY HONDA | 5525 PEACHTREE IND BLVD | CHAMBLEE | DeKalb | 9044044 | 1 |  |  | TRUE |  | TRUE | Removed from Ground | Used Oil | 550 | Bare Steel | 1975-01-15 | 1990-09-15 | Bare Steel
CATHCART ALLIED STORAGE CO INC | 5300 PEACHTREE IND BLVD | CHAMBLEE | DeKalb | 9044043 | 2 | [5 empty] | Removed from Ground | Diesel | 1800 | Bare Steel | 1968-01-01 | 1989-10-01 | Unknown
HICKMAN NISSAN INC | 5211 PEACHTREE IND BLVD | CHAMBLEE | DeKalb | 9044018 | 1 | [5 empty] | Permanently Out of Use - historical purposes | Used Oil | 3000 | Bare Steel | 1976-01-01 | 1899-12-31 | Not Marked
AT&T BROADBROAD | 3425 MALONE DR | CHAMBLEE | DeKalb | 9044016 | 1 | [5 empty] | Removed from Ground | Diesel | 3000 | Cathodically Protected Steel | 1991-09-11 | 2001-08-02 | Unknown | Suction (American)
BLH ENTERPRISE INC/HAPPY STORE # | 4930 PEACHTREE RD | CHAMBLEE | DeKalb | 9044003 | 5 | Flapper Valve | 1987-01-01 | FALSE | 1987-01-01 | TRUE | Currently in Use | Diesel | 6000 | STIP-3/Impressed Current | 1987-10-05 |  | Fiberglass Reinforced Plastic | Pressurized
MERCURY AIR CENTERS INC | 1951 AIRPORT RD | CHAMBLEE | DeKalb | 9044010 | 10 | [5 empty] | Removed from Ground | Other | 10000 | Bare Steel | 1975-12-07 | 1991-04-01 | Bare Steel
SHELL FOOD MART | 2898 CHAMBLEE TUCKER RD | CHAMBLEE | DeKalb | 330367 | 10 |  | 1991-10-01 |  | 1991-10-01 |  | Removed from Ground | Gas (Historical Use) | 1000 | Fiberglass | 1991-10-01 | 1899-12-31 | Fiberglass Reinforced Plastic | Pressurized
PETRO BANGLA INC | 4400 CHAMBLEE DUNWOODY RD | CHAMBLEE | DeKalb | 9044163 | 1 | Ball Float | 1991-01-01 |  | 1991-01-01 |  | Currently in Use | Diesel | 12000 | Fiberglass | 1992-01-15 |  | Double-Walled Flex | Pressurized
EASTMAN KODAK | 5315 PEACHTREE IND BLVD | CHAMBLEE | DeKalb | 9044218 | 1 | [5 empty] | Currently in Use | Diesel | 30000 | Not Marked/Unknown |  |  | Not Marked
CHARTER-LAUREL BROOK | 3913 N PEACHTREE ROAD | CHAMBLEE | DeKalb | 9044455 | 2 | [5 empty] | Removed from Ground | Diesel | 280 | Not Marked/Unknown | 1997-05-08 | 1997-05-08 | Not Marked
MAXINE W PORTER | 5722 PEACHTREE IND BLVD | CHAMBLEE | DeKalb | 9044038 | 1 | [5 empty] | Removed from Ground | Gas (Historical Use) | 2000 | Bare Steel | 1953-01-01 | 1990-05-24 | Unknown
HELICOPTERS INC | 2003 FLIGHTWAY DR | CHAMBLEE | DeKalb | 4440082 | 1 | Flapper Valve | 1998-12-21 |  | 1998-12-11 |  | Currently in Use | Jet Fuel | 10000 | Fiberglass | 1983-02-27 |  | Steel/FG Secondary containment | Pressurized
COMPLETE CAR CARE INC | 3500 CHAMBLEE DUNWOODY RD | CHAMBLEE | DeKalb | 4440070 | 1 |  |  | TRUE |  | TRUE | Removed from Ground | Used Oil | 552 | Bare Steel | 1983-03-04 | 1995-06-20 | Galvanized Steel | Gravity Fed
DREES FINA #131-6710-709 | 4809 BUFORD HWY | CHAMBLEE | DeKalb | 330364 | 2 | [5 empty] | Removed from Ground | Gas (Historical Use) | 3000 | Bare Steel | 1957-04-30 | 1990-02-22 | Galvanized Steel
SHELL FOOD MART | 2898 CHAMBLEE TUCKER RD | CHAMBLEE | DeKalb | 330367 | 8 | Ball Float | 1998-02-01 | FALSE | 1998-02-01 | FALSE | Currently in Use | Premium | 10000 | Fiberglass | 1991-10-01 |  | Fiberglass Reinforced Plastic | Pressurized
SHELL FOOD MART | 2898 CHAMBLEE TUCKER RD | CHAMBLEE | DeKalb | 330367 | 9 | Ball Float | 1998-02-01 | FALSE | 1998-02-01 | FALSE | Currently in Use | Diesel | 10000 | Fiberglass | 1991-10-01 |  | Fiberglass Reinforced Plastic | Pressurized
SHELL FOOD MART | 2898 CHAMBLEE TUCKER RD | CHAMBLEE | DeKalb | 330367 | 6 |  |  | TRUE |  | TRUE | Removed from Ground | Used Oil | 600 | Bare Steel | 1969-04-27 | 1991-11-06 | Galvanized Steel | Gravity Fed
RCM HANGER LLC | 2009 FLIGHTWAY DR | CHAMBLEE | DeKalb | 9044285 | 1 | Flapper Valve | 1997-11-01 | FALSE | 1997-11-01 | FALSE | Currently in Use | Jet fuel | 12000 | Steel-Impressed Current | 1982-08-01 |  | Double-Walled Fiberglass | Suction (American)
PIB OIL LLC | 5018 PEACHTREE INDUSTRIAL BLVD | CHAMBLEE | DeKalb | 9044372 | 5 | Ball Float | 2001-09-10 | FALSE | 2001-09-10 | FALSE | Currently in Use | Premium | 10000 | Fiberglass Double Walled | 2001-09-10 |  | Double-Walled Flex | Pressurized
BARANCO PONTIAC INC | 4299 COVINGTON HWY | DECATUR | DeKalb | 600669 | 2 | [5 empty] | Removed from Ground | Empty | 2000 | Bare Steel | 1981-03-06 | 1988-10-01 | Galvanized Steel
3D EXCAVATORS INC | 2280 MUNDY DR | CHAMBLEE | DeKalb | 4440050 | 1 | [5 empty] | Removed from Ground | Diesel | 10000 | Bare Steel | 1975-03-22 | 2000-04-17 | Galvanized Steel
U-HAUL #77658 | 2951 NORTHEAST EXPY | CHAMBLEE | DeKalb | 4440029 | 1 | [5 empty] | Removed from Ground | Diesel | 10000 | Bare Steel | 1978-01-01 | 1999-02-18 | Bare Steel
BRIDGESTONE FIRESTONE #105783 | 5578 PEACHTREE IND BLV | CHAMBLEE | DeKalb | 4440010 | 1 |  |  | TRUE |  | TRUE | Removed from Ground | Used Oil | 300 | Marked Unknown | 1967-04-20 | 1996-06-01 | Bare Steel
PDK LLC | 2007 FLIGHTWAY DR | CHAMBLEE | DeKalb | 9044343 | 1 |  | 1997-02-01 |  | 1997-02-01 |  | Removed from Ground | Other | 12000 | Steel-Impressed Current | 1981-01-01 | 2005-03-03 | Cathodically Protected | Suction (American)
MAXINE W PORTER | 5722 PEACHTREE IND BLVD | CHAMBLEE | DeKalb | 9044038 | 2 | [5 empty] | Removed from Ground | Gas (Historical Use) | 2000 | Bare Steel | 1953-01-01 | 1990-05-24 | Unknown
AT&T BROADBROAD | 3425 MALONE DR | CHAMBLEE | DeKalb | 9044016 | 3 | [5 empty] | Removed from Ground | Gas (Historical Use) | 2000 | Bare Steel | 1991-09-17 | 1991-09-17 | Bare Steel | Suction (American)
BLH ENTERPRISE INC/HAPPY STORE # | 4930 PEACHTREE RD | CHAMBLEE | DeKalb | 9044003 | 2 | Flapper Valve | 1987-01-01 | FALSE | 1987-01-01 | TRUE | Currently in Use | Regular | 10000 | STIP-3/Impressed Current | 1987-10-05 |  | Fiberglass Reinforced Plastic | Pressurized
CHEVRON STATION #44266 | 3568 CHAMBLEE TUCKER RD | CHAMBLEE | DeKalb | 4440817 | 2 | [5 empty] | Removed from Ground | Gas (Historical Use) | 10000 | Fiberglass | 1980-03-19 | 1987-12-01 | Fiberglass Reinforced Plastic
NEIGHBORS MARKET | 4943 SNAPFINGER WOODS DR | DECATUR | DeKalb | 10001361 | 1 | Ball Float | 2007-05-01 | FALSE | 2007-05-01 | FALSE | Currently in Use | Regular | 15000 | Composite Double Walled | 2007-05-01 |  | Double-Walled Fiberglass | Pressurized
KROGER 375 | 2385 WESLEY CHAPEL RD | DECATUR | DeKalb | 10002366 | 3 | Overfill Alarm | 2014-07-23 | FALSE | 2014-07-23 | FALSE | Currently in Use | Diesel | 8000 | Fiberglass Double Walled | 2014-07-08 |  | Double-Walled Flex | Pressurized
CHAMBLEE CLEANERS INC | 2458 CHAMBLEE TUCKER RD | CHAMBLEE | DeKalb | 4440121 | 3 | [5 empty] | Removed from Ground | Other | 500 | Not Marked/Unknown |  | 1899-12-31 | Not Marked
5466 New Peachtree Rd. (MANNA PRO CORP) | 5466 NEW PEACHTREE RD. | CHAMBLEE | DeKalb | 4440036 | 3 |  |  | TRUE |  | TRUE | Removed from Ground | Used Oil | 500 | Bare Steel | 1976-03-18 | 1998-07-07 | Galvanized Steel | Suction (American)
SHELL FOOD MART | 2898 CHAMBLEE TUCKER RD | CHAMBLEE | DeKalb | 330367 | 7 | Ball Float | 1998-02-01 | FALSE | 1998-02-01 | FALSE | Currently in Use | Regular | 10000 | Fiberglass | 1991-10-01 |  | Double-Walled Fiberglass | Pressurized
SHELL FOOD MART | 2898 CHAMBLEE TUCKER RD | CHAMBLEE | DeKalb | 330367 | 1 | [5 empty] | Removed from Ground | Gas (Historical Use) | 5000 | Bare Steel | 1969-06-27 | 1991-11-06 | Bare Steel | Pressurized
ED VOYLES ACURA | 5700 PEACHTREE INDUSTRIAL BLVD | CHAMBLEE | DeKalb | 9044326 | 2 |  |  | TRUE |  | TRUE | Removed from Ground | Used Oil | 1000 | Cathodically Protected Steel | 1998-11-01 | 1998-11-01 | Galvanized Steel | Gravity Fed
DEALOR AUTO PARTS | 5872 NEW PEACHTREE RD | CHAMBLEE | DeKalb | 9044138 | 1 | [5 empty] | Removed from Ground | Gas (Historical Use) | 1000 | Bare Steel | 1992-12-19 | 1992-12-19 | Bare Steel | Safe Suction (Euro)
CHAMBLEE TUCKER AUTOMOTIVE | 2888 CHAMBLEE TUCKER ROAD | CHAMBLEE | DeKalb | 9044313 | DUMMY | [5 empty] | Currently in Use | Diesel | 0 | Not Marked/Unknown |  |  | Not Marked
FRITO LAY INC | 4950 PEACHTREE INDUSTRIAL BLVD | CHAMBLEE | DeKalb | 9044339 | 1 |  | 1995-09-01 |  | 1995-09-01 |  | Removed from Ground | Diesel | 15000 | Double Walled | 1995-09-01 | 1899-12-31 | Double Walled | Pressurized
EMC MOTORS INC | 5784 PEACHTREE INDUSTRIAL BLVD | CHAMBLEE | DeKalb | 9044459 | 1 | [5 empty] | Removed from Ground | Gas (Historical Use) | 12000 | Not Marked/Unknown | 1997-12-01 | 1997-12-01 | Not Marked
CHARTER-LAUREL BROOK | 3913 N PEACHTREE ROAD | CHAMBLEE | DeKalb | 9044455 | 1 | [5 empty] | Removed from Ground | Diesel | 280 | Not Marked/Unknown | 1997-05-08 | 1997-05-08 | Not Marked
US ARMY/HUNTER AAF 1330 | FAC 1330 | CHAMBLEE | DeKalb | 9025053 | 22 | [5 empty] | Removed from Ground | Gas (Historical Use) | 2000 | Fiberglass | 1996-02-05 | 1996-09-12 | Galvanized Steel
CDC/CENTER FOR DISEASE CONTROL & PREVENTION | 4770 BUFORD HWY | CHAMBLEE | DeKalb | 9044002 | B2 | Overfill Alarm | 2003-04-10 | FALSE | 2003-04-10 | FALSE | Currently in Use | Diesel | 30000 | Fiberglass Double Walled | 2003-03-22 |  | Double-Walled Fiberglass | Pressurized
CDC/CENTER FOR DISEASE CONTROL & PREVENTION | 4770 BUFORD HWY | CHAMBLEE | DeKalb | 9044002 | 103 |  | 2001-10-01 | FALSE | 2001-10-01 | FALSE | Removed from Ground | Diesel | 33000 | Fiberglass Double Walled | 2000-01-01 |  | Double-Walled Fiberglass | Pressurized
CDC/CENTER FOR DISEASE CONTROL & PREVENTION | 4770 BUFORD HWY | CHAMBLEE | DeKalb | 9044002 | B3 |  | 2006-12-19 | FALSE | 2006-12-19 | FALSE | Currently in Use | Diesel | 30000 | Fiberglass Double Walled | 2006-12-12 |  | Double-Walled Fiberglass | Suction (American)
BLH ENTERPRISE INC/HAPPY STORE # | 4930 PEACHTREE RD | CHAMBLEE | DeKalb | 9044003 | 1 | Flapper Valve | 1987-01-01 | FALSE | 1987-01-01 | TRUE | Currently in Use | Regular | 10000 | STIP-3/Impressed Current | 1987-10-05 |  | Fiberglass Reinforced Plastic | Pressurized
BLH ENTERPRISE INC/HAPPY STORE # | 4930 PEACHTREE RD | CHAMBLEE | DeKalb | 9044003 | 4 | Flapper Valve | 1987-01-01 | FALSE | 1987-01-01 | TRUE | Currently in Use | Premium | 6000 | STIP-3/Impressed Current | 1987-10-05 |  | Fiberglass Reinforced Plastic | Pressurized
MERCURY AIR CENTERS INC | 1951 AIRPORT RD | CHAMBLEE | DeKalb | 9044010 | 13 | [5 empty] | Removed from Ground | Other | 10000 | Bare Steel | 1975-12-07 | 1991-04-01 | Bare Steel
CHEVRON STATION #44266 | 3568 CHAMBLEE TUCKER RD | CHAMBLEE | DeKalb | 4440817 | 3 | [5 empty] | Removed from Ground | Gas (Historical Use) | 10000 | Fiberglass | 1980-03-19 | 1987-12-01 | Fiberglass Reinforced Plastic
BROWN AUTO SERVICE | 4761 PEACHTREE RD | CHAMBLEE | DeKalb | 4440738 | 3 | [5 empty] | Removed from Ground | Diesel | 4000 | Bare Steel | 1978-03-25 | 1997-07-09 | Galvanized Steel | Suction (American)
PIERCE OIL CO | 5554 PEACHTREE RD | CHAMBLEE | DeKalb | 4440737 | 5 | Flapper Valve | 2004-03-01 | FALSE | 1998-01-01 | FALSE | Temporarily out of use | Diesel | 5000 | Steel-Impressed Current | 1985-03-13 |  | Steel (Impressed Current) | Pressurized
PIERCE OIL CO | 5554 PEACHTREE RD | CHAMBLEE | DeKalb | 4440737 | 4 | Flapper Valve | 2004-03-01 | FALSE | 1998-01-01 | FALSE | Temporarily out of use | Gas (Historical Use) | 8000 | Steel-Impressed Current | 1985-03-13 |  | Steel (Impressed Current) | Pressurized
CHAMBLEE AUTO REPAIR | 3645 CHAMBLEE TUCKER RD | CHAMBLEE | DeKalb | 4440769 | 14 | Ball Float | 2008-09-14 | FALSE | 2007-10-10 | FALSE | Removed from Ground | Gas (Historical Use) | 8000 | Galvanic (STIP-3) | 1993-10-15 |  | Fiberglass Reinforced Plastic | Pressurized
GEC ATLANTA LLC #507 | 3637 CLAIRMONT RD | CHAMBLEE | DeKalb | 4440784 | 3 |  | 1999-01-25 | FALSE | 1999-01-25 | FALSE | Removed from Ground | Gas (Historical Use) | 6000 | Steel-Impressed Current | 1969-04-08 |  | Fiberglass Reinforced Plastic | Pressurized
CDC/CENTER FOR DISEASE CONTROL & PREVENTION | 4770 BUFORD HWY | CHAMBLEE | DeKalb | 9044002 | A2 | Flapper Valve | 2003-04-10 | FALSE | 2003-04-10 | FALSE | Currently in Use | Diesel | 30000 | Fiberglass Double Walled | 2003-03-22 |  | Double-Walled Fiberglass | Pressurized
QUIKTRIP #709 | 2772 CHAMBLEE TUCKER RD | CHAMBLEE | DeKalb | 9044031 | 1 | Ball Float | 1991-08-01 |  | 1991-08-01 |  | Removed from Ground | Gas (Historical Use) | 12000 | Fiberglass | 1991-09-20 | 2013-12-12 | Double-Walled Flex | Pressurized
SHELL STATION #210-1584-0206 | 4905 BUFORD HWY | CHAMBLEE | DeKalb | 9044039 | 3 | [5 empty] | Removed from Ground | Gas (Historical Use) | 10000 | Fiberglass | 1991-04-15 | 1991-04-15 | Galvanized Steel | Pressurized
CDC/CENTER FOR DISEASE CONTROL & PREVENTION | 4770 BUFORD HWY | CHAMBLEE | DeKalb | 9044002 | 1 | [5 empty] | Removed from Ground | Other | 25000 | Not Marked/Unknown | 1968-01-01 | 2011-01-15 | Unknown
MERCURY AIR CENTERS INC | 1951 AIRPORT RD | CHAMBLEE | DeKalb | 9044010 | 9 | [5 empty] | Removed from Ground | Other | 10000 | Bare Steel | 1975-12-07 | 1991-04-01 | Bare Steel
MERCURY AIR CENTERS INC | 1951 AIRPORT RD | CHAMBLEE | DeKalb | 9044010 | 6 | [5 empty] | Removed from Ground | Kerosene | 12000 | Bare Steel | 1991-04-01 | 1991-04-01 | Unknown
MERCURY AIR CENTERS INC | 1951 AIRPORT RD | CHAMBLEE | DeKalb | 9044010 | 11 | [5 empty] | Permanently Out Of Use | Gas (Historical Use) | 1000 | Bare Steel | 1975-12-07 | 1975-12-07 | Bare Steel
EXXON FOOD MART | 4401 CHAMBLEE DUNWOODY RD | CHAMBLEE | DeKalb | 4440823 | 5 | Ball Float | 2001-08-15 | FALSE | 2001-08-15 | FALSE | Removed from Ground | Gas (Historical Use) | 10000 | Composite | 2001-07-10 | 2018-12-10 | Double-Walled Fiberglass | Pressurized
CHEVRON FOODMART | 2515 CHAMBLEE-TUCKER RD | CHAMBLEE | DeKalb | 4440765 | 7 | Flapper Valve | 1997-01-01 | FALSE | 1997-01-01 | FALSE | Currently in Use | Regular | 12000 | Fiberglass | 1990-04-26 |  | Double-Walled Flex | Pressurized
CHEVRON FOODMART | 2515 CHAMBLEE-TUCKER RD | CHAMBLEE | DeKalb | 4440765 | 1 | [5 empty] | Removed from Ground | Gas (Historical Use) | 4000 | Bare Steel | 1963-04-15 | 1988-03-15 | Galvanized Steel
FRITO-LAY SALES DISTRIBUTION CTR | 3210 CUMBERLAND RD | CHAMBLEE | DeKalb | 4440687 | 1 | [5 empty] | Closed in Ground | Gas (Historical Use) | 10000 | Marked Unknown | 1981-05-06 | 1997-06-06 | Unknown
CHAMBLEE AUTO REPAIR | 3645 CHAMBLEE TUCKER RD | CHAMBLEE | DeKalb | 4440769 | 3 | [5 empty] | Removed from Ground | Gas (Historical Use) | 4000 | Bare Steel | 1963-04-15 | 1988-02-15 | Galvanized Steel
AMOCO STATION #103 | 3476 SHALLOWFORD RD | CHAMBLEE | DeKalb | 4440789 | 6 |  | 1987-03-25 |  | 1987-03-25 |  | Removed from Ground | Gas (Historical Use) | 10000 | Galvanic (STIP-3) | 1987-03-25 | 2002-02-12 | Galvanized Steel | Pressurized
AMOCO STATION #103 | 3476 SHALLOWFORD RD | CHAMBLEE | DeKalb | 4440789 | 9 |  | 1987-03-25 |  | 1987-03-25 |  | Removed from Ground | Gas (Historical Use) | 10000 | Galvanic (STIP-3) | 1987-03-25 | 2002-02-12 | Galvanized Steel | Pressurized
NATIONSBANK AVIATION DEPT | 3381 HARDEE AVE | CHAMBLEE | DeKalb | 9044241 | 1 | [5 empty] | Removed from Ground | Other | 10000 | Bare Steel | 1969-03-15 | 1995-05-01 | Bare Steel | Suction (American)
PDK LLC | 2007 FLIGHTWAY DR | CHAMBLEE | DeKalb | 9044343 | 2 | Ball Float | 2012-12-28 | FALSE | 2012-12-28 | FALSE | Currently in Use | Jet fuel | 12000 | Fiberglass Double Walled | 2005-02-08 |  | Aboveground | Safe Suction (Euro)
US TRANSPORT HANGER | 1935 SIXTH STREET | CHAMBLEE | DeKalb | 9044332 | 1 | Flapper Valve | 1995-11-01 | FALSE | 1995-11-01 | TRUE | Currently in Use | Aviaion gas/AV Gas | 20000 | Fiberglass | 1995-11-01 |  | Galvanized Steel | Safe Suction (Euro)
PIB OIL LLC | 5018 PEACHTREE INDUSTRIAL BLVD | CHAMBLEE | DeKalb | 9044372 | 3 | Ball Float | 2001-09-10 | FALSE | 2001-09-10 | FALSE | Currently in Use | Regular | 10000 | Fiberglass Double Walled | 2001-09-10 |  | Double-Walled Flex | Pressurized
GEORGIA DEPARTMENT OF TRANSPORTA | 5025 NEW PEACHTREE RD | CHAMBLEE | DeKalb | 9044041 | 718G1 | [5 empty] | Removed from Ground | Gas (Historical Use) | 10000 | Bare Steel | 1984-01-01 | 1899-12-31 | Bare Steel | Safe Suction (Euro)
DEKALB CO SANITATION/BUFORD | 4600 BUFORD HWY | CHAMBLEE | DeKalb | 9044036 | 2 | Flapper Valve | 1990-01-01 | FALSE | 1990-01-01 | FALSE | Currently in Use | Diesel | 10000 | Tank Jacket | 1990-01-01 |  | Fiberglass Reinforced Plastic | Safe Suction (Euro)
CDC/CENTER FOR DISEASE CONTROL & PREVENTION | 4770 BUFORD HWY | CHAMBLEE | DeKalb | 9044002 | 109 | Overfill Alarm | 2001-10-01 | FALSE | 2001-10-01 | FALSE | Removed from Ground | Diesel | 12000 | Galvanic (STIP-3) | 2000-01-01 | 2019-01-17 | Double-Walled Fiberglass | Pressurized
MERCURY AIR CENTERS INC | 1951 AIRPORT RD | CHAMBLEE | DeKalb | 9044010 | 7 | [5 empty] | Removed from Ground | Kerosene | 12000 | Bare Steel | 1991-04-01 | 1991-04-01 | Unknown
MERCURY AIR CENTERS INC | 1951 AIRPORT RD | CHAMBLEE | DeKalb | 9044010 | 1 | [5 empty] | Removed from Ground | Gas (Historical Use) | 2000 | Bare Steel | 1943-01-01 | 1955-06-01 | Unknown
MERCURY AIR CENTERS INC | 1951 AIRPORT RD | CHAMBLEE | DeKalb | 9044010 | 4 | [5 empty] | Removed from Ground | Gas (Historical Use) | 4000 | Bare Steel | 1943-01-01 | 1955-06-01 | Unknown
PIERCE OIL CO | 5554 PEACHTREE RD | CHAMBLEE | DeKalb | 4440737 | 3 | Flapper Valve | 2004-03-13 | FALSE | 1998-01-01 | FALSE | Temporarily out of use | Diesel | 8000 | Steel-Impressed Current | 1985-03-13 |  | Steel (Impressed Current) | Pressurized
BROWN AUTO SERVICE | 4761 PEACHTREE RD | CHAMBLEE | DeKalb | 4440738 | 5 |  |  | TRUE |  | TRUE | Removed from Ground | Used Oil | 500 | Bare Steel | 1968-03-25 | 1997-07-09 | Galvanized Steel
STEWART UNION 76 | 5336 PEACHTREE RD | CHAMBLEE | DeKalb | 4440744 | 3 | [5 empty] | Removed from Ground | Gas (Historical Use) | 1000 | Bare Steel | 1975-03-28 | 1988-01-01 | Galvanized Steel
CHAMBLEE AUTO REPAIR | 3645 CHAMBLEE TUCKER RD | CHAMBLEE | DeKalb | 4440769 | 12 | [5 empty] | Removed from Ground | Gas (Historical Use) | 12000 | Fiberglass | 1988-02-15 | 1993-10-04 | Fiberglass Reinforced Plastic
MAXINE W PORTER | 5722 PEACHTREE IND BLVD | CHAMBLEE | DeKalb | 9044038 | 4 | [5 empty] | Removed from Ground | Gas (Historical Use) | 8800 | Bare Steel | 1967-01-01 | 1990-05-24 | Unknown
AT&T BROADBROAD | 3425 MALONE DR | CHAMBLEE | DeKalb | 9044016 | 4 | [5 empty] | Removed from Ground | Gas (Historical Use) | 2000 | Bare Steel | 1991-09-17 | 1991-09-17 | Bare Steel | Suction (American)
US ARMY/HUNTER AAF 1330 | FAC 1330 | CHAMBLEE | DeKalb | 9025053 | 21 | [5 empty] | Removed from Ground | Diesel | 8000 | Fiberglass | 1985-02-05 | 1996-09-12 | Galvanized Steel
SHELL STATION #210-1584-0206 | 4905 BUFORD HWY | CHAMBLEE | DeKalb | 9044039 | 2 | [5 empty] | Removed from Ground | Gas (Historical Use) | 10000 | Fiberglass | 1991-04-15 | 1991-04-15 | Galvanized Steel | Pressurized
EXXON FOOD MART | 4401 CHAMBLEE DUNWOODY RD | CHAMBLEE | DeKalb | 4440823 | 1 | [5 empty] | Removed from Ground | Gas (Historical Use) | 10000 | Fiberglass | 1983-03-20 | 1994-11-16 | Fiberglass Reinforced Plastic | Pressurized
AIR PRODUCTS AND CHEMICALS | 3424 MILLER DR | CHAMBLEE | DeKalb | 4440696 | 3 | [5 empty] | Removed from Ground | Diesel | 1000 | Cathodically Protected Steel | 1983-05-02 | 1987-09-01 | Bare Steel
HESS STATION #10230 | 2512 CHAMBLEE TUCKER RD | CHAMBLEE | DeKalb | 4440780 | 4 | [5 empty] | Removed from Ground | Gas (Historical Use) | 6000 | Bare Steel | 1969-04-08 | 1992-12-03 | Galvanized Steel
HESS STATION #10230 | 2512 CHAMBLEE TUCKER RD | CHAMBLEE | DeKalb | 4440780 | 5 | [5 empty] | Removed from Ground | Diesel | 550 | Marked Unknown | 1992-12-03 | 1992-12-03 | Unknown
PEACHTREE IND 66 | 5399 PEACHTREE IND BLVD | CHAMBLEE | DeKalb | 4440758 | 7 |  | 1987-08-01 |  | 1987-08-01 |  | Removed from Ground | Gas (Historical Use) | 10000 | Fiberglass | 1987-08-01 | 2006-02-08 | Fiberglass Reinforced Plastic | Pressurized
KROGER 375 | 2385 WESLEY CHAPEL RD | DECATUR | DeKalb | 10002366 | 1 | Overfill Alarm | 2014-07-23 | FALSE | 2014-07-23 | FALSE | Currently in Use | Regular | 20000 | Fiberglass Double Walled | 2014-07-08 |  | Double-Walled Flex | Pressurized
PEACHTREE HEATING & A/C CO INC | 3200 CUMBERLAND DR | CHAMBLEE | DeKalb | 4440123 | 2 | [5 empty] | Removed from Ground | Gas (Historical Use) | 6000 | Bare Steel | 1979-03-04 | 1990-01-01 | Galvanized Steel
RIGHT MART SHELL | 2706 SHALLOWFORD RD | CHAMBLEE | DeKalb | 4440133 | 2 | Ball Float | 1993-09-10 | FALSE | 1993-09-10 | FALSE | Currently in Use | Premium | 10152 | Galvanic (STIP-3) | 1983-11-01 |  | Fiberglass Reinforced Plastic | Pressurized
NEAL POPE FORD | 4420 BUFORD HWY | CHAMBLEE | DeKalb | 9044037 | 4 | [5 empty] | Removed from Ground | Other | 1000 | Bare Steel | 1974-01-01 | 1988-10-15 | Bare Steel
CURRY HONDA | 5525 PEACHTREE IND BLVD | CHAMBLEE | DeKalb | 9044044 | 2 |  |  | TRUE |  | TRUE | Removed from Ground | Used Oil | 550 | Bare Steel | 1975-01-15 | 1990-09-15 | Bare Steel
RALPH E CHAMNESS | 5571 PEACHTREE RD | CHAMBLEE | DeKalb | 9044045 | 1 | [5 empty] | Removed from Ground | Gas (Historical Use) | 2000 | Bare Steel | 1983-01-01 | 1983-01-01 | Galvanized Steel
AT&T BROADBROAD | 3425 MALONE DR | CHAMBLEE | DeKalb | 9044016 | 2 | [5 empty] | Removed from Ground | Gas (Historical Use) | 5000 | Cathodically Protected Steel | 1991-09-11 | 2001-08-01 | Unknown | Suction (American)
SHELL STATION #210-1584-0206 | 4905 BUFORD HWY | CHAMBLEE | DeKalb | 9044039 | 4 |  |  | TRUE |  | TRUE | Removed from Ground | Used Oil | 1000 | Fiberglass | 1991-04-15 | 1991-04-15 | Galvanized Steel | Gravity Fed
PIB OIL LLC | 5018 PEACHTREE INDUSTRIAL BLVD | CHAMBLEE | DeKalb | 9044372 | 4 | Ball Float | 2001-09-10 | FALSE | 2001-09-10 | FALSE | Currently in Use | Plus | 10000 | Fiberglass Double Walled | 2001-09-10 |  | Double-Walled Flex | Pressurized
NEAL POPE FORD | 4420 BUFORD HWY | CHAMBLEE | DeKalb | 9044037 | 1 | [5 empty] | Removed from Ground | Other | 2000 | Bare Steel | 1973-01-01 | 1988-10-15 | Bare Steel
QUIKTRIP #709 | 2772 CHAMBLEE TUCKER RD | CHAMBLEE | DeKalb | 9044031 | 2 | Ball Float | 1991-08-01 |  | 1991-08-01 |  | Removed from Ground | Gas (Historical Use) | 12000 | Fiberglass | 1991-09-20 | 2013-12-12 | Double-Walled Flex | Pressurized
SHELL STATION #210-1584-0206 | 4905 BUFORD HWY | CHAMBLEE | DeKalb | 9044039 | 1 | [5 empty] | Removed from Ground | Gas (Historical Use) | 10000 | Fiberglass | 1991-04-15 | 1991-04-15 | Galvanized Steel | Pressurized
CDC/CENTER FOR DISEASE CONTROL & PREVENTION | 4770 BUFORD HWY | CHAMBLEE | DeKalb | 9044002 | 3 | Overfill Alarm | 1995-06-01 | FALSE | 1995-06-01 | FALSE | Removed from Ground | Diesel | 12500 | Cathodically Protected Steel | 1975-01-01 | 2007-11-12 | Fiberglass Reinforced Plastic | Pressurized
MERCURY AIR CENTERS INC | 1951 AIRPORT RD | CHAMBLEE | DeKalb | 9044010 | 3 | [5 empty] | Removed from Ground | Gas (Historical Use) | 4000 | Bare Steel | 1943-01-01 | 1955-06-01 | Unknown
MERCURY AIR CENTERS INC | 1951 AIRPORT RD | CHAMBLEE | DeKalb | 9044010 | 12 | [5 empty] | Permanently Out Of Use | Gas (Historical Use) | 1000 | Bare Steel | 1975-12-07 | 1975-12-07 | Bare Steel
CHEVRON | 2889 CHAMBLEE TUCKER RD | CHAMBLEE | DeKalb | 4440794 | 1 | Ball Float | 1981-04-30 | FALSE | 1981-04-30 | FALSE | Currently in Use | Diesel | 10000 | Steel-Impressed Current | 1981-04-30 |  | Fiberglass Reinforced Plastic | Pressurized
CHEVRON FOODMART | 2515 CHAMBLEE-TUCKER RD | CHAMBLEE | DeKalb | 4440765 | 3 | [5 empty] | Removed from Ground | Gas (Historical Use) | 4000 | Bare Steel | 1963-04-15 | 1988-03-15 | Galvanized Steel
PEACHTREE IND 66 | 5399 PEACHTREE IND BLVD | CHAMBLEE | DeKalb | 4440758 | 2 | [5 empty] | Removed from Ground | Gas (Historical Use) | 2000 | Bare Steel | 1962-04-07 | 1990-09-15 | Bare Steel
HOSTESS CHAMBLEE | 5976 PEACHTREE RD | CHAMBLEE | DeKalb | 4440753 | 1 | [5 empty] | Removed from Ground | Gas (Historical Use) | 10000 | Bare Steel | 1981-04-04 | 1996-07-23 | Unknown
QUIKTRIP #709 | 2805 CHAMBLEE-TUCKER RD | CHAMBLEE | DeKalb | 4440535 | 5 | Flapper Valve | 2013-09-13 | FALSE | 2013-11-06 | FALSE | Currently in Use | Regular | 20000 | Fiberglass Double Walled | 2013-05-01 |  | Double-Walled Fiberglass | Pressurized
QUIKTRIP #709 | 2805 CHAMBLEE-TUCKER RD | CHAMBLEE | DeKalb | 4440535 | 4 | Ball Float | 1995-09-01 |  | 1992-01-01 |  | Removed from Ground | Diesel | 10000 | Fiberglass | 1983-04-10 | 2013-12-12 | Fiberglass Reinforced Plastic | Pressurized
SBJ INVESTMENTS LLC CCLAR LLC | 2043 STEEL DR | TUCKER | DeKalb | 440641 | D-BM1E |  | 1998-12-10 |  | 1998-12-10 |  | Closed in Ground | Other | 46526 | Cathodically Protected Steel | 1998-12-10 | 2010-01-14 | Aboveground | Suction (American)
EXXON FOOD MART | 4401 CHAMBLEE DUNWOODY RD | CHAMBLEE | DeKalb | 4440823 | 3 | [5 empty] | Removed from Ground | Gas (Historical Use) | 10000 | Fiberglass | 1983-03-20 | 1994-11-16 | Fiberglass Reinforced Plastic | Pressurized
BROWN AUTO SERVICE | 4761 PEACHTREE RD | CHAMBLEE | DeKalb | 4440738 | 2 | [5 empty] | Removed from Ground | Gas (Historical Use) | 4000 | Bare Steel | 1968-03-25 | 1997-07-09 | Galvanized Steel | Suction (American)
AIR PRODUCTS AND CHEMICALS | 3424 MILLER DR | CHAMBLEE | DeKalb | 4440696 | 1 | [5 empty] | Removed from Ground | Gas (Historical Use) | 1000 | Bare Steel | 1971-05-02 | 1987-09-01 | Bare Steel
CHAMBLEE AUTO REPAIR | 3645 CHAMBLEE TUCKER RD | CHAMBLEE | DeKalb | 4440769 | 10 | [5 empty] | Removed from Ground | Gas (Historical Use) | 12000 | Fiberglass | 1988-02-15 | 1993-10-04 | Fiberglass Reinforced Plastic
CHAMBLEE AUTO REPAIR | 3645 CHAMBLEE TUCKER RD | CHAMBLEE | DeKalb | 4440769 | 4 | [5 empty] | Removed from Ground | Gas (Historical Use) | 4000 | Bare Steel | 1963-04-15 | 1988-02-15 | Galvanized Steel
CHAMBLEE AUTO REPAIR | 3645 CHAMBLEE TUCKER RD | CHAMBLEE | DeKalb | 4440769 | 5 |  |  | TRUE |  | TRUE | Removed from Ground | Used Oil | 550 | Bare Steel | 1963-04-15 | 1990-08-15 | Galvanized Steel
AMOCO STATION #103 | 3476 SHALLOWFORD RD | CHAMBLEE | DeKalb | 4440789 | 1 | [5 empty] | Removed from Ground | Gas (Historical Use) | 6000 | Bare Steel | 1957-04-30 | 1987-03-25 | Galvanized Steel
HESS STATION #10230 | 2512 CHAMBLEE TUCKER RD | CHAMBLEE | DeKalb | 4440780 | 2 | [5 empty] | Removed from Ground | Gas (Historical Use) | 6000 | Bare Steel | 1969-04-08 | 1992-12-03 | Galvanized Steel
AIRPORT MAINTENANCE BLDG | BLDG #25 SAMA CIRCLE | CHAMBLEE | DeKalb | 4440566 | 1 | [5 empty] | Removed from Ground | Gas (Historical Use) | 1000 | Bare Steel | 1977-04-03 | 1992-01-16 | Bare Steel | Safe Suction (Euro)
EXXON FOOD MART | 4401 CHAMBLEE DUNWOODY RD | CHAMBLEE | DeKalb | 4440823 | 4 |  |  | TRUE |  | TRUE | Removed from Ground | Used Oil | 1000 | Fiberglass | 1983-03-20 | 1994-11-16 | Fiberglass Reinforced Plastic | Gravity Fed
CHEVRON | 2889 CHAMBLEE TUCKER RD | CHAMBLEE | DeKalb | 4440794 | 3 | Flapper Valve | 1981-04-30 | FALSE | 1981-04-30 | FALSE | Currently in Use | Regular | 10000 | Steel-Impressed Current | 1981-04-30 |  | Fiberglass Reinforced Plastic | Pressurized
PEACHTREE IND 66 | 5399 PEACHTREE IND BLVD | CHAMBLEE | DeKalb | 4440758 | 4 | [5 empty] | Removed from Ground | Gas (Historical Use) | 3000 | Bare Steel | 1962-04-07 | 1987-09-15 | Bare Steel
PEACHTREE IND 66 | 5399 PEACHTREE IND BLVD | CHAMBLEE | DeKalb | 4440758 | 5 | [5 empty] | Removed from Ground | Gas (Historical Use) | 8000 | Bare Steel | 1974-04-07 | 1987-09-15 | Bare Steel
KELLEY TOYOTA | 4900 BUFORD HWY | CHAMBLEE | DeKalb | 4440590 | 2 |  |  | TRUE |  | TRUE | Removed from Ground | Used Oil | 1000 | Bare Steel | 1996-01-24 | 1996-01-24 | Galvanized Steel
MR PRIDE CARWASH (CHAMBLEE) | 5485 PEACHTREE IND BLVD | CHAMBLEE | DeKalb | 4440573 | 1 | [5 empty] | Removed from Ground | Gas (Historical Use) | 5000 | Bare Steel | 1969-04-26 | 1992-04-29 | Galvanized Steel
EPPS AIR SERVICE/DEKALB PEACHTRE | 1900 AVAITION PDK AIRPORT | CHAMBLEE | DeKalb | 4440445 | 4 | [5 empty] | Removed from Ground | Kerosene | 10000 | Bare Steel | 1976-03-26 | 1995-03-16 | Galvanized Steel
GENERAL ELECTRIC CO | 5035 PEACHTREE IND BLVD | CHAMBLEE | DeKalb | 4440357 | 2 | [5 empty] | Removed from Ground | Other | 1200 | Bare Steel | 1978-05-06 | 1991-12-01 | Unknown
CHAMBLEE AUTO REPAIR | 3645 CHAMBLEE TUCKER RD | CHAMBLEE | DeKalb | 4440769 | 11 | [5 empty] | Removed from Ground | Gas (Historical Use) | 12000 | Fiberglass | 1988-02-15 | 1993-10-04 | Fiberglass Reinforced Plastic
AMOCO STATION #103 | 3476 SHALLOWFORD RD | CHAMBLEE | DeKalb | 4440789 | 2 | [5 empty] | Removed from Ground | Gas (Historical Use) | 12000 | Bare Steel | 1977-04-30 | 1987-03-28 | Galvanized Steel
QUIKTRIP #709 | 2805 CHAMBLEE-TUCKER RD | CHAMBLEE | DeKalb | 4440535 | 7B | Flapper Valve | 2013-09-01 | FALSE | 2013-11-06 | FALSE | Currently in Use | Premium | 9500 | Fiberglass Double Walled | 2013-05-01 |  | Double-Walled Fiberglass | Pressurized
SHELL FOOD SHOP | 3408 CHAMBLEE TUCKER RD | CHAMBLEE | DeKalb | 4440568 | 4 | [5 empty] | Removed from Ground | Kerosene | 300 | Cathodically Protected Steel | 1968-05-02 | 1994-11-12 | Galvanized Steel | Pressurized
SHELL FOOD SHOP | 3408 CHAMBLEE TUCKER RD | CHAMBLEE | DeKalb | 4440568 | 5 |  |  | TRUE |  | TRUE | Removed from Ground | Used Oil | 500 | Cathodically Protected Steel | 1994-11-12 | 1994-11-12 | Galvanized Steel | Pressurized
PETRO GREEN SHELL | 2690 SHALLOWFORD RD | CHAMBLEE | DeKalb | 4440524 | 4 | Ball Float | 1996-02-01 | FALSE | 1991-01-01 | FALSE | Currently in Use | Diesel | 10000 | Fiberglass | 1983-04-10 |  | Fiberglass Reinforced Plastic | Pressurized
FUL-BRO ENGINEERING INC | 3230 CUMBERLAND DR | CHAMBLEE | DeKalb | 4440420 | 1 | Flapper Valve | 1996-01-01 |  | 1996-01-01 |  | Removed from Ground | Gas (Historical Use) | 4000 | Galvanic (STIP-3) | 1984-05-02 | 2013-03-12 | Galvanized Steel | Suction (American)
ARTISTIC POOLS INC | 3884 NORTH PEACHTREE RD | CHAMBLEE | DeKalb | 4440336 | 2 | [5 empty] | Removed from Ground | Diesel | 4000 | Bare Steel | 1952-12-31 | 1996-10-02 | Unknown
COURTAULDS COATINGS/PORTER PAINT | 3658 LAWRENCEVILLE HWY | TUCKER | DeKalb | 9000706 | 9 | [5 empty] | Removed from Ground | Gas (Historical Use) | 11 | Not Marked/Unknown | 1989-08-01 | 1989-08-01 | Not Marked
COURTAULDS COATINGS/PORTER PAINT | 3658 LAWRENCEVILLE HWY | TUCKER | DeKalb | 9000706 | 6 | [5 empty] | Removed from Ground | Diesel | 11 | Not Marked/Unknown | 1989-08-01 | 1989-08-01 | Not Marked
COURTAULDS COATINGS/PORTER PAINT | 3658 LAWRENCEVILLE HWY | TUCKER | DeKalb | 9000706 | 8 | [5 empty] | Removed from Ground | Gas (Historical Use) | 11 | Not Marked/Unknown | 1989-08-01 | 1989-08-01 | Not Marked
SBJ INVESTMENTS LLC CCLAR LLC | 2043 STEEL DR | TUCKER | DeKalb | 440641 | D-BM1W |  | 1998-12-10 |  | 1998-12-10 |  | Closed in Ground | Other | 46526 | Cathodically Protected Steel | 1998-12-10 | 2010-01-14 | Aboveground | Suction (American)
CHAMBLEE AUTO REPAIR | 3645 CHAMBLEE TUCKER RD | CHAMBLEE | DeKalb | 4440769 | 2 | [5 empty] | Removed from Ground | Gas (Historical Use) | 4000 | Bare Steel | 1963-04-15 | 1988-02-15 | Galvanized Steel
AMOCO STATION #103 | 3476 SHALLOWFORD RD | CHAMBLEE | DeKalb | 4440789 | 3 | [5 empty] | Removed from Ground | Gas (Historical Use) | 10000 | Bare Steel | 1972-04-30 | 1987-03-25 | Galvanized Steel
CHEVRON FOODMART | 2515 CHAMBLEE-TUCKER RD | CHAMBLEE | DeKalb | 4440765 | 6 | Flapper Valve | 1997-01-01 | FALSE | 1997-01-01 | FALSE | Currently in Use | Premium | 12000 | Fiberglass | 1990-04-26 |  | Double-Walled Flex | Pressurized
CHEVRON FOODMART | 2515 CHAMBLEE-TUCKER RD | CHAMBLEE | DeKalb | 4440765 | 8 | Flapper Valve | 1997-01-01 | FALSE | 1997-01-01 | FALSE | Currently in Use | Regular | 12000 | Fiberglass | 1990-04-26 |  | Double-Walled Flex | Pressurized
CHEVRON FOODMART | 2515 CHAMBLEE-TUCKER RD | CHAMBLEE | DeKalb | 4440765 | 9 | Flapper Valve | 1997-01-01 | FALSE | 1997-01-01 | FALSE | Currently in Use | Diesel | 6000 | Fiberglass | 1988-03-23 |  | Double-Walled Flex | Pressurized
QUIKTRIP #709 | 2805 CHAMBLEE-TUCKER RD | CHAMBLEE | DeKalb | 4440535 | 8 | Flapper Valve | 2013-09-01 | FALSE | 2013-11-06 | FALSE | Currently in Use | Diesel | 12000 | Fiberglass Double Walled | 2013-05-01 |  | Double-Walled Fiberglass | Pressurized
QUIKTRIP #709 | 2805 CHAMBLEE-TUCKER RD | CHAMBLEE | DeKalb | 4440535 | 6 | Flapper Valve | 2013-09-01 | FALSE | 2013-11-06 | FALSE | Currently in Use | Regular | 20000 | Fiberglass Double Walled | 2013-05-01 |  | Double-Walled Fiberglass | Pressurized
COURTAULDS COATINGS/PORTER PAINT | 3658 LAWRENCEVILLE HWY | TUCKER | DeKalb | 9000706 | 3 | [5 empty] | Removed from Ground | Gas (Historical Use) | 11 | Not Marked/Unknown | 1989-08-01 | 1989-08-01 | Not Marked
LIGHTNING OIL CHANGE | 3378 LAWRENCEVILLE HWY | TUCKER | DeKalb | 440566 | 2 | [5 empty] | Removed from Ground | Other | 4000 | Bare Steel | 1985-01-01 | 1995-06-01 | Bare Steel
DEKALB CO/FIRE STATION #22 | 1859 MONTREAL RD | TUCKER | DeKalb | 440530 | 2 | [5 empty] | Removed from Ground | Diesel | 1000 | Fiberglass | 1987-01-01 | 1998-09-09 | Fiberglass Reinforced Plastic | Pressurized
SHELL | 4118 LAVISTA RD | TUCKER | DeKalb | 4440158 | 3 | Flapper Valve | 1994-01-01 | FALSE | 1987-01-01 | FALSE | Currently in Use | Premium | 10000 | Fiberglass | 1985-02-06 |  | Fiberglass Reinforced Plastic | Pressurized
LAVISTA QUICK MART | 4121 LAVISTA RD | TUCKER | DeKalb | 4440227 | 5 |  |  | FALSE |  | FALSE | Removed from Ground | Gas (Historical Use) | 6000 | Bare Steel | 1968-04-30 | 1899-12-31 | Galvanized Steel
LAVISTA QUICK MART | 4121 LAVISTA RD | TUCKER | DeKalb | 4440227 | 4 |  |  | FALSE |  | FALSE | Removed from Ground | Gas (Historical Use) | 6000 | Bare Steel | 1968-04-30 | 1899-12-31 | Galvanized Steel
PHILPOT RELOCATION SYSTEMS | 1909 FORGE Street | TUCKER | DeKalb | 4440441 | 1 | Flapper Valve | 1998-12-11 | FALSE | 1996-11-08 | FALSE | Removed from Ground | Diesel | 10000 | Steel-Impressed Current | 1984-04-01 | 2018-02-20 | Steel (Impressed Current) | Safe Suction (Euro)
NORTHEAST TRUCK REPAIR | 4391 BUFORD HWY | CHAMBLEE | DeKalb | 4440621 | 1AST | [5 empty] | Removed from Ground | Diesel | 4000 | Bare Steel | 1976-05-05 | 1992-01-01 | Galvanized Steel
STAR MART/PERKINS #21-480-1302 | 3495 CHAMBLEE TUCKER RD | CHAMBLEE | DeKalb | 4440538 | 4 |  | 1994-01-01 |  | 1984-01-01 |  | Removed from Ground | Diesel | 10000 | Fiberglass | 1985-04-09 | 2003-03-27 | Fiberglass Reinforced Plastic | Pressurized
MR PRIDE CARWASH (CHAMBLEE) | 5485 PEACHTREE IND BLVD | CHAMBLEE | DeKalb | 4440573 | 4 | [5 empty] | Removed from Ground | Gas (Historical Use) | 5000 | Bare Steel | 1969-04-26 | 1992-04-29 | Galvanized Steel
COURTAULDS COATINGS/PORTER PAINT | 3658 LAWRENCEVILLE HWY | TUCKER | DeKalb | 9000706 | 4 | [5 empty] | Removed from Ground | Gas (Historical Use) | 11 | Not Marked/Unknown | 1989-08-01 | 1989-08-01 | Not Marked
COURTAULDS COATINGS/PORTER PAINT | 3658 LAWRENCEVILLE HWY | TUCKER | DeKalb | 9000706 | 5 | [5 empty] | Removed from Ground | Gas (Historical Use) | 11 | Not Marked/Unknown | 1989-08-01 | 1989-08-01 | Not Marked
DEKALB CO/FIRE STATION #22 | 1859 MONTREAL RD | TUCKER | DeKalb | 440530 | 1 | [5 empty] | Removed from Ground | Gas (Historical Use) | 1000 | Fiberglass | 1987-01-01 | 1998-09-09 | Fiberglass Reinforced Plastic | Pressurized
TUCKER DISRICT OPERATING HQ | 1697 MONTREAL CIRCLE | TUCKER | DeKalb | 4440236 | 2A | Flapper Valve | 1988-12-09 | FALSE | 1988-12-09 | FALSE | Currently in Use | Diesel | 10000 | Fiberglass Double Walled | 1988-12-09 |  | Fiberglass Reinforced Plastic | Pressurized
MM SYSTEMS CORP/AMERICAN ALLEY S | 2070 STEEL DR | TUCKER | DeKalb | 4440295 | 2 | [5 empty] | Permanently Out Of Use | Gas (Historical Use) | 700 | Cathodically Protected Steel | 1981-05-05 | 1986-01-01 | Galvanized Steel
U-HAUL #77658 | 2951 NORTHEAST EXPY | CHAMBLEE | DeKalb | 4440029 | 2 | [5 empty] | Removed from Ground | Diesel | 10000 | Bare Steel | 1978-01-01 | 1999-02-18 | Bare Steel
DREES FINA #131-6710-709 | 4809 BUFORD HWY | CHAMBLEE | DeKalb | 330364 | 1 | [5 empty] | Removed from Ground | Gas (Historical Use) | 3000 | Bare Steel | 1957-04-30 | 1990-02-22 | Galvanized Steel
DREES FINA #131-6710-709 | 4809 BUFORD HWY | CHAMBLEE | DeKalb | 330364 | 7 |  | 1990-02-22 |  | 1990-02-22 |  | Removed from Ground | Gas (Historical Use) | 8000 | Cathodically Protected Steel | 1990-02-22 | 2003-10-10 | Fiberglass Reinforced Plastic | Pressurized
PETRO BANGLA INC | 4400 CHAMBLEE DUNWOODY RD | CHAMBLEE | DeKalb | 9044163 | 2 | Ball Float | 1991-01-01 |  | 1991-01-01 |  | Currently in Use | Gas (Historical Use) | 12000 | Fiberglass | 1992-01-15 |  | Double-Walled Flex | Pressurized
EXXON FOOD MART | 4401 CHAMBLEE DUNWOODY RD | CHAMBLEE | DeKalb | 4440823 | 2 | [5 empty] | Removed from Ground | Gas (Historical Use) | 10000 | Fiberglass | 1983-03-20 | 1994-11-16 | Fiberglass Reinforced Plastic | Pressurized
GEC ATLANTA LLC #507 | 3637 CLAIRMONT RD | CHAMBLEE | DeKalb | 4440784 | 4 |  | 1999-01-25 | FALSE | 1999-01-25 | FALSE | Removed from Ground | Diesel | 6000 | Steel-Impressed Current | 1969-04-08 |  | Fiberglass Reinforced Plastic | Pressurized
HESS STATION #10230 | 2512 CHAMBLEE TUCKER RD | CHAMBLEE | DeKalb | 4440780 | 3 | [5 empty] | Removed from Ground | Gas (Historical Use) | 6000 | Bare Steel | 1969-04-08 | 1992-12-03 | Galvanized Steel
PEACHTREE IND 66 | 5399 PEACHTREE IND BLVD | CHAMBLEE | DeKalb | 4440758 | 9 |  | 1987-08-01 |  | 1987-08-01 |  | Removed from Ground | Gas (Historical Use) | 12000 | Fiberglass | 1987-08-01 | 2006-02-08 | Fiberglass Reinforced Plastic | Pressurized
EASTMAN KODAK | 5315 PEACHTREE IND BLVD | CHAMBLEE | DeKalb | 9044218 | 2 | [5 empty] | Currently in Use | Diesel | 30000 | Not Marked/Unknown |  |  | Not Marked
GEORGIA DEPARTMENT OF TRANSPORTA | 5025 NEW PEACHTREE RD | CHAMBLEE | DeKalb | 9044041 | 10718-1 | [5 empty] | Removed from Ground | Gas (Historical Use) | 10000 | Bare Steel | 1984-01-01 | 1993-04-28 | Bare Steel | Safe Suction (Euro)
CATHCART ALLIED STORAGE CO INC | 5300 PEACHTREE IND BLVD | CHAMBLEE | DeKalb | 9044043 | 1 | [5 empty] | Removed from Ground | Gas (Historical Use) | 1800 | Bare Steel | 1968-01-01 | 1989-10-01 | Unknown
MERCURY AIR CENTERS INC | 1951 AIRPORT RD | CHAMBLEE | DeKalb | 9044010 | 5 | [5 empty] | Removed from Ground | Gas (Historical Use) | 12000 | Bare Steel | 1991-04-01 | 1991-04-01 | Unknown
EXXON FOOD MART | 4401 CHAMBLEE DUNWOODY RD | CHAMBLEE | DeKalb | 4440823 | 6A | Ball Float | 2001-08-15 | FALSE | 2001-08-15 | FALSE | Removed from Ground | Gas (Historical Use) | 8000 | Composite | 2001-07-10 | 2018-12-10 | Double-Walled Fiberglass | Pressurized
EXXON FOOD MART | 4401 CHAMBLEE DUNWOODY RD | CHAMBLEE | DeKalb | 4440823 | 6B | Ball Float | 2001-08-15 | FALSE | 2001-08-15 | FALSE | Removed from Ground | Diesel | 4000 | Composite | 2001-07-10 | 2018-12-10 | Double-Walled Fiberglass | Pressurized
CHEVRON | 2889 CHAMBLEE TUCKER RD | CHAMBLEE | DeKalb | 4440794 | 2 | Flapper Valve | 1981-04-30 | FALSE | 1981-04-30 | FALSE | Currently in Use | Premium | 10000 | Steel-Impressed Current | 1981-04-30 |  | Fiberglass Reinforced Plastic | Pressurized
BANJEE ENTERPRISES LLC | 4108 LAWRENCEVILLE HWY | TUCKER | DeKalb | 4440203 | 2 | [5 empty] | Removed from Ground | Gas (Historical Use) | 6000 | Bare Steel | 1966-04-30 | 1899-12-31 | Galvanized Steel
BANJEE ENTERPRISES LLC | 4108 LAWRENCEVILLE HWY | TUCKER | DeKalb | 4440203 | 8 | Flapper Valve | 2022-05-17 | FALSE | 1988-01-01 | FALSE | Currently in Use | Premium | 10000 | Fiberglass | 1988-01-01 |  | Fiberglass Reinforced Plastic | Pressurized
RaceTrac #2311 - Northlake | 3356 LAWRENCEVILLE HWY | TUCKER | DeKalb | 4440174 | 3 | Ball Float | 1994-10-01 | FALSE | 1994-10-01 | FALSE | Removed from Ground | Gas (Historical Use) | 12000 | Steel-Impressed Current | 1981-03-10 | 2012-08-09 | Fiberglass Reinforced Plastic | Pressurized
TUCKER TOOL RENTAL INC | 2209 HANFRED LN | TUCKER | DeKalb | 4440273 | 4 | [5 empty] | Removed from Ground | Gas (Historical Use) | 200 | Bare Steel | 1973-03-22 | 1990-01-01 | Galvanized Steel
TUCKER ACOUSTICAL PRODUCTS INC | 2014 STEEL DR | TUCKER | DeKalb | 4440358 | 3 | Flapper Valve | 1999-03-05 | FALSE | 1999-03-05 | FALSE | Currently in Use | Diesel | 10000 | Composite | 1999-03-05 |  | Fiberglass Reinforced Plastic | Suction (American)
Shell | 1823 MOUNTAIN IND BLVD | TUCKER | DeKalb | 4440504 | 2 |  | 1994-08-04 |  | 1994-08-04 |  | Removed from Ground | Gas (Historical Use) | 10000 | Fiberglass | 1985-04-21 | 1995-12-07 | Fiberglass Reinforced Plastic | Pressurized
RYDER TS # 0417A | 1881 MOUNTAIN IND BLVD | TUCKER | DeKalb | 4440201 | 5 |  |  | TRUE |  | TRUE | Removed from Ground | Used Oil | 2000 | Bare Steel | 1968-03-10 | 1994-10-24 | Bare Steel | Gravity Fed
RYDER TS # 0417A | 1881 MOUNTAIN IND BLVD | TUCKER | DeKalb | 4440201 | 4 | [5 empty] | Removed from Ground | Other | 6000 | Bare Steel | 1968-03-10 | 1995-12-13 | Bare Steel | Suction (American)
TUCKER DISRICT OPERATING HQ | 1697 MONTREAL CIRCLE | TUCKER | DeKalb | 4440236 | 1 | [5 empty] | Removed from Ground | Diesel | 6000 | Bare Steel | 1947-12-31 | 1988-12-22 | Bare Steel
LAVISTA QUICK MART | 4121 LAVISTA RD | TUCKER | DeKalb | 4440227 | 8 |  |  | FALSE |  | FALSE | Removed from Ground | Gas (Historical Use) | 10000 | Bare Steel | 1974-04-30 | 1899-12-31 | Galvanized Steel
LAVISTA QUICK MART | 4121 LAVISTA RD | TUCKER | DeKalb | 4440227 | 6 |  |  | FALSE |  | FALSE | Removed from Ground | Diesel | 6000 | Bare Steel | 1968-04-30 | 1899-12-31 | Galvanized Steel
LAVISTA QUICK MART | 4121 LAVISTA RD | TUCKER | DeKalb | 4440227 | 9 |  | 1989-01-01 | FALSE | 1989-01-01 | FALSE | Removed from Ground | Gas (Historical Use) | 10000 | Fiberglass | 1989-01-01 | 2003-10-09 | Fiberglass Reinforced Plastic | Pressurized
Shell | 1823 MOUNTAIN IND BLVD | TUCKER | DeKalb | 4440504 | 3 |  | 1994-08-04 |  | 1994-08-04 |  | Removed from Ground | Gas (Historical Use) | 10000 | Fiberglass | 1985-04-21 | 1995-12-07 | Fiberglass Reinforced Plastic | Pressurized
SHELL FOOD MART | 2924 LAWRENCEVILLE HWY | TUCKER | DeKalb | 4440495 | 1 | [5 empty] | Removed from Ground | Gas (Historical Use) | 6000 | Bare Steel | 1970-04-21 | 1992-07-01 | Galvanized Steel | Pressurized
PIERCE OIL CO | 5554 PEACHTREE RD | CHAMBLEE | DeKalb | 4440737 | 1 | Flapper Valve | 2004-03-01 | FALSE | 1998-01-01 | FALSE | Temporarily out of use | Diesel | 12000 | Steel-Impressed Current | 1985-03-13 |  | Steel (Impressed Current) | Pressurized
SHELL FOOD SHOP | 3408 CHAMBLEE TUCKER RD | CHAMBLEE | DeKalb | 4440568 | 1 | [5 empty] | Removed from Ground | Gas (Historical Use) | 4000 | Cathodically Protected Steel | 1968-05-02 | 1994-11-12 | Galvanized Steel | Pressurized
SHELL FOOD SHOP | 3408 CHAMBLEE TUCKER RD | CHAMBLEE | DeKalb | 4440568 | 7 | Ball Float | 1998-02-01 | FALSE | 1998-02-01 | FALSE | Currently in Use | Diesel | 10000 | Epoxy | 1998-02-01 |  | Double-Walled Flex | Pressurized
EPPS AIR SERVICE/DEKALB PEACHTRE | 1900 AVAITION PDK AIRPORT | CHAMBLEE | DeKalb | 4440445 | 2 | [5 empty] | Removed from Ground | Gas (Historical Use) | 10000 | Bare Steel | 1963-03-27 | 1995-03-16 | Galvanized Steel
GEORGETOWN TIRE & AUTO SERVICE | 3640 CHAMBLEE DUNWOODY RD | CHAMBLEE | DeKalb | 4440353 | 4 |  |  | TRUE |  | TRUE | Removed from Ground | Empty | 550 | Bare Steel | 1958-06-06 | 1999-09-01 | Unknown
GEORGETOWN TIRE & AUTO SERVICE | 3640 CHAMBLEE DUNWOODY RD | CHAMBLEE | DeKalb | 4440353 | 1 | Ball Float | 1995-03-01 | FALSE | 1995-03-01 | FALSE | Temporarily out of use | Gas (Historical Use) | 8000 | Galvanic (STIP-3) | 1985-09-12 |  | Fiberglass Reinforced Plastic | Pressurized
LIGHTNING OIL CHANGE | 3378 LAWRENCEVILLE HWY | TUCKER | DeKalb | 440566 | 1 |  |  | TRUE |  | TRUE | Removed from Ground | Other | 550 | Marked Unknown | 1972-01-05 | 1995-06-01 | Bare Steel
TUCKER TIRE & AUTO INC | 4170 LAWRENCEVILLE HWY | TUCKER | DeKalb | 4440191 | 1 |  |  | TRUE |  | TRUE | Removed from Ground | Used Oil | 500 | Marked Unknown | 1971-09-01 | 2001-10-22 | Unknown | Safe Suction (Euro)
DEKALB CO/FIRE STATION #5 | 4013 LAWRENCEVILLE HWY | TUCKER | DeKalb | 4440271 | 2 | [5 empty] | Removed from Ground | Diesel | 1000 | Bare Steel | 1971-05-03 | 1991-09-13 | Galvanized Steel
PEACHTREE IND 66 | 5399 PEACHTREE IND BLVD | CHAMBLEE | DeKalb | 4440758 | 6 |  |  | TRUE |  | TRUE | Removed from Ground | Used Oil | 560 | Bare Steel | 1962-04-07 | 1987-09-15 | Bare Steel
PEACHTREE IND 66 | 5399 PEACHTREE IND BLVD | CHAMBLEE | DeKalb | 4440758 | 8 |  | 1987-08-01 |  | 1987-08-01 |  | Removed from Ground | Gas (Historical Use) | 12000 | Fiberglass | 1987-08-01 | 2006-02-08 | Fiberglass Reinforced Plastic | Pressurized
MR PRIDE CARWASH (CHAMBLEE) | 5485 PEACHTREE IND BLVD | CHAMBLEE | DeKalb | 4440573 | 2 | [5 empty] | Removed from Ground | Gas (Historical Use) | 5000 | Bare Steel | 1969-04-26 | 1992-04-29 | Galvanized Steel
SBJ INVESTMENTS LLC CCLAR LLC | 2043 STEEL DR | TUCKER | DeKalb | 440641 | D-BM5 |  | 1998-12-10 |  | 1998-12-10 |  | Closed in Ground | Other | 46526 | Cathodically Protected Steel | 1998-12-10 | 2010-01-14 | Aboveground | Suction (American)
SBJ INVESTMENTS LLC CCLAR LLC | 2043 STEEL DR | TUCKER | DeKalb | 440641 | 5 | [5 empty] | Removed from Ground | Diesel | 12500 | Bare Steel | 1974-05-10 | 1999-08-01 | Cathodically Protected | Suction (American)
STONE MNT VW/JIM ELLIS AT INC | 2101 COOLEDGE RD | TUCKER | DeKalb | 440674 | 2 | [5 empty] | Removed from Ground | Other | 500 | Bare Steel | 1969-05-12 | 1989-07-17 | Unknown
TUCKER TOOL RENTAL INC | 2209 HANFRED LN | TUCKER | DeKalb | 4440273 | 2 | [5 empty] | Removed from Ground | Gas (Historical Use) | 1000 | Bare Steel | 1973-03-22 | 1990-01-01 | Galvanized Steel
BEST FOOD MART | 3671 LAWRENCEVILLE HWY | TUCKER | DeKalb | 4440466 | 1 | Ball Float | 1997-08-02 | FALSE | 1997-08-02 | FALSE | Currently in Use | Regular | 15060 | Steel-Impressed Current | 1973-07-01 |  | Fiberglass Reinforced Plastic | Pressurized
GEORGIA BISHOP CENTRAL STOREHOUS | 4823 N ROYAL ATLANTA DR | TUCKER | DeKalb | 4440508 | 5 | [5 empty] | Permanently Out of Use - historical purposes | Diesel | 15000 | Composite | 1979-01-01 | 1899-12-31 | Galvanized Steel
GEORGIA BISHOP CENTRAL STOREHOUS | 4823 N ROYAL ATLANTA DR | TUCKER | DeKalb | 4440508 | 4 | [5 empty] | Permanently Out of Use - historical purposes | Diesel | 15000 | Composite | 1979-01-01 | 1899-12-31 | Galvanized Steel
PETROLEUM REALTY II LLC | 1836 MOUNTAIN INDUSTRIAL BLVD | TUCKER | DeKalb | 4440682 | 3 | Ball Float | 1980-01-01 | FALSE | 1980-01-01 | FALSE | Currently in Use | Diesel | 12000 | Steel-Impressed Current | 1980-05-04 |  | Fiberglass Reinforced Plastic | Pressurized
GEORGIA BISHOP CENTRAL STOREHOUS | 4823 N ROYAL ATLANTA DR | TUCKER | DeKalb | 4440508 | 1 | [5 empty] | Removed from Ground | Diesel | 15000 | Bare Steel | 1980-03-31 | 1998-10-05 | Bare Steel | Suction (American)
Shell | 1823 MOUNTAIN IND BLVD | TUCKER | DeKalb | 4440504 | 5 | Flapper Valve | 2021-04-07 | FALSE | 2021-04-07 | FALSE | Currently in Use | Regular | 12000 | Composite Double Walled | 2021-03-16 |  | Double-Walled Fiberglass | Pressurized
Shell | 1823 MOUNTAIN IND BLVD | TUCKER | DeKalb | 4440504 | 4 |  |  | TRUE |  | TRUE | Removed from Ground | Used Oil | 1000 | Fiberglass | 1985-04-21 | 1995-12-07 | Not Marked | Pressurized
AIR CORD EXPERTS | 1939 FORGE ST | TUCKER | DeKalb | 4440539 | 1 | Flapper Valve | 1997-06-19 | FALSE | 1997-06-19 | FALSE | Closed in Ground | Diesel | 10000 | Steel-Impressed Current | 1980-04-15 | 2017-05-23 | Fiberglass Reinforced Plastic | Pressurized
GRIEF BROS | 3301 MONTREAL IND WAY | TUCKER | DeKalb | 4440747 | 2 | [5 empty] | Removed from Ground | Diesel | 2000 | Bare Steel | 1974-03-20 | 1988-10-01 | Galvanized Steel
AMOCO STATION #103 | 3476 SHALLOWFORD RD | CHAMBLEE | DeKalb | 4440789 | 8 |  | 1987-03-25 |  | 1987-03-25 |  | Removed from Ground | Gas (Historical Use) | 10000 | Galvanic (STIP-3) | 1987-03-25 | 2002-02-12 | Galvanized Steel | Pressurized
QUIKTRIP #709 | 2805 CHAMBLEE-TUCKER RD | CHAMBLEE | DeKalb | 4440535 | 1 | Ball Float | 1995-09-01 |  | 1992-01-01 |  | Removed from Ground | Gas (Historical Use) | 10000 | Fiberglass | 1983-04-10 | 2013-12-12 | Fiberglass Reinforced Plastic | Pressurized
STAR MART/PERKINS #21-480-1302 | 3495 CHAMBLEE TUCKER RD | CHAMBLEE | DeKalb | 4440538 | 2 |  | 1994-01-01 |  | 1984-01-01 |  | Removed from Ground | Gas (Historical Use) | 10000 | Fiberglass | 1985-04-09 | 2003-03-26 | Fiberglass Reinforced Plastic | Pressurized
PETRO GREEN SHELL | 2690 SHALLOWFORD RD | CHAMBLEE | DeKalb | 4440524 | 1 | Ball Float | 1996-02-01 | FALSE | 1991-01-01 | FALSE | Currently in Use | Regular | 10000 | Fiberglass | 1983-04-10 |  | Fiberglass Reinforced Plastic | Pressurized
EPPS AIR SERVICE/DEKALB PEACHTRE | 1900 AVAITION PDK AIRPORT | CHAMBLEE | DeKalb | 4440445 | 1 | [5 empty] | Removed from Ground | Gas (Historical Use) | 10000 | Bare Steel | 1963-03-27 | 1995-03-16 | Galvanized Steel
GENERAL ELECTRIC CO | 5035 PEACHTREE IND BLVD | CHAMBLEE | DeKalb | 4440357 | 3 | [5 empty] | Removed from Ground | Hazardous Substance | 1000 | Bare Steel | 1950-05-06 | 1991-12-01 | Not Marked
COURTAULDS COATINGS/PORTER PAINT | 3658 LAWRENCEVILLE HWY | TUCKER | DeKalb | 9000706 | 2 | [5 empty] | Removed from Ground | Gas (Historical Use) | 11 | Not Marked/Unknown | 1989-08-01 | 1989-08-01 | Not Marked
RYDER TS # 0417A | 1881 MOUNTAIN IND BLVD | TUCKER | DeKalb | 4440201 | 2 | [5 empty] | Removed from Ground | Diesel | 10000 | Bare Steel | 1974-03-10 | 1995-12-13 | Not Marked
BANJEE ENTERPRISES LLC | 4108 LAWRENCEVILLE HWY | TUCKER | DeKalb | 4440203 | 3 | [5 empty] | Removed from Ground | Gas (Historical Use) | 6000 | Bare Steel | 1966-04-30 | 1899-12-31 | Galvanized Steel
RaceTrac #2311 - Northlake | 3356 LAWRENCEVILLE HWY | TUCKER | DeKalb | 4440174 | 4 | Overfill Alarm | 1994-10-01 | FALSE | 1994-10-01 | FALSE | Removed from Ground | Gas (Historical Use) | 12000 | Steel-Impressed Current | 1981-03-10 | 2012-08-09 | Fiberglass Reinforced Plastic | Pressurized
CITY OF CHAMBLEE | 5468 PEACHTREE RD | CHAMBLEE | DeKalb | 4440746 | 1 | [5 empty] | Removed from Ground | Gas (Historical Use) | 1000 | Bare Steel | 1968-03-20 | 1995-10-10 | Galvanized Steel
IPD PRINTING & DISTRIBUTING INC | 5800 PEACHTREE RD | CHAMBLEE | DeKalb | 4440635 | 2 | [5 empty] | Removed from Ground | Other | 1000 | Bare Steel | 1983-05-03 | 1899-12-31 | Galvanized Steel
QUIKTRIP #709 | 2805 CHAMBLEE-TUCKER RD | CHAMBLEE | DeKalb | 4440535 | 7A | Flapper Valve | 2013-09-01 | FALSE | 2013-11-06 | FALSE | Temporarily out of use | E-0 | 10000 | Fiberglass Double Walled | 2013-05-01 |  | Double-Walled Fiberglass | Pressurized
SHELL FOOD SHOP | 3408 CHAMBLEE TUCKER RD | CHAMBLEE | DeKalb | 4440568 | 8 | Ball Float | 1998-02-01 | FALSE | 1998-02-01 | FALSE | Currently in Use | Premium | 10000 | Epoxy | 1998-02-01 |  | Double-Walled Flex | Pressurized
SHELL FOOD SHOP | 3408 CHAMBLEE TUCKER RD | CHAMBLEE | DeKalb | 4440568 | 6 | Ball Float | 1998-02-01 | FALSE | 1998-02-01 | FALSE | Currently in Use | Regular | 10000 | Epoxy | 1998-02-01 |  | Double-Walled Flex | Pressurized
PETRO GREEN SHELL | 2690 SHALLOWFORD RD | CHAMBLEE | DeKalb | 4440524 | 3 | Ball Float | 1996-02-01 | FALSE | 1991-01-01 | FALSE | Currently in Use | Premium | 10000 | Fiberglass | 1983-04-10 |  | Fiberglass Reinforced Plastic | Pressurized
THE DAVEY TREE EXPERT CO | 3386 WEST HOSPITAL AVE | CHAMBLEE | DeKalb | 4440457 | 1 | [5 empty] | Removed from Ground | Gas (Historical Use) | 10000 | Bare Steel | 1978-04-08 | 1988-01-13 | Galvanized Steel
EPPS AIR SERVICE/DEKALB PEACHTRE | 1900 AVAITION PDK AIRPORT | CHAMBLEE | DeKalb | 4440445 | 3 | [5 empty] | Removed from Ground | Kerosene | 10000 | Bare Steel | 1964-03-26 | 1995-03-16 | Galvanized Steel
GENERAL ELECTRIC CO | 5035 PEACHTREE IND BLVD | CHAMBLEE | DeKalb | 4440357 | 1 | [5 empty] | Removed from Ground | Gas (Historical Use) | 1000 | Bare Steel | 1970-05-06 | 1991-12-01 | Unknown
CHEVRON FOODMART | 2515 CHAMBLEE-TUCKER RD | CHAMBLEE | DeKalb | 4440765 | 2 | [5 empty] | Removed from Ground | Gas (Historical Use) | 4000 | Bare Steel | 1963-04-15 | 1988-03-15 | Galvanized Steel
CITY OF CHAMBLEE | 5468 PEACHTREE RD | CHAMBLEE | DeKalb | 4440746 | 2 | [5 empty] | Removed from Ground | Gas (Historical Use) | 1000 | Bare Steel | 1984-03-20 | 1995-10-10 | Galvanized Steel
KELLEY TOYOTA | 4900 BUFORD HWY | CHAMBLEE | DeKalb | 4440590 | 1 | [5 empty] | Removed from Ground | Other | 1000 | Bare Steel | 1996-01-24 | 1996-01-24 | Galvanized Steel
GENERAL ELECTRIC CO | 5035 PEACHTREE IND BLVD | CHAMBLEE | DeKalb | 4440357 | 3 | [5 empty] | Removed from Ground | Hazardous Substance | 1000 | Bare Steel | 1950-05-06 | 1991-12-01 | Not Marked
LIGHTNING OIL CHANGE | 3378 LAWRENCEVILLE HWY | TUCKER | DeKalb | 440566 | 3 | [5 empty] | Removed from Ground | Other | 2000 | Bare Steel | 1985-01-01 | 1995-06-01 | Bare Steel
RYDER TS # 0417A | 1881 MOUNTAIN IND BLVD | TUCKER | DeKalb | 4440201 | 3 | [5 empty] | Removed from Ground | Gas (Historical Use) | 10000 | Bare Steel | 1968-03-10 | 1995-12-13 | Bare Steel | Pressurized
SHELL | 4118 LAVISTA RD | TUCKER | DeKalb | 4440158 | 2 | Flapper Valve | 1994-01-01 | FALSE | 1987-01-01 | FALSE | Currently in Use | Regular | 10000 | Fiberglass | 1985-02-06 |  | Fiberglass Reinforced Plastic | Pressurized
STAR MART/PERKINS #21-480-1302 | 3495 CHAMBLEE TUCKER RD | CHAMBLEE | DeKalb | 4440538 | 1 |  | 1994-01-01 |  | 1984-01-01 |  | Removed from Ground | Gas (Historical Use) | 10000 | Fiberglass | 1985-04-09 | 2003-03-26 | Fiberglass Reinforced Plastic | Pressurized
COURTAULDS COATINGS/PORTER PAINT | 3658 LAWRENCEVILLE HWY | TUCKER | DeKalb | 9000706 | 7 | [5 empty] | Removed from Ground | Gas (Historical Use) | 11 | Not Marked/Unknown | 1989-08-01 | 1989-08-01 | Not Marked
SBJ INVESTMENTS LLC CCLAR LLC | 2043 STEEL DR | TUCKER | DeKalb | 440641 | 4 | [5 empty] | Removed from Ground | Gas (Historical Use) | 7500 | Bare Steel | 1974-05-10 | 1999-08-01 | Cathodically Protected | Suction (American)
SBJ INVESTMENTS LLC CCLAR LLC | 2043 STEEL DR | TUCKER | DeKalb | 440641 | 7 | [5 empty] | Removed from Ground | Gas (Historical Use) | 12500 | Cathodically Protected Steel | 1974-05-10 | 1999-08-01 | Cathodically Protected | Suction (American)
SBJ INVESTMENTS LLC CCLAR LLC | 2043 STEEL DR | TUCKER | DeKalb | 440641 | 1 | [5 empty] | Removed from Ground | Gas (Historical Use) | 12500 | Bare Steel | 1974-05-10 | 1999-08-01 | Cathodically Protected | Suction (American)
DEKALB CO/FIRE STATION #22 | 1859 MONTREAL RD | TUCKER | DeKalb | 440530 | L514069 | Ball Float | 1998-12-03 | FALSE | 1998-12-03 | FALSE | Currently in Use | Diesel | 1000 | Tank Jacket | 1998-10-15 |  | Flex | Pressurized
RaceTrac #2311 - Northlake | 3356 LAWRENCEVILLE HWY | TUCKER | DeKalb | 4440174 | 7 | Overfill Alarm | 2012-09-21 | FALSE | 2012-09-21 | FALSE | Currently in Use | Diesel | 12000 | Composite Double Walled | 2012-09-21 |  | Double-Walled Fiberglass | Pressurized
RaceTrac #2311 - Northlake | 3356 LAWRENCEVILLE HWY | TUCKER | DeKalb | 4440174 | 1 | Ball Float | 1994-10-01 | FALSE | 1994-10-01 | FALSE | Removed from Ground | Diesel | 8000 | Steel-Impressed Current | 1981-03-10 | 2012-08-09 | Fiberglass Reinforced Plastic | Pressurized
RaceTrac #2311 - Northlake | 3356 LAWRENCEVILLE HWY | TUCKER | DeKalb | 4440174 | 5 | Overfill Alarm | 2012-09-21 | FALSE | 2012-09-21 | FALSE | Currently in Use | Regular | 20000 | Composite Double Walled | 2012-09-21 |  | Double-Walled Fiberglass | Pressurized
TUCKER DISRICT OPERATING HQ | 1697 MONTREAL CIRCLE | TUCKER | DeKalb | 4440236 | 3 |  |  | TRUE |  | TRUE | Removed from Ground | Used Oil | 560 | Bare Steel | 1947-12-31 | 1991-01-31 | Bare Steel
LAVISTA QUICK MART | 4121 LAVISTA RD | TUCKER | DeKalb | 4440227 | 11 |  | 1989-01-01 | FALSE | 1989-01-01 | FALSE | Removed from Ground | Gas (Historical Use) | 10000 | Fiberglass | 1989-01-01 | 2003-10-09 | Fiberglass Reinforced Plastic | Pressurized
BLH ENTERPRISE INC/HAPPY STORE # | 4930 PEACHTREE RD | CHAMBLEE | DeKalb | 9044003 | 3 | Flapper Valve | 1987-01-01 | FALSE | 1987-01-01 | TRUE | Currently in Use | Plus | 10000 | STIP-3/Impressed Current | 1987-10-05 |  | Fiberglass Reinforced Plastic | Pressurized
ARTISTIC POOLS INC | 3884 NORTH PEACHTREE RD | CHAMBLEE | DeKalb | 4440336 | 1 | [5 empty] | Removed from Ground | Gas (Historical Use) | 6000 | Bare Steel | 1952-12-31 | 1996-10-02 | Unknown
SBJ INVESTMENTS LLC CCLAR LLC | 2043 STEEL DR | TUCKER | DeKalb | 440641 | 8 | [5 empty] | Removed from Ground | Gas (Historical Use) | 7500 | Cathodically Protected Steel | 1974-05-10 | 1999-08-01 | Cathodically Protected | Suction (American)
SBJ INVESTMENTS LLC CCLAR LLC | 2043 STEEL DR | TUCKER | DeKalb | 440641 | 2 | [5 empty] | Removed from Ground | Diesel | 40000 | Cathodically Protected Steel | 1974-05-10 | 1999-08-01 | Cathodically Protected | Suction (American)
DEKALB CO/FIRE STATION #22 | 1859 MONTREAL RD | TUCKER | DeKalb | 440530 | L514068 | Ball Float | 1998-12-03 | FALSE | 1998-12-03 | FALSE | Currently in Use | Regular | 1000 | Tank Jacket | 1998-10-15 |  | Flex | Pressurized
RaceTrac #2311 - Northlake | 3356 LAWRENCEVILLE HWY | TUCKER | DeKalb | 4440174 | 2 | Ball Float | 1994-10-01 | FALSE | 1994-10-01 | FALSE | Removed from Ground | Gas (Historical Use) | 8000 | Steel-Impressed Current | 1981-03-10 | 2012-08-09 | Fiberglass Reinforced Plastic | Pressurized
LAVISTA QUICK MART | 4121 LAVISTA RD | TUCKER | DeKalb | 4440227 | 2 |  |  | FALSE |  | FALSE | Removed from Ground | Gas (Historical Use) | 6000 | Bare Steel | 1968-04-30 | 1899-12-31 | Galvanized Steel
TUCKER ACOUSTICAL PRODUCTS INC | 2014 STEEL DR | TUCKER | DeKalb | 4440358 | 4 | Flapper Valve | 1999-03-05 | FALSE | 1999-03-05 | FALSE | Currently in Use | Regular | 2000 | Composite | 1999-03-05 |  | Fiberglass Reinforced Plastic | Suction (American)
TUCKER ACOUSTICAL PRODUCTS INC | 2014 STEEL DR | TUCKER | DeKalb | 4440358 | 1 | [5 empty] | Removed from Ground | Diesel | 10000 | Bare Steel | 1984-04-14 | 1999-02-17 | Galvanized Steel
Shell | 1823 MOUNTAIN IND BLVD | TUCKER | DeKalb | 4440504 | 6B | Flapper Valve | 2021-04-07 | FALSE | 2021-04-07 | FALSE | Currently in Use | Premium | 6000 | Composite Double Walled | 2021-03-16 |  | Double-Walled Fiberglass | Pressurized
Shell | 1823 MOUNTAIN IND BLVD | TUCKER | DeKalb | 4440504 | 6A | Flapper Valve | 2021-04-07 | FALSE | 2021-04-07 | FALSE | Currently in Use | Diesel | 6000 | Composite Double Walled | 2021-03-16 |  | Double-Walled Fiberglass | Pressurized
PROVISIONS NORTHLAKE | 4246 LAVISTA RD | TUCKER | DeKalb | 4440496 | 6A | Flapper Valve | 2024-06-20 | FALSE | 2024-06-21 | FALSE | Currently in Use | Premium | 5000 | Composite Double Walled | 2024-06-05 |  | Double-Walled Flex | Pressurized
BROWN AUTO SERVICE | 4761 PEACHTREE RD | CHAMBLEE | DeKalb | 4440738 | 4 | [5 empty] | Removed from Ground | Kerosene | 500 | Bare Steel | 1968-03-25 | 1997-07-09 | Galvanized Steel | Suction (American)
BROWN AUTO SERVICE | 4761 PEACHTREE RD | CHAMBLEE | DeKalb | 4440738 | 1 | [5 empty] | Removed from Ground | Gas (Historical Use) | 4000 | Bare Steel | 1968-03-25 | 1997-07-09 | Galvanized Steel | Suction (American)
AIR PRODUCTS AND CHEMICALS | 3424 MILLER DR | CHAMBLEE | DeKalb | 4440696 | 2 | [5 empty] | Removed from Ground | Diesel | 1000 | Bare Steel | 1971-05-02 | 1987-09-01 | Bare Steel
CHAMBLEE AUTO REPAIR | 3645 CHAMBLEE TUCKER RD | CHAMBLEE | DeKalb | 4440769 | 8 | [5 empty] | Removed from Ground | Gas (Historical Use) | 8000 | Bare Steel | 1987-01-01 | 1988-02-15 | Galvanized Steel
CHAMBLEE AUTO REPAIR | 3645 CHAMBLEE TUCKER RD | CHAMBLEE | DeKalb | 4440769 | 6 | [5 empty] | Removed from Ground | Diesel | 550 | Bare Steel | 1963-04-15 | 1990-08-15 | Galvanized Steel
GEC ATLANTA LLC #507 | 3637 CLAIRMONT RD | CHAMBLEE | DeKalb | 4440784 | 1 |  | 1999-01-25 | FALSE | 1999-01-25 | FALSE | Removed from Ground | Gas (Historical Use) | 6000 | Steel-Impressed Current | 1969-04-08 |  | Fiberglass Reinforced Plastic | Pressurized
IPD PRINTING & DISTRIBUTING INC | 5800 PEACHTREE RD | CHAMBLEE | DeKalb | 4440635 | 1 | [5 empty] | Removed from Ground | Other | 2000 | Bare Steel | 1966-05-02 | 1899-12-31 | Galvanized Steel
QUIKTRIP #709 | 2805 CHAMBLEE-TUCKER RD | CHAMBLEE | DeKalb | 4440535 | 2 | Ball Float | 1995-09-01 |  | 1992-01-01 |  | Removed from Ground | Gas (Historical Use) | 10000 | Fiberglass | 1983-04-10 | 2013-12-12 | Fiberglass Reinforced Plastic | Pressurized
STAR MART/PERKINS #21-480-1302 | 3495 CHAMBLEE TUCKER RD | CHAMBLEE | DeKalb | 4440538 | 3 |  | 1994-01-01 |  | 1984-01-01 |  | Removed from Ground | Gas (Historical Use) | 10000 | Fiberglass | 1985-04-09 | 2003-03-27 | Fiberglass Reinforced Plastic | Pressurized
SHELL FOOD SHOP | 3408 CHAMBLEE TUCKER RD | CHAMBLEE | DeKalb | 4440568 | 3 | [5 empty] | Removed from Ground | Gas (Historical Use) | 6000 | Cathodically Protected Steel | 1968-05-02 | 1994-11-12 | Galvanized Steel | Pressurized
GEORGETOWN TIRE & AUTO SERVICE | 3640 CHAMBLEE DUNWOODY RD | CHAMBLEE | DeKalb | 4440353 | 3 | Ball Float | 1995-03-01 | FALSE | 1995-03-01 | FALSE | Temporarily out of use | Gas (Historical Use) | 8000 | Galvanic (STIP-3) | 1985-09-12 |  | Fiberglass Reinforced Plastic | Pressurized
GEORGIA BISHOP CENTRAL STOREHOUS | 4823 N ROYAL ATLANTA DR | TUCKER | DeKalb | 4440508 | 2 | [5 empty] | Removed from Ground | Diesel | 15000 | Bare Steel | 1984-03-31 | 1998-10-05 | Bare Steel | Suction (American)
TRITON PROPERTIES INC | 3905 LAVISTA RD | TUCKER | DeKalb | 4440783 | 5 | Flapper Valve | 1989-11-01 | FALSE | 1989-11-01 | FALSE | Currently in Use | Regular | 10000 | Fiberglass Double Walled | 1989-11-01 |  | Double-Walled Fiberglass | Pressurized
TUCKER DISRICT OPERATING HQ | 1697 MONTREAL CIRCLE | TUCKER | DeKalb | 4440236 | 2 | [5 empty] | Removed from Ground | Diesel | 500 | Bare Steel | 1947-12-31 | 1990-05-01 | Unknown
TUCKER DISRICT OPERATING HQ | 1697 MONTREAL CIRCLE | TUCKER | DeKalb | 4440236 | 1A | Flapper Valve | 1988-12-09 | FALSE | 1988-12-09 | FALSE | Currently in Use | Regular | 10000 | Fiberglass Double Walled | 1988-12-09 |  | Fiberglass Reinforced Plastic | Pressurized
LAVISTA QUICK MART | 4121 LAVISTA RD | TUCKER | DeKalb | 4440227 | 15 | Flapper Valve | 2004-02-10 | FALSE | 2004-02-10 | FALSE | Currently in Use | Premium | 10000 | Fiberglass Double Walled | 2003-12-08 |  | Double-Walled Flex | Pressurized
LAVISTA QUICK MART | 4121 LAVISTA RD | TUCKER | DeKalb | 4440227 | 12 |  |  | TRUE |  | TRUE | Removed from Ground | Used Oil | 1000 | Fiberglass | 1988-01-01 | 2003-10-09 | Fiberglass Reinforced Plastic
TUCKER TOOL RENTAL INC | 2209 HANFRED LN | TUCKER | DeKalb | 4440273 | 1 | [5 empty] | Removed from Ground | Diesel | 500 | Bare Steel | 1973-03-22 | 1990-01-01 | Galvanized Steel
PHILPOT RELOCATION SYSTEMS | 1909 FORGE Street | TUCKER | DeKalb | 4440441 | 2 | [5 empty] | Removed from Ground | Diesel | 2000 | Bare Steel | 1993-04-19 | 1993-04-19 | Bare Steel | Safe Suction (Euro)
BEST FOOD MART | 3671 LAWRENCEVILLE HWY | TUCKER | DeKalb | 4440466 | 3 | Ball Float | 1997-08-02 | FALSE | 1997-08-02 | FALSE | Currently in Use | Diesel | 15060 | Steel-Impressed Current | 1973-07-01 |  | Fiberglass Reinforced Plastic | Pressurized
PROVISIONS NORTHLAKE | 4246 LAVISTA RD | TUCKER | DeKalb | 4440496 | 4 |  |  | TRUE |  | TRUE | Removed from Ground | Used Oil | 1000 | Bare Steel | 1971-04-22 | 1987-01-01 | Galvanized Steel | Gravity Fed
MITCHEM TEXACO | 4403 HUGH HOWEL RD. | TUCKER | DeKalb | 4440636 | 1 |  | 1988-02-18 |  | 1988-02-18 |  | Removed from Ground | Gas (Historical Use) | 6000 | Cathodically Protected Steel | 1988-02-18 | 2009-03-17 | Cathodically Protected | Pressurized
PETROLEUM REALTY II LLC | 1836 MOUNTAIN INDUSTRIAL BLVD | TUCKER | DeKalb | 4440682 | 4 | Ball Float | 1980-01-01 |  | 1980-01-01 |  | Permanently Out of Use - historical purposes | Gas (Historical Use) | 12000 | Bare Steel | 1980-05-04 | 1899-12-31 | Galvanized Steel | Pressurized
PETROLEUM REALTY II LLC | 2832 LAWRENCEVILLE HWY | TUCKER | DeKalb | 4440680 | 2 | Ball Float | 1988-01-01 |  | 1988-01-01 |  | Removed from Ground | Gas (Historical Use) | 12000 | Steel-Impressed Current | 1978-05-04 | 2010-05-25 | Fiberglass Reinforced Plastic | Pressurized
SECOND CONTINENTAL/VACANT PROPER | 4036 LAWRENCEVILLE HWY | TUCKER | DeKalb | 4440694 | 1 | [5 empty] | Removed from Ground | Gas (Historical Use) | 6000 | Bare Steel | 1966-05-06 | 1993-07-13 | Galvanized Steel
PITTSBURGH UNION 76 | 4333 CHAMBLEE TUCKER RD | TUCKER | DeKalb | 4440742 | 5 |  |  | TRUE |  | TRUE | Removed from Ground | Used Oil | 550 | Bare Steel | 1967-03-15 | 1998-01-25 | Galvanized Steel
CITGO FOOD MART | 4153 LAVISTA RD & COOLEDGE RD | TUCKER | DeKalb | 4440808 | 6 |  | 1987-08-26 |  | 1987-08-26 |  | Removed from Ground | Gas (Historical Use) | 10000 | Cathodically Protected Steel | 1987-08-26 | 2007-03-20 | Cathodically Protected | Pressurized
SAYMEX PETROLEUM LLC | 5388 PEACHTREE INDUSTRIAL BLVD | CHAMBLEE | DeKalb | 4440807 | 3 | Ball Float | 1988-12-01 |  | 1988-12-01 |  | Removed from Ground | Gas (Historical Use) | 10000 | Galvanic (STIP-3) | 1982-04-30 | 2009-04-15 | Fiberglass Reinforced Plastic | Pressurized
CHAMBLEE AUTO REPAIR | 3645 CHAMBLEE TUCKER RD | CHAMBLEE | DeKalb | 4440769 | 13 | Ball Float | 2008-09-14 | FALSE | 2007-10-10 | FALSE | Removed from Ground | Gas (Historical Use) | 8000 | Galvanic (STIP-3) | 1993-10-15 |  | Fiberglass Reinforced Plastic | Pressurized
CHAMBLEE AUTO REPAIR | 3645 CHAMBLEE TUCKER RD | CHAMBLEE | DeKalb | 4440769 | 7 | [5 empty] | Removed from Ground | Kerosene | 550 | Bare Steel | 1963-04-15 | 1990-08-15 | Galvanized Steel
CHAMBLEE AUTO REPAIR | 3645 CHAMBLEE TUCKER RD | CHAMBLEE | DeKalb | 4440769 | 1 | [5 empty] | Removed from Ground | Gas (Historical Use) | 4000 | Bare Steel | 1963-04-15 | 1988-02-15 | Galvanized Steel
AMOCO STATION #103 | 3476 SHALLOWFORD RD | CHAMBLEE | DeKalb | 4440789 | 7 |  | 1987-03-25 |  | 1987-03-25 |  | Removed from Ground | Gas (Historical Use) | 10000 | Galvanic (STIP-3) | 1987-03-25 | 2002-02-12 | Galvanized Steel | Pressurized
AMOCO STATION #103 | 3476 SHALLOWFORD RD | CHAMBLEE | DeKalb | 4440789 | 5 |  |  | TRUE |  | TRUE | Removed from Ground | Used Oil | 500 | Bare Steel | 1957-04-30 | 1987-03-25 | Galvanized Steel
AMOCO STATION #103 | 3476 SHALLOWFORD RD | CHAMBLEE | DeKalb | 4440789 | 4 | [5 empty] | Removed from Ground | Gas (Historical Use) | 6000 | Bare Steel | 1977-04-30 | 1987-03-25 | Galvanized Steel
GEC ATLANTA LLC #507 | 3637 CLAIRMONT RD | CHAMBLEE | DeKalb | 4440784 | 2 |  | 1999-01-25 | FALSE | 1999-01-25 | FALSE | Removed from Ground | Gas (Historical Use) | 6000 | Steel-Impressed Current | 1969-04-08 |  | Fiberglass Reinforced Plastic | Pressurized
SHELL FOOD SHOP | 3408 CHAMBLEE TUCKER RD | CHAMBLEE | DeKalb | 4440568 | 2 | [5 empty] | Removed from Ground | Gas (Historical Use) | 6000 | Cathodically Protected Steel | 1968-05-02 | 1994-11-12 | Galvanized Steel | Pressurized
GEORGETOWN TIRE & AUTO SERVICE | 3640 CHAMBLEE DUNWOODY RD | CHAMBLEE | DeKalb | 4440353 | 2 | Ball Float | 1995-03-01 | FALSE | 1995-03-01 | FALSE | Temporarily out of use | Gas (Historical Use) | 8000 | Galvanic (STIP-3) | 1985-09-12 |  | Fiberglass Reinforced Plastic | Pressurized
SBJ INVESTMENTS LLC CCLAR LLC | 2043 STEEL DR | TUCKER | DeKalb | 440641 | 6 | [5 empty] | Removed from Ground | Gas (Historical Use) | 25000 | Bare Steel | 1974-05-10 | 1999-08-01 | Cathodically Protected | Suction (American)
SHELL | 4118 LAVISTA RD | TUCKER | DeKalb | 4440158 | 5 | Ball Float | 1994-01-01 |  | 1994-01-01 |  | Temporarily out of use | Other | 1000 | Fiberglass | 1985-02-06 |  | Double-Walled Flex | Pressurized
BP # 18633 | 2825 LAWRENCEVILLE HWY | TUCKER | DeKalb | 4440793 | 4 |  | 1985-04-30 | TRUE | 1980-04-05 | TRUE | Removed from Ground | Used Oil | 500 | Galvanic (STIP-3) | 1991-09-05 | 2008-11-03 | Fiberglass Reinforced Plastic | Pressurized
RaceTrac #2311 - Northlake | 3356 LAWRENCEVILLE HWY | TUCKER | DeKalb | 4440174 | 6 | Overfill Alarm | 2012-09-21 | FALSE | 2012-09-21 | FALSE | Currently in Use | Premium | 12000 | Composite Double Walled | 2012-09-21 |  | Double-Walled Fiberglass | Pressurized
MR PRIDE CARWASH (CHAMBLEE) | 5485 PEACHTREE IND BLVD | CHAMBLEE | DeKalb | 4440573 | 3 | [5 empty] | Removed from Ground | Gas (Historical Use) | 5000 | Bare Steel | 1969-04-26 | 1992-04-29 | Galvanized Steel
SBJ INVESTMENTS LLC CCLAR LLC | 2043 STEEL DR | TUCKER | DeKalb | 440641 | D-BM7 |  | 1998-12-10 |  | 1998-12-10 |  | Closed in Ground | Other | 12567 | Cathodically Protected Steel | 1998-12-10 | 2010-01-14 | Aboveground | Suction (American)
SBJ INVESTMENTS LLC CCLAR LLC | 2043 STEEL DR | TUCKER | DeKalb | 440641 | D-BM4 |  | 1998-12-10 |  | 1998-12-10 |  | Closed in Ground | Other | 46526 | Cathodically Protected Steel | 1998-12-10 | 2010-01-14 | Aboveground | Suction (American)
BANJEE ENTERPRISES LLC | 4108 LAWRENCEVILLE HWY | TUCKER | DeKalb | 4440203 | 5 | [5 empty] | Removed from Ground | Diesel | 10000 | Bare Steel | 1981-04-30 | 1899-12-31 | Galvanized Steel
SHELL | 4118 LAVISTA RD | TUCKER | DeKalb | 4440158 | 1 | Flapper Valve | 1994-01-01 | FALSE | 1987-01-01 | FALSE | Currently in Use | Regular | 12000 | Fiberglass | 1985-02-06 |  | Fiberglass Reinforced Plastic | Pressurized
SHELL | 4118 LAVISTA RD | TUCKER | DeKalb | 4440158 | 4 | Flapper Valve | 1994-01-01 | FALSE | 1987-01-01 | FALSE | Currently in Use | Diesel | 10000 | Fiberglass | 1985-02-06 |  | Fiberglass Reinforced Plastic | Pressurized
LAVISTA QUICK MART | 4121 LAVISTA RD | TUCKER | DeKalb | 4440227 | 3 |  |  | FALSE |  | FALSE | Removed from Ground | Gas (Historical Use) | 6000 | Bare Steel | 1968-04-30 | 1899-12-31 | Galvanized Steel
SHELL FOOD MART | 2924 LAWRENCEVILLE HWY | TUCKER | DeKalb | 4440495 | 8 |  | 1992-07-13 |  | 1992-07-13 |  | Removed from Ground | Gas (Historical Use) | 12000 | Double Walled | 1992-07-13 | 1899-12-31 | Fiberglass Reinforced Plastic | Pressurized
SHELL FOOD MART | 2924 LAWRENCEVILLE HWY | TUCKER | DeKalb | 4440495 | 2 | [5 empty] | Removed from Ground | Gas (Historical Use) | 8000 | Bare Steel | 1967-04-22 | 1992-07-01 | Galvanized Steel | Pressurized
PROVISIONS NORTHLAKE | 4246 LAVISTA RD | TUCKER | DeKalb | 4440496 | 5 | Flapper Valve | 2024-06-20 | FALSE | 2024-06-21 | FALSE | Currently in Use | Regular | 12000 | Composite Double Walled | 2024-06-05 |  | Double-Walled Flex | Pressurized
AIR CORD EXPERTS | 1939 FORGE ST | TUCKER | DeKalb | 4440539 | 3 | Flapper Valve | 1997-06-19 | FALSE | 1997-06-19 | FALSE | Closed in Ground | Diesel | 10000 | Steel-Impressed Current | 1982-01-01 | 2017-05-23 | Fiberglass Reinforced Plastic | Pressurized
TRITON PROPERTIES INC | 3905 LAVISTA RD | TUCKER | DeKalb | 4440783 | 6 | Flapper Valve | 1989-11-01 | FALSE | 1989-11-01 | FALSE | Currently in Use | Premium | 10000 | Fiberglass Double Walled | 1989-11-01 |  | Double-Walled Fiberglass | Pressurized
BP # 18633 | 2825 LAWRENCEVILLE HWY | TUCKER | DeKalb | 4440793 | 3 |  | 1985-04-30 |  | 1985-04-30 |  | Removed from Ground | Gas (Historical Use) | 10000 | Galvanic (STIP-3) | 1985-04-30 | 2008-11-03 | Fiberglass Reinforced Plastic | Pressurized
CITGO FOOD MART | 4153 LAVISTA RD & COOLEDGE RD | TUCKER | DeKalb | 4440808 | 8 |  | 1987-08-26 |  | 1987-08-26 |  | Removed from Ground | Gas (Historical Use) | 10000 | Cathodically Protected Steel | 1987-08-26 | 2007-03-20 | Cathodically Protected | Pressurized
PHILLIPS 66 | 2929 LAWRENCEVILLE HWY | TUCKER | DeKalb | 4440836 | 5 | Ball Float | 1989-06-01 |  | 1989-06-01 |  | Currently in Use | Gas (Historical Use) | 10000 | Fiberglass | 1989-06-01 |  | Fiberglass Reinforced Plastic | Pressurized
PHILLIPS 66 | 2929 LAWRENCEVILLE HWY | TUCKER | DeKalb | 4440836 | 4 |  |  | TRUE |  | TRUE | Removed from Ground | Used Oil | 550 | Cathodically Protected Steel | 1971-03-20 | 1988-04-01 | Galvanized Steel
PHILLIPS 66 | 2929 LAWRENCEVILLE HWY | TUCKER | DeKalb | 4440836 | 7 | Ball Float | 1989-06-01 |  | 1989-06-01 |  | Currently in Use | Gas (Historical Use) | 10000 | Fiberglass | 1989-06-01 |  | Fiberglass Reinforced Plastic | Pressurized
LPS LABORATORIES | 4647 HUGH HOWELL RD | TUCKER | DeKalb | 9044008 | 3 | [5 empty] | Removed from Ground | Other | 6000 | Not Marked/Unknown | 1991-02-19 | 1991-02-19 | Not Marked
EXPRESS OIL CHANGE/TUNE-UP CLINI | 1830 MOUNTAIN IND BLVD | TUCKER | DeKalb | 9044024 | 1 | [5 empty] | Removed from Ground | Other | 1000 | Cathodically Protected Steel | 1988-12-13 | 1999-08-12 | Galvanized Steel
EXPRESS OIL CHANGE/TUNE-UP CLINI | 1830 MOUNTAIN IND BLVD | TUCKER | DeKalb | 9044024 | 4 |  |  | TRUE |  | TRUE | Removed from Ground | Used Oil | 560 | Cathodically Protected Steel | 1988-12-13 | 1999-08-12 | Galvanized Steel
BILL WOODALLS ARMY NAVY SURPLUS | 4333 LYNBURN DR | TUCKER | DeKalb | 9044015 | 1 | [5 empty] | Removed from Ground | Gas (Historical Use) | 4000 | Bare Steel | 1961-01-01 | 1991-06-05 | Not Marked
SEARS # 7481 | 2229 MOUNTAIN INDUSTRIAL | TUCKER | DeKalb | 9044452 | 1 |  |  | TRUE |  | TRUE | Removed from Ground | Used Oil | 560 | Not Marked/Unknown | 1997-03-11 | 1997-03-11 | Not Marked
UFO #2 | 1833 TUCKER INDUSTRIAL RD | TUCKER | DeKalb | 9044444 | 3 |  | 1996-11-11 | FALSE | 1996-11-11 | FALSE | Currently in Use | Diesel | 10000 | Epoxy | 1996-11-11 |  | Fiberglass Reinforced Plastic | Pressurized
AAMCO TRANSMISSION | 4270 BUFORD HWY | ATLANTA | DeKalb | 9044441 | 5 | [5 empty] | Removed from Ground | Other | 1000 | Not Marked/Unknown | 1996-12-08 | 1996-12-08 | Not Marked
FORMER WAFFLE HOUSE(VACANT LOT) | 2625 SHALLOWFORD ROAD | ATLANTA | DeKalb | 10001912 | 1 |  |  | FALSE |  | FALSE | Removed from Ground | Gas (Historical Use) | 0 | Unknown | 1980-01-01 | 1980-01-01 | Galvanized Steel
BP #24027 | 4476 CHAMBLEE DUNWOODY RD | ATLANTA | DeKalb | 4440209 | 7 | [5 empty] | Removed from Ground | Diesel | 10000 | Bare Steel | 1980-04-30 | 1899-12-31 | Galvanized Steel
BP #24027 | 4476 CHAMBLEE DUNWOODY RD | ATLANTA | DeKalb | 4440209 | 5 | [5 empty] | Removed from Ground | Gas (Historical Use) | 4000 | Bare Steel | 1976-04-30 | 1899-12-31 | Galvanized Steel
BP #24027 | 4476 CHAMBLEE DUNWOODY RD | ATLANTA | DeKalb | 4440209 | 4 | [5 empty] | Removed from Ground | Gas (Historical Use) | 1000 | Bare Steel | 1973-04-30 | 1899-12-31 | Galvanized Steel
S&M FOOD N GAS | 3927 BUFORD HWY | ATLANTA | DeKalb | 9060487 | 2 |  | 1999-02-01 |  | 1999-02-01 |  | Removed from Ground | Gas (Historical Use) | 10000 | Steel-Impressed Current | 1999-02-01 | 2007-03-20 | Fiberglass Reinforced Plastic | Safe Suction (Euro)
EMORY DUNWOODY MEDICAL CENTER | 4575 NORTH SHALLOWFORD RD | ATLANTA | DeKalb | 9044192 | 3 | Flapper Valve | 1998-03-05 |  | 1998-03-05 |  | Removed from Ground | Diesel | 10000 | Composite Double Walled | 1998-05-03 | 2008-07-10 | Double-Walled Flex | Suction (American)
NORTH SHALLOWFORD OPER HQ | 4404 N SHALLOWFORD RD | ATLANTA | DeKalb | 4440234 | 2 |  |  | TRUE |  | TRUE | Removed from Ground | Used Oil | 560 | Bare Steel | 1947-12-31 | 1992-09-15 | Galvanized Steel | Gravity Fed
EMORY DUNWOODY MEDICAL CENTER | 4575 NORTH SHALLOWFORD RD | ATLANTA | DeKalb | 9044192 | 1 | [5 empty] | Removed from Ground | Diesel | 10000 | Not Marked/Unknown | 1998-01-05 | 1998-01-05 | Not Marked
BP #24027 | 4476 CHAMBLEE DUNWOODY RD | ATLANTA | DeKalb | 4440209 | 1 | [5 empty] | Removed from Ground | Gas (Historical Use) | 4000 | Bare Steel | 1976-04-30 | 1899-12-31 | Galvanized Steel
1860 Memorial Dr. LLC | 1860 MEMORIAL DR | ATLANTA | DeKalb | 601297 | 3 | [5 empty] | Removed from Ground | Gas (Historical Use) | 10152 | Bare Steel | 1976-05-10 | 1998-02-02 | Bare Steel | Safe Suction (Euro)
S&M FOOD N GAS | 3927 BUFORD HWY | ATLANTA | DeKalb | 9060487 | 1 |  | 1999-02-01 |  | 1999-02-01 |  | Removed from Ground | Gas (Historical Use) | 10000 | Steel-Impressed Current | 1999-02-01 | 2007-03-20 | Fiberglass Reinforced Plastic | Safe Suction (Euro)
QUIKTRIP #797 | 4050 BUFORD HWY | ATLANTA | DeKalb | 10000905 | 3 | Ball Float | 2005-05-01 | FALSE | 2005-03-01 | FALSE | Currently in Use | Premium | 12000 | Fiberglass Double Walled | 2005-01-01 |  | Double-Walled Fiberglass | Pressurized
EMORY DUNWOODY MEDICAL CENTER | 4575 NORTH SHALLOWFORD RD | ATLANTA | DeKalb | 9044192 | 2 | [5 empty] | Removed from Ground | Diesel | 560 | Bare Steel | 1974-02-28 | 1998-01-21 | Not Marked | Suction (American)
FORMER WAFFLE HOUSE(VACANT LOT) | 2625 SHALLOWFORD ROAD | ATLANTA | DeKalb | 10001912 | 2 |  |  | FALSE |  | FALSE | Removed from Ground | Gas (Historical Use) | 0 | Unknown | 1980-01-01 | 1980-01-01 | Galvanized Steel
CHARTER PEACHFORD HOSPITAL | 2151 PEACHFORD RD | ATLANTA | DeKalb | 9044211 | 2151-2 | [5 empty] | Closed in Ground | Gas (Historical Use) | 1000 | Marked Unknown | 1975-06-01 | 1997-02-05 | Not Marked | Pressurized
BP #24027 | 4476 CHAMBLEE DUNWOODY RD | ATLANTA | DeKalb | 4440209 | 3 | [5 empty] | Removed from Ground | Gas (Historical Use) | 4000 | Bare Steel | 1976-04-30 | 1899-12-31 | Galvanized Steel
1860 Memorial Dr. LLC | 1860 MEMORIAL DR | ATLANTA | DeKalb | 601297 | 1 | [5 empty] | Removed from Ground | Gas (Historical Use) | 10152 | Bare Steel | 1976-05-10 | 1998-02-02 | Bare Steel | Safe Suction (Euro)
QUIKTRIP #797 | 4050 BUFORD HWY | ATLANTA | DeKalb | 10000905 | 2 | Ball Float | 2005-05-01 | FALSE | 2005-03-01 | FALSE | Currently in Use | Premium | 20000 | Fiberglass Double Walled | 2005-01-01 |  | Double-Walled Fiberglass | Pressurized
NORTH SHALLOWFORD OPER HQ | 4404 N SHALLOWFORD RD | ATLANTA | DeKalb | 4440234 | 5 | Overfill Alarm | 1988-11-01 | FALSE | 1988-11-01 | FALSE | Currently in Use | Regular | 10000 | Fiberglass Double Walled | 1988-11-01 |  | Double-Walled Fiberglass | Pressurized
NORTH SHALLOWFORD OPER HQ | 4404 N SHALLOWFORD RD | ATLANTA | DeKalb | 4440234 | 4 | Overfill Alarm | 1988-11-01 | FALSE | 1988-11-01 | FALSE | Currently in Use | Diesel | 10000 | Fiberglass Double Walled | 1988-11-01 |  | Double-Walled Fiberglass | Pressurized
MBS MOTORS INC | 3304 LAVENTURE DR | CHAMBLEE | DeKalb | 4440101 | 1 |  |  | TRUE |  | TRUE | Removed from Ground | Used Oil | 500 | Bare Steel | 1992-11-01 | 1992-11-01 | Galvanized Steel
5466 New Peachtree Rd. (MANNA PRO CORP) | 5466 NEW PEACHTREE RD. | CHAMBLEE | DeKalb | 4440036 | 1 | [5 empty] | Removed from Ground | Diesel | 8000 | Bare Steel | 1968-03-18 | 1998-07-07 | Galvanized Steel | Suction (American)
DREES FINA #131-6710-709 | 4809 BUFORD HWY | CHAMBLEE | DeKalb | 330364 | 3 | [5 empty] | Removed from Ground | Gas (Historical Use) | 3000 | Bare Steel | 1957-04-30 | 1990-02-22 | Galvanized Steel
3-D EXCAVATORS INC | 2325 CHAMBLEE-TUCKER RD | CHAMBLEE | DeKalb | 9044190 | 1 | [5 empty] | Removed from Ground | Gas (Historical Use) | 10000 | Bare Steel | 1967-01-01 | 1992-06-17 | Galvanized Steel | Safe Suction (Euro)
HELISERV | 2001 FLIGHTWAY DR | CHAMBLEE | DeKalb | 9044346 | 1 | [5 empty] | Removed from Ground | Other | 12000 | Bare Steel | 1996-05-01 | 1996-05-01 | Not Marked | Gravity Fed
GEORGIA DEPARTMENT OF TRANSPORTA | 5025 NEW PEACHTREE RD | CHAMBLEE | DeKalb | 9044041 | 1 |  |  | FALSE |  | FALSE | Removed from Ground | Gas (Historical Use) | 1000 | Unknown | 2004-02-25 | 2004-02-25 | Unknown
NEAL POPE FORD | 4420 BUFORD HWY | CHAMBLEE | DeKalb | 9044037 | 2 |  |  | TRUE |  | TRUE | Removed from Ground | Used Oil | 550 | Bare Steel | 1973-01-01 | 1988-10-15 | Bare Steel
CDC/CENTER FOR DISEASE CONTROL & PREVENTION | 4770 BUFORD HWY | CHAMBLEE | DeKalb | 9044002 | 4 | Overfill Alarm | 1996-07-01 | FALSE | 1996-07-01 | FALSE | Removed from Ground | Diesel | 8000 | Fiberglass Double Walled | 1991-01-01 | 2010-07-27 | Double-Walled Fiberglass | Pressurized
MERCURY AIR CENTERS INC | 1951 AIRPORT RD | CHAMBLEE | DeKalb | 9044010 | 2 | [5 empty] | Removed from Ground | Gas (Historical Use) | 2000 | Bare Steel | 1943-01-01 | 1955-06-01 | Unknown
MERCURY AIR CENTERS INC | 1951 AIRPORT RD | CHAMBLEE | DeKalb | 9044010 | 8 | [5 empty] | Removed from Ground | Other | 10000 | Bare Steel | 1975-12-07 | 1991-04-01 | Bare Steel
HESS STATION #10230 | 2512 CHAMBLEE TUCKER RD | CHAMBLEE | DeKalb | 4440780 | 1 | [5 empty] | Removed from Ground | Gas (Historical Use) | 6000 | Bare Steel | 1969-04-08 | 1992-12-03 | Galvanized Steel
CHEVRON FOODMART | 2515 CHAMBLEE-TUCKER RD | CHAMBLEE | DeKalb | 4440765 | 4 | [5 empty] | Removed from Ground | Gas (Historical Use) | 4000 | Bare Steel | 1966-04-14 | 1988-03-15 | Galvanized Steel
CHEVRON FOODMART | 2515 CHAMBLEE-TUCKER RD | CHAMBLEE | DeKalb | 4440765 | 5 | [5 empty] | Removed from Ground | Gas (Historical Use) | 10000 | Bare Steel | 1978-04-14 | 1988-03-15 | Galvanized Steel
PEACHTREE IND 66 | 5399 PEACHTREE IND BLVD | CHAMBLEE | DeKalb | 4440758 | 3 | [5 empty] | Removed from Ground | Gas (Historical Use) | 4000 | Bare Steel | 1962-04-07 | 1987-09-15 | Bare Steel
AAMCO TRANSMISSION | 4270 BUFORD HWY | ATLANTA | DeKalb | 9044441 | 2 |  |  | TRUE |  | TRUE | Removed from Ground | Used Oil | 4000 | Not Marked/Unknown | 1996-12-08 | 1996-12-08 | Not Marked
2371 QM LLC | 2371 GLENWOOD AVE | ATLANTA | DeKalb | 4440216 | 10 | Ball Float | 2000-10-11 | FALSE | 2000-10-11 | FALSE | Currently in Use | Regular | 10000 | Fiberglass Double Walled | 2000-10-04 |  | Double-Walled Flex | Pressurized
CANDLER EXXON | 202 CANDLER RD SE | ATLANTA | DeKalb | 4440797 | 4 |  | 1967-05-01 |  | 1967-05-01 |  | Removed from Ground | Other | 500 | Cathodically Protected Steel | 1967-05-01 | 1995-07-10 | Galvanized Steel | Pressurized
FIRST BAPTIST CHURCH OF ATLANTA | 4400 NORTH PEACHTREE RD | ATLANTA | DeKalb | 9044208 | 1 | [5 empty] | Removed from Ground | Diesel | 10000 | Bare Steel | 1965-01-01 | 1992-07-31 | Galvanized Steel | Suction (American)
Azan USA INC- Texaco | 225 CLIFTON ST SE | ATLANTA | DeKalb | 4440469 | 1 | [5 empty] | Removed from Ground | Gas (Historical Use) | 10000 | Bare Steel | 1978-03-31 | 1991-01-28 | Galvanized Steel
Azan USA INC- Texaco | 225 CLIFTON ST SE | ATLANTA | DeKalb | 4440469 | 7 | Ball Float | 1991-02-28 | FALSE | 1991-02-28 | FALSE | Currently in Use | Gas (Historical Use) | 10000 | Fiberglass | 1991-02-28 |  | Fiberglass Reinforced Plastic | Pressurized
SEARS #1275 | NORTHLAKE MALL | ATLANTA | DeKalb | 9044225 | 1 |  |  | TRUE |  | TRUE | Removed from Ground | Used Oil | 500 | Bare Steel | 1993-11-30 | 1993-11-30 | Not Marked | Gravity Fed
S&M FOOD N GAS | 3927 BUFORD HWY | ATLANTA | DeKalb | 9060487 | 4 |  |  | FALSE |  | FALSE | Removed from Ground | Used Oil | 500 | Unknown | 2007-03-20 | 2007-03-20
BUFORD HWY FOOD MART | 4001 BUFORD HWY NE | ATLANTA | DeKalb | 10000211 | 2 | Flapper Valve | 2002-08-14 | FALSE | 2002-08-14 | FALSE | Currently in Use | Regular | 12000 | Fiberglass | 2002-07-17 |  | Double-Walled Flex | Pressurized
1860 Memorial Dr. LLC | 1860 MEMORIAL DR | ATLANTA | DeKalb | 601297 | 5 | Ball Float | 1998-02-12 | FALSE | 1998-02-12 | FALSE | Currently in Use | Premium | 10000 | Fiberglass | 1998-02-11 |  | Double-Walled Flex | Pressurized
Shallowford Shell Inc | 2609 SHALLOWFORD RD | ATLANTA | DeKalb | 9044330 | 1 | Ball Float | 1995-10-26 | FALSE | 1995-10-26 | FALSE | Currently in Use | Regular | 10000 | Steel-Impressed Current | 1995-10-26 |  | Fiberglass Reinforced Plastic | Pressurized
CANDLER EXXON | 202 CANDLER RD SE | ATLANTA | DeKalb | 4440797 | 5 |  | 1967-05-01 |  | 1967-05-01 |  | Removed from Ground | Other | 550 | Cathodically Protected Steel | 1995-07-10 | 1995-07-10 | Galvanized Steel | Pressurized
AAMCO TRANSMISSION | 4270 BUFORD HWY | ATLANTA | DeKalb | 9044441 | 1 | [5 empty] | Removed from Ground | Gas (Historical Use) | 4000 | Not Marked/Unknown | 1996-12-08 | 1996-12-08 | Not Marked
AAMCO TRANSMISSION | 4270 BUFORD HWY | ATLANTA | DeKalb | 9044441 | 4 | [5 empty] | Removed from Ground | Other | 1000 | Not Marked/Unknown | 1996-12-08 | 1996-12-08 | Not Marked
FORMER WAFFLE HOUSE(VACANT LOT) | 2625 SHALLOWFORD ROAD | ATLANTA | DeKalb | 10001912 | 3 |  |  | FALSE |  | FALSE | Removed from Ground | Gas (Historical Use) | 0 | Unknown | 1980-01-01 | 1980-01-01 | Galvanized Steel
CHARTER PEACHFORD HOSPITAL | 2151 PEACHFORD RD | ATLANTA | DeKalb | 9044211 | 2151-1 | [5 empty] | Removed from Ground | Gas (Historical Use) | 500 | Marked Unknown | 1988-10-02 | 1997-02-05 | Not Marked | Pressurized
FIRST BAPTIST CHURCH OF ATLANTA | 4400 NORTH PEACHTREE RD | ATLANTA | DeKalb | 9044208 | 2 | [5 empty] | Removed from Ground | Diesel | 10000 | Bare Steel | 1976-01-01 | 1992-07-31 | Galvanized Steel | Suction (American)
BP #24027 | 4476 CHAMBLEE DUNWOODY RD | ATLANTA | DeKalb | 4440209 | 6 | [5 empty] | Removed from Ground | Gas (Historical Use) | 4000 | Bare Steel | 1976-04-30 | 1899-12-31 | Galvanized Steel
BP #24027 | 4476 CHAMBLEE DUNWOODY RD | ATLANTA | DeKalb | 4440209 | 8 |  | 1991-01-01 |  | 1991-01-01 |  | Removed from Ground | Gas (Historical Use) | 10000 | Fiberglass | 1986-08-20 | 2002-04-09 | Fiberglass Reinforced Plastic | Pressurized
BP #24027 | 4476 CHAMBLEE DUNWOODY RD | ATLANTA | DeKalb | 4440209 | 9 |  | 1991-01-01 |  | 1991-01-01 |  | Removed from Ground | Gas (Historical Use) | 10000 | Fiberglass | 1986-08-20 | 2002-04-09 | Fiberglass Reinforced Plastic | Pressurized
Azan USA INC- Texaco | 225 CLIFTON ST SE | ATLANTA | DeKalb | 4440469 | 3 | [5 empty] | Removed from Ground | Gas (Historical Use) | 6047 | Bare Steel | 1971-04-01 | 1991-01-28 | Galvanized Steel
GNN INC | 15 SECOND AVENUE | ATLANTA | DeKalb | 9044112 | 2 |  | 1988-01-01 |  | 1988-01-01 |  | Removed from Ground | Gas (Historical Use) | 10000 | Steel-Impressed Current | 1989-01-01 | 2016-11-11 | Cathodically Protected | Pressurized
PRECISION TRANSMISSION | 260 CANDLER RD | ATLANTA | DeKalb | 9044249 | 2 |  |  | FALSE |  | FALSE | Removed from Ground | Used Oil | 500 | Bare Steel | 1983-02-25 | 1991-07-18 | Unknown
BP #24027 | 4476 CHAMBLEE DUNWOODY RD | ATLANTA | DeKalb | 4440209 | 2 | [5 empty] | Removed from Ground | Gas (Historical Use) | 4000 | Bare Steel | 1973-04-30 | 1899-12-31 | Galvanized Steel
2371 QM LLC | 2371 GLENWOOD AVE | ATLANTA | DeKalb | 4440216 | 4 | [5 empty] | Removed from Ground | Gas (Historical Use) | 6000 | Bare Steel | 1963-05-01 | 1988-01-01 | Galvanized Steel
2371 QM LLC | 2371 GLENWOOD AVE | ATLANTA | DeKalb | 4440216 | 5 | [5 empty] | Removed from Ground | Gas (Historical Use) | 10000 | Fiberglass | 1988-01-01 | 1899-12-31 | Fiberglass Reinforced Plastic
1860 Memorial Dr. LLC | 1860 MEMORIAL DR | ATLANTA | DeKalb | 601297 | 4 | Ball Float | 1998-02-12 | FALSE | 1998-02-12 | FALSE | Currently in Use | Regular | 10000 | Fiberglass | 1998-02-11 |  | Double-Walled Flex | Pressurized
2371 QM LLC | 2371 GLENWOOD AVE | ATLANTA | DeKalb | 4440216 | 3 | [5 empty] | Removed from Ground | Gas (Historical Use) | 6000 | Bare Steel | 1963-05-01 | 1988-01-01 | Galvanized Steel
AMOCO OIL CO #869 | 2372 GLENWOOD AVE | ATLANTA | DeKalb | 4440800 | 2 |  | 1983-05-01 |  | 1983-05-01 |  | Removed from Ground | Gas (Historical Use) | 10000 | Galvanic (STIP-3) | 1983-05-01 | 2001-01-25 | Cathodically Protected | Pressurized
GP AUTO SERVICE | 1939 HOSEA L WILLIAMS DRIVE | ATLANTA | DeKalb | 10002133 | 3 |  |  | FALSE |  | FALSE | Removed from Ground | Gas (Historical Use) | 2155 | Bare Steel | 1960-01-01 | 2012-07-25 | Bare Steel
FUEL PIZZA | 2012 A HOSEA L WILLIAMS DR | ATLANTA | DeKalb | 10001460 | 2 |  |  | FALSE |  | FALSE | Closed in Ground | Gas (Historical Use) | 0 | Unknown |  | 1899-12-31 | Unknown
ASK PETROLEUM III LLC | 1675 MEMORIAL DR | ATLANTA | DeKalb | 9060127 | 3 | Ball Float | 1988-04-13 | FALSE | 1988-04-13 | FALSE | Currently in Use | Regular | 10000 | Galvanic (STIP-3) | 1988-04-13 |  | Galvanized Steel | Pressurized
Store at 4368 LLC | 4368 N PEACHTREE RD | Dunwoody | DeKalb | 601183 | 2 | Ball Float | 1995-04-15 | FALSE | 1995-04-15 | FALSE | Currently in Use | Diesel On Road | 12000 | Fiberglass | 1985-04-17 |  | Fiberglass Reinforced Plastic | Pressurized
2371 QM LLC | 2371 GLENWOOD AVE | ATLANTA | DeKalb | 4440216 | 1 |  |  | TRUE |  | TRUE | Removed from Ground | Used Oil | 550 | Bare Steel | 1963-05-01 | 1988-01-01 | Galvanized Steel
2371 QM LLC | 2371 GLENWOOD AVE | ATLANTA | DeKalb | 4440216 | 7 | [5 empty] | Removed from Ground | Gas (Historical Use) | 10000 | Fiberglass | 1988-01-01 | 1899-12-31 | Fiberglass Reinforced Plastic
UNOCAL STATION #9023-211 | 1655 MEMORIAL DR | ATLANTA | DeKalb | 4440762 | 3 | [5 empty] | Removed from Ground | Gas (Historical Use) | 12000 | Fiberglass | 1978-04-14 | 1992-01-01 | Fiberglass Reinforced Plastic
ARTISTIC ORNAMENTAL IRON CO | 1977 COLLEGE AVE NE | ATLANTA | DeKalb | 4440617 | 1 | [5 empty] | Removed from Ground | Gas (Historical Use) | 3000 | Bare Steel | 1976-05-08 | 1999-03-01 | Galvanized Steel
EXXON #46400 | 2725 CLAIRMONT RD | ATLANTA | DeKalb | 9044212 | 1 | [5 empty] | Removed from Ground | Gas (Historical Use) | 0 | Marked Unknown | 1970-01-01 | 1970-01-01 | Unknown
CANDLER EXXON | 202 CANDLER RD SE | ATLANTA | DeKalb | 4440797 | 11B | Ball Float | 2008-12-01 | FALSE | 2008-12-01 | FALSE | Currently in Use | Premium | 6000 | Composite Double Walled | 2008-12-10 |  | Double-Walled Fiberglass | Pressurized
SUPER THRIFT | 1895 MEMORIAL DR | ATLANTA | DeKalb | 9060564 | 2 | [5 empty] | Removed from Ground | Gas (Historical Use) | 8000 | Not Marked/Unknown | 2000-07-22 | 2000-07-22 | Not Marked
KIRKWOOD FINA | 2358 B0ULEVARD DR | ATLANTA | DeKalb | 4440045 | 1 | [5 empty] | Removed from Ground | Gas (Historical Use) | 3000 | Bare Steel | 1987-01-01 | 2004-02-04 | Galvanized Steel
Azan USA INC- Texaco | 225 CLIFTON ST SE | ATLANTA | DeKalb | 4440469 | 2 | [5 empty] | Removed from Ground | Gas (Historical Use) | 8020 | Bare Steel | 1971-04-01 | 1991-01-28 | Galvanized Steel
2371 QM LLC | 2371 GLENWOOD AVE | ATLANTA | DeKalb | 4440216 | 11 | Ball Float | 2000-10-11 | FALSE | 2000-10-11 | FALSE | Currently in Use | Plus | 10000 | Fiberglass Double Walled | 2000-10-04 |  | Double-Walled Flex | Pressurized
H T JOHNSON ROOFING CO INC | 116 ROGERS ST NE | ATLANTA | DeKalb | 9044120 | 1 |  |  | FALSE |  | FALSE | Removed from Ground | Gas (Historical Use) | 500 | Bare Steel | 1970-01-01 | 1899-12-31 | Galvanized Steel
PRECISION TRANSMISSION | 260 CANDLER RD | ATLANTA | DeKalb | 9044249 | 1 |  |  | TRUE |  | TRUE | Removed from Ground | Used Oil | 500 | Not Marked/Unknown | 1991-07-18 | 1991-07-18 | Not Marked
SAINT PHILIP AME CHURCH | 240 CANDLER ROAD | ATLANTA | DeKalb | 10000989 | 1 |  |  | FALSE |  | FALSE | Removed from Ground | Not Marked/Tank Removed | 10000 | Unknown | 2005-07-28 | 2005-07-28 | Unknown
NORTH SHALLOWFORD OPER HQ | 4404 N SHALLOWFORD RD | ATLANTA | DeKalb | 4440234 | 3 | [5 empty] | Removed from Ground | Gas (Historical Use) | 10000 | Bare Steel | 1957-12-31 | 1988-11-01 | Unknown
Store at 4368 LLC | 4368 N PEACHTREE RD | Dunwoody | DeKalb | 601183 | 1 | Ball Float | 1995-04-15 | FALSE | 1995-04-15 | FALSE | Currently in Use | Regular | 12000 | Fiberglass | 1985-04-17 |  | Fiberglass Reinforced Plastic | Pressurized
CANDLER EXXON | 202 CANDLER RD SE | ATLANTA | DeKalb | 4440797 | 1 |  | 1985-04-30 |  | 1985-04-30 |  | Removed from Ground | Gas (Historical Use) | 10000 | Cathodically Protected Steel | 1985-04-30 | 1998-06-01 | Galvanized Steel | Pressurized
EAST LAKE COUNTRY CLUB | 2575 ALSTON DR | ATLANTA | DeKalb | 9060387 | 1 | [5 empty] | Removed from Ground | Gas (Historical Use) | 500 | Bare Steel | 1994-08-24 | 1994-08-24 | Bare Steel | Safe Suction (Euro)
NORTH SHALLOWFORD OPER HQ | 4404 N SHALLOWFORD RD | ATLANTA | DeKalb | 4440234 | 1 | [5 empty] | Removed from Ground | Diesel | 6000 | Bare Steel | 1947-12-31 | 1988-11-01 | Unknown
2371 QM LLC | 2371 GLENWOOD AVE | ATLANTA | DeKalb | 4440216 | 12 | Ball Float | 2000-10-11 | FALSE | 2000-10-11 | FALSE | Currently in Use | Premium | 10000 | Fiberglass Double Walled | 2000-10-04 |  | Double-Walled Flex | Pressurized
Azan USA INC- Texaco | 225 CLIFTON ST SE | ATLANTA | DeKalb | 4440469 | 6 | Ball Float | 1991-02-28 | FALSE | 1991-02-28 | FALSE | Currently in Use | Gas (Historical Use) | 10000 | Fiberglass | 1991-02-28 |  | Fiberglass Reinforced Plastic | Pressurized
CANDLER EXXON | 202 CANDLER RD SE | ATLANTA | DeKalb | 4440797 | 2 |  | 1985-04-30 |  | 1985-04-30 |  | Removed from Ground | Gas (Historical Use) | 10000 | Cathodically Protected Steel | 1985-04-30 | 1998-06-01 | Galvanized Steel | Pressurized
GP AUTO SERVICE | 1939 HOSEA L WILLIAMS DRIVE | ATLANTA | DeKalb | 10002133 | 4 |  |  | FALSE |  | FALSE | Removed from Ground |  | 6000 | Unknown |  | 1899-12-31
GP AUTO SERVICE | 1939 HOSEA L WILLIAMS DRIVE | ATLANTA | DeKalb | 10002133 | 5 |  |  | FALSE |  | FALSE | Removed from Ground |  | 550 | Unknown |  | 1899-12-31
2371 HOSEA WILLIAMS DR | 2371 HOSEA WILLIAMS DR | ATLANTA | DeKalb | 10002561 | 1 |  |  | FALSE |  | FALSE | Removed from Ground | Diesel | 250 | Bare Steel | 2016-01-07 | 2016-01-07
EAST LAKE HIGHRISE | 380 E LAKE BLVD | ATLANTA | DeKalb | 10000393 | 1 |  |  | FALSE |  | FALSE | Removed from Ground | Diesel | 300 | Unknown | 2004-01-15 | 2004-01-15 | Unknown
SAINT PHILIP AME CHURCH | 240 CANDLER ROAD | ATLANTA | DeKalb | 10000989 | 3 |  |  | FALSE |  | FALSE | Removed from Ground | Not Marked/Tank Removed | 10000 | Unknown | 2005-07-29 | 2005-07-29 | Unknown
BP #24027 | 4476 CHAMBLEE DUNWOODY RD | ATLANTA | DeKalb | 4440209 | 10 |  | 1991-01-01 |  | 1991-01-01 |  | Removed from Ground | Gas (Historical Use) | 9728 | Fiberglass | 1986-08-20 | 2002-04-09 | Fiberglass Reinforced Plastic | Pressurized
2371 QM LLC | 2371 GLENWOOD AVE | ATLANTA | DeKalb | 4440216 | 2 | [5 empty] | Removed from Ground | Gas (Historical Use) | 6000 | Bare Steel | 1963-05-01 | 1988-01-01 | Galvanized Steel
UNOCAL STATION #9023-211 | 1655 MEMORIAL DR | ATLANTA | DeKalb | 4440762 | 1 | [5 empty] | Removed from Ground | Gas (Historical Use) | 12000 | Fiberglass | 1978-04-14 | 1992-01-01 | Fiberglass Reinforced Plastic
AMOCO OIL CO #869 | 2372 GLENWOOD AVE | ATLANTA | DeKalb | 4440800 | 3 |  | 1983-05-01 |  | 1983-05-01 |  | Removed from Ground | Gas (Historical Use) | 10000 | Galvanic (STIP-3) | 1983-05-01 | 2001-01-25 | Cathodically Protected | Pressurized
SAINT PHILIP AME CHURCH | 240 CANDLER ROAD | ATLANTA | DeKalb | 10000989 | 4 |  |  | FALSE |  | FALSE | Removed from Ground | Not Marked/Tank Removed | 8000 | Unknown | 2005-07-29 | 2005-07-29 | Unknown
KIRKWOOD FINA | 2358 B0ULEVARD DR | ATLANTA | DeKalb | 4440045 | 4 | [5 empty] | Removed from Ground | Gas (Historical Use) | 6000 | Bare Steel | 1987-01-01 | 2004-02-04 | Galvanized Steel
CANDLER EXXON | 202 CANDLER RD SE | ATLANTA | DeKalb | 4440797 | 6 |  | 1998-07-01 |  | 1998-07-01 |  | Removed from Ground | Gas (Historical Use) | 10027 | Galvanic (STIP-3) | 1998-07-01 | 2003-07-01 | Fiberglass Reinforced Plastic | Pressurized
CANDLER EXXON | 202 CANDLER RD SE | ATLANTA | DeKalb | 4440797 | 8 |  | 1998-07-01 |  | 1998-07-01 |  | Removed from Ground | Gas (Historical Use) | 10027 | Galvanic (STIP-3) | 1998-07-01 | 2003-07-01 | Fiberglass Reinforced Plastic | Pressurized
CANDLER EXXON | 202 CANDLER RD SE | ATLANTA | DeKalb | 4440797 | 9 | Ball Float | 2008-12-01 | FALSE | 2008-12-01 | FALSE | Currently in Use | Regular | 12000 | Composite Double Walled | 2008-12-10 |  | Double-Walled Fiberglass | Pressurized
GNN INC | 15 SECOND AVENUE | ATLANTA | DeKalb | 9044112 | 3 |  | 1988-01-01 |  | 1988-01-01 |  | Removed from Ground | Gas (Historical Use) | 10000 | Steel-Impressed Current | 1989-01-01 | 2016-11-11 | Cathodically Protected | Pressurized
SUPER THRIFT | 1895 MEMORIAL DR | ATLANTA | DeKalb | 9060564 | 6 | [5 empty] | Removed from Ground | Gas (Historical Use) | 2000 | Bare Steel | 2000-07-22 | 2000-07-22 | Bare Steel | Suction (American)
GP AUTO SERVICE | 1939 HOSEA L WILLIAMS DRIVE | ATLANTA | DeKalb | 10002133 | 1 |  |  | FALSE |  | FALSE | Removed from Ground | Gas (Historical Use) | 2155 | Bare Steel | 1960-01-01 | 2012-07-25 | Bare Steel
ASK PETROLEUM III LLC | 1675 MEMORIAL DR | ATLANTA | DeKalb | 9060127 | 2 | Ball Float | 1988-04-13 | FALSE | 1988-04-13 | FALSE | Currently in Use | Plus | 10000 | Galvanic (STIP-3) | 1988-04-13 |  | Galvanized Steel | Pressurized
AAMCO TRANSMISSION | 4270 BUFORD HWY | ATLANTA | DeKalb | 9044441 | 3 |  |  | TRUE |  | TRUE | Removed from Ground | Used Oil | 550 | Not Marked/Unknown | 1996-12-08 | 1996-12-08 | Not Marked
1860 Memorial Dr. LLC | 1860 MEMORIAL DR | ATLANTA | DeKalb | 601297 | 2 | [5 empty] | Removed from Ground | Gas (Historical Use) | 10152 | Bare Steel | 1976-05-10 | 1998-02-02 | Bare Steel | Safe Suction (Euro)
CANDLER EXXON | 202 CANDLER RD SE | ATLANTA | DeKalb | 4440797 | 11A | Ball Float | 2008-12-01 | FALSE | 2008-12-01 | FALSE | Currently in Use | Diesel | 6000 | Composite Double Walled | 2008-12-10 |  | Double-Walled Fiberglass | Pressurized
CANDLER EXXON | 202 CANDLER RD SE | ATLANTA | DeKalb | 4440797 | 10 | Ball Float | 2008-12-01 | FALSE | 2008-12-01 | FALSE | Currently in Use | E-85 | 6000 | Composite Double Walled | 2008-12-10 |  | Double-Walled Fiberglass | Pressurized
CANDLER EXXON | 202 CANDLER RD SE | ATLANTA | DeKalb | 4440797 | 7 |  | 1998-07-01 |  | 1998-07-01 |  | Removed from Ground | Gas (Historical Use) | 10027 | Galvanic (STIP-3) | 1998-07-01 | 2003-07-01 | Fiberglass Reinforced Plastic | Pressurized
Store at 4368 LLC | 4368 N PEACHTREE RD | Dunwoody | DeKalb | 601183 | 3 | Ball Float | 1995-04-15 | FALSE | 1995-04-15 | FALSE | Currently in Use | Diesel | 12000 | Fiberglass | 1985-04-17 |  | Fiberglass Reinforced Plastic | Pressurized
GNN INC | 15 SECOND AVENUE | ATLANTA | DeKalb | 9044112 | 1 |  | 1988-01-01 |  | 1988-01-01 |  | Removed from Ground | Gas (Historical Use) | 10000 | Steel-Impressed Current | 1989-01-01 | 2016-11-11 | Cathodically Protected | Pressurized
PRECISION TRANSMISSION | 260 CANDLER RD | ATLANTA | DeKalb | 9044249 | 4 |  |  | FALSE |  | FALSE | Removed from Ground | Gas (Historical Use) | 2500 | Bare Steel | 1991-07-18 | 1991-07-18 | Unknown
SUPER THRIFT | 1895 MEMORIAL DR | ATLANTA | DeKalb | 9060564 | 5 | [5 empty] | Removed from Ground | Gas (Historical Use) | 2000 | Bare Steel | 2000-07-22 | 2000-07-22 | Bare Steel | Suction (American)
ASK PETROLEUM III LLC | 1675 MEMORIAL DR | ATLANTA | DeKalb | 9060127 | 1 | Ball Float | 1988-04-13 | FALSE | 1988-04-13 | FALSE | Currently in Use | Premium | 10000 | Galvanic (STIP-3) | 1988-04-13 |  | Galvanized Steel | Pressurized
GP AUTO SERVICE | 1939 HOSEA L WILLIAMS DRIVE | ATLANTA | DeKalb | 10002133 | 2 |  |  | FALSE |  | FALSE | Removed from Ground | Gas (Historical Use) | 2155 | Bare Steel | 1960-01-01 | 2012-07-25 | Bare Steel
EAST LAKE COUNTRY CLUB | 2575 ALSTON DR | ATLANTA | DeKalb | 9060387 | 2 | [5 empty] | Removed from Ground | Gas (Historical Use) | 500 | Bare Steel | 1994-08-24 | 1994-08-24 | Bare Steel | Safe Suction (Euro)
FORMER TEXACO FACILITY-COST CENT | 1966 HOSEA WILLIAMS DR SE | ATLANTA | DeKalb | 9044517 | 1 | [5 empty] | Removed from Ground | Gas (Historical Use) | 0 | Marked Unknown |  | 1899-12-31 | Unknown
SUPER THRIFT | 1895 MEMORIAL DR | ATLANTA | DeKalb | 9060564 | 3 | [5 empty] | Removed from Ground | Gas (Historical Use) | 8000 | Not Marked/Unknown | 2000-07-22 | 2000-07-22 | Not Marked
SAINT PHILIP AME CHURCH | 240 CANDLER ROAD | ATLANTA | DeKalb | 10000989 | 2 |  |  | FALSE |  | FALSE | Removed from Ground | Not Marked/Tank Removed | 10000 | Unknown | 2005-07-29 | 2005-07-29 | Unknown
UNOCAL STATION #9023-211 | 1655 MEMORIAL DR | ATLANTA | DeKalb | 4440762 | 2 | [5 empty] | Removed from Ground | Gas (Historical Use) | 12000 | Fiberglass | 1978-04-14 | 1992-01-01 | Fiberglass Reinforced Plastic
AMOCO OIL CO #869 | 2372 GLENWOOD AVE | ATLANTA | DeKalb | 4440800 | 4 |  | 1983-05-01 |  | 1983-05-01 |  | Removed from Ground | Gas (Historical Use) | 10000 | Galvanic (STIP-3) | 1983-05-01 | 2001-01-25 | Cathodically Protected | Pressurized
AMOCO OIL CO #869 | 2372 GLENWOOD AVE | ATLANTA | DeKalb | 4440800 | 1 |  | 1983-05-01 |  | 1983-05-01 |  | Removed from Ground | Gas (Historical Use) | 10000 | Galvanic (STIP-3) | 1983-05-01 | 2001-01-25 | Cathodically Protected | Pressurized
DEKALB COUNTY FIRE STATION #1 | 1670 CLIFTON RD | ATLANTA | DeKalb | 9044309 | L295158 |  | 1995-04-25 | FALSE | 1995-04-25 | FALSE | Currently in Use | Diesel | 1044 | Tank Jacket | 1995-04-25 |  | Fiberglass Reinforced Plastic | Safe Suction (Euro)
FUEL PIZZA | 2012 A HOSEA L WILLIAMS DR | ATLANTA | DeKalb | 10001460 | 1 |  |  | FALSE |  | FALSE | Closed in Ground | Gas (Historical Use) | 0 | Unknown |  | 1899-12-31 | Unknown
Azan USA INC- Texaco | 225 CLIFTON ST SE | ATLANTA | DeKalb | 4440469 | 5 | Ball Float | 1991-02-28 | FALSE | 1991-02-28 | FALSE | Currently in Use | Gas (Historical Use) | 10000 | Fiberglass | 1991-02-28 |  | Fiberglass Reinforced Plastic | Pressurized
Azan USA INC- Texaco | 225 CLIFTON ST SE | ATLANTA | DeKalb | 4440469 | 4 | [5 empty] | Removed from Ground | Gas (Historical Use) | 6047 | Bare Steel | 1971-04-01 | 1991-01-28 | Galvanized Steel
PRECISION TRANSMISSION | 260 CANDLER RD | ATLANTA | DeKalb | 9044249 | 3 |  |  | FALSE |  | FALSE | Removed from Ground | Gas (Historical Use) | 2500 | Bare Steel | 1991-07-18 | 1991-07-18 | Unknown
KIRKWOOD FINA | 2358 B0ULEVARD DR | ATLANTA | DeKalb | 4440045 | 3 | [5 empty] | Removed from Ground | Gas (Historical Use) | 3000 | Bare Steel | 1987-01-01 | 2004-02-04 | Galvanized Steel
ASK PETROLEUM III LLC | 1675 MEMORIAL DR | ATLANTA | DeKalb | 9060127 | 4 | Ball Float | 1988-04-13 | FALSE | 1988-04-13 | FALSE | Currently in Use | Regular | 10000 | Galvanic (STIP-3) | 1988-04-13 |  | Galvanized Steel | Pressurized
QUIKTRIP #709 | 2805 CHAMBLEE-TUCKER RD | CHAMBLEE | DeKalb | 4440535 | 3 | Ball Float | 1995-09-01 |  | 1992-01-01 |  | Removed from Ground | Gas (Historical Use) | 10000 | Fiberglass | 1983-04-10 | 2013-12-12 | Fiberglass Reinforced Plastic | Pressurized
PETRO GREEN SHELL | 2690 SHALLOWFORD RD | CHAMBLEE | DeKalb | 4440524 | 2 | Ball Float | 1996-02-01 | FALSE | 1991-01-01 | FALSE | Currently in Use | E-0 | 10000 | Fiberglass | 1983-04-10 |  | Fiberglass Reinforced Plastic | Pressurized
SBJ INVESTMENTS LLC CCLAR LLC | 2043 STEEL DR | TUCKER | DeKalb | 440641 | D-BM6 |  | 1998-12-10 |  | 1998-12-10 |  | Closed in Ground | Other | 12657 | Cathodically Protected Steel | 1998-12-10 | 2010-01-14 | Aboveground | Suction (American)
STONE MNT VW/JIM ELLIS AT INC | 2101 COOLEDGE RD | TUCKER | DeKalb | 440674 | 1 |  |  | TRUE |  | TRUE | Removed from Ground | Used Oil | 500 | Bare Steel | 1969-05-12 | 1989-07-17 | Unknown
RYDER TS # 0417A | 1881 MOUNTAIN IND BLVD | TUCKER | DeKalb | 4440201 | 1 | [5 empty] | Removed from Ground | Diesel | 10000 | Bare Steel | 1968-03-10 | 1995-12-13 | Bare Steel | Pressurized
BANJEE ENTERPRISES LLC | 4108 LAWRENCEVILLE HWY | TUCKER | DeKalb | 4440203 | 9 | Flapper Valve | 2022-05-17 | FALSE | 1988-01-01 | FALSE | Currently in Use | Diesel | 10000 | Fiberglass | 1988-01-01 |  | Fiberglass Reinforced Plastic | Pressurized
BANJEE ENTERPRISES LLC | 4108 LAWRENCEVILLE HWY | TUCKER | DeKalb | 4440203 | 6 | [5 empty] | Removed from Ground | Gas (Historical Use) | 10000 | Bare Steel | 1974-04-30 | 1899-12-31 | Galvanized Steel
TUCKER DISRICT OPERATING HQ | 1697 MONTREAL CIRCLE | TUCKER | DeKalb | 4440236 | 4 | [5 empty] | Removed from Ground | Gas (Historical Use) | 10000 | Bare Steel | 1957-12-31 | 1988-12-22 | Unknown
GOODYEAR ASC | 3928 LAVISTA RD | TUCKER | DeKalb | 4440627 | 1 |  |  | TRUE |  | TRUE | Removed from Ground | Used Oil | 550 | Bare Steel | 1992-12-17 | 1992-12-17 | Bare Steel
MITCHEM TEXACO | 4403 HUGH HOWEL RD. | TUCKER | DeKalb | 4440636 | 3 |  | 1988-02-18 |  | 1988-02-18 |  | Removed from Ground | Gas (Historical Use) | 6000 | Cathodically Protected Steel | 1988-02-18 | 2009-03-17 | Galvanized Steel | Pressurized
WALLER DRY WALL CO | 2241 MOON ST | TUCKER | DeKalb | 4440673 | 2 | [5 empty] | Removed from Ground | Kerosene | 500 | Bare Steel | 1980-05-07 | 1998-12-01 | Unknown
TRITON PROPERTIES INC | 3905 LAVISTA RD | TUCKER | DeKalb | 4440783 | 3 |  |  | FALSE |  | FALSE | Removed from Ground | Gas (Historical Use) | 6000 | Bare Steel | 1969-04-08 | 1989-11-01 | Galvanized Steel
PITTSBURGH UNION 76 | 4333 CHAMBLEE TUCKER RD | TUCKER | DeKalb | 4440742 | 2 | [5 empty] | Removed from Ground | Gas (Historical Use) | 4000 | Bare Steel | 1967-03-15 | 1998-01-25 | Galvanized Steel | Suction (American)
UFO #2 | 1833 TUCKER INDUSTRIAL RD | TUCKER | DeKalb | 9044444 | 1 | Ball Float | 1996-11-11 | FALSE | 1996-11-11 | FALSE | Currently in Use | Regular | 10000 | Epoxy | 1996-11-11 |  | Double-Walled Fiberglass | Pressurized
Shallowford Shell Inc | 2609 SHALLOWFORD RD | ATLANTA | DeKalb | 9044330 | 2 | Ball Float | 1995-10-26 | FALSE | 1995-10-26 | FALSE | Currently in Use | Premium | 10000 | Steel-Impressed Current | 2001-08-23 |  | Fiberglass Reinforced Plastic | Pressurized
S&M FOOD N GAS | 3927 BUFORD HWY | ATLANTA | DeKalb | 9060487 | 3 |  | 1999-02-01 |  | 1999-02-01 |  | Removed from Ground | Gas (Historical Use) | 10000 | Steel-Impressed Current | 1999-02-01 | 2007-03-20 | Fiberglass Reinforced Plastic | Safe Suction (Euro)
QUIKTRIP #797 | 4050 BUFORD HWY | ATLANTA | DeKalb | 10000905 | 1 | Ball Float | 2005-05-01 | FALSE | 2005-03-01 | FALSE | Currently in Use | Regular | 20000 | Fiberglass Double Walled | 2005-01-01 |  | Double-Walled Fiberglass | Pressurized
BUFORD HWY FOOD MART | 4001 BUFORD HWY NE | ATLANTA | DeKalb | 10000211 | 1 | Flapper Valve |  | FALSE |  | FALSE | Currently in Use | Premium | 10000 | Fiberglass |  |  | Double-Walled Flex | Pressurized
CHEVRON USA INC #44265 | 2626 SHALLOWFORD RD | ATLANTA | DeKalb | 4440816 | 1 | [5 empty] | Removed from Ground | Gas (Historical Use) | 10000 | Bare Steel | 1962-03-19 | 1991-07-30 | Galvanized Steel
FARIM INC | 4250 BUFORD HWY | ATLANTA | DeKalb | 4440772 | 2 | Ball Float | 1988-05-01 | FALSE | 1988-05-01 | FALSE | Temporarily out of use | Regular | 10000 | Fiberglass | 1983-04-16 |  | Fiberglass Reinforced Plastic | Pressurized
CHEVRON USA INC #44265 | 2626 SHALLOWFORD RD | ATLANTA | DeKalb | 4440816 | 4 |  |  | TRUE |  | TRUE | Removed from Ground | Used Oil | 550 | Bare Steel | 1962-03-19 | 1991-07-30 | Galvanized Steel
FARIM INC | 4250 BUFORD HWY | ATLANTA | DeKalb | 4440772 | 4 | Ball Float | 1988-04-01 | FALSE | 1988-04-01 | FALSE | Currently in Use | Diesel | 10000 | Fiberglass | 1983-04-18 |  | Fiberglass Reinforced Plastic | Pressurized
FARIM INC | 4250 BUFORD HWY | ATLANTA | DeKalb | 4440772 | 1 | Ball Float | 1988-05-01 | FALSE | 1988-05-01 | FALSE | Currently in Use | Regular | 10000 | Fiberglass | 1983-04-16 |  | Fiberglass Reinforced Plastic | Pressurized
CHEVRON USA INC #44265 | 2626 SHALLOWFORD RD | ATLANTA | DeKalb | 4440816 | 3 | [5 empty] | Removed from Ground | Gas (Historical Use) | 10000 | Bare Steel | 1962-03-19 | 1991-07-30 | Galvanized Steel
FIRESTONE STORE #25577 | 4150 BUFORD HWY | ATLANTA | DeKalb | 601172 | 1 |  |  | TRUE |  | TRUE | Removed from Ground | Used Oil | 500 | Bare Steel | 1968-04-25 | 1993-04-07 | Bare Steel | Pressurized
PRECISION TUNE | 4196 BUFORD HIGHWAY | ATLANTA | DeKalb | 9044474 | 1 |  |  | TRUE |  | TRUE | Removed from Ground | Used Oil | 500 | Bare Steel | 1982-10-01 | 1997-08-01 | Bare Steel | Gravity Fed
FARIM INC | 4250 BUFORD HWY | ATLANTA | DeKalb | 4440772 | 3 | Ball Float | 1988-05-01 | FALSE | 1988-05-01 | FALSE | Currently in Use | Premium | 10000 | Fiberglass | 1983-04-16 |  | Fiberglass Reinforced Plastic | Pressurized
RYDER TS # 0417A | 1881 MOUNTAIN IND BLVD | TUCKER | DeKalb | 4440201 | 6 | Flapper Valve | 1997-02-01 | FALSE | 1997-02-01 | FALSE | Currently in Use | Diesel | 20000 | Fiberglass Double Walled | 1996-01-01 |  | Double-Walled Fiberglass | Pressurized
BANJEE ENTERPRISES LLC | 4108 LAWRENCEVILLE HWY | TUCKER | DeKalb | 4440203 | 1 |  |  | TRUE |  | TRUE | Removed from Ground | Used Oil | 550 | Bare Steel | 1966-04-30 | 1899-12-31 | Galvanized Steel
BANJEE ENTERPRISES LLC | 4108 LAWRENCEVILLE HWY | TUCKER | DeKalb | 4440203 | 4 | [5 empty] | Removed from Ground | Gas (Historical Use) | 6000 | Bare Steel | 1966-04-30 | 1899-12-31 | Galvanized Steel
BANJEE ENTERPRISES LLC | 4108 LAWRENCEVILLE HWY | TUCKER | DeKalb | 4440203 | 7 | Flapper Valve | 2022-05-17 | FALSE | 1988-01-01 | FALSE | Currently in Use | Regular | 10000 | Fiberglass | 1988-01-01 |  | Fiberglass Reinforced Plastic | Pressurized
PETROLEUM REALTY II LLC | 2832 LAWRENCEVILLE HWY | TUCKER | DeKalb | 4440680 | 3 |  | 1988-01-01 |  | 1988-01-01 |  | Removed from Ground | Gas (Historical Use) | 12000 | Steel-Impressed Current | 1978-05-04 | 2010-05-25 | Fiberglass Reinforced Plastic | Pressurized
LAVISTA QUICK MART | 4121 LAVISTA RD | TUCKER | DeKalb | 4440227 | 13 | Flapper Valve | 2004-02-10 | FALSE | 2004-02-10 | FALSE | Currently in Use | Regular | 10000 | Fiberglass Double Walled | 2003-12-08 |  | Double-Walled Flex | Pressurized
DEKALB CO/FIRE STATION #5 | 4013 LAWRENCEVILLE HWY | TUCKER | DeKalb | 4440271 | 1 | [5 empty] | Removed from Ground | Gas (Historical Use) | 500 | Bare Steel | 1971-05-03 | 1991-09-13 | Galvanized Steel
TUCKER TOOL RENTAL INC | 2209 HANFRED LN | TUCKER | DeKalb | 4440273 | 3 | [5 empty] | Removed from Ground | Kerosene | 500 | Bare Steel | 1973-03-22 | 1990-01-01 | Galvanized Steel
MM SYSTEMS CORP/AMERICAN ALLEY S | 2070 STEEL DR | TUCKER | DeKalb | 4440295 | 1 | [5 empty] | Permanently Out Of Use | Gas (Historical Use) | 2000 | Cathodically Protected Steel | 1982-05-05 | 1986-01-01 | Galvanized Steel
MITCHEM TEXACO | 4403 HUGH HOWEL RD. | TUCKER | DeKalb | 4440636 | 2 |  | 1988-02-18 |  | 1988-02-18 |  | Removed from Ground | Gas (Historical Use) | 6000 | Cathodically Protected Steel | 1988-02-18 | 2009-03-17 | Cathodically Protected | Pressurized
PETROLEUM REALTY II LLC | 1836 MOUNTAIN INDUSTRIAL BLVD | TUCKER | DeKalb | 4440682 | 2 | Ball Float | 1980-01-01 | FALSE | 1980-01-01 | FALSE | Currently in Use | Premium | 12000 | Steel-Impressed Current | 1980-05-04 |  | Fiberglass Reinforced Plastic | Pressurized
SECOND CONTINENTAL/VACANT PROPER | 4036 LAWRENCEVILLE HWY | TUCKER | DeKalb | 4440694 | 3 | [5 empty] | Removed from Ground | Gas (Historical Use) | 6000 | Bare Steel | 1966-05-06 | 1993-07-13 | Galvanized Steel
LPS LABORATORIES | 4647 HUGH HOWELL RD | TUCKER | DeKalb | 9044008 | 6 | [5 empty] | Removed from Ground | Other | 4000 | Not Marked/Unknown | 1991-02-19 | 1991-02-19 | Not Marked
CRESCENT CENTRE | 100 CRESCENT CENTRE PKWY | TUCKER | DeKalb | 9044029 | 1 | [5 empty] | Removed from Ground | Diesel | 500 | Bare Steel | 1993-08-27 | 1993-08-27 | Galvanized Steel | Suction (American)
PEACHTREE IND 66 | 5399 PEACHTREE IND BLVD | CHAMBLEE | DeKalb | 4440758 | 1 | [5 empty] | Removed from Ground | Gas (Historical Use) | 3000 | Bare Steel | 1962-04-07 | 1987-09-15 | Bare Steel
CHEVRON FOOD MART | 3530 CHAMBLEE TUCKER RD | CHAMBLEE | DeKalb | 4440374 | 9 | Ball Float | 2007-07-16 | TRUE | 2007-07-16 | TRUE | Removed from Ground | Used Oil | 1000 | Fiberglass Double Walled | 1990-04-03 | 2017-06-15
SBJ INVESTMENTS LLC CCLAR LLC | 2043 STEEL DR | TUCKER | DeKalb | 440641 | 3 | [5 empty] | Removed from Ground | Diesel | 40000 | Bare Steel | 1974-05-10 | 1999-08-01 | Cathodically Protected | Suction (American)
LAVISTA QUICK MART | 4121 LAVISTA RD | TUCKER | DeKalb | 4440227 | 16 | Flapper Valve | 2004-02-10 | FALSE | 2004-02-10 | FALSE | Currently in Use | Premium | 10000 | Fiberglass Double Walled | 2003-12-08 |  | Double-Walled Flex | Pressurized
LAVISTA QUICK MART | 4121 LAVISTA RD | TUCKER | DeKalb | 4440227 | 14 | Flapper Valve | 2004-02-10 | FALSE | 2004-02-10 | FALSE | Currently in Use | Regular | 10000 | Fiberglass Double Walled | 2003-12-08 |  | Double-Walled Flex | Pressurized
LAVISTA QUICK MART | 4121 LAVISTA RD | TUCKER | DeKalb | 4440227 | 1 |  |  | TRUE |  | TRUE | Removed from Ground | Used Oil | 1000 | Bare Steel | 1968-04-30 | 1899-12-31 | Galvanized Steel
LAVISTA QUICK MART | 4121 LAVISTA RD | TUCKER | DeKalb | 4440227 | 7 |  |  | FALSE |  | FALSE | Removed from Ground | Gas (Historical Use) | 10000 | Bare Steel | 1971-05-01 | 1899-12-31 | Galvanized Steel
BST/F5502/TUKRGAIB | 2182 TUCKER IND BLVD | TUCKER | DeKalb | 4440396 | 1 | [5 empty] | Removed from Ground | Gas (Historical Use) | 3000 | Bare Steel | 1974-07-17 | 1987-05-01 | Galvanized Steel | Pressurized
PROVISIONS NORTHLAKE | 4246 LAVISTA RD | TUCKER | DeKalb | 4440496 | 2 | Ball Float | 1993-05-08 | TRUE | 1993-05-08 | FALSE | Removed from Ground | Premium | 10000 | Fiberglass | 1984-04-21 |  | Double-Walled Fiberglass | Pressurized
PETROLEUM REALTY II LLC | 2832 LAWRENCEVILLE HWY | TUCKER | DeKalb | 4440680 | 1 | Ball Float | 1988-01-01 |  | 1988-01-01 |  | Removed from Ground | Gas (Historical Use) | 12000 | Steel-Impressed Current | 1978-05-04 | 2010-05-25 | Fiberglass Reinforced Plastic | Pressurized
SECOND CONTINENTAL/VACANT PROPER | 4036 LAWRENCEVILLE HWY | TUCKER | DeKalb | 4440694 | 2 | [5 empty] | Removed from Ground | Gas (Historical Use) | 6000 | Bare Steel | 1966-05-06 | 1993-07-13 | Galvanized Steel
PROVISIONS NORTHLAKE | 4246 LAVISTA RD | TUCKER | DeKalb | 4440496 | 3 | Flapper Valve | 1993-05-08 | TRUE | 1993-05-08 | FALSE | Removed from Ground | Gas (Historical Use) | 10000 | Fiberglass | 1984-04-21 |  | Double-Walled Fiberglass | Pressurized
AIR CORD EXPERTS | 1939 FORGE ST | TUCKER | DeKalb | 4440539 | 2 | Flapper Valve | 1997-06-19 | FALSE | 1997-06-19 | FALSE | Closed in Ground | Diesel | 10000 | Steel-Impressed Current | 1979-01-01 | 2017-05-23 | Fiberglass Reinforced Plastic | Pressurized
GRIEF BROS | 3301 MONTREAL IND WAY | TUCKER | DeKalb | 4440747 | 1 | [5 empty] | Removed from Ground | Diesel | 2000 | Bare Steel | 1966-03-20 | 1988-10-01 | Galvanized Steel
LAVISTA QUICK MART | 4121 LAVISTA RD | TUCKER | DeKalb | 4440227 | 10 |  | 1989-01-01 | FALSE | 1989-01-01 | FALSE | Removed from Ground | Gas (Historical Use) | 10000 | Fiberglass | 1989-01-01 | 2003-10-09 | Fiberglass Reinforced Plastic | Pressurized
BST/F5502/TUKRGAIB | 2182 TUCKER IND BLVD | TUCKER | DeKalb | 4440396 | 2 | [5 empty] | Removed from Ground | Gas (Historical Use) | 12000 | Bare Steel | 1974-07-17 | 1990-12-21 | Galvanized Steel | Pressurized
GEORGIA BISHOP CENTRAL STOREHOUS | 4823 N ROYAL ATLANTA DR | TUCKER | DeKalb | 4440508 | 3 | [5 empty] | Removed from Ground | Diesel | 15000 | Bare Steel | 1984-03-31 | 1998-10-05 | Bare Steel | Suction (American)
SHELL FOOD MART | 2924 LAWRENCEVILLE HWY | TUCKER | DeKalb | 4440495 | 6 |  | 1992-07-13 |  | 1992-07-13 |  | Removed from Ground | Gas (Historical Use) | 12000 | Double Walled | 1992-07-13 | 1899-12-31 | Fiberglass Reinforced Plastic | Pressurized
MCNAMARA PONTIAC | 4241 LAVISTA RD | TUCKER | DeKalb | 4440718 | 2 | [5 empty] | Removed from Ground | Other | 1000 | Bare Steel | 1970-02-28 | 1997-09-15 | Unknown
2371 QM LLC | 2371 GLENWOOD AVE | ATLANTA | DeKalb | 4440216 | 9 | Ball Float | 2000-10-11 | FALSE | 2000-10-11 | FALSE | Currently in Use | Regular | 10000 | Fiberglass Double Walled | 2000-10-04 |  | Double-Walled Flex | Pressurized
2371 QM LLC | 2371 GLENWOOD AVE | ATLANTA | DeKalb | 4440216 | 8 | [5 empty] | Removed from Ground | Gas (Historical Use) | 10000 | Fiberglass | 1988-01-01 | 1899-12-31 | Fiberglass Reinforced Plastic
2371 QM LLC | 2371 GLENWOOD AVE | ATLANTA | DeKalb | 4440216 | 6 | [5 empty] | Removed from Ground | Gas (Historical Use) | 10000 | Fiberglass | 1988-01-01 | 1899-12-31 | Fiberglass Reinforced Plastic
CANDLER EXXON | 202 CANDLER RD SE | ATLANTA | DeKalb | 4440797 | 3 |  | 1985-04-30 |  | 1985-04-30 |  | Removed from Ground | Gas (Historical Use) | 10000 | Cathodically Protected Steel | 1985-04-30 | 1998-06-01 | Galvanized Steel | Pressurized
GNN INC | 15 SECOND AVENUE | ATLANTA | DeKalb | 9044112 | 4 |  | 1988-01-01 |  | 1988-01-01 |  | Removed from Ground | Kerosene | 4000 | Steel-Impressed Current | 1989-01-01 | 2016-11-11 | Cathodically Protected | Pressurized
SUPER THRIFT | 1895 MEMORIAL DR | ATLANTA | DeKalb | 9060564 | 1 | [5 empty] | Removed from Ground | Gas (Historical Use) | 10000 | Not Marked/Unknown | 2000-07-22 | 2000-07-22 | Not Marked
BEST FOOD MART | 3671 LAWRENCEVILLE HWY | TUCKER | DeKalb | 4440466 | 2 | Ball Float | 1997-08-02 | FALSE | 1997-08-02 | FALSE | Currently in Use | Premium | 10270 | Steel-Impressed Current | 1977-07-01 |  | Fiberglass Reinforced Plastic | Pressurized
SHELL FOOD MART | 2924 LAWRENCEVILLE HWY | TUCKER | DeKalb | 4440495 | 5 |  |  | TRUE |  | TRUE | Removed from Ground | Used Oil | 1000 | Tank Jacket | 1991-06-27 | 1899-12-31 | Fiberglass Reinforced Plastic | Gravity Fed
SHELL FOOD MART | 2924 LAWRENCEVILLE HWY | TUCKER | DeKalb | 4440495 | 4 |  |  | TRUE |  | TRUE | Removed from Ground | Used Oil | 1000 | Bare Steel | 1967-04-22 | 1992-07-01 | Galvanized Steel | Gravity Fed
SHELL FOOD MART | 2924 LAWRENCEVILLE HWY | TUCKER | DeKalb | 4440495 | 7 |  | 1992-07-13 |  | 1992-07-13 |  | Removed from Ground | Gas (Historical Use) | 12000 | Double Walled | 1992-07-13 | 1899-12-31 | Fiberglass Reinforced Plastic | Pressurized
CITGO FOOD MART | 4153 LAVISTA RD & COOLEDGE RD | TUCKER | DeKalb | 4440808 | 1 | [5 empty] | Removed from Ground | Gas (Historical Use) | 4000 | Bare Steel | 1969-04-30 | 1987-08-01 | Galvanized Steel
CITGO FOOD MART | 4153 LAVISTA RD & COOLEDGE RD | TUCKER | DeKalb | 4440808 | 7 |  | 1987-08-26 |  | 1987-08-26 |  | Removed from Ground | Gas (Historical Use) | 10000 | Cathodically Protected Steel | 1987-08-26 | 2007-03-20 | Cathodically Protected | Pressurized
PDH ENGINEERING | 1531 COOLEDGE RD | TUCKER | DeKalb | 9044466 | 0 | [5 empty] | Removed from Ground | Gas (Historical Use) | 0 | Not Marked/Unknown |  | 1899-12-31 | Not Marked
HAPPY FOODMART | 4363 CHAMBLEE-TUCKER RD | TUCKER | DeKalb | 9044445 | 2 | Ball Float | 1997-03-20 |  | 1997-03-20 |  | Temporarily out of use | Gas (Historical Use) | 4000 | Steel-Impressed Current | 1998-12-01 |  | Fiberglass Reinforced Plastic | Pressurized
Kroger GA-482 | 4317 LAWRENCEVILLE HWY | TUCKER | DeKalb | 9044501 | 5A | Overfill Alarm | 2020-06-17 | FALSE | 2020-06-06 | FALSE | Currently in Use | Premium | 8000 | Fiberglass Double Walled | 2020-05-12 |  | Double-Walled Flex | Pressurized
Kroger GA-482 | 4317 LAWRENCEVILLE HWY | TUCKER | DeKalb | 9044501 | 4 | Overfill Alarm | 2020-06-17 | FALSE | 2020-06-06 | FALSE | Currently in Use | Regular | 30000 | Fiberglass Double Walled | 2020-05-12 |  | Double-Walled Flex | Pressurized
BST/TUCKERDC/FD841 | 4967 NORTH ROYAL ATLANTA DR | TUCKER | DeKalb | 9044147 | 1 |  | 1998-10-05 |  | 1998-10-05 |  | Removed from Ground | Diesel | 8000 | Double Walled | 1991-01-01 | 2002-11-26 | Galvanized Steel | Suction (American)
ED TAYLOR CONSTRUCTION CO | 5175 SOUTH ROYAL ATLANTA DR | TUCKER | DeKalb | 9044182 | 3 |  |  | TRUE |  | TRUE | Removed from Ground | Used Oil | 1000 | Cathodically Protected Steel | 1987-02-01 | 1992-09-14 | Galvanized Steel | Gravity Fed
BRIDGESTONE FIRESTONE | 2066 NORTHLAKE PKWY | TUCKER | DeKalb | 9044172 | 1 |  |  | TRUE |  | TRUE | Permanently Out of Use - historical purposes | Used Oil | 550 | Bare Steel |  | 1899-12-31 | Galvanized Steel
SHELL FOOD MART | 3155 PLEASANTDALE RD | TUCKER | DeKalb | 330365 | 8 | Ball Float | 1990-11-01 | FALSE | 1990-11-01 | FALSE | Currently in Use | Regular | 10000 | Fiberglass Double Walled | 1987-01-01 |  | Fiberglass Reinforced Plastic | Pressurized
SHELL FOOD MART | 3155 PLEASANTDALE RD | TUCKER | DeKalb | 330365 | 2 | [5 empty] | Removed from Ground | Gas (Historical Use) | 5000 | Cathodically Protected Steel | 1969-04-27 | 1987-06-06 | Galvanized Steel
SUPER THRIFT | 1895 MEMORIAL DR | ATLANTA | DeKalb | 9060564 | 4 | [5 empty] | Removed from Ground | Gas (Historical Use) | 2000 | Bare Steel | 2000-07-22 | 2000-07-22 | Bare Steel | Suction (American)
SUPER THRIFT | 1895 MEMORIAL DR | ATLANTA | DeKalb | 9060564 | 7 | [5 empty] | Removed from Ground | Gas (Historical Use) | 2000 | Bare Steel | 2000-07-22 | 2000-07-22 | Bare Steel | Suction (American)
KIRKWOOD FINA | 2358 B0ULEVARD DR | ATLANTA | DeKalb | 4440045 | 2 | [5 empty] | Removed from Ground | Gas (Historical Use) | 30000 | Bare Steel | 1987-01-01 | 2004-02-04 | Galvanized Steel
KIRKWOOD CENTER | 1610 HOSEA WILLLIAMS DRIVE | ATLANTA | DeKalb | 10000961 | 1 |  |  | FALSE |  | FALSE | Removed from Ground | Empty | 0 | Unknown |  | 1899-12-31
PROVISIONS NORTHLAKE | 4246 LAVISTA RD | TUCKER | DeKalb | 4440496 | 6B | Flapper Valve | 2024-06-20 | FALSE | 2024-06-21 | FALSE | Currently in Use | Diesel | 5000 | Composite Double Walled | 2024-06-05 |  | Double-Walled Flex | Pressurized
BP # 18633 | 2825 LAWRENCEVILLE HWY | TUCKER | DeKalb | 4440793 | 2 |  | 1985-04-13 |  | 1985-04-13 |  | Removed from Ground | Gas (Historical Use) | 10000 | Galvanic (STIP-3) | 1985-04-30 | 2008-11-03 | Fiberglass Reinforced Plastic | Pressurized
MCNAMARA PONTIAC | 4241 LAVISTA RD | TUCKER | DeKalb | 4440718 | 1 |  |  | TRUE |  | TRUE | Removed from Ground | Used Oil | 1 | Bare Steel | 1970-02-28 | 1997-09-16 | Unknown
CITGO FOOD MART | 4153 LAVISTA RD & COOLEDGE RD | TUCKER | DeKalb | 4440808 | 3 | [5 empty] | Removed from Ground | Gas (Historical Use) | 4000 | Bare Steel | 1969-04-30 | 1987-08-01 | Galvanized Steel
PHILLIPS 66 | 2929 LAWRENCEVILLE HWY | TUCKER | DeKalb | 4440836 | 3 | [5 empty] | Removed from Ground | Gas (Historical Use) | 10000 | Cathodically Protected Steel | 1971-03-20 | 1988-04-01 | Galvanized Steel
ANSCO & ASSOCIATES INC | 4381 BIBB BLVD | TUCKER | DeKalb | 9044025 | 2 | [5 empty] | Removed from Ground | Diesel | 5000 | Bare Steel | 1992-01-15 | 1992-01-15 | Galvanized Steel | Safe Suction (Euro)
EXPRESS OIL CHANGE/TUNE-UP CLINI | 1830 MOUNTAIN IND BLVD | TUCKER | DeKalb | 9044024 | 2 | [5 empty] | Removed from Ground | Other | 560 | Cathodically Protected Steel | 1988-12-13 | 1999-08-12 | Galvanized Steel
SIMONIZ CAR WASH #0388 | 3850 LAVISTA RD | TUCKER | DeKalb | 9044462 | 1 | [5 empty] | Removed from Ground | Gas (Historical Use) | 8000 | Fiberglass | 1988-01-01 | 1999-02-15 | Not Marked
BST/ F5563 | 4401 BIBB BLVD | TUCKER | DeKalb | 9044148 | 2 | [5 empty] | Removed from Ground | Gas (Historical Use) | 10000 | Bare Steel | 1976-01-01 | 1990-12-01 | Galvanized Steel
INTERNATIONAL PAPER CO | 3434 MONTREAL IND WAY | TUCKER | DeKalb | 9044160 | 2 | [5 empty] | Removed from Ground | Diesel | 4000 | Bare Steel | 1974-01-01 | 1988-12-01 | Galvanized Steel
SIEMENS ENERGY & AUTOMATION | 2037 WEEMS RD | TUCKER | DeKalb | 9044198 | 2 | [5 empty] | Removed from Ground | Diesel | 20000 | Bare Steel | 1995-11-14 | 1995-11-14 | Bare Steel | Safe Suction (Euro)
FINA #6704 | 4270 LAVISTA RD & I-285 | TUCKER | DeKalb | 330366 | 4 | [5 empty] | Removed from Ground | Gas (Historical Use) | 5000 | Cathodically Protected Steel | 1969-04-27 | 1989-10-25 | Galvanized Steel
FINA #6704 | 4270 LAVISTA RD & I-285 | TUCKER | DeKalb | 330366 | 5 |  |  | TRUE |  | TRUE | Removed from Ground | Used Oil | 600 | Bare Steel | 1969-04-27 | 1989-10-25 | Unknown
HORMEL FOODS CORPORATION | 3367 MONTREAL IND WAY | TUCKER | DeKalb | 4440026 | 4 | [5 empty] | Removed from Ground | Diesel | 12000 | Bare Steel | 1971-05-02 | 1988-11-03 | Bare Steel | Suction (American)
CITGO FOOD MART | 4153 LAVISTA RD & COOLEDGE RD | TUCKER | DeKalb | 4440808 | 2 | [5 empty] | Removed from Ground | Gas (Historical Use) | 4000 | Bare Steel | 1969-04-30 | 1987-08-01 | Galvanized Steel
PHILLIPS 66 | 2929 LAWRENCEVILLE HWY | TUCKER | DeKalb | 4440836 | 2 | [5 empty] | Removed from Ground | Gas (Historical Use) | 10000 | Cathodically Protected Steel | 1971-03-20 | 1988-04-01 | Galvanized Steel
FORMER TEXACO STATION | 4971 LAVISTA RD | TUCKER | DeKalb | 9044014 | 2 | [5 empty] | Removed from Ground | Other | 3000 | Not Marked/Unknown | 1991-04-29 | 1991-04-29 | Not Marked
QUIKTRIP #704 | 1999 MOUNTAIN INDUSTRIAL BLVD | TUCKER | DeKalb | 9044515 | 3 | Flapper Valve | 2001-03-01 | FALSE | 2001-03-01 | FALSE | Currently in Use | Premium | 12000 | Fiberglass Double Walled | 2001-02-01 |  | Double-Walled Flex | Pressurized
QUIKTRIP #704 | 1999 MOUNTAIN INDUSTRIAL BLVD | TUCKER | DeKalb | 9044515 | 4A | Flapper Valve | 2015-09-01 | FALSE | 2015-09-01 | FALSE | Currently in Use | Diesel | 10000 | Tank Jacket | 2015-09-01 |  | Double-Walled Flex | Pressurized
H C BRILL CO | 2003 SOUTH BIBB DR | TUCKER | DeKalb | 9044254 | 1 | [5 empty] | Removed from Ground | Diesel | 3000 | Not Marked/Unknown | 1992-06-10 | 1992-06-10 | Not Marked
BST/ F5563 | 4401 BIBB BLVD | TUCKER | DeKalb | 9044148 | 3 |  |  | TRUE |  | TRUE | Removed from Ground | Used Oil | 550 | Bare Steel | 1976-01-01 | 1990-12-01 | Galvanized Steel | Gravity Fed
GIANT CEMENT CO | 1815 MONTREAL RD | TUCKER | DeKalb | 9044154 | 2 | [5 empty] | Removed from Ground | Diesel | 1000 | Bare Steel | 1977-01-01 | 1995-08-01 | Galvanized Steel
WINDOR BUILDERS SUPPLY INC | 3630 LAWRENCEVILLE HWY | TUCKER | DeKalb | 9044155 | 1 | [5 empty] | Removed from Ground | Diesel | 1000 | Bare Steel | 1968-01-01 | 1997-12-05 | Galvanized Steel | Suction (American)
BFS OPERATIONS LLC | 3386 LAWRENCEVILLE HWY | TUCKER | DeKalb | 4440052 | 1 | [5 empty] | Removed from Ground | Diesel | 8000 | Fiberglass | 1971-03-19 | 1997-08-01 | Galvanized Steel | Suction (American)
HAPPY FOODMART | 4363 CHAMBLEE-TUCKER RD | TUCKER | DeKalb | 9044445 | 3 | Ball Float | 1997-03-20 |  | 1997-03-20 |  | Temporarily out of use | Gas (Historical Use) | 4000 | Steel-Impressed Current | 1998-12-01 |  | Fiberglass Reinforced Plastic | Pressurized
Kroger GA-482 | 4317 LAWRENCEVILLE HWY | TUCKER | DeKalb | 9044501 | 3 | Ball Float | 2005-10-01 | FALSE | 2005-10-01 | FALSE | Removed from Ground | Diesel | 6000 | Composite | 2005-10-01 | 2020-03-06 | Double-Walled Flex | Pressurized
DWIGHT HARRISON VOLKSWAGEN | 2101 NORTHLAKE PARKWAY | TUCKER | DeKalb | 9044221 | 1 |  |  | TRUE |  | TRUE | Removed from Ground | Used Oil | 1000 | Not Marked/Unknown | 1989-07-19 | 1989-07-19 | Not Marked
BST/TUCKER CO/F5511 | 2278 BROCKETT RD | TUCKER | DeKalb | 9044150 | 2 |  |  | FALSE |  | FALSE | Removed from Ground | Diesel | 1000 | Bare Steel | 1961-06-18 | 1995-02-09
SHELL FOOD MART | 3155 PLEASANTDALE RD | TUCKER | DeKalb | 330365 | 10 | Ball Float | 1990-11-01 | FALSE | 1990-11-01 | FALSE | Currently in Use | Diesel | 6000 | Fiberglass Double Walled | 1987-01-01 |  | Fiberglass Reinforced Plastic | Pressurized
SHELL FOOD MART | 3155 PLEASANTDALE RD | TUCKER | DeKalb | 330365 | 3 | [5 empty] | Removed from Ground | Gas (Historical Use) | 5000 | Cathodically Protected Steel | 1969-04-27 | 1987-06-06 | Galvanized Steel
HANSON BUICK INC | 2915 LAWRENCEVILLE HWY | TUCKER | DeKalb | 4440100 | 1 | [5 empty] | Removed from Ground | Gas (Historical Use) | 8000 | Bare Steel | 1970-12-13 | 1995-10-24 | Galvanized Steel
MCNAMARA PONTIAC | 4241 LAVISTA RD | TUCKER | DeKalb | 4440718 | 3 | [5 empty] | Removed from Ground | Gas (Historical Use) | 3000 | Bare Steel | 1970-02-28 | 1997-09-15 | Unknown
LPS LABORATORIES | 4647 HUGH HOWELL RD | TUCKER | DeKalb | 9044008 | 5 | [5 empty] | Removed from Ground | Other | 4000 | Not Marked/Unknown |  | 1899-12-31 | Not Marked
LPS LABORATORIES | 4647 HUGH HOWELL RD | TUCKER | DeKalb | 9044008 | 4 | [5 empty] | Removed from Ground | Other | 6000 | Not Marked/Unknown |  | 1899-12-31 | Not Marked
FORMER TEXACO STATION | 4971 LAVISTA RD | TUCKER | DeKalb | 9044014 | 4 | [5 empty] | Removed from Ground | Gas (Historical Use) | 550 | Not Marked/Unknown | 1991-04-26 | 1991-04-26 | Not Marked
FORMER TEXACO STATION | 4971 LAVISTA RD | TUCKER | DeKalb | 9044014 | 1 | [5 empty] | Removed from Ground | Other | 3000 | Not Marked/Unknown | 1991-04-29 | 1991-04-29 | Not Marked
CITGO FOOD MART | 4153 LAVISTA RD & COOLEDGE RD | TUCKER | DeKalb | 4440808 | 4 | [5 empty] | Removed from Ground | Gas (Historical Use) | 4000 | Bare Steel | 1969-04-30 | 1987-08-01 | Galvanized Steel
QUIKTRIP #704 | 1999 MOUNTAIN INDUSTRIAL BLVD | TUCKER | DeKalb | 9044515 | 1 | Flapper Valve | 2001-03-01 | FALSE | 2001-03-01 | FALSE | Currently in Use | Regular | 20000 | Fiberglass Double Walled | 2001-02-01 |  | Double-Walled Flex | Pressurized
IMPERIAL CABINET CO INC | 3872 STEPHENS CT | TUCKER | DeKalb | 9044243 | 1 | [5 empty] | Removed from Ground | Gas (Historical Use) | 1000 | Bare Steel | 1997-10-10 | 1997-10-10 | Fiberglass Reinforced Plastic | Suction (American)
GIANT CEMENT CO | 1815 MONTREAL RD | TUCKER | DeKalb | 9044154 | 1 | [5 empty] | Removed from Ground | Diesel | 1000 | Bare Steel | 1977-01-01 | 1995-08-01 | Galvanized Steel
ADAM FURNITURE | 3734 LAWRENCEVILLE HWY | TUCKER | DeKalb | 9044181 | 1 | [5 empty] | Removed from Ground | Gas (Historical Use) | 3000 | Bare Steel | 1972-01-01 | 1992-07-31 | Bare Steel | Safe Suction (Euro)
ED TAYLOR CONSTRUCTION CO | 5175 SOUTH ROYAL ATLANTA DR | TUCKER | DeKalb | 9044182 | 2 | [5 empty] | Removed from Ground | Diesel | 5000 | Cathodically Protected Steel | 1987-02-01 | 1992-09-14 | Galvanized Steel | Pressurized
JIFFY LUBE #281 | 3194 TUCKER-NORCROSS RD | TUCKER | DeKalb | 4440018 | 2 | [5 empty] | Removed from Ground | Other | 1000 | Cathodically Protected Steel | 1983-05-07 | 1999-01-01 | Galvanized Steel
BFS OPERATIONS LLC | 3386 LAWRENCEVILLE HWY | TUCKER | DeKalb | 4440052 | 5A | Ball Float | 1997-09-01 | FALSE | 1997-09-01 | FALSE | Currently in Use | Diesel | 12000 | Fiberglass | 1997-09-01 |  | Double-Walled Flex | Pressurized
Kroger GA-482 | 4317 LAWRENCEVILLE HWY | TUCKER | DeKalb | 9044501 | 1 | Ball Float | 2000-02-01 | FALSE | 2000-02-01 | FALSE | Removed from Ground | Gas (Historical Use) | 20000 | Fiberglass | 2000-02-01 | 2020-03-06 | Double-Walled Flex | Pressurized
SAMS CLUB #6409 | 1940 MOUNTAIN INDUSTRIAL BLVD | TUCKER | DeKalb | 9044499 | 2 | Flapper Valve | 1999-11-01 | FALSE | 1999-11-01 | FALSE | Currently in Use | Regular | 12000 | Fiberglass Double Walled | 1999-11-01 |  | Double-Walled Fiberglass | Pressurized
DWIGHT HARRISON VOLKSWAGEN | 2101 NORTHLAKE PARKWAY | TUCKER | DeKalb | 9044221 | 2 | [5 empty] | Removed from Ground | Other | 1000 | Not Marked/Unknown | 1989-07-19 | 1989-07-19 | Not Marked
BST/TUCKER CO/F5511 | 2278 BROCKETT RD | TUCKER | DeKalb | 9044150 | 1 |  |  | FALSE |  | FALSE | Removed from Ground |  | 12000 | Bare Steel | 1975-01-01 | 1995-05-30 | Bare Steel | Suction (American)
QUIKTRIP #704 | 1861 MOUNTAIN INDUSTRIAL BLVD | TUCKER | DeKalb | 9044152 | 3 |  | 1990-09-01 |  | 1990-09-01 |  | Removed from Ground | Gas (Historical Use) | 12000 | Tank Jacket | 1991-01-01 | 2001-06-29 | Double Walled
WALLER DRY WALL CO | 2241 MOON ST | TUCKER | DeKalb | 4440673 | 1 | [5 empty] | Removed from Ground | Gas (Historical Use) | 1000 | Bare Steel | 1980-05-07 | 1998-12-01 | Unknown
TRITON PROPERTIES INC | 3905 LAVISTA RD | TUCKER | DeKalb | 4440783 | 2 |  |  | FALSE |  | FALSE | Removed from Ground | Gas (Historical Use) | 6000 | Bare Steel | 1969-04-08 | 1989-11-01 | Galvanized Steel
TRITON PROPERTIES INC | 3905 LAVISTA RD | TUCKER | DeKalb | 4440783 | 8 | Flapper Valve | 1989-11-01 | FALSE | 1989-11-01 | FALSE | Currently in Use | Diesel | 10000 | Fiberglass Double Walled | 1989-11-01 |  | Double-Walled Fiberglass | Pressurized
PITTSBURGH UNION 76 | 4333 CHAMBLEE TUCKER RD | TUCKER | DeKalb | 4440742 | 3 | [5 empty] | Removed from Ground | Gas (Historical Use) | 4000 | Bare Steel | 1967-03-15 | 1998-01-25 | Galvanized Steel | Suction (American)
PHILLIPS 66 | 2929 LAWRENCEVILLE HWY | TUCKER | DeKalb | 4440836 | 6 | Ball Float | 1989-06-01 | FALSE | 1989-06-01 | FALSE | Currently in Use | Diesel | 10000 | Fiberglass | 1989-06-01 |  | Fiberglass Reinforced Plastic | Pressurized
LPS LABORATORIES | 4647 HUGH HOWELL RD | TUCKER | DeKalb | 9044008 | 2 | [5 empty] | Removed from Ground | Kerosene | 6000 | Not Marked/Unknown | 1991-02-19 | 1991-02-19 | Not Marked
SIMONIZ CAR WASH #0388 | 3850 LAVISTA RD | TUCKER | DeKalb | 9044462 | 3 | [5 empty] | Removed from Ground | Gas (Historical Use) | 6000 | Fiberglass | 1988-01-01 | 1999-02-15 | Not Marked
UFO #2 | 1833 TUCKER INDUSTRIAL RD | TUCKER | DeKalb | 9044444 | 2 | Ball Float | 1996-11-11 | FALSE | 1996-11-11 | FALSE | Currently in Use | Regular | 10000 | Epoxy | 1996-11-11 |  | Fiberglass Reinforced Plastic | Pressurized
CHEVRON FOOD & GAS | 3605 LAWRENCEVILLE HWY | TUCKER | DeKalb | 9044498 | 1 | Flapper Valve | 1999-11-01 | FALSE | 1999-11-01 | FALSE | Currently in Use | Regular | 12000 | Fiberglass | 1999-11-01 |  | Flex | Pressurized
SEARS ROEBUCK & CO #8755 | 2301 MOUNTAIN IND BLVD | TUCKER | DeKalb | 4440127 | 5 | [5 empty] | Closed in Ground | Diesel | 10000 | Not Marked/Unknown |  | 1899-12-31 | Not Marked
BST/ F5563 | 4401 BIBB BLVD | TUCKER | DeKalb | 9044148 | 1 | [5 empty] | Removed from Ground | Gas (Historical Use) | 3000 | Bare Steel | 1976-01-01 | 1990-12-01 | Galvanized Steel
QUIKTRIP #704 | 1861 MOUNTAIN INDUSTRIAL BLVD | TUCKER | DeKalb | 9044152 | 1 |  | 1990-09-01 |  | 1990-09-01 |  | Removed from Ground | Gas (Historical Use) | 12000 | Tank Jacket | 1991-01-01 | 2001-06-29 | Double Walled | Pressurized
HORMEL FOODS CORPORATION | 3367 MONTREAL IND WAY | TUCKER | DeKalb | 4440026 | 2 | [5 empty] | Removed from Ground | Diesel | 30000 | Bare Steel | 1980-05-01 | 1988-11-01 | Bare Steel | Suction (American)
OGLETHORPE POWER CORPORATION | 2100 E EXCHANGE PL | TUCKER | DeKalb | 4440005 | 2 | [5 empty] | Removed from Ground | Gas (Historical Use) | 10000 | Bare Steel | 1984-01-04 | 1997-02-19 | Galvanized Steel | Pressurized
BFS OPERATIONS LLC | 3386 LAWRENCEVILLE HWY | TUCKER | DeKalb | 4440052 | 2 | [5 empty] | Removed from Ground | Gas (Historical Use) | 2000 | Fiberglass | 1971-03-19 | 1997-08-01 | Galvanized Steel | Suction (American)
SHELL | 4118 LAVISTA RD | TUCKER | DeKalb | 4440158 | 6 | Ball Float | 1994-01-01 | TRUE | 1994-01-01 | TRUE | Temporarily out of use | Used Oil | 550 | Fiberglass | 1985-02-06 |  | Double-Walled Flex | Pressurized
CITGO FOOD MART | 4153 LAVISTA RD & COOLEDGE RD | TUCKER | DeKalb | 4440808 | 5 |  |  | TRUE |  | TRUE | Removed from Ground | Used Oil | 500 | Bare Steel | 1969-04-30 | 1987-08-01 | Galvanized Steel
ANSCO & ASSOCIATES INC | 4381 BIBB BLVD | TUCKER | DeKalb | 9044025 | 1 | [5 empty] | Removed from Ground | Diesel | 10000 | Cathodically Protected Steel | 1992-01-15 | 1997-12-01 | Fiberglass Reinforced Plastic | Safe Suction (Euro)
SHELL FOOD MART | 3155 PLEASANTDALE RD | TUCKER | DeKalb | 330365 | 6 |  |  | TRUE |  | TRUE | Removed from Ground | Used Oil | 600 | Bare Steel | 1969-04-27 | 1987-06-06 | Galvanized Steel
DRUID HILLS CHEVRON | 2995 N DRUID HILLS RD | ATLANTA | DeKalb | 4440415 | 4 | [5 empty] | Removed from Ground | Diesel | 6000 | Cathodically Protected Steel | 1984-04-30 | 1991-05-01 | Galvanized Steel
DRUID HILLS CHEVRON | 2995 N DRUID HILLS RD | ATLANTA | DeKalb | 4440415 | 10 |  | 1994-03-10 |  | 1994-03-10 |  | Removed from Ground | Kerosene | 550 | Composite | 1985-10-30 | 1999-04-01 | Cathodically Protected | Pressurized
ATLANTA GAS LIGHT SVC CNTR | 1240 CAROLINE ST | ATLANTA | DeKalb | 9000649 | 4 |  |  | TRUE |  | TRUE | Removed from Ground | Used Oil | 500 | Marked Unknown | 1953-01-01 | 1996-01-01 | Unknown
DRUID HILLS CHEVRON | 2995 N DRUID HILLS RD | ATLANTA | DeKalb | 4440415 | 3 | [5 empty] | Removed from Ground | Gas (Historical Use) | 6000 | Cathodically Protected Steel | 1984-04-30 | 1991-05-01 | Galvanized Steel
CHEVRON #40732 | 3389 BUFORD HWY | ATLANTA | DeKalb | 9000590 | 2 | [5 empty] | Removed from Ground | Gas (Historical Use) | 10000 | Fiberglass | 1982-04-24 | 1992-03-18 | Fiberglass Reinforced Plastic
BP #24014/GULF #24014 | 3360 BUFORD HWY/BRIARWOOD AVE | ATLANTA | DeKalb | 9000540 | 4 | [5 empty] | Removed from Ground | Gas (Historical Use) | 10000 | Fiberglass | 1974-05-05 | 1989-11-13 | Fiberglass Reinforced Plastic
HAIRSTON VILLAGE SHOPPING CENTER | NE CORNER N HAIRSTON/MEMORIAL | STONE MOUNTAIN | DeKalb | 9000345 | DUMMY | [5 empty] | Removed from Ground | Gas (Historical Use) | 0 | Not Marked/Unknown | 1987-10-01 | 1987-10-01 | Not Marked
REDAN CHEVRON | 4766 REDAN RD | STONE MOUNTAIN | DeKalb | 9000183 | 3 | [5 empty] | Removed from Ground | Gas (Historical Use) | 10000 | Fiberglass | 1974-05-05 | 1899-12-31 | Fiberglass Reinforced Plastic
RAJAN RAHUL LLC | 5664 MEMORIAL DR | STONE MOUNTAIN | DeKalb | 9000151 | 2 | [5 empty] | Removed from Ground | Gas (Historical Use) | 12000 | Fiberglass | 1978-01-02 | 1989-01-01 | Fiberglass Reinforced Plastic
CITGO FOOD MART | 4153 LAVISTA RD & COOLEDGE RD | TUCKER | DeKalb | 4440808 | 9 |  | 1987-08-26 |  | 1987-08-26 |  | Removed from Ground | Gas (Historical Use) | 10000 | Cathodically Protected Steel | 1987-08-26 | 2007-03-20 | Cathodically Protected | Pressurized
SIMONIZ CAR WASH #0388 | 3850 LAVISTA RD | TUCKER | DeKalb | 9044462 | 2 | [5 empty] | Removed from Ground | Gas (Historical Use) | 8000 | Fiberglass | 1988-01-01 | 1999-02-15 | Not Marked
QUIKTRIP #704 | 1999 MOUNTAIN INDUSTRIAL BLVD | TUCKER | DeKalb | 9044515 | 4B |  | 2015-09-01 | FALSE | 2015-09-01 | FALSE | Temporarily out of use |  | 9500 | Tank Jacket | 2015-09-01 |  | Double-Walled Flex | Pressurized
SAMS CLUB #6409 | 1940 MOUNTAIN INDUSTRIAL BLVD | TUCKER | DeKalb | 9044499 | 1 | Flapper Valve | 1999-11-01 | FALSE | 1999-11-01 | FALSE | Currently in Use | Regular | 20000 | Fiberglass Double Walled | 1999-11-01 |  | Double-Walled Fiberglass | Pressurized
TUCKER ACOUSTICAL PRODUCTS INC | 2014 STEEL DR | TUCKER | DeKalb | 4440358 | 2 | [5 empty] | Removed from Ground | Gas (Historical Use) | 2000 | Bare Steel | 1978-04-14 | 1999-02-17 | Galvanized Steel
Shell | 1823 MOUNTAIN IND BLVD | TUCKER | DeKalb | 4440504 | 1 |  | 1994-08-04 |  | 1994-08-04 |  | Removed from Ground | Gas (Historical Use) | 10000 | Fiberglass | 1985-04-21 | 1995-12-07 | Fiberglass Reinforced Plastic | Pressurized
PHILLIPS 66 | 2929 LAWRENCEVILLE HWY | TUCKER | DeKalb | 4440836 | 1 | [5 empty] | Removed from Ground | Gas (Historical Use) | 5000 | Cathodically Protected Steel | 1971-03-20 | 1988-04-01 | Galvanized Steel
FORMER TEXACO STATION | 4971 LAVISTA RD | TUCKER | DeKalb | 9044014 | 3 | [5 empty] | Removed from Ground | Other | 4000 | Not Marked/Unknown | 1991-04-29 | 1991-04-29 | Not Marked
HAPPY FOODMART | 4363 CHAMBLEE-TUCKER RD | TUCKER | DeKalb | 9044445 | 1 | Ball Float | 1997-03-20 |  | 1997-03-20 |  | Temporarily out of use | Gas (Historical Use) | 8000 | Steel-Impressed Current | 1998-12-01 |  | Fiberglass Reinforced Plastic | Pressurized
OGLETHORPE POWER CORPORATION | 2100 E EXCHANGE PL | TUCKER | DeKalb | 4440005 | 3 | [5 empty] | Removed from Ground | Other | 1000 | Bare Steel | 1984-01-04 | 1997-02-19 | Galvanized Steel | Safe Suction (Euro)
SEARS ROEBUCK & CO #8755 | 2301 MOUNTAIN IND BLVD | TUCKER | DeKalb | 4440127 | 1 | [5 empty] | Removed from Ground | Gas (Historical Use) | 10000 | Bare Steel | 1972-02-27 | 1993-12-14 | Galvanized Steel
SAM'S CLUB #6643 | 2901 CLAIRMONT RD | ATLANTA | DeKalb | 4440433 | T3A | Flapper Valve | 2006-12-28 | FALSE | 2006-11-22 | FALSE | Currently in Use | Premium | 8000 | Fiberglass Double Walled | 2006-11-02 |  | Double-Walled Fiberglass | Pressurized
MUMFORD 21-480-1322 | 3268 BUFORD HWY | ATLANTA | DeKalb | 9000751 | 5 | [5 empty] | Removed from Ground | Diesel | 1000 | Bare Steel | 1966-04-09 | 1991-01-17 | Galvanized Steel
DRUID HILLS CHEVRON | 2995 N DRUID HILLS RD | ATLANTA | DeKalb | 4440415 | 5 | [5 empty] | Removed from Ground | Kerosene | 1000 | Cathodically Protected Steel | 1984-04-30 | 1991-05-01 | Galvanized Steel
BP #24014/GULF #24014 | 3360 BUFORD HWY/BRIARWOOD AVE | ATLANTA | DeKalb | 9000540 | 3 | [5 empty] | Removed from Ground | Gas (Historical Use) | 10000 | Fiberglass | 1974-05-05 | 1989-11-13 | Fiberglass Reinforced Plastic
Briarcliff Quickmart LLC | 2374 BRIARCLIFF RD | ATLANTA | DeKalb | 9000342 | 4 | Flapper Valve | 1997-03-03 | FALSE | 1997-03-03 | FALSE | Currently in Use | Premium | 5000 | Steel-Impressed Current | 1975-02-07 |  | Steel (Impressed Current) | Pressurized
MCNAMARA PONTIAC | 4241 LAVISTA RD | TUCKER | DeKalb | 4440718 | 4 | [5 empty] | Removed from Ground | Other | 2000 | Bare Steel | 1970-02-28 | 1997-09-17 | Unknown
MCNAMARA PONTIAC | 4241 LAVISTA RD | TUCKER | DeKalb | 4440718 | 5 |  |  | TRUE |  | TRUE | Removed from Ground | Used Oil | 1000 | Bare Steel | 1989-02-15 | 1997-09-15 | Bare Steel
REECE SUPPLY CO OF GA | 3335 MONTREAL STATION | TUCKER | DeKalb | 9044246 | 1 | [5 empty] | Removed from Ground | Gas (Historical Use) | 10000 | Not Marked/Unknown | 1991-01-01 | 1991-01-01 | Not Marked
QUIKTRIP #704 | 1861 MOUNTAIN INDUSTRIAL BLVD | TUCKER | DeKalb | 9044152 | 2 |  | 1990-09-01 |  | 1990-09-01 |  | Removed from Ground | Gas (Historical Use) | 12000 | Tank Jacket | 1991-01-01 | 2001-06-29 | Double Walled | Pressurized
HANSON BUICK INC | 2915 LAWRENCEVILLE HWY | TUCKER | DeKalb | 4440100 | 7 |  |  | TRUE |  | TRUE | Removed from Ground | Used Oil | 1000 | Bare Steel | 1983-01-01 | 1995-10-24 | Galvanized Steel
HANSON BUICK INC | 2915 LAWRENCEVILLE HWY | TUCKER | DeKalb | 4440100 | 5 | [5 empty] | Removed from Ground | Other | 1000 | Bare Steel | 1983-01-01 | 1995-10-24 | Galvanized Steel
SEARS ROEBUCK & CO #8755 | 2301 MOUNTAIN IND BLVD | TUCKER | DeKalb | 4440127 | 3 |  |  | TRUE |  | TRUE | Removed from Ground | Used Oil | 1000 | Bare Steel | 1972-02-27 | 1993-12-14 | Galvanized Steel
GEORGIA BISHOP CENTRAL STOREHOUS | 4823 N ROYAL ATLANTA DR | TUCKER | DeKalb | 4440508 | 6 | [5 empty] | Permanently Out of Use - historical purposes | Diesel | 15000 | Composite | 1979-01-01 | 1899-12-31 | Galvanized Steel
SHELL FOOD MART | 2924 LAWRENCEVILLE HWY | TUCKER | DeKalb | 4440495 | 3 | [5 empty] | Removed from Ground | Gas (Historical Use) | 10000 | Bare Steel | 1967-04-22 | 1992-07-01 | Galvanized Steel | Pressurized
PROVISIONS NORTHLAKE | 4246 LAVISTA RD | TUCKER | DeKalb | 4440496 | 1 | Flapper Valve | 1993-05-08 | TRUE | 1993-05-08 | FALSE | Removed from Ground | Regular | 10000 | Fiberglass | 1984-04-21 |  | Double-Walled Fiberglass | Pressurized
GOODYEAR TIRE CENTER 5655 | 4499 HUGH HOWELL RD | TUCKER | DeKalb | 4440631 | 1 |  |  | TRUE |  | TRUE | Removed from Ground | Used Oil | 500 | Fiberglass | 1985-04-15 | 1996-06-19 | Bare Steel
MITCHEM TEXACO | 4403 HUGH HOWEL RD. | TUCKER | DeKalb | 4440636 | 5 |  |  | TRUE |  | TRUE | Removed from Ground | Used Oil | 550 | Cathodically Protected Steel | 1988-02-18 | 2009-04-15 | Cathodically Protected | Pressurized
MITCHEM TEXACO | 4403 HUGH HOWEL RD. | TUCKER | DeKalb | 4440636 | 4 |  | 1988-02-18 |  | 1988-02-18 |  | Removed from Ground | Diesel | 2000 | Cathodically Protected Steel | 1988-02-18 | 2009-03-17 | Cathodically Protected | Pressurized
TRITON PROPERTIES INC | 3905 LAVISTA RD | TUCKER | DeKalb | 4440783 | 1 |  |  | FALSE |  | FALSE | Removed from Ground | Gas (Historical Use) | 6000 | Bare Steel | 1969-04-08 | 1989-11-01 | Galvanized Steel
TRITON PROPERTIES INC | 3905 LAVISTA RD | TUCKER | DeKalb | 4440783 | 7 | Flapper Valve | 1989-11-01 | FALSE | 1989-11-01 | FALSE | Currently in Use | Premium | 10000 | Fiberglass Double Walled | 1989-11-01 |  | Double-Walled Fiberglass | Pressurized
TRITON PROPERTIES INC | 3905 LAVISTA RD | TUCKER | DeKalb | 4440783 | 4 |  |  | FALSE |  | FALSE | Removed from Ground | Diesel | 6000 | Bare Steel | 1969-04-08 | 1989-11-01 | Galvanized Steel
QUIKTRIP #704 | 1999 MOUNTAIN INDUSTRIAL BLVD | TUCKER | DeKalb | 9044515 | 2 | Flapper Valve | 2001-03-01 | FALSE | 2001-03-01 | FALSE | Currently in Use | Regular | 20000 | Fiberglass Double Walled | 2001-02-01 |  | Double-Walled Flex | Pressurized
Kroger GA-482 | 4317 LAWRENCEVILLE HWY | TUCKER | DeKalb | 9044501 | 5B | Overfill Alarm | 2020-06-17 | FALSE | 2020-06-06 | FALSE | Currently in Use | Diesel | 10000 | Fiberglass Double Walled | 2020-05-12 |  | Double-Walled Flex | Pressurized
BST/TUCKER CO/F5511 | 2278 BROCKETT RD | TUCKER | DeKalb | 9044150 | 3 | Flapper Valve | 1995-05-23 | FALSE | 1995-05-23 | FALSE | Currently in Use | Diesel | 8000 | Fiberglass Double Walled | 1995-05-23 |  | Fiberglass Reinforced Plastic | Suction (American)
ATLANTA GAS LIGHT SVC CNTR | 1240 CAROLINE ST | ATLANTA | DeKalb | 9000649 | 1 | [5 empty] | Removed from Ground | Kerosene | 560 | Bare Steel | 1963-03-19 | 1990-06-13 | Galvanized Steel
ATLANTA GAS LIGHT SERVICE CENTER | 1251 CAROLINE ST NE | ATLANTA | DeKalb | 9000618 | 11 |  | 1992-08-01 |  | 1992-08-01 |  | Removed from Ground | Diesel | 10000 | Double Walled | 1992-08-27 | 2002-07-10 | Fiberglass Reinforced Plastic | Pressurized
CHEVRON PLAZA BUFORD | 2911 BUFORD HWY NE | ATLANTA | DeKalb | 4440492 | 3 | [5 empty] | Removed from Ground | Gas (Historical Use) | 10000 | Double Walled | 1968-04-21 | 1992-05-10 | Fiberglass Reinforced Plastic | Pressurized
MUMFORD 21-480-1322 | 3268 BUFORD HWY | ATLANTA | DeKalb | 9000751 | 3 | [5 empty] | Removed from Ground | Gas (Historical Use) | 10000 | Fiberglass | 1982-04-09 | 1991-01-16 | Fiberglass Reinforced Plastic
BP #24014/GULF #24014 | 3360 BUFORD HWY/BRIARWOOD AVE | ATLANTA | DeKalb | 9000540 | 1 | [5 empty] | Removed from Ground | Gas (Historical Use) | 10000 | Fiberglass | 1974-05-05 | 1989-11-13 | Fiberglass Reinforced Plastic
COOLEDGE ROAD CHEVRON | 1531 COOLEDGE RD | TUCKER | DeKalb | 9044521 | 2 | Ball Float | 2001-08-01 | FALSE | 2001-08-01 | FALSE | Currently in Use | Premium | 12000 | Composite | 2001-08-01 |  | Fiberglass Reinforced Plastic | Pressurized
Kroger GA-482 | 4317 LAWRENCEVILLE HWY | TUCKER | DeKalb | 9044501 | 2 | Ball Float | 2000-02-01 | FALSE | 2000-02-01 | FALSE | Removed from Ground | Gas (Historical Use) | 12000 | Fiberglass | 2000-02-01 | 2020-03-06 | Double-Walled Flex | Pressurized
INTERNATIONAL PAPER CO | 3434 MONTREAL IND WAY | TUCKER | DeKalb | 9044160 | 1 | [5 empty] | Removed from Ground | Diesel | 3000 | Bare Steel | 1975-01-01 | 1988-12-01 | Galvanized Steel
HORMEL FOODS CORPORATION | 3367 MONTREAL IND WAY | TUCKER | DeKalb | 4440026 | 3 | [5 empty] | Removed from Ground | Diesel | 12000 | Bare Steel | 1971-05-02 | 1988-11-03 | Bare Steel | Suction (American)
PATTILLO CONSTRUCTION CORP | 2053 MOUNTAIN IND BLVD | TUCKER | DeKalb | 4440033 | 1 | [5 empty] | Removed from Ground | Gas (Historical Use) | 4000 | Bare Steel | 1978-03-21 | 1987-01-01 | Galvanized Steel
COLONIAL BAKING CO/ATLANTA | 211 MORELAND AVENUE NE | ATLANTA | DeKalb | 9000472 | 1 | [5 empty] | Removed from Ground | Gas (Historical Use) | 10000 | Bare Steel | 1975-03-25 | 1991-02-08 | Bare Steel
DRUID HILLS CHEVRON | 2995 N DRUID HILLS RD | ATLANTA | DeKalb | 4440415 | 8 | Ball Float | 1991-08-14 | FALSE | 1991-08-14 | FALSE | Currently in Use | Gas (Historical Use) | 10000 | Composite | 1991-08-14 |  | Fiberglass Reinforced Plastic | Pressurized
DRUID HILLS CHEVRON | 2995 N DRUID HILLS RD | ATLANTA | DeKalb | 4440415 | 2 | [5 empty] | Removed from Ground | Gas (Historical Use) | 10000 | Cathodically Protected Steel | 1984-04-30 | 1991-05-01 | Galvanized Steel
MUMFORD 21-480-1322 | 3268 BUFORD HWY | ATLANTA | DeKalb | 9000751 | 1 | [5 empty] | Removed from Ground | Gas (Historical Use) | 10000 | Fiberglass | 1982-04-09 | 1991-01-16 | Fiberglass Reinforced Plastic
MUMFORD 21-480-1322 | 3268 BUFORD HWY | ATLANTA | DeKalb | 9000751 | 4 | [5 empty] | Removed from Ground | Diesel | 10000 | Fiberglass | 1982-04-09 | 1991-01-16 | Fiberglass Reinforced Plastic
CHEVRON #40732 | 3389 BUFORD HWY | ATLANTA | DeKalb | 9000590 | 3 | [5 empty] | Removed from Ground | Gas (Historical Use) | 10000 | Fiberglass | 1982-04-24 | 1992-03-18 | Fiberglass Reinforced Plastic
Briarcliff Quickmart LLC | 2374 BRIARCLIFF RD | ATLANTA | DeKalb | 9000342 | 2 | Flapper Valve | 1997-03-03 | FALSE | 1997-03-03 | FALSE | Currently in Use | Regular | 5000 | Steel-Impressed Current | 1975-02-07 |  | Steel (Impressed Current) | Pressurized
SUNCOAST INC | 5675 MEMORIAL DR | STONE MOUNTAIN | DeKalb | 9000343 | 1 | [5 empty] | Permanently Out of Use - historical purposes | Gas (Historical Use) | 5000 | Bare Steel | 1971-01-11 | 1899-12-31 | Unknown | Pressurized
ATLANTA GAS LIGHT SERVICE CENTER | 1251 CAROLINE ST NE | ATLANTA | DeKalb | 9000618 | 10 |  | 1992-08-01 |  | 1992-08-01 |  | Removed from Ground | Diesel | 10000 | Double Walled | 1992-08-27 | 2002-07-10 | Fiberglass Reinforced Plastic | Pressurized
CHEVRON PLAZA BUFORD | 2911 BUFORD HWY NE | ATLANTA | DeKalb | 4440492 | 6 | Flapper Valve | 1992-06-05 | FALSE | 1992-06-05 | FALSE | Currently in Use | Regular | 12000 | Fiberglass | 1992-06-05 |  | Fiberglass Reinforced Plastic | Pressurized
SHELL FOOD MART | 3155 PLEASANTDALE RD | TUCKER | DeKalb | 330365 | 7 | Ball Float | 1990-11-01 | FALSE | 1990-11-01 | FALSE | Currently in Use | Premium | 10000 | Fiberglass Double Walled | 1987-01-01 |  | Fiberglass Reinforced Plastic | Pressurized
SAM'S CLUB #6643 | 2901 CLAIRMONT RD | ATLANTA | DeKalb | 4440433 | T2 | Flapper Valve | 2006-12-28 | FALSE | 2006-11-22 | FALSE | Currently in Use | Regular | 20000 | Fiberglass Double Walled | 2006-11-02 |  | Double-Walled Fiberglass | Pressurized
CHEVRON FOOD & GAS | 3605 LAWRENCEVILLE HWY | TUCKER | DeKalb | 9044498 | 2 | Flapper Valve | 1999-11-01 | FALSE | 1999-11-01 | FALSE | Currently in Use | Premium | 12000 | Fiberglass | 1999-11-01 |  | Flex | Pressurized
ED TAYLOR CONSTRUCTION CO | 5175 SOUTH ROYAL ATLANTA DR | TUCKER | DeKalb | 9044182 | 1 | [5 empty] | Removed from Ground | Gas (Historical Use) | 10000 | Cathodically Protected Steel | 1987-02-01 | 1992-09-14 | Galvanized Steel | Pressurized
SHELL FOOD MART | 3155 PLEASANTDALE RD | TUCKER | DeKalb | 330365 | 5 |  |  | TRUE |  | TRUE | Removed from Ground | Used Oil | 600 | Bare Steel | 1969-04-27 | 1987-06-06 | Galvanized Steel
FINA #6704 | 4270 LAVISTA RD & I-285 | TUCKER | DeKalb | 330366 | 3 | [5 empty] | Removed from Ground | Gas (Historical Use) | 5000 | Cathodically Protected Steel | 1969-04-27 | 1989-10-25 | Galvanized Steel
JIFFY LUBE #281 | 3194 TUCKER-NORCROSS RD | TUCKER | DeKalb | 4440018 | 1 | [5 empty] | Removed from Ground | Other | 3000 | Cathodically Protected Steel | 1983-05-07 | 1999-01-01 | Galvanized Steel
BFS OPERATIONS LLC | 3386 LAWRENCEVILLE HWY | TUCKER | DeKalb | 4440052 | 5B | Ball Float | 1997-09-01 | FALSE | 1997-09-01 | FALSE | Currently in Use | Diesel | 3000 | Fiberglass | 1997-09-01 |  | Double-Walled Flex | Pressurized
FORMER MAC THE MECHANIC | 2816 BUFORD HWY N E | ATLANTA | DeKalb | 440565 | 3 | [5 empty] | Removed from Ground | Other | 2000 | Bare Steel | 1986-01-01 | 1996-09-01 | Galvanized Steel
SIEMENS ENERGY & AUTOMATION | 2037 WEEMS RD | TUCKER | DeKalb | 9044198 | 1 | [5 empty] | Removed from Ground | Gas (Historical Use) | 1000 | Not Marked/Unknown | 1992-08-01 | 1992-08-01 | Not Marked
FINA #6704 | 4270 LAVISTA RD & I-285 | TUCKER | DeKalb | 330366 | 2 | [5 empty] | Removed from Ground | Gas (Historical Use) | 5000 | Cathodically Protected Steel | 1969-04-27 | 1989-10-25 | Galvanized Steel
OGLETHORPE POWER CORPORATION | 2100 E EXCHANGE PL | TUCKER | DeKalb | 4440005 | 5 | Flapper Valve | 1997-02-24 | TRUE | 1997-02-24 | TRUE | Removed from Ground | Gas (Historical Use) | 20000 | Composite | 1997-02-24 | 2014-11-10 | Double-Walled Flex | Pressurized
OGLETHORPE POWER CORPORATION | 2100 E EXCHANGE PL | TUCKER | DeKalb | 4440005 | 7 | Flapper Valve | 1997-03-21 | TRUE | 1997-03-21 | TRUE | Removed from Ground | Diesel | 2000 | Steel-Impressed Current | 1997-03-21 | 2015-07-16 | Copper | Suction (American)
OGLETHORPE POWER CORPORATION | 2100 E EXCHANGE PL | TUCKER | DeKalb | 4440005 | 4 |  |  | TRUE |  | TRUE | Removed from Ground | Used Oil | 1000 | Bare Steel | 1984-01-04 | 1997-03-14 | Galvanized Steel
SEARS ROEBUCK & CO #8755 | 2301 MOUNTAIN IND BLVD | TUCKER | DeKalb | 4440127 | 4 | [5 empty] | Removed from Ground | Other | 1000 | Bare Steel | 1972-02-27 | 1993-12-14 | Galvanized Steel
PETROLEUM REALTY II LLC | 1836 MOUNTAIN INDUSTRIAL BLVD | TUCKER | DeKalb | 4440682 | 1 | Ball Float | 1980-01-01 | FALSE | 1980-01-01 | FALSE | Currently in Use | Regular | 12000 | Steel-Impressed Current | 1980-05-04 |  | Fiberglass Reinforced Plastic | Pressurized
BP # 18633 | 2825 LAWRENCEVILLE HWY | TUCKER | DeKalb | 4440793 | 1 |  | 1985-04-30 |  | 1985-04-30 |  | Removed from Ground | Gas (Historical Use) | 10000 | Galvanic (STIP-3) | 1985-04-30 | 2008-11-03 | Fiberglass Reinforced Plastic | Pressurized
PITTSBURGH UNION 76 | 4333 CHAMBLEE TUCKER RD | TUCKER | DeKalb | 4440742 | 4 | [5 empty] | Removed from Ground | Kerosene | 550 | Bare Steel | 1967-03-15 | 1998-01-25 | Galvanized Steel
PITTSBURGH UNION 76 | 4333 CHAMBLEE TUCKER RD | TUCKER | DeKalb | 4440742 | 1 | [5 empty] | Removed from Ground | Gas (Historical Use) | 4000 | Bare Steel | 1967-03-15 | 1998-01-25 | Galvanized Steel
CITGO FOOD MART | 4153 LAVISTA RD & COOLEDGE RD | TUCKER | DeKalb | 4440808 | 10 |  |  | FALSE |  | FALSE | Removed from Ground | Not Marked/Tank Removed | 500 | Unknown | 2007-03-20 | 2007-03-20
LPS LABORATORIES | 4647 HUGH HOWELL RD | TUCKER | DeKalb | 9044008 | 1 | [5 empty] | Removed from Ground | Kerosene | 6000 | Not Marked/Unknown | 1991-02-19 | 1991-02-19 | Not Marked
EXPRESS OIL CHANGE/TUNE-UP CLINI | 1830 MOUNTAIN IND BLVD | TUCKER | DeKalb | 9044024 | 3 | [5 empty] | Removed from Ground | Other | 560 | Cathodically Protected Steel | 1988-12-13 | 1999-08-12 | Galvanized Steel
COOLEDGE ROAD CHEVRON | 1531 COOLEDGE RD | TUCKER | DeKalb | 9044521 | 1 | Ball Float | 2001-08-01 | FALSE | 2001-08-01 | FALSE | Currently in Use | Regular | 12000 | Composite | 2001-08-01 |  | Fiberglass Reinforced Plastic | Pressurized
NALL BUILDING SUPPLY CO | 3489 LAWRENCEVILLE HWY | TUCKER | DeKalb | 9044481 | 1 | [5 empty] | Removed from Ground | Gas (Historical Use) | 2000 | Not Marked/Unknown | 1998-10-22 | 1998-10-22 | Not Marked
OGLETHORPE POWER CORPORATION | 2100 E EXCHANGE PL | TUCKER | DeKalb | 4440005 | 6 | Ball Float | 1997-03-21 | TRUE | 1997-03-21 | TRUE | Removed from Ground | Used Oil | 500 | Composite | 1997-03-21 | 2014-10-15 | Double-Walled Flex | Gravity Fed
CHEVRON PLAZA BUFORD | 2911 BUFORD HWY NE | ATLANTA | DeKalb | 4440492 | 1 | [5 empty] | Removed from Ground | Gas (Historical Use) | 6000 | Double Walled | 1970-04-21 | 1992-05-10 | Fiberglass Reinforced Plastic | Pressurized
CHEVRON PLAZA BUFORD | 2911 BUFORD HWY NE | ATLANTA | DeKalb | 4440492 | 7 | Flapper Valve | 1992-06-05 | FALSE | 1992-06-05 | FALSE | Currently in Use | Premium | 12000 | Fiberglass | 1992-06-05 |  | Fiberglass Reinforced Plastic | Pressurized
CHEVRON PLAZA BUFORD | 2911 BUFORD HWY NE | ATLANTA | DeKalb | 4440492 | 4 |  |  | TRUE |  | TRUE | Removed from Ground | Used Oil | 1000 | Bare Steel | 1968-04-21 | 1991-05-30 | Galvanized Steel | Pressurized
BUDGET RENT A CAR OF ATLANTA | 4232 LAVISTA RD | TUCKER | DeKalb | 4440090 | 1 | Flapper Valve | 1998-07-25 |  | 1998-07-25 |  | Currently in Use | Gas (Historical Use) | 10000 | Steel-Impressed Current | 1985-02-19 |  | Steel (Impressed Current) | Pressurized
SEARS ROEBUCK & CO #8755 | 2301 MOUNTAIN IND BLVD | TUCKER | DeKalb | 4440127 | 2 | [5 empty] | Removed from Ground | Diesel | 10000 | Bare Steel | 1976-02-27 | 1993-12-14 | Galvanized Steel
COLONIAL BAKING CO/ATLANTA | 211 MORELAND AVENUE NE | ATLANTA | DeKalb | 9000472 | 2 | [5 empty] | Removed from Ground | Diesel | 10000 | Bare Steel | 1956-03-29 | 1991-02-07 | Bare Steel
ATLANTA GAS LIGHT SERVICE CENTER | 1251 CAROLINE ST NE | ATLANTA | DeKalb | 9000618 | 5 |  |  | TRUE |  | TRUE | Removed from Ground | Used Oil | 550 | Bare Steel | 1973-05-10 | 1990-09-19 | Galvanized Steel | Gravity Fed
ATLANTA GAS LIGHT SERVICE CENTER | 1251 CAROLINE ST NE | ATLANTA | DeKalb | 9000618 | 4 |  |  | TRUE |  | TRUE | Removed from Ground | Used Oil | 550 | Bare Steel | 1973-05-10 | 1990-09-19 | Galvanized Steel | Gravity Fed
ATLANTA GAS LIGHT SERVICE CENTER | 1251 CAROLINE ST NE | ATLANTA | DeKalb | 9000618 | 7 | [5 empty] | Removed from Ground | Other | 2000 | Bare Steel | 1973-05-10 | 1992-01-22 | Galvanized Steel | Suction (American)
SAM'S CLUB #6643 | 2901 CLAIRMONT RD | ATLANTA | DeKalb | 4440433 | T3B | Flapper Valve | 2006-12-28 | FALSE | 2006-11-22 | FALSE | Currently in Use | Diesel | 12000 | Fiberglass Double Walled | 2006-11-02 |  | Double-Walled Fiberglass | Pressurized
MUMFORD 21-480-1322 | 3268 BUFORD HWY | ATLANTA | DeKalb | 9000751 | 6 | [5 empty] | Closed in Ground | Other | 550 | Bare Steel | 1966-04-09 | 1981-12-01 | Galvanized Steel
CHEVRON #40732 | 3389 BUFORD HWY | ATLANTA | DeKalb | 9000590 | 4 |  |  | TRUE |  | TRUE | Removed from Ground | Used Oil | 1000 | Fiberglass | 1982-04-24 | 1992-03-18 | Fiberglass Reinforced Plastic
CORNER SHOP | 3390 BUFORD HWY NE | ATLANTA | DeKalb | 9000238 | 4 | Flapper Valve | 1998-07-28 | FALSE | 1998-07-28 | FALSE | Currently in Use | Plus | 5000 | Steel-Impressed Current | 1969-01-26 |  | Fiberglass Reinforced Plastic | Pressurized
W W FOWLER OIL CO | 6000 MEMORIAL DR | STONE MOUNTAIN | DeKalb | 9000152 | 4 | [5 empty] | Removed from Ground | Gas (Historical Use) | 5000 | Cathodically Protected Steel | 1970-04-18 | 1989-10-30 | Galvanized Steel
W W FOWLER OIL CO | 6000 MEMORIAL DR | STONE MOUNTAIN | DeKalb | 9000152 | 5 | [5 empty] | Removed from Ground | Gas (Historical Use) | 5000 | Cathodically Protected Steel | 1970-04-18 | 1989-10-30 | Galvanized Steel
DEKALB CO/FIRE STATION #13 | 5619 REDAN RD | STONE MOUNTAIN | DeKalb | 4442261 | L295166 | Flapper Valve | 1993-04-29 | FALSE | 1993-04-29 | FALSE | Currently in Use | Diesel | 1030 | Tank Jacket | 1993-03-24 |  | Fiberglass Reinforced Plastic | Safe Suction (Euro)
Q LUBE INC #1167 | 5952 MEMORIAL DR | STONE MOUNTAIN | DeKalb | 440537 | 1 | [5 empty] | Removed from Ground | Other | 3000 | Cathodically Protected Steel | 1987-01-01 | 1998-10-01 | Galvanized Steel | Suction (American)
Citgo | 5295 MEMORIAL DR | STONE MOUNTAIN | DeKalb | 4440498 | 4 |  | 1992-07-20 | TRUE | 1992-07-22 | TRUE | Temporarily out of use | Used Oil | 1000 | Fiberglass Double Walled | 1970-04-21 |  | Fiberglass Reinforced Plastic | Gravity Fed
Citgo | 5295 MEMORIAL DR | STONE MOUNTAIN | DeKalb | 4440498 | 7 | Ball Float | 1992-07-20 | TRUE | 1992-07-20 | TRUE | Currently in Use | Plus | 12000 | Fiberglass Double Walled | 1992-07-20 |  | Fiberglass Reinforced Plastic | Pressurized
Citgo | 5295 MEMORIAL DR | STONE MOUNTAIN | DeKalb | 4440498 | 5 | [5 empty] | Removed from Ground | Gas (Historical Use) | 5000 | Bare Steel | 1985-04-21 | 1992-07-01 | Galvanized Steel | Pressurized
BST/GRESHAM CO-F1227 | 2189 CLIFTON SPRINGS WAY | ATLANTA | DeKalb | 601042 | 1 | [5 empty] | Removed from Ground | Diesel | 2000 | Bare Steel | 1963-01-07 | 1993-12-02 | Bare Steel | Suction (American)
CHEVRON USA INC #44265 | 2626 SHALLOWFORD RD | ATLANTA | DeKalb | 4440816 | 2 | [5 empty] | Removed from Ground | Gas (Historical Use) | 10000 | Bare Steel | 1962-03-19 | 1991-07-30 | Galvanized Steel
ATLANTA GAS LIGHT SERVICE CENTER | 1251 CAROLINE ST NE | ATLANTA | DeKalb | 9000618 | 3 | [5 empty] | Removed from Ground | Diesel | 20000 | Unknown | 1980-05-08 | 1992-07-07 | Galvanized Steel | Pressurized
SHELL FOOD MART | 2794 CLAIRMONT RD | ATLANTA | DeKalb | 9000527 | 10 |  | 1989-12-01 |  | 1989-12-01 |  | Removed from Ground | Gas (Historical Use) | 10000 | Fiberglass | 1989-12-01 | 2015-01-23 | Fiberglass Reinforced Plastic | Pressurized
SHELL FOOD MART | 2794 CLAIRMONT RD | ATLANTA | DeKalb | 9000527 | 3 | [5 empty] | Removed from Ground | Gas (Historical Use) | 4000 | Bare Steel | 1960-05-08 | 1989-12-01 | Galvanized Steel
RAJAN RAHUL LLC | 5664 MEMORIAL DR | STONE MOUNTAIN | DeKalb | 9000151 | 3 | [5 empty] | Removed from Ground | Gas (Historical Use) | 12000 | Fiberglass | 1978-01-02 | 1989-01-01 | Fiberglass Reinforced Plastic
DEKALB CO/FIRE STATION #24 | 4154 REDAN RD | STONE MOUNTAIN | DeKalb | 440568 | 2 | [5 empty] | Removed from Ground | Diesel | 1000 | Fiberglass | 1987-01-01 | 1998-09-09 | Not Marked | Pressurized
BEST VALUE #2 | 6201 MEMORIAL DR | STONE MOUNTAIN | DeKalb | 9000536 | 3 | [5 empty] | Removed from Ground | Gas (Historical Use) | 10000 | Bare Steel | 1972-05-08 | 1993-11-29 | Fiberglass Reinforced Plastic | Pressurized
INDORE INVESTMENT INC | 4769 REDAN RD | STONE MOUNTAIN | DeKalb | 4440461 | 3 |  | 1990-05-01 |  | 1990-05-01 |  | Removed from Ground | Gas (Historical Use) | 10000 | Steel-Impressed Current | 1980-03-31 | 2006-02-08 | Fiberglass Reinforced Plastic | Pressurized
Q LUBE INC #1165 | 2138 BRIARCLIFF RD | ATLANTA | DeKalb | 440535 | 2 |  |  | TRUE |  | TRUE | Removed from Ground | Used Oil | 3000 | Bare Steel | 1987-01-01 | 1998-07-01 | Galvanized Steel | Suction (American)
CORNER SHOP | 3390 BUFORD HWY NE | ATLANTA | DeKalb | 9000238 | 2 | Flapper Valve | 1998-07-28 | FALSE | 1998-07-28 | FALSE | Currently in Use | Regular | 5000 | Steel-Impressed Current | 1969-01-26 |  | Fiberglass Reinforced Plastic | Pressurized
SUNCOAST INC | 5675 MEMORIAL DR | STONE MOUNTAIN | DeKalb | 9000343 | 6 | Ball Float | 1998-05-22 | FALSE | 1998-05-22 | FALSE | Currently in Use | Plus | 8000 | Steel-Impressed Current | 1972-01-01 |  | Fiberglass Reinforced Plastic | Pressurized
CITGO FOOD MART | 4420 ROCKBRIDGE RD | STONE MOUNTAIN | DeKalb | 9000344 | 1 | Flapper Valve | 1995-05-09 | FALSE | 1995-05-09 | FALSE | Currently in Use | Gas (Historical Use) | 10000 | Composite | 1995-04-01 |  | Fiberglass Reinforced Plastic | Pressurized
CONTAINER CORP OF AMERICA | 5853 EAST PONCE DE LEON AVE | STONE MOUNTAIN | DeKalb | 9000662 | 2 | [5 empty] | Removed from Ground | Other | 2000 | Bare Steel | 1976-05-07 | 1899-12-31 | Galvanized Steel
CONTAINER CORP OF AMERICA | 5853 EAST PONCE DE LEON AVE | STONE MOUNTAIN | DeKalb | 9000662 | 9 | [5 empty] | Closed in Ground | Empty | 2000 | Marked Unknown | 1961-05-11 | 1899-12-31 | Unknown
TEXACO | 4513 ROCKBRIDGE RD | STONE MOUNTAIN | DeKalb | 4440423 | 4 | Ball Float | 1995-06-01 | FALSE | 1995-06-01 | FALSE | Currently in Use | Regular | 10000 | Composite | 1995-08-02 |  | Fiberglass Reinforced Plastic | Pressurized
TEXACO | 4513 ROCKBRIDGE RD | STONE MOUNTAIN | DeKalb | 4440423 | 5 | Ball Float | 1995-06-01 | FALSE | 1995-06-01 | FALSE | Currently in Use | Premium | 10000 | Composite | 1995-08-02 |  | Fiberglass Reinforced Plastic | Pressurized
REDAN CHEVRON | 4766 REDAN RD | STONE MOUNTAIN | DeKalb | 9000183 | 8 | Ball Float | 1990-01-01 | FALSE | 1990-01-01 | FALSE | Currently in Use | Regular | 10000 | Fiberglass | 1990-01-01 |  | Fiberglass Reinforced Plastic | Pressurized
REDAN CHEVRON | 4766 REDAN RD | STONE MOUNTAIN | DeKalb | 9000183 | 2 | [5 empty] | Removed from Ground | Gas (Historical Use) | 10000 | Fiberglass | 1974-05-05 | 1899-12-31 | Fiberglass Reinforced Plastic
ATLANTA GAS LIGHT SVC CNTR | 1240 CAROLINE ST | ATLANTA | DeKalb | 9000649 | 3 |  |  | TRUE |  | TRUE | Permanently Out of Use - historical purposes | Used Oil | 500 | Marked Unknown | 1953-01-01 | 1899-12-31 | Unknown
DRUID HILLS CHEVRON | 2995 N DRUID HILLS RD | ATLANTA | DeKalb | 4440415 | 6 | Ball Float | 1991-08-14 | FALSE | 1991-08-14 | FALSE | Currently in Use | Gas (Historical Use) | 10000 | Composite | 1991-08-14 |  | Fiberglass Reinforced Plastic | Pressurized
FORMER MAC THE MECHANIC | 2816 BUFORD HWY N E | ATLANTA | DeKalb | 440565 | 1 |  |  | TRUE |  | TRUE | Removed from Ground | Used Oil | 2000 | Bare Steel | 1986-01-01 | 1996-09-01 | Galvanized Steel
Q LUBE INC #1167 | 5952 MEMORIAL DR | STONE MOUNTAIN | DeKalb | 440537 | 2 | [5 empty] | Removed from Ground | Other | 2000 | Cathodically Protected Steel | 1987-01-01 | 1998-10-01 | Galvanized Steel | Suction (American)
BEST VALUE #2 | 6201 MEMORIAL DR | STONE MOUNTAIN | DeKalb | 9000536 | 1 | [5 empty] | Removed from Ground | Gas (Historical Use) | 10000 | Bare Steel | 1972-05-08 | 1993-11-29 | Fiberglass Reinforced Plastic | Pressurized
PHILLIPS 66 CO #026612 | 5325 MEMORIAL DR | STONE MOUNTAIN | DeKalb | 4440482 | 4 |  |  | FALSE |  | FALSE | Permanently Out of Use - historical purposes | Gas (Historical Use) | 8084 | Fiberglass | 1975-04-02 |  | Unknown
CITGO FOOD MART | 4879 ROCKBRIDGE RD | STONE MOUNTAIN | DeKalb | 4440432 | 2 | [5 empty] | Removed from Ground | Gas (Historical Use) | 8000 | Bare Steel | 1973-04-30 | 1988-01-01 | Galvanized Steel
CITGO FOOD MART | 4879 ROCKBRIDGE RD | STONE MOUNTAIN | DeKalb | 4440432 | 9 |  |  | TRUE | 2010-12-31 | TRUE | Temporarily out of use | Empty | 550 | Galvanic (STIP-3) | 1996-07-01 |  | Galvanized Steel | Gravity Fed
CITGO FOOD MART | 4879 ROCKBRIDGE RD | STONE MOUNTAIN | DeKalb | 4440432 | 8 | Ball Float | 2011-10-06 | FALSE | 1988-02-04 | FALSE | Currently in Use | Diesel | 10000 | Galvanic (STIP-3) | 1988-02-04 |  | Galvanized Steel | Pressurized
SUNLIGHT FOODS/SUNBELT II | 4736 REDAN RD | STONE MOUNTAIN | DeKalb | 4440427 | 2 | [5 empty] | Removed from Ground | Gas (Historical Use) | 6000 | Bare Steel | 1976-05-03 | 1992-04-22 | Galvanized Steel
TEXACO | 4513 ROCKBRIDGE RD | STONE MOUNTAIN | DeKalb | 4440423 | 6 | Ball Float | 1995-06-01 | FALSE | 1995-06-01 | FALSE | Currently in Use | Diesel | 10000 | Composite | 1995-05-02 |  | Fiberglass Reinforced Plastic | Pressurized
HOWELL & GRANT TIRE CO | 6154 MEMORIAL DR | STONE MOUNTAIN | DeKalb | 4440439 | 2 | [5 empty] | Permanently Out of Use - historical purposes | Empty | 1 | Marked Unknown |  | 1899-12-31 | Unknown
DEKALB CO/FIRE STATION #11 | 6715 MEMORIAL DR | STONE MOUNTAIN | DeKalb | 4440263 | F602276 | [5 empty] | Removed from Ground | Diesel | 500 | Bare Steel | 1971-05-03 | 1991-09-13 | Galvanized Steel
CITGO | 1452 N HAIRSTON RD | STONE MOUNTAIN | DeKalb | 4440304 | 3 | Flapper Valve | 1998-10-01 | FALSE | 1998-10-01 | FALSE | Currently in Use | Premium | 8000 | Steel-Impressed Current | 1998-11-01 |  | Fiberglass Reinforced Plastic | Pressurized
ATLANTA GAS LIGHT SERVICE CENTER | 1251 CAROLINE ST NE | ATLANTA | DeKalb | 9000618 | 9 |  | 1992-08-01 |  | 1992-08-01 |  | Removed from Ground | Gas (Historical Use) | 10000 | Double Walled | 1992-08-27 | 2002-07-10 | Fiberglass Reinforced Plastic | Pressurized
ATLANTA GAS LIGHT SERVICE CENTER | 1251 CAROLINE ST NE | ATLANTA | DeKalb | 9000618 | 6 | [5 empty] | Removed from Ground | Kerosene | 2000 | Bare Steel | 1973-05-10 | 1992-01-22 | Galvanized Steel | Suction (American)
ATLANTA GAS LIGHT SERVICE CENTER | 1251 CAROLINE ST NE | ATLANTA | DeKalb | 9000618 | 8 |  |  | TRUE | 1992-08-01 | TRUE | Removed from Ground | Used Oil | 2500 | Double Walled | 1990-09-01 | 2002-07-11 | Fiberglass Reinforced Plastic | Gravity Fed
SAM'S CLUB #6643 | 2901 CLAIRMONT RD | ATLANTA | DeKalb | 4440433 | T1 | Flapper Valve | 2006-12-28 | FALSE | 2006-11-22 | FALSE | Currently in Use | Regular | 20000 | Fiberglass Double Walled | 2006-11-02 |  | Double-Walled Fiberglass | Pressurized
SHELL FOOD MART | 2794 CLAIRMONT RD | ATLANTA | DeKalb | 9000527 | 2 | [5 empty] | Removed from Ground | Gas (Historical Use) | 3000 | Bare Steel | 1960-05-08 | 1989-12-01 | Galvanized Steel
CITGO FOOD MART | 4420 ROCKBRIDGE RD | STONE MOUNTAIN | DeKalb | 9000344 | 2 | Flapper Valve | 1995-05-09 | FALSE | 1995-05-09 | FALSE | Currently in Use | Gas (Historical Use) | 10000 | Composite | 1995-04-01 |  | Fiberglass Reinforced Plastic | Pressurized
W W FOWLER OIL CO | 6000 MEMORIAL DR | STONE MOUNTAIN | DeKalb | 9000152 | 1 | [5 empty] | Removed from Ground | Gas (Historical Use) | 5000 | Cathodically Protected Steel | 1970-04-18 | 1989-10-30 | Galvanized Steel
CONTAINER CORP OF AMERICA | 5853 EAST PONCE DE LEON AVE | STONE MOUNTAIN | DeKalb | 9000662 | 10 | [5 empty] | Closed in Ground | Empty | 2000 | Marked Unknown | 1961-05-11 | 1899-12-31 | Unknown
Citgo | 5295 MEMORIAL DR | STONE MOUNTAIN | DeKalb | 4440498 | 1 |  | 1992-07-20 |  | 1992-07-20 |  | Removed from Ground | Gas (Historical Use) | 5000 | Double Walled | 1967-04-22 | 1992-07-01 | Fiberglass Reinforced Plastic | Pressurized
INDORE INVESTMENT INC | 4769 REDAN RD | STONE MOUNTAIN | DeKalb | 4440461 | 2 |  | 1990-05-01 |  | 1990-05-01 |  | Removed from Ground | Gas (Historical Use) | 10000 | Steel-Impressed Current | 1980-03-31 | 2006-02-08 | Fiberglass Reinforced Plastic | Pressurized
CHEVRON PLAZA BUFORD | 2911 BUFORD HWY NE | ATLANTA | DeKalb | 4440492 | 5 |  |  | TRUE |  | TRUE | Removed from Ground | Used Oil | 1000 | Double Walled | 1991-05-30 | 1999-02-26 | Fiberglass Reinforced Plastic | Gravity Fed
SHELL FOOD MART | 2794 CLAIRMONT RD | ATLANTA | DeKalb | 9000527 | 5 | [5 empty] | Removed from Ground | Gas (Historical Use) | 4000 | Bare Steel | 1960-05-08 | 1989-12-01 | Galvanized Steel
SHELL FOOD MART | 2794 CLAIRMONT RD | ATLANTA | DeKalb | 9000527 | 4 | [5 empty] | Removed from Ground | Gas (Historical Use) | 4000 | Bare Steel | 1960-05-08 | 1989-12-01 | Galvanized Steel
FORMER MAC THE MECHANIC | 2816 BUFORD HWY N E | ATLANTA | DeKalb | 440565 | 2 | [5 empty] | Removed from Ground | Other | 2000 | Bare Steel | 1986-01-01 | 1996-09-01 | Galvanized Steel
TEXACO (ABANDONED) | 2242 LAVISTA RD | ATLANTA | DeKalb | 9000375 | 1 | [5 empty] | Removed from Ground | Other | 0 | Not Marked/Unknown | 1979-01-01 | 1979-01-01 | Not Marked
DEKALB CO/FIRE STATION #24 | 4154 REDAN RD | STONE MOUNTAIN | DeKalb | 440568 | L514066 | Overfill Alarm | 1998-10-23 | FALSE | 1998-10-23 | FALSE | Currently in Use | Regular | 1000 | Tank Jacket | 1998-10-06 |  | Double-Walled Fiberglass | Pressurized
Q LUBE INC #1167 | 5952 MEMORIAL DR | STONE MOUNTAIN | DeKalb | 440537 | 3 |  |  | TRUE |  | TRUE | Removed from Ground | Used Oil | 1000 | Cathodically Protected Steel | 1987-01-01 | 1998-10-01 | Galvanized Steel | Suction (American)
BEST VALUE #2 | 6201 MEMORIAL DR | STONE MOUNTAIN | DeKalb | 9000536 | 6 | Ball Float | 1996-10-01 | FALSE | 1996-10-01 | FALSE | Currently in Use | Premium | 10000 | Fiberglass | 1996-10-10 |  |  | Pressurized
CITGO FOOD MART | 4879 ROCKBRIDGE RD | STONE MOUNTAIN | DeKalb | 4440432 | 1 | [5 empty] | Removed from Ground | Gas (Historical Use) | 12000 | Bare Steel | 1973-04-30 | 1988-01-01 | Galvanized Steel
TEXACO | 4513 ROCKBRIDGE RD | STONE MOUNTAIN | DeKalb | 4440423 | 1 | [5 empty] | Removed from Ground | Gas (Historical Use) | 8000 | Bare Steel | 1970-01-01 | 1993-11-17 | Galvanized Steel | Pressurized
INDORE INVESTMENT INC | 4769 REDAN RD | STONE MOUNTAIN | DeKalb | 4440461 | 4 |  | 1990-05-01 |  | 1990-05-01 |  | Removed from Ground | Gas (Historical Use) | 10000 | Steel-Impressed Current | 1980-03-31 | 2006-02-08 | Fiberglass Reinforced Plastic | Pressurized
TEXACO FOOD MART #11 | 1525 MOUNTAIN IND BLVD | STONE MOUNTAIN | DeKalb | 4440171 | 5 | Ball Float | 1992-01-01 | FALSE | 1992-01-01 | FALSE | Currently in Use | Premium | 12000 | Steel-Impressed Current | 1982-03-10 |  | Fiberglass Reinforced Plastic | Pressurized
TEXACO FOOD MART #11 | 1525 MOUNTAIN IND BLVD | STONE MOUNTAIN | DeKalb | 4440171 | 4 | Ball Float | 1992-01-01 | FALSE | 1992-01-01 | FALSE | Currently in Use | Regular | 12000 | Steel-Impressed Current | 1982-03-10 |  | Fiberglass Reinforced Plastic | Pressurized
NORTHLAKE MAZDA INC/MAZDA WORLD | 6184 MEMORIAL DR | STONE MOUNTAIN | DeKalb | 4440290 | 2 |  |  | TRUE |  | TRUE | Removed from Ground | Used Oil | 1000 | Bare Steel | 1984-05-01 | 1995-06-01 | Galvanized Steel | Safe Suction (Euro)
W W FOWLER OIL CO | 6000 MEMORIAL DR | STONE MOUNTAIN | DeKalb | 9000152 | 6 |  |  | TRUE |  | TRUE | Removed from Ground | Used Oil | 600 | Bare Steel | 1970-04-18 | 1989-10-30 | Galvanized Steel
STONE MOUNTAIN CHEVRON | 5975 MEMORIAL DR | STONE MOUNTAIN | DeKalb | 4440503 | 1 | Ball Float | 1993-09-03 | FALSE | 1993-09-03 | FALSE | Currently in Use | Regular | 10000 | Fiberglass | 1985-01-03 |  | Fiberglass Reinforced Plastic | Pressurized
PHILLIPS 66 CO #026612 | 5325 MEMORIAL DR | STONE MOUNTAIN | DeKalb | 4440482 | 3 |  |  | TRUE |  | TRUE | Permanently Out of Use - historical purposes | Used Oil | 550 | Bare Steel | 1970-04-01 |  | Bare Steel
SHELL FOOD MART | 1106 N HAIRSTON RD | STONE MOUNTAIN | DeKalb | 4440238 | 3 | Overfill Alarm | 1995-12-01 | FALSE | 1995-12-01 | FALSE | Currently in Use | Diesel | 8000 | Steel-Impressed Current | 1998-10-01 |  | Fiberglass Reinforced Plastic | Pressurized
SYKES TRANSFER | 4578 LEWIS RD | STONE MOUNTAIN | DeKalb | 4440712 | 7 |  |  | TRUE |  | TRUE | Removed from Ground | Used Oil | 2000 | Bare Steel | 1990-05-28 | 1990-05-28 | Galvanized Steel
SYKES TRANSFER | 4578 LEWIS RD | STONE MOUNTAIN | DeKalb | 4440712 | 4 | [5 empty] | Removed from Ground | Diesel | 4000 | Bare Steel | 1990-05-28 | 1990-05-28 | Galvanized Steel
SYKES TRANSFER | 4578 LEWIS RD | STONE MOUNTAIN | DeKalb | 4440712 | 1 | [5 empty] | Removed from Ground | Diesel | 4000 | Bare Steel | 1990-05-28 | 1990-05-28 | Galvanized Steel
LANCE OIL COMPANY | 1595 MCCURDY DR | STONE MOUNTAIN | DeKalb | 9044239 | 3 |  | 1998-12-09 |  | 1998-12-09 |  | Removed from Ground | Gas (Historical Use) | 12000 | Steel-Impressed Current | 1970-01-01 | 2010-01-06 | Cathodically Protected | Pressurized
DEKALB COUNTY FLEET MANAGEMENT | 5350 MEMORIAL DR | STONE MOUNTAIN | DeKalb | 9044195 | 6A | Flapper Valve | 2010-08-15 | FALSE | 2010-08-15 | FALSE | Currently in Use | New Oil | 4000 | Epoxy Double-Walled | 2010-08-01 |  | Double-Walled Fiberglass | Safe Suction (Euro)
DEKALB COUNTY FLEET MANAGEMENT | 5350 MEMORIAL DR | STONE MOUNTAIN | DeKalb | 9044195 | 4 | [5 empty] | Removed from Ground | Gas (Historical Use) | 10000 | Not Marked/Unknown | 1995-03-01 | 1995-03-01 | Unknown
DEKALB COUNTY FLEET MANAGEMENT | 5350 MEMORIAL DR | STONE MOUNTAIN | DeKalb | 9044195 | 6B | Flapper Valve | 2010-08-15 | FALSE | 2010-08-15 | FALSE | Currently in Use | New Oil | 4000 | Epoxy Double-Walled | 2010-08-01 |  | Double-Walled Fiberglass | Safe Suction (Euro)
EXXON R/S 4-0074 | 6252 MEMORIAL DR | STONE MOUNTAIN | DeKalb | 9044135 | 2 |  | 1989-06-01 |  | 1989-06-01 |  | Removed from Ground | Empty | 12000 | Tank Jacket | 1989-01-01 | 2002-07-26 | Fiberglass Reinforced Plastic | Pressurized
ATLANTA GAS LIGHT SERVICE CENTER | 1251 CAROLINE ST NE | ATLANTA | DeKalb | 9000618 | 1 | [5 empty] | Removed from Ground | Gas (Historical Use) | 20000 | Bare Steel | 1973-05-10 | 1992-07-07 | Galvanized Steel | Pressurized
CORNER SHOP | 3390 BUFORD HWY NE | ATLANTA | DeKalb | 9000238 | 1 | Flapper Valve | 1998-07-28 | FALSE | 1998-07-28 | FALSE | Currently in Use | Regular | 5000 | Steel-Impressed Current | 1969-01-26 |  | Fiberglass Reinforced Plastic | Pressurized
SUNCOAST INC | 5675 MEMORIAL DR | STONE MOUNTAIN | DeKalb | 9000343 | 3 | [5 empty] | Permanently Out of Use - historical purposes | Gas (Historical Use) | 5000 | Bare Steel | 1971-01-01 | 1899-12-31 | Unknown | Pressurized
CITGO FOOD MART | 4420 ROCKBRIDGE RD | STONE MOUNTAIN | DeKalb | 9000344 | 2 | [5 empty] | Removed from Ground | Gas (Historical Use) | 10000 | Bare Steel | 1972-01-01 | 1992-11-12 | Galvanized Steel | Pressurized
REDAN CHEVRON | 4766 REDAN RD | STONE MOUNTAIN | DeKalb | 9000183 | 6 | Ball Float | 1990-01-01 | FALSE | 1990-01-01 | FALSE | Currently in Use | Regular | 10000 | Fiberglass | 1990-01-01 |  | Fiberglass Reinforced Plastic | Pressurized
RAJAN RAHUL LLC | 5664 MEMORIAL DR | STONE MOUNTAIN | DeKalb | 9000151 | 1 | [5 empty] | Removed from Ground | Gas (Historical Use) | 12000 | Fiberglass | 1978-01-02 | 1989-01-01 | Fiberglass Reinforced Plastic
SUNCOAST INC | 5675 MEMORIAL DR | STONE MOUNTAIN | DeKalb | 9000343 | 4 | [5 empty] | Permanently Out of Use - historical purposes | Gas (Historical Use) | 5000 | Bare Steel | 1971-01-01 | 1899-12-31 | Unknown | Pressurized
SUNCOAST INC | 5675 MEMORIAL DR | STONE MOUNTAIN | DeKalb | 9000343 | 5 | Ball Float | 1998-05-22 | FALSE | 1998-05-22 | FALSE | Currently in Use | Regular | 8000 | Steel-Impressed Current | 1972-01-01 |  | Fiberglass Reinforced Plastic | Pressurized
CITGO FOOD MART | 4420 ROCKBRIDGE RD | STONE MOUNTAIN | DeKalb | 9000344 | 3 | [5 empty] | Removed from Ground | Gas (Historical Use) | 10000 | Bare Steel | 1972-01-01 | 1992-11-12 | Galvanized Steel | Pressurized
REDAN CHEVRON | 4766 REDAN RD | STONE MOUNTAIN | DeKalb | 9000183 | 5 | [5 empty] | Removed from Ground | Diesel | 10000 | Bare Steel | 1982-05-03 | 1989-02-01 | Fiberglass Reinforced Plastic | Pressurized
REDAN CHEVRON | 4766 REDAN RD | STONE MOUNTAIN | DeKalb | 9000183 | 4 | [5 empty] | Removed from Ground | Gas (Historical Use) | 10000 | Fiberglass | 1974-05-05 | 1899-12-31 | Fiberglass Reinforced Plastic
REDAN CHEVRON | 4766 REDAN RD | STONE MOUNTAIN | DeKalb | 9000183 | 7 | Ball Float | 1990-01-01 | FALSE | 1990-01-01 | FALSE | Currently in Use | Premium | 10000 | Fiberglass | 1990-01-01 |  | Fiberglass Reinforced Plastic | Pressurized
RAJAN RAHUL LLC | 5664 MEMORIAL DR | STONE MOUNTAIN | DeKalb | 9000151 | 6 | Ball Float | 1989-01-01 | FALSE | 1989-01-01 | FALSE | Currently in Use | Premium | 10000 | Fiberglass | 1989-01-19 |  | Fiberglass Reinforced Plastic | Pressurized
W W FOWLER OIL CO | 6000 MEMORIAL DR | STONE MOUNTAIN | DeKalb | 9000152 | 3 | [5 empty] | Removed from Ground | Gas (Historical Use) | 5000 | Cathodically Protected Steel | 1970-04-18 | 1989-10-30 | Galvanized Steel
Citgo | 5295 MEMORIAL DR | STONE MOUNTAIN | DeKalb | 4440498 | 3 |  | 1992-07-20 |  | 1992-07-20 |  | Removed from Ground | Gas (Historical Use) | 8000 | Double Walled | 1967-04-22 | 1992-07-01 | Fiberglass Reinforced Plastic | Pressurized
SHELL FOOD MART | 1106 N HAIRSTON RD | STONE MOUNTAIN | DeKalb | 4440238 | 1 | Overfill Alarm | 1995-12-01 | FALSE | 1995-12-01 | FALSE | Currently in Use | Regular | 8000 | Steel-Impressed Current | 1998-10-01 |  | Fiberglass Reinforced Plastic | Pressurized
CHEVRON FOOD MART | 4402 ROCKBRIDGE RD | STONE MOUNTAIN | DeKalb | 4440240 | 3 | Ball Float | 1995-04-27 |  | 1995-04-27 |  | Currently in Use | Gas (Historical Use) | 8000 | Steel-Impressed Current | 1985-04-30 |  | Fiberglass Reinforced Plastic | Pressurized
MARKETEAM INC | 4554 LEWIS RD | STONE MOUNTAIN | DeKalb | 4440646 | 1 | [5 empty] | Removed from Ground | Gas (Historical Use) | 500 | Marked Unknown | 1977-05-05 | 1990-02-08 | Unknown
W W FOWLER OIL CO | 6000 MEMORIAL DR | STONE MOUNTAIN | DeKalb | 9000152 | 2 | [5 empty] | Removed from Ground | Gas (Historical Use) | 5000 | Cathodically Protected Steel | 1970-04-18 | 1989-10-30 | Galvanized Steel
CONTAINER CORP OF AMERICA | 5853 EAST PONCE DE LEON AVE | STONE MOUNTAIN | DeKalb | 9000662 | 4 | [5 empty] | Removed from Ground | Other | 2000 | Bare Steel | 1976-05-07 | 1899-12-31 | Galvanized Steel
CONTAINER CORP OF AMERICA | 5853 EAST PONCE DE LEON AVE | STONE MOUNTAIN | DeKalb | 9000662 | 5 | [5 empty] | Removed from Ground | Other | 2000 | Bare Steel | 1976-05-07 | 1899-12-31 | Galvanized Steel
Citgo | 5295 MEMORIAL DR | STONE MOUNTAIN | DeKalb | 4440498 | 6 | Ball Float | 1992-07-20 | TRUE | 1992-07-20 | TRUE | Currently in Use | Regular | 12000 | Fiberglass Double Walled | 1992-07-20 |  | Fiberglass Reinforced Plastic | Pressurized
Citgo | 5295 MEMORIAL DR | STONE MOUNTAIN | DeKalb | 4440498 | 8 | Ball Float | 1992-07-20 | TRUE | 1992-07-20 | TRUE | Currently in Use | Premium | 12000 | Fiberglass Double Walled | 1992-07-20 |  | Fiberglass Reinforced Plastic | Pressurized
STONE MOUNTAIN CHEVRON | 5975 MEMORIAL DR | STONE MOUNTAIN | DeKalb | 4440503 | 4 |  |  | TRUE |  | TRUE | Removed from Ground | Used Oil | 1000 | Fiberglass | 1985-01-01 | 1992-01-21 | Fiberglass Reinforced Plastic | Gravity Fed
CITGO | 1452 N HAIRSTON RD | STONE MOUNTAIN | DeKalb | 4440304 | 1 | Flapper Valve | 1998-10-01 | FALSE | 1998-10-01 | FALSE | Currently in Use | Regular | 10000 | Steel-Impressed Current | 1998-11-01 |  | Fiberglass Reinforced Plastic | Pressurized
GREENTREE INC | 1640 ROADHAVEN DR | STONE MOUNTAIN | DeKalb | 4440721 | 1 |  | 1999-02-12 |  | 1999-02-12 |  | Removed from Ground | Hazardous Substance | 3000 | Cathodically Protected Steel | 1978-02-26 | 2003-05-02 | Cathodically Protected | Suction (American)
CHEVRON USA INC | 6002 HUGH HOWELL RD | STONE MOUNTAIN | DeKalb | 4440815 | 4 |  |  | TRUE |  | TRUE | Removed from Ground | Used Oil | 550 | Bare Steel | 1972-03-19 | 1990-07-12 | Galvanized Steel
DBA CHEVRON FOOD MART | 1131 N HAIRSTON RD | STONE MOUNTAIN | DeKalb | 4440833 | 3 |  | 1993-06-19 |  | 1993-06-19 |  | Removed from Ground | Gas (Historical Use) | 10000 | Fiberglass | 1985-03-19 | 1998-09-02 | Fiberglass Reinforced Plastic | Pressurized
LANCE OIL COMPANY | 1595 MCCURDY DR | STONE MOUNTAIN | DeKalb | 9044239 | 7 |  | 1998-12-09 |  | 1998-12-09 |  | Removed from Ground | Gas (Historical Use) | 4000 | Steel-Impressed Current | 1975-06-10 | 2010-01-07 | Cathodically Protected | Pressurized
LANCE OIL COMPANY | 1595 MCCURDY DR | STONE MOUNTAIN | DeKalb | 9044239 | 4 |  | 1998-12-09 |  | 1998-12-09 |  | Removed from Ground | Diesel | 12000 | Steel-Impressed Current | 1970-01-01 | 2010-01-06 | Cathodically Protected | Pressurized
LANCE OIL COMPANY | 1595 MCCURDY DR | STONE MOUNTAIN | DeKalb | 9044239 | 5 |  | 1998-12-09 |  | 1998-12-09 |  | Removed from Ground | Diesel | 12000 | Steel-Impressed Current | 1970-01-01 | 2010-01-06 | Cathodically Protected | Pressurized
DEKALB COUNTY DEPT OF WATERSHED MANAGEMENT | 1641 ROADHAVEN DR | STONE MOUNTAIN | DeKalb | 9044305 | 1 | Ball Float | 1988-01-01 |  | 1988-01-01 |  | Removed from Ground | Gas (Historical Use) | 10000 | Cathodically Protected Steel | 1988-05-01 | 2008-05-01 | Galvanized Steel | Suction (American)
DEKALB COUNTY FLEET MANAGEMENT | 5350 MEMORIAL DR | STONE MOUNTAIN | DeKalb | 9044195 | 8B | Flapper Valve | 2010-08-01 | FALSE | 2010-08-01 | FALSE | Currently in Use | New Oil | 4000 | Epoxy Double-Walled | 2010-08-01 |  | Double-Walled Fiberglass | Safe Suction (Euro)
PINE LAKE BAPTIST CHURCH | 4528 ROCKBRIDGE RD | STONE MOUNTAIN | DeKalb | 9044171 | 3 | [5 empty] | Removed from Ground | Gas (Historical Use) | 500 | Bare Steel | 1962-01-01 | 1992-06-22 | Unknown
EAGLE ROCK DISTRIBUTING CO | 1375 BEVERAGE DR | STONE MOUNTAIN | DeKalb | 9044132 | 3 | Ball Float | 1998-04-01 | FALSE | 1998-04-01 | FALSE | Removed from Ground | Diesel | 10000 | Fiberglass | 1989-01-01 |  | Fiberglass Reinforced Plastic | Pressurized
CORNER SHOP | 3390 BUFORD HWY NE | ATLANTA | DeKalb | 9000238 | 3 | Flapper Valve | 1998-07-28 | FALSE | 1998-07-28 | FALSE | Currently in Use | Premium | 5000 | Steel-Impressed Current | 1968-12-26 |  | Fiberglass Reinforced Plastic | Pressurized
TEXACO (ABANDONED) | 2242 LAVISTA RD | ATLANTA | DeKalb | 9000375 | 2 |  |  | FALSE |  | FALSE | Removed from Ground | Not Marked/Tank Removed | 0 | Not Marked/Unknown | 1979-01-01 | 1979-01-01 | Unknown
DEKALB CO/FIRE STATION #13 | 5619 REDAN RD | STONE MOUNTAIN | DeKalb | 4442261 | 2 | [5 empty] | Removed from Ground | Diesel | 1000 | Bare Steel | 1971-05-03 | 1993-03-01 | Galvanized Steel
NORTHLAKE MAZDA INC/MAZDA WORLD | 6184 MEMORIAL DR | STONE MOUNTAIN | DeKalb | 4440290 | 1 | [5 empty] | Removed from Ground | Other | 1000 | Bare Steel | 1984-05-01 | 1995-06-01 | Galvanized Steel | Safe Suction (Euro)
DEKALB COUNTY-WATER & SEWER | 1580 ROADHAVEN DR | STONE MOUNTAIN | DeKalb | 4440249 | L295117 | Flapper Valve | 1991-10-09 | FALSE | 1991-10-09 | FALSE | Currently in Use | Diesel | 12000 | Tank Jacket | 1991-10-03 |  | Double-Walled Fiberglass | Pressurized
CHEVRON FOOD MART | 4402 ROCKBRIDGE RD | STONE MOUNTAIN | DeKalb | 4440240 | 2 | Ball Float | 1995-04-27 |  | 1995-04-27 |  | Currently in Use | Gas (Historical Use) | 8000 | Steel-Impressed Current | 1985-04-30 |  | Fiberglass Reinforced Plastic | Pressurized
SAMS MART #1041 | 4837 MEMORIAL DR | STONE MOUNTAIN | DeKalb | 4440527 | 4 | Flapper Valve | 1995-09-01 | FALSE | 1991-01-01 | FALSE | Currently in Use | Diesel | 10000 | Fiberglass | 1983-04-08 |  | Fiberglass Reinforced Plastic | Pressurized
SAMS MART #1041 | 4837 MEMORIAL DR | STONE MOUNTAIN | DeKalb | 4440527 | 1 | Ball Float | 1995-09-01 | FALSE | 1991-01-01 | FALSE | Currently in Use | Regular | 10000 | Fiberglass | 1983-04-08 |  | Fiberglass Reinforced Plastic | Pressurized
SHELL FOOD MART | 2794 CLAIRMONT RD | ATLANTA | DeKalb | 9000527 | 8 |  | 1989-12-01 |  | 1989-12-01 |  | Removed from Ground | Gas (Historical Use) | 10000 | Fiberglass | 1989-12-01 | 2015-01-23 | Fiberglass Reinforced Plastic | Pressurized
SHELL FOOD MART | 2794 CLAIRMONT RD | ATLANTA | DeKalb | 9000527 | 9 |  | 1989-12-01 |  | 1989-12-01 |  | Removed from Ground | Gas (Historical Use) | 10000 | Fiberglass | 1989-12-01 | 2015-01-23 | Fiberglass Reinforced Plastic | Pressurized
SHELL FOOD MART | 2794 CLAIRMONT RD | ATLANTA | DeKalb | 9000527 | 6 | [5 empty] | Removed from Ground | Gas (Historical Use) | 6000 | Bare Steel | 1968-05-06 | 1989-12-01 | Galvanized Steel
ST MTN CAR CARE #1 | 5419 MEMORIAL DR | STONE MOUNTAIN | DeKalb | 4440629 | 1 |  |  | TRUE |  | TRUE | Removed from Ground | Used Oil | 500 | Bare Steel | 1980-04-15 | 1995-07-06 | Bare Steel
SYKES TRANSFER | 4578 LEWIS RD | STONE MOUNTAIN | DeKalb | 4440712 | 3 | [5 empty] | Removed from Ground | Diesel | 4000 | Bare Steel | 1990-05-28 | 1990-05-28 | Galvanized Steel
STONE MOUNTAIN CHEVRON | 5975 MEMORIAL DR | STONE MOUNTAIN | DeKalb | 4440503 | 2 | Ball Float | 1993-09-03 | FALSE | 1993-09-03 | FALSE | Currently in Use | Premium | 10000 | Fiberglass | 1985-01-03 |  | Fiberglass Reinforced Plastic | Pressurized
PHILLIPS 66 CO #026612 | 5325 MEMORIAL DR | STONE MOUNTAIN | DeKalb | 4440482 | 2 |  |  | FALSE |  | FALSE | Permanently Out of Use - historical purposes | Gas (Historical Use) | 8084 | Fiberglass | 1970-04-01 |  | Unknown
HOWELL & GRANT TIRE CO | 6154 MEMORIAL DR | STONE MOUNTAIN | DeKalb | 4440439 | 4 | [5 empty] | Permanently Out of Use - historical purposes | Empty | 1 | Marked Unknown |  | 1899-12-31 | Unknown
HOWELL & GRANT TIRE CO | 6154 MEMORIAL DR | STONE MOUNTAIN | DeKalb | 4440439 | 5 | [5 empty] | Permanently Out of Use - historical purposes | Empty | 1 | Marked Unknown |  | 1899-12-31 | Unknown
DOLLY MADISON INDUSTRIES | 4429 ROCKBRIDGE RD | STONE MOUNTAIN | DeKalb | 4440602 | 1 | [5 empty] | Removed from Ground | Gas (Historical Use) | 4000 | Bare Steel | 1972-03-28 | 1988-05-20 | Galvanized Steel
SYKES TRANSFER | 4578 LEWIS RD | STONE MOUNTAIN | DeKalb | 4440712 | 2 | [5 empty] | Removed from Ground | Diesel | 4000 | Bare Steel | 1990-05-28 | 1990-05-28 | Galvanized Steel
SYKES TRANSFER | 4578 LEWIS RD | STONE MOUNTAIN | DeKalb | 4440712 | 8 |  |  | TRUE |  | TRUE | Removed from Ground | Used Oil | 2000 | Bare Steel | 1990-05-28 | 1990-05-28 | Galvanized Steel
AMOCO STATION #898/MEMORIAL BEND | 5320 MEMORIAL DR & RAYS RD | STONE MOUNTAIN | DeKalb | 4440803 | 4 |  |  | TRUE |  | TRUE | Permanently Out of Use - historical purposes | Other | 500 | Bare Steel | 1970-04-30 | 1899-12-31 | Galvanized Steel
AMOCO STATION #898/MEMORIAL BEND | 5320 MEMORIAL DR & RAYS RD | STONE MOUNTAIN | DeKalb | 4440803 | 7 |  | 1992-08-06 |  | 1992-08-06 |  | Removed from Ground | Gas (Historical Use) | 12000 | Cathodically Protected Steel | 1992-08-06 | 1899-12-31 | Fiberglass Reinforced Plastic | Pressurized
AMOCO STATION #898/MEMORIAL BEND | 5320 MEMORIAL DR & RAYS RD | STONE MOUNTAIN | DeKalb | 4440803 | 5 |  | 1992-08-06 |  | 1992-08-06 |  | Removed from Ground | Gas (Historical Use) | 12000 | Cathodically Protected Steel | 1992-08-06 | 1899-12-31 | Fiberglass Reinforced Plastic | Pressurized
DBA CHEVRON FOOD MART | 1131 N HAIRSTON RD | STONE MOUNTAIN | DeKalb | 4440833 | 1 |  | 1993-06-19 |  | 1993-06-19 |  | Removed from Ground | Gas (Historical Use) | 10000 | Fiberglass | 1985-03-19 | 1998-09-02 | Fiberglass Reinforced Plastic | Pressurized
STONE MOUNTAIN TEXACO | 5368 EAST MOUNTAIN ST. | STONE MOUNTAIN | DeKalb | 4440599 | 3 |  | 1998-07-02 |  | 1998-07-02 |  | Removed from Ground | Gas (Historical Use) | 4000 | Steel-Impressed Current | 1998-07-02 | 2012-06-24 | Cathodically Protected | Pressurized
CITGO FOOD MART | 6201 EAST PONCE DELEON AVE | STONE MOUNTAIN | DeKalb | 4440601 | 8 | Ball Float | 1990-12-01 | FALSE | 1990-12-01 | FALSE | Currently in Use | Diesel | 8000 | Steel-Impressed Current | 1990-03-12 |  | Fiberglass Reinforced Plastic | Pressurized
RAYS FOOD MART | 5248 MEMORIAL DR | STONE MOUNTAIN | DeKalb | 4440782 | 3 | Flapper Valve | 2018-06-16 | FALSE | 2018-06-16 | FALSE | Currently in Use | Diesel | 10000 | Fiberglass Double Walled | 1979-04-09 | 2018-06-16 | Double-Walled Fiberglass | Pressurized
GREENTREE INC | 1640 ROADHAVEN DR | STONE MOUNTAIN | DeKalb | 4440721 | 1 | [5 empty] | Removed from Ground | Other | 3000 | Bare Steel | 1978-02-26 | 2003-05-02 | Galvanized Steel | Suction (American)
DEKALB PIPE LINE CO | 1700 ROADHAVEN RD | STONE MOUNTAIN | DeKalb | 9044252 | 2RU | [5 empty] | Removed from Ground | Gas (Historical Use) | 3500 | Bare Steel | 1971-06-01 | 1998-10-01 | Bare Steel | Suction (American)
MONTIKA INC | 4092 REDAN RD | STONE MOUNTAIN | DeKalb | 9044203 | 3 | Ball Float | 1995-06-15 | FALSE | 1995-06-15 | FALSE | Currently in Use | Premium | 10000 | Fiberglass | 1988-01-01 |  | Fiberglass Reinforced Plastic | Pressurized
DEKALB COUNTY FLEET MANAGEMENT | 5350 MEMORIAL DR | STONE MOUNTAIN | DeKalb | 9044195 | 5A | Flapper Valve | 2010-08-15 | FALSE | 2010-08-15 | FALSE | Currently in Use | New Oil | 4000 | Epoxy Double-Walled | 2010-08-15 |  | Double-Walled Fiberglass | Safe Suction (Euro)
EAGLE ROCK DISTRIBUTING CO | 1375 BEVERAGE DR | STONE MOUNTAIN | DeKalb | 9044132 | 1 | Ball Float | 1998-04-01 | FALSE | 1998-04-01 | FALSE | Removed from Ground | Gas (Historical Use) | 10000 | Fiberglass | 1989-01-01 |  | Fiberglass Reinforced Plastic | Pressurized
COLONIAL BAKING CO/ATLANTA | 211 MORELAND AVENUE NE | ATLANTA | DeKalb | 9000472 | 3 | [5 empty] | Removed from Ground | Gas (Historical Use) | 12000 | Fiberglass | 1975-03-25 | 1991-02-07 | Fiberglass Reinforced Plastic
SAM'S CLUB #6643 | 2901 CLAIRMONT RD | ATLANTA | DeKalb | 4440433 | 1 |  |  | TRUE |  | TRUE | Removed from Ground | Used Oil | 1000 | Bare Steel | 1966-04-01 | 1990-11-21 | Galvanized Steel
Q LUBE INC #1165 | 2138 BRIARCLIFF RD | ATLANTA | DeKalb | 440535 | 1 |  |  | TRUE |  | TRUE | Removed from Ground | Used Oil | 5000 | Bare Steel | 1987-01-01 | 1998-07-01 | Galvanized Steel | Suction (American)
CITGO FOOD MART | 4420 ROCKBRIDGE RD | STONE MOUNTAIN | DeKalb | 9000344 | 1 | [5 empty] | Removed from Ground | Gas (Historical Use) | 10000 | Bare Steel | 1971-12-11 | 1992-11-12 | Galvanized Steel | Pressurized
DEKALB CO/FIRE STATION #24 | 4154 REDAN RD | STONE MOUNTAIN | DeKalb | 440568 | L514067 | Overfill Alarm | 1998-10-23 | FALSE | 1998-10-23 | FALSE | Currently in Use | Diesel | 1000 | Tank Jacket | 1998-10-06 |  | Double-Walled Fiberglass | Pressurized
BEST VALUE #2 | 6201 MEMORIAL DR | STONE MOUNTAIN | DeKalb | 9000536 | 5 | Ball Float | 1996-10-01 | FALSE | 1996-10-01 | FALSE | Currently in Use | Regular | 10000 | Fiberglass | 1996-10-10 |  |  | Pressurized
BEST VALUE #2 | 6201 MEMORIAL DR | STONE MOUNTAIN | DeKalb | 9000536 | 4 | Ball Float | 1996-10-01 | FALSE | 1996-10-01 | FALSE | Currently in Use | Diesel | 10000 | Fiberglass | 2012-04-19 |  |  | Pressurized
CONTAINER CORP OF AMERICA | 5853 EAST PONCE DE LEON AVE | STONE MOUNTAIN | DeKalb | 9000662 | 1 | [5 empty] | Removed from Ground | Other | 2000 | Bare Steel | 1976-05-07 | 1899-12-31 | Galvanized Steel
TEXACO | 4513 ROCKBRIDGE RD | STONE MOUNTAIN | DeKalb | 4440423 | 3 | [5 empty] | Removed from Ground | Gas (Historical Use) | 8000 | Bare Steel | 1970-01-01 | 1993-11-17 | Galvanized Steel | Pressurized
STONE MOUNTAIN TEXACO | 5368 EAST MOUNTAIN ST. | STONE MOUNTAIN | DeKalb | 4440599 | 4 |  | 1998-07-02 |  | 1998-07-02 |  | Removed from Ground | Gas (Historical Use) | 4000 | Steel-Impressed Current | 1998-07-02 | 2012-06-24 | Cathodically Protected | Pressurized
STONE MOUNTAIN TEXACO | 5368 EAST MOUNTAIN ST. | STONE MOUNTAIN | DeKalb | 4440599 | 5 | [5 empty] | Closed in Ground | Empty | 550 | Bare Steel | 1999-12-11 | 1999-12-11 | Galvanized Steel | Suction (American)
SUNCOAST INC | 5675 MEMORIAL DR | STONE MOUNTAIN | DeKalb | 9000343 | 7 | Ball Float | 1998-05-22 | FALSE | 1998-05-22 | FALSE | Currently in Use | Premium | 8000 | Steel-Impressed Current | 1972-01-01 |  | Fiberglass Reinforced Plastic | Pressurized
DEKALB CO/FIRE STATION #13 | 5619 REDAN RD | STONE MOUNTAIN | DeKalb | 4442261 | 1 | [5 empty] | Removed from Ground | Gas (Historical Use) | 500 | Bare Steel | 1971-05-03 | 1899-12-31 | Galvanized Steel | Suction (American)
CONTAINER CORP OF AMERICA | 5853 EAST PONCE DE LEON AVE | STONE MOUNTAIN | DeKalb | 9000662 | 3 | [5 empty] | Removed from Ground | Other | 2000 | Bare Steel | 1976-05-07 | 1899-12-31 | Galvanized Steel
STONE MOUNTAIN CHEVRON | 5975 MEMORIAL DR | STONE MOUNTAIN | DeKalb | 4440503 | 3 | Flapper Valve | 1993-09-03 | FALSE | 1993-09-03 | FALSE | Currently in Use | Diesel | 10000 | Fiberglass | 1985-01-03 |  | Fiberglass Reinforced Plastic | Pressurized
PHILLIPS 66 CO #026612 | 5325 MEMORIAL DR | STONE MOUNTAIN | DeKalb | 4440482 | 1 |  |  | FALSE |  | FALSE | Permanently Out of Use - historical purposes | Gas (Historical Use) | 8084 | Fiberglass | 1970-04-01 |  | Unknown
CITGO FOOD MART | 4879 ROCKBRIDGE RD | STONE MOUNTAIN | DeKalb | 4440432 | 10 |  |  | TRUE | 2010-12-31 | TRUE | Temporarily out of use | Empty | 550 | Galvanic (STIP-3) | 1996-07-01 |  | Galvanized Steel | Gravity Fed
CITGO | 1452 N HAIRSTON RD | STONE MOUNTAIN | DeKalb | 4440304 | 2 | Flapper Valve | 1998-10-01 | FALSE | 1998-10-01 | FALSE | Currently in Use | Plus | 8000 | Steel-Impressed Current | 1998-11-01 |  | Fiberglass Reinforced Plastic | Pressurized
SAMS MART #1041 | 4837 MEMORIAL DR | STONE MOUNTAIN | DeKalb | 4440527 | 3 | Ball Float | 1995-09-01 | FALSE | 1991-01-01 | FALSE | Currently in Use | Premium | 10000 | Fiberglass | 1983-04-08 |  | Fiberglass Reinforced Plastic | Pressurized
STONE MOUNTAIN TEXACO | 5368 EAST MOUNTAIN ST. | STONE MOUNTAIN | DeKalb | 4440599 | 2 |  | 1998-07-02 |  | 1998-07-02 |  | Closed in Ground | Gas (Historical Use) | 4000 | Steel-Impressed Current | 1998-12-02 | 2002-07-24 | Cathodically Protected | Pressurized
CITGO FOOD MART | 6201 EAST PONCE DELEON AVE | STONE MOUNTAIN | DeKalb | 4440601 | 6 | Flapper Valve | 1990-12-01 | FALSE | 1990-12-01 | FALSE | Currently in Use | Premium | 8000 | Steel-Impressed Current | 1990-03-12 |  | Fiberglass Reinforced Plastic | Pressurized
MEMORIAL DRIVE FOOD SHOP | 6007 A MEMORIAL DR | STONE MOUNTAIN | DeKalb | 4440657 | 2 | Ball Float | 1998-02-01 | FALSE | 1998-02-01 | FALSE | Currently in Use | Premium | 10000 | Fiberglass | 1989-01-23 |  | Fiberglass Reinforced Plastic | Pressurized
CUSTOMER SERVICE CENTER | 43 EXECUTIVE PARK | ATLANTA | DeKalb | 600869 | 1 | [5 empty] | Removed from Ground | Diesel | 500 | Bare Steel | 1981-05-08 | 1998-12-15 | Unknown
Briarcliff Quickmart LLC | 2374 BRIARCLIFF RD | ATLANTA | DeKalb | 9000342 | 3 |  | 1997-03-03 | FALSE | 1997-03-03 | FALSE | Currently in Use | Diesel | 5000 | Steel-Impressed Current | 1975-02-07 |  | Steel (Impressed Current) | Pressurized
RAJAN RAHUL LLC | 5664 MEMORIAL DR | STONE MOUNTAIN | DeKalb | 9000151 | 5 | Ball Float | 1989-01-01 | FALSE | 1989-01-01 | FALSE | Currently in Use | Plus | 10000 | Fiberglass | 1989-01-19 |  | Fiberglass Reinforced Plastic | Pressurized
RAJAN RAHUL LLC | 5664 MEMORIAL DR | STONE MOUNTAIN | DeKalb | 9000151 | 4 | Ball Float | 1989-01-01 | FALSE | 1989-01-01 | FALSE | Currently in Use | Regular | 10000 | Fiberglass | 1989-01-19 |  | Fiberglass Reinforced Plastic | Pressurized
DEKALB CO/FIRE STATION #24 | 4154 REDAN RD | STONE MOUNTAIN | DeKalb | 440568 | 1 | [5 empty] | Removed from Ground | Gas (Historical Use) | 1000 | Fiberglass | 1987-01-01 | 1998-09-09 | Not Marked | Pressurized
Citgo | 5295 MEMORIAL DR | STONE MOUNTAIN | DeKalb | 4440498 | 2 |  | 1992-07-20 |  | 1992-07-20 |  | Removed from Ground | Gas (Historical Use) | 6000 | Double Walled | 1967-04-22 | 1992-07-01 | Fiberglass Reinforced Plastic | Pressurized
CHEVRON USA INC | 6002 HUGH HOWELL RD | STONE MOUNTAIN | DeKalb | 4440815 | 1 | [5 empty] | Removed from Ground | Gas (Historical Use) | 5000 | Bare Steel | 1972-03-19 | 1990-07-12 | Galvanized Steel
LANCE OIL COMPANY | 1595 MCCURDY DR | STONE MOUNTAIN | DeKalb | 9044239 | 1 |  | 1998-12-09 |  | 1998-12-09 |  | Removed from Ground | Gas (Historical Use) | 12000 | Steel-Impressed Current | 1970-01-01 | 2010-01-06 | Cathodically Protected | Pressurized
SUNLIGHT FOODS/SUNBELT II | 4736 REDAN RD | STONE MOUNTAIN | DeKalb | 4440427 | 1 | [5 empty] | Removed from Ground | Gas (Historical Use) | 6000 | Bare Steel | 1976-05-03 | 1992-04-22 | Galvanized Steel
SUNLIGHT FOODS/SUNBELT II | 4736 REDAN RD | STONE MOUNTAIN | DeKalb | 4440427 | 4 | [5 empty] | Removed from Ground | Gas (Historical Use) | 10000 | Bare Steel | 1983-05-04 | 1992-04-22 | Galvanized Steel
HOWELL & GRANT TIRE CO | 6154 MEMORIAL DR | STONE MOUNTAIN | DeKalb | 4440439 | 1 | [5 empty] | Permanently Out of Use - historical purposes | Empty | 1 | Marked Unknown |  | 1899-12-31 | Unknown
TEXACO FOOD MART #11 | 1525 MOUNTAIN IND BLVD | STONE MOUNTAIN | DeKalb | 4440171 | 3 | Ball Float | 1992-01-01 | FALSE | 1992-01-01 | FALSE | Currently in Use | E-85 | 5000 | Steel-Impressed Current | 1982-03-10 |  | Fiberglass Reinforced Plastic | Pressurized
SHELL FOOD MART | 1106 N HAIRSTON RD | STONE MOUNTAIN | DeKalb | 4440238 | 2 | Overfill Alarm | 1995-12-01 | FALSE | 1995-12-01 | FALSE | Currently in Use | Premium | 8000 | Steel-Impressed Current | 1998-10-01 |  | Fiberglass Reinforced Plastic | Pressurized
MEMORIAL DRIVE FOOD SHOP | 6007 A MEMORIAL DR | STONE MOUNTAIN | DeKalb | 4440657 | 1 | Ball Float | 1998-02-01 | FALSE | 1998-02-01 | FALSE | Currently in Use | Regular | 12000 | Fiberglass | 1989-01-23 |  | Fiberglass Reinforced Plastic | Pressurized
SYKES TRANSFER | 4578 LEWIS RD | STONE MOUNTAIN | DeKalb | 4440712 | 6 |  |  | TRUE |  | TRUE | Removed from Ground | Used Oil | 1000 | Bare Steel | 1990-05-28 | 1990-05-28 | Galvanized Steel
AMOCO STATION #898/MEMORIAL BEND | 5320 MEMORIAL DR & RAYS RD | STONE MOUNTAIN | DeKalb | 4440803 | 1 | [5 empty] | Removed from Ground | Other | 6000 | Bare Steel | 1970-04-30 | 1999-12-06 | Galvanized Steel
DBA CHEVRON FOOD MART | 1131 N HAIRSTON RD | STONE MOUNTAIN | DeKalb | 4440833 | 4 |  | 2000-09-01 | FALSE | 2000-09-01 | FALSE | Currently in Use | Regular | 12000 | Epoxy | 2000-09-01 |  | Double-Walled Flex | Pressurized
DBA CHEVRON FOOD MART | 1131 N HAIRSTON RD | STONE MOUNTAIN | DeKalb | 4440833 | 5 |  | 2000-09-01 | FALSE | 2000-09-01 | FALSE | Currently in Use | Premium | 12000 | Epoxy | 2000-09-01 |  | Double-Walled Flex | Pressurized
STONE MOUNTAIN PROBATION BOOT CA | 5500 VENABLE ST | STONE MOUNTAIN | DeKalb | 9044266 | 5 | [5 empty] | Removed from Ground | Empty | 1000 | Unknown | 1975-01-01 | 1995-05-18 | Unknown
SOUTHEAST PRE-CAST CONCRETE PROD | 4478 GREER CIR | STONE MOUNTAIN | DeKalb | 9044021 | 2 | [5 empty] | Removed from Ground | Diesel | 6000 | Bare Steel | 1984-01-01 | 1991-10-11 | Bare Steel
LANCE OIL COMPANY | 1595 MCCURDY DR | STONE MOUNTAIN | DeKalb | 9044239 | 11 |  | 1998-12-09 |  | 1998-12-09 |  | Removed from Ground | Diesel | 2000 | Steel-Impressed Current | 1970-01-01 | 2010-01-07 | Cathodically Protected | Suction (American)
MOUNTAIN SURPLUS/RICHARDS GROCER | 5607 REDAN RD | STONE MOUNTAIN | DeKalb | 9044187 | 1 | [5 empty] | Removed from Ground | Gas (Historical Use) | 2250 | Marked Unknown | 1971-01-01 | 1993-02-15 | Unknown
MOUNTAIN SURPLUS/RICHARDS GROCER | 5607 REDAN RD | STONE MOUNTAIN | DeKalb | 9044187 | 4 | [5 empty] | Removed from Ground | Gas (Historical Use) | 550 | Marked Unknown | 1940-01-01 | 1993-02-12 | Unknown
UPS TRUCK LEASING | 3549 MCCALL PLACE | DORAVILLE | DeKalb | 4440109 | 1 | [5 empty] | Removed from Ground | Diesel | 10000 | Bare Steel | 1980-01-23 | 1991-01-01 | Unknown
EXXON #4-4404 | 3585 NORTHCREST RD | DORAVILLE | DeKalb | 9000149 | 1 | [5 empty] | Removed from Ground | Gas (Historical Use) | 0 | Not Marked/Unknown | 1982-01-01 | 1982-01-01 | Not Marked
SHELL OIL CO BULK TERMINAL | 4064 WINTERS CHAPEL RD | DORAVILLE | DeKalb | 9000352 | 99 | [5 empty] | Removed from Ground | Empty | 300 | Bare Steel | 1962-04-07 | 1989-12-01 | Bare Steel
SHELL OIL CO BULK TERMINAL | 4064 WINTERS CHAPEL RD | DORAVILLE | DeKalb | 9000352 | 94 | [5 empty] | Removed from Ground | Other | 25000 | Bare Steel | 1973-04-04 | 1990-12-01 | Bare Steel
SHELL OIL CO BULK TERMINAL | 4064 WINTERS CHAPEL RD | DORAVILLE | DeKalb | 9000352 | 97 | [5 empty] | Removed from Ground | Other | 2000 | Bare Steel | 1970-04-05 | 1989-12-01 | Cathodically Protected
QUIKTRIP #734 | 6901 PEACHTREE INDUSTRIAL BLVD | DORAVILLE | DeKalb | 9000397 | 1 | [5 empty] | Removed from Ground | Gas (Historical Use) | 6000 | Not Marked/Unknown | 1978-01-01 | 1987-02-01 | Not Marked
FLORIDA ROCK & TANK LINES | 2766 WOODWIN Road | DORAVILLE | DeKalb | 9000311 | 1 | Flapper Valve | 1985-01-01 | FALSE | 1985-01-01 | FALSE | Currently in Use | Diesel | 10000 | Galvanic (STIP-3) | 1985-01-01 |  | Double-Walled Flex | Pressurized
FLORIDA ROCK & TANK LINES | 2766 WOODWIN Road | DORAVILLE | DeKalb | 9000311 | 7 |  |  | TRUE |  | TRUE | Permanently Out of Use - historical purposes | Used Oil | 10000 | Cathodically Protected Steel | 1989-01-01 | 1899-12-31 | Galvanized Steel
RAYS FOOD MART | 5248 MEMORIAL DR | STONE MOUNTAIN | DeKalb | 4440782 | 1 | Ball Float | 2018-06-16 | FALSE | 2018-06-16 | FALSE | Currently in Use | Regular | 10000 | Fiberglass Double Walled | 1979-04-09 |  | Double-Walled Fiberglass | Pressurized
CHEVRON USA INC | 6002 HUGH HOWELL RD | STONE MOUNTAIN | DeKalb | 4440815 | 3 | [5 empty] | Removed from Ground | Gas (Historical Use) | 10000 | Bare Steel | 1972-03-19 | 1990-07-12 | Galvanized Steel
DEKALB COUNTY FLEET MANAGEMENT | 5350 MEMORIAL DR | STONE MOUNTAIN | DeKalb | 9044195 | 5B | Flapper Valve | 2010-08-15 | FALSE | 2010-08-15 | FALSE | Currently in Use | New Oil | 4000 | Epoxy Double-Walled | 2010-08-01 |  | Double-Walled Fiberglass | Safe Suction (Euro)
INDORE INVESTMENT INC | 4769 REDAN RD | STONE MOUNTAIN | DeKalb | 4440461 | 1 |  | 1990-05-01 |  | 1990-05-01 |  | Removed from Ground | Gas (Historical Use) | 10000 | Steel-Impressed Current | 1980-03-31 | 2006-02-08 | Fiberglass Reinforced Plastic | Pressurized
HOWELL & GRANT TIRE CO | 6154 MEMORIAL DR | STONE MOUNTAIN | DeKalb | 4440439 | 3 | [5 empty] | Permanently Out of Use - historical purposes | Empty | 1 | Marked Unknown |  | 1899-12-31 | Unknown
QUICKSTOP ENTERPRISES INC AKA CIRCLE K #2705267 | 1101 N HAIRSTON RD | STONE MOUNTAIN | DeKalb | 4440331 | 3 | Ball Float | 1994-09-16 | FALSE | 1994-09-16 | FALSE | Removed from Ground | Premium | 10000 | Fiberglass | 1986-06-01 |  | Fiberglass Reinforced Plastic | Pressurized
TEXACO FOOD MART #11 | 1525 MOUNTAIN IND BLVD | STONE MOUNTAIN | DeKalb | 4440171 | 1 | Ball Float | 1992-01-01 | FALSE | 1992-01-01 | FALSE | Currently in Use | Plus | 8000 | Steel-Impressed Current | 1982-03-10 |  | Fiberglass Reinforced Plastic | Pressurized
SAMS MART #1041 | 4837 MEMORIAL DR | STONE MOUNTAIN | DeKalb | 4440527 | 2 | Ball Float | 1995-09-01 | FALSE | 1991-01-01 | FALSE | Temporarily out of use | Plus | 10000 | Fiberglass | 1983-04-08 |  | Fiberglass Reinforced Plastic | Pressurized
CITGO FOOD MART | 6201 EAST PONCE DELEON AVE | STONE MOUNTAIN | DeKalb | 4440601 | 5 |  |  | FALSE |  | FALSE | Removed from Ground | Gas (Historical Use) | 4000 | Bare Steel | 1978-03-08 | 1990-04-28 | Galvanized Steel
CITGO FOOD MART | 6201 EAST PONCE DELEON AVE | STONE MOUNTAIN | DeKalb | 4440601 | 7 | Ball Float | 1990-12-01 | FALSE | 1990-12-01 | FALSE | Currently in Use | Gas (Historical Use) | 8000 | Steel-Impressed Current | 1990-03-12 |  | Fiberglass Reinforced Plastic | Pressurized
SHELL FOOD MART | 2794 CLAIRMONT RD | ATLANTA | DeKalb | 9000527 | 1 |  |  | TRUE |  | TRUE | Removed from Ground | Used Oil | 550 | Bare Steel | 1960-05-08 | 1989-12-01 | Galvanized Steel
SHELL FOOD MART | 2794 CLAIRMONT RD | ATLANTA | DeKalb | 9000527 | 7 |  | 1989-12-01 | TRUE | 1989-12-01 | TRUE | Removed from Ground | Used Oil | 550 | Fiberglass | 1989-12-01 | 2015-01-23 | Fiberglass Reinforced Plastic | Pressurized
Q LUBE INC #1165 | 2138 BRIARCLIFF RD | ATLANTA | DeKalb | 440535 | 3 |  |  | TRUE |  | TRUE | Removed from Ground | Used Oil | 2000 | Bare Steel | 1987-01-01 | 1998-07-01 | Galvanized Steel | Suction (American)
BEST VALUE #2 | 6201 MEMORIAL DR | STONE MOUNTAIN | DeKalb | 9000536 | 2 | [5 empty] | Removed from Ground | Gas (Historical Use) | 10000 | Bare Steel | 1972-05-08 | 1993-11-29 | Fiberglass Reinforced Plastic | Pressurized
CITGO FOOD MART | 4879 ROCKBRIDGE RD | STONE MOUNTAIN | DeKalb | 4440432 | 5 |  |  | TRUE | 1973-04-30 | TRUE | Removed from Ground | Empty | 1000 | Cathodically Protected Steel | 1973-04-30 | 1996-07-01 | Galvanized Steel | Pressurized
CITGO FOOD MART | 4879 ROCKBRIDGE RD | STONE MOUNTAIN | DeKalb | 4440432 | 4 | [5 empty] | Removed from Ground | Gas (Historical Use) | 4000 | Bare Steel | 1973-04-30 | 1988-01-01 | Galvanized Steel
DEKALB COUNTY-WATER & SEWER | 1580 ROADHAVEN DR | STONE MOUNTAIN | DeKalb | 4440249 | L295116 | Flapper Valve | 1991-10-09 | FALSE | 1991-10-09 | FALSE | Currently in Use | Regular | 12000 | Tank Jacket | 1991-10-03 |  | Double-Walled Flex | Pressurized
CITGO FOOD MART | 6201 EAST PONCE DELEON AVE | STONE MOUNTAIN | DeKalb | 4440601 | 1 |  |  | FALSE |  | FALSE | Removed from Ground | Gas (Historical Use) | 4000 | Bare Steel | 1990-04-28 | 1990-04-28 | Galvanized Steel
RAYS FOOD MART | 5248 MEMORIAL DR | STONE MOUNTAIN | DeKalb | 4440782 | 2 | Ball Float | 2018-06-16 | FALSE | 2018-06-16 | FALSE | Currently in Use | Premium | 10000 | Fiberglass Double Walled | 1979-04-09 |  | Double-Walled Fiberglass | Pressurized
AMOCO STATION #898/MEMORIAL BEND | 5320 MEMORIAL DR & RAYS RD | STONE MOUNTAIN | DeKalb | 4440803 | 6 |  | 1992-08-06 |  | 1992-08-06 |  | Removed from Ground | Gas (Historical Use) | 12000 | Cathodically Protected Steel | 1992-08-06 | 1899-12-31 | Fiberglass Reinforced Plastic | Pressurized
LANCE OIL COMPANY | 1595 MCCURDY DR | STONE MOUNTAIN | DeKalb | 9044239 | 10 |  | 1998-12-09 |  | 1998-12-09 |  | Removed from Ground | Gas (Historical Use) | 10000 | Steel-Impressed Current | 1975-06-10 | 2010-01-07 | Cathodically Protected | Pressurized
LANCE OIL COMPANY | 1595 MCCURDY DR | STONE MOUNTAIN | DeKalb | 9044239 | 6 |  | 1998-12-09 |  | 1998-12-09 |  | Removed from Ground | Gas (Historical Use) | 6000 | Steel-Impressed Current | 1970-01-01 | 2010-01-06 | Cathodically Protected | Pressurized
DEKALB COUNTY FLEET MANAGEMENT | 5350 MEMORIAL DR | STONE MOUNTAIN | DeKalb | 9044195 | 669248 |  |  | TRUE |  | TRUE | Removed from Ground | Used Oil | 2000 | Bare Steel | 1980-01-04 | 1992-12-17 | Galvanized Steel
PINE LAKE BAPTIST CHURCH | 4528 ROCKBRIDGE RD | STONE MOUNTAIN | DeKalb | 9044171 | 2 | [5 empty] | Removed from Ground | Gas (Historical Use) | 500 | Bare Steel | 1962-01-01 | 1992-06-22 | Unknown
BP #24014/GULF #24014 | 3360 BUFORD HWY/BRIARWOOD AVE | ATLANTA | DeKalb | 9000540 | 2 | [5 empty] | Removed from Ground | Gas (Historical Use) | 10000 | Fiberglass | 1974-05-05 | 1989-11-17 | Fiberglass Reinforced Plastic
FORMER MAC THE MECHANIC | 2816 BUFORD HWY N E | ATLANTA | DeKalb | 440565 | 4 | [5 empty] | Removed from Ground | Other | 4000 | Bare Steel | 1986-01-01 | 1996-09-01 | Galvanized Steel
REDAN CHEVRON | 4766 REDAN RD | STONE MOUNTAIN | DeKalb | 9000183 | 1 | [5 empty] | Removed from Ground | Gas (Historical Use) | 10000 | Fiberglass | 1974-05-05 | 1899-12-31 | Fiberglass Reinforced Plastic
CITGO FOOD MART | 4879 ROCKBRIDGE RD | STONE MOUNTAIN | DeKalb | 4440432 | 6 | Ball Float | 2011-10-06 | FALSE | 1988-02-04 | FALSE | Currently in Use | Regular | 10000 | Galvanic (STIP-3) | 1988-02-04 |  | Galvanized Steel | Pressurized
TEXACO | 4513 ROCKBRIDGE RD | STONE MOUNTAIN | DeKalb | 4440423 | 2 | [5 empty] | Removed from Ground | Gas (Historical Use) | 8000 | Bare Steel | 1970-01-01 | 1993-11-17 | Galvanized Steel | Pressurized
STONE MOUNTAIN TEXACO | 5368 EAST MOUNTAIN ST. | STONE MOUNTAIN | DeKalb | 4440599 | 6 |  |  | TRUE |  | TRUE | Closed in Ground | Used Oil | 550 | Bare Steel | 2001-06-02 | 2001-06-02 | Galvanized Steel
DOLLY MADISON INDUSTRIES | 4429 ROCKBRIDGE RD | STONE MOUNTAIN | DeKalb | 4440602 | 2 | [5 empty] | Removed from Ground | Gas (Historical Use) | 4000 | Bare Steel | 1972-03-28 | 1988-05-20 | Galvanized Steel
AMOCO STATION #898/MEMORIAL BEND | 5320 MEMORIAL DR & RAYS RD | STONE MOUNTAIN | DeKalb | 4440803 | 3 | [5 empty] | Removed from Ground | Other | 8000 | Bare Steel | 1970-04-30 | 1999-12-06 | Galvanized Steel
MONTIKA INC | 4092 REDAN RD | STONE MOUNTAIN | DeKalb | 9044203 | 1 | Ball Float | 1995-06-15 | FALSE | 1995-06-15 | FALSE | Currently in Use | Diesel | 10000 | Fiberglass | 1988-01-01 |  | Fiberglass Reinforced Plastic | Pressurized
MOUNTAIN SURPLUS/RICHARDS GROCER | 5607 REDAN RD | STONE MOUNTAIN | DeKalb | 9044187 | 3 | [5 empty] | Removed from Ground | Gas (Historical Use) | 550 | Marked Unknown | 1940-01-01 | 1993-02-12 | Unknown
WHITEN DODGE INC | 5945 MEMORIAL DR | STONE MOUNTAIN | DeKalb | 9044140 | 2 |  |  | TRUE |  | TRUE | Removed from Ground | Used Oil | 1000 | Bare Steel | 1979-01-01 | 1991-06-01 | Galvanized Steel
CITGO FOOD MART | 4879 ROCKBRIDGE RD | STONE MOUNTAIN | DeKalb | 4440432 | 7 | Ball Float | 2011-10-06 | FALSE | 1988-02-04 | FALSE | Currently in Use | Premium | 10000 | Galvanic (STIP-3) | 1988-02-04 |  | Galvanized Steel | Pressurized
KMART #3148 | 5615 MEMORIAL DR | STONE MOUNTAIN | DeKalb | 4440579 | 1 |  |  | TRUE |  | TRUE | Removed from Ground | Used Oil | 1000 | Bare Steel | 1972-04-01 | 1988-11-09 | Galvanized Steel
CHEM LAWN SERVICE CORP | 4625 STONE GATE IND BLVD | STONE MOUNTAIN | DeKalb | 4440632 | 1 | [5 empty] | Removed from Ground | Gas (Historical Use) | 5000 | Bare Steel | 1976-05-05 | 1990-08-02 | Bare Steel
AMOCO STATION #898/MEMORIAL BEND | 5320 MEMORIAL DR & RAYS RD | STONE MOUNTAIN | DeKalb | 4440803 | 2 | [5 empty] | Removed from Ground | Other | 8000 | Bare Steel | 1970-04-30 | 1999-12-06 | Galvanized Steel
AMOCO STATION #898/MEMORIAL BEND | 5320 MEMORIAL DR & RAYS RD | STONE MOUNTAIN | DeKalb | 4440803 | 8 |  |  | TRUE | 1992-08-06 | TRUE | Removed from Ground | Used Oil | 550 | Cathodically Protected Steel | 1992-08-06 | 1996-04-10 | Fiberglass Reinforced Plastic | Pressurized
DEKALB PIPE LINE CO | 1700 ROADHAVEN RD | STONE MOUNTAIN | DeKalb | 9044252 | 3RU | [5 empty] | Removed from Ground | Gas (Historical Use) | 3500 | Bare Steel | 1971-06-01 | 1998-10-01 | Bare Steel
DEKALB PIPE LINE CO | 1700 ROADHAVEN RD | STONE MOUNTAIN | DeKalb | 9044252 | 1 | [5 empty] | Permanently Out of Use - historical purposes | Gas (Historical Use) | 1500 | Not Marked/Unknown | 1971-06-01 | 1899-12-31 | Not Marked
DEKALB COUNTY FLEET MANAGEMENT | 5350 MEMORIAL DR | STONE MOUNTAIN | DeKalb | 9044195 | 8A | Flapper Valve | 2010-08-15 | FALSE | 2010-08-15 | FALSE | Currently in Use | New Oil | 4000 | Epoxy Double-Walled | 2010-08-01 |  | Double-Walled Fiberglass | Safe Suction (Euro)
FLORIDA ROCK & TANK LINES | 2766 WOODWIN Road | DORAVILLE | DeKalb | 9000311 | 4 | [5 empty] | Removed from Ground | Diesel | 20000 | Not Marked/Unknown | 1974-02-21 | 1899-12-31 | Galvanized Steel
MOTIVA ENTERPRISES | 4127 WINTERS CHAPEL RD | DORAVILLE | DeKalb | 4440014 | 6 |  |  | TRUE |  | TRUE | Closed in Ground | Used Oil | 500 | Bare Steel | 1958-01-01 | 1989-01-01 | Bare Steel | Gravity Fed
MOTIVA ENTERPRISES | 4127 WINTERS CHAPEL RD | DORAVILLE | DeKalb | 4440014 | 9 | [5 empty] | Closed in Ground | Other | 2000 | Bare Steel | 1981-01-01 | 1990-01-01 | Bare Steel
QUIKTRIP #734 | 6901 PEACHTREE INDUSTRIAL BLVD | DORAVILLE | DeKalb | 9000397 | 3 | [5 empty] | Removed from Ground | Gas (Historical Use) | 6000 | Not Marked/Unknown | 1978-01-01 | 1987-02-01 | Not Marked
STONE MOUNTAIN PROBATION BOOT CA | 5500 VENABLE ST | STONE MOUNTAIN | DeKalb | 9044266 | 4 | [5 empty] | Removed from Ground | Empty | 3000 | Unknown | 1975-01-01 | 1995-05-18 | Galvanized Steel
LANCE OIL COMPANY | 1595 MCCURDY DR | STONE MOUNTAIN | DeKalb | 9044239 | 9 |  | 1998-12-09 |  | 1998-12-09 |  | Removed from Ground | Diesel | 10000 | Steel-Impressed Current | 1970-01-01 | 2010-01-07 | Cathodically Protected | Pressurized
LANCE OIL COMPANY | 1595 MCCURDY DR | STONE MOUNTAIN | DeKalb | 9044239 | 2 |  | 1998-12-09 |  | 1998-12-09 |  | Removed from Ground | Gas (Historical Use) | 12000 | Steel-Impressed Current | 1970-01-01 | 2010-01-06 | Cathodically Protected | Pressurized
WHITEN DODGE INC | 5945 MEMORIAL DR | STONE MOUNTAIN | DeKalb | 9044140 | 1 | [5 empty] | Removed from Ground | Other | 500 | Bare Steel | 1979-01-01 | 1991-06-01 | Galvanized Steel
CHEVRON FOOD MART | 5095 B STONE MILL WAY | STONE MOUNTAIN | DeKalb | 9044136 | 2 | Ball Float | 1989-07-19 |  | 1989-07-19 |  | Currently in Use | Gas (Historical Use) | 8000 | Steel-Impressed Current | 1989-07-19 |  | Double-Walled Fiberglass | Pressurized
STONE MOUNTAIN CHEVROLET | 6130 MEMORIAL DRIVE | STONE MOUNTAIN | DeKalb | 9044485 | 1 | [5 empty] | Removed from Ground | Gas (Historical Use) | 4000 | Bare Steel | 1999-01-13 | 1999-01-13 | Bare Steel | Suction (American)
MOTIVA ENTERPRISES | 4127 WINTERS CHAPEL RD | DORAVILLE | DeKalb | 4440014 | 4 | [5 empty] | Removed from Ground | Other | 10000 | Fiberglass | 1980-01-01 | 1989-06-01 | Fiberglass Reinforced Plastic
MOTIVA ENTERPRISES | 4127 WINTERS CHAPEL RD | DORAVILLE | DeKalb | 4440014 | 7 | [5 empty] | Removed from Ground | Other | 4000 | Bare Steel | 1953-01-01 | 1981-01-01 | Bare Steel
SHELL FOOD MART | 3155 PLEASANTDALE RD | TUCKER | DeKalb | 330365 | 1 | [5 empty] | Removed from Ground | Gas (Historical Use) | 5000 | Cathodically Protected Steel | 1969-04-27 | 1987-06-06 | Galvanized Steel
SHELL FOOD MART | 3155 PLEASANTDALE RD | TUCKER | DeKalb | 330365 | 4 | [5 empty] | Removed from Ground | Gas (Historical Use) | 5000 | Cathodically Protected Steel | 1969-04-27 | 1987-06-06 | Galvanized Steel
SHELL FOOD MART | 3155 PLEASANTDALE RD | TUCKER | DeKalb | 330365 | 9 | Ball Float | 1990-11-01 | FALSE | 1990-11-01 | FALSE | Currently in Use | Plus | 10000 | Fiberglass Double Walled | 1987-01-01 |  | Fiberglass Reinforced Plastic | Pressurized
CHEVRON | 6030 HILLANDALE DR | LITHONIA | DeKalb | 10003300 | 2A | Flapper Valve | 2021-09-28 | FALSE | 2021-09-28 | FALSE | Currently in Use | Premium | 8000 | Composite Double Walled | 2021-09-28 |  | Double-Walled Fiberglass | Pressurized
QUIKTRIP#1717 | 100 ASHWOOD PKWY | DUNWOODY | DeKalb | 10003298 | 3 | Overfill Alarm | 2022-12-20 | FALSE | 2022-10-25 | FALSE | Currently in Use | E-0 | 15000 | Fiberglass | 2022-08-26 |  | Flex | Pressurized
CHEVRON | 6030 HILLANDALE DR | LITHONIA | DeKalb | 10003300 | 1 | Flapper Valve | 2021-09-28 | FALSE | 2021-09-28 | FALSE | Currently in Use | Regular | 15000 | Composite Double Walled | 2021-09-28 |  | Double-Walled Fiberglass | Pressurized
OGLETHORPE POWER CORPORATION | 2100 E EXCHANGE PL | TUCKER | DeKalb | 4440005 | 1 | [5 empty] | Removed from Ground | Gas (Historical Use) | 10000 | Bare Steel | 1984-01-04 | 1997-02-19 | Galvanized Steel | Pressurized
PATTILLO CONSTRUCTION CORP | 2053 MOUNTAIN IND BLVD | TUCKER | DeKalb | 4440033 | 2 | [5 empty] | Removed from Ground | Diesel | 1000 | Bare Steel | 1971-03-22 | 1991-01-01 | Galvanized Steel
HANSON BUICK INC | 2915 LAWRENCEVILLE HWY | TUCKER | DeKalb | 4440100 | 6 | [5 empty] | Removed from Ground | Other | 500 | Bare Steel | 1983-01-01 | 1995-10-24 | Galvanized Steel
WSB-AM RADIO TRANSMITTER SITE | 4111 LAVISTA RD | TUCKER | DeKalb | 4440016 | 1 | [5 empty] | Closed in Ground | Diesel | 6000 | Bare Steel | 1984-05-13 | 1996-12-18 | Bare Steel | Safe Suction (Euro)
JIFFY LUBE #281 | 3194 TUCKER-NORCROSS RD | TUCKER | DeKalb | 4440018 | 3 |  |  | TRUE |  | TRUE | Removed from Ground | Used Oil | 1000 | Cathodically Protected Steel | 1983-05-07 | 1999-01-01 | Galvanized Steel
Gas Express #297 | 5960 E. PONCE DE LEON AVE | STONE MOUNTAIN | DeKalb | 10003307 | 2B | Flapper Valve | 2022-04-26 | FALSE | 2022-04-26 | FALSE | Currently in Use | Diesel | 4000 | Composite Double Walled | 2022-04-26 |  | Double-Walled Fiberglass | Pressurized
SAMS CLUB #6409 | 1940 MOUNTAIN INDUSTRIAL BLVD | TUCKER | DeKalb | 9044499 | 3 | Flapper Valve | 1999-11-01 | FALSE | 1999-11-01 | FALSE | Currently in Use | Premium | 8000 | Fiberglass Double Walled | 1999-11-01 |  | Double-Walled Fiberglass | Pressurized
COLONIAL BAKING CO | 2109 MOUNTAIN IND BLVD | TUCKER | DeKalb | 9044151 | 1 | [5 empty] | Removed from Ground | Empty | 10000 | Bare Steel | 1973-01-01 | 1991-02-19 | Bare Steel
FINA #6704 | 4270 LAVISTA RD & I-285 | TUCKER | DeKalb | 330366 | 1 | [5 empty] | Removed from Ground | Gas (Historical Use) | 5000 | Cathodically Protected Steel | 1969-04-27 | 1989-10-25 | Galvanized Steel
HORMEL FOODS CORPORATION | 3367 MONTREAL IND WAY | TUCKER | DeKalb | 4440026 | 1 | [5 empty] | Removed from Ground | Diesel | 30000 | Bare Steel | 1980-05-01 | 1988-11-01 | Bare Steel | Suction (American)
HIJACK BISHOP | 2310 2ND ST | TUCKER | DeKalb | 4440098 | 1 | [5 empty] | Closed in Ground | Empty | 2000 | Bare Steel | 1974-02-24 | 1986-07-01 | Galvanized Steel | Suction (American)
QUIKTRIP#1717 | 100 ASHWOOD PKWY | DUNWOODY | DeKalb | 10003298 | 4 | Overfill Alarm | 2022-12-20 | FALSE | 2022-10-25 | FALSE | Currently in Use | Premium | 15000 | Fiberglass | 2022-08-26 |  | Double-Walled Flex | Pressurized
QUIKTRIP#1717 | 100 ASHWOOD PKWY | DUNWOODY | DeKalb | 10003298 | 5 | Overfill Alarm | 2022-12-20 | FALSE | 2022-10-25 | FALSE | Currently in Use | Diesel | 15000 | Fiberglass | 2022-08-26 |  | Double-Walled Flex | Pressurized
ATLANTA GAS LIGHT SVC CNTR | 1240 CAROLINE ST | ATLANTA | DeKalb | 9000649 | 2 | [5 empty] | Removed from Ground | Kerosene | 560 | Bare Steel | 1963-03-19 | 1990-06-13 | Galvanized Steel
DRUID HILLS CHEVRON | 2995 N DRUID HILLS RD | ATLANTA | DeKalb | 4440415 | 7 | Ball Float | 1991-08-14 | FALSE | 1991-08-14 | FALSE | Currently in Use | Regular | 10000 | Composite | 1991-08-14 |  | Fiberglass Reinforced Plastic | Pressurized
CHEVRON PLAZA BUFORD | 2911 BUFORD HWY NE | ATLANTA | DeKalb | 4440492 | 2 | [5 empty] | Removed from Ground | Gas (Historical Use) | 8000 | Double Walled | 1968-04-21 | 1992-05-10 | Fiberglass Reinforced Plastic | Pressurized
CHEVRON PLAZA BUFORD | 2911 BUFORD HWY NE | ATLANTA | DeKalb | 4440492 | 8 | Flapper Valve | 1992-06-05 | FALSE | 1992-06-05 | FALSE | Currently in Use | Diesel | 12000 | Fiberglass | 1992-06-05 |  | Fiberglass Reinforced Plastic | Pressurized
MUMFORD 21-480-1322 | 3268 BUFORD HWY | ATLANTA | DeKalb | 9000751 | 2 | [5 empty] | Removed from Ground | Gas (Historical Use) | 10000 | Fiberglass | 1982-04-09 | 1991-01-16 | Fiberglass Reinforced Plastic
CHEVRON #40732 | 3389 BUFORD HWY | ATLANTA | DeKalb | 9000590 | 1 | [5 empty] | Removed from Ground | Gas (Historical Use) | 10000 | Fiberglass | 1982-04-24 | 1992-03-18 | Fiberglass Reinforced Plastic
Briarcliff Quickmart LLC | 2374 BRIARCLIFF RD | ATLANTA | DeKalb | 9000342 | 1 | Flapper Valve | 1997-03-03 | FALSE | 1997-03-03 | FALSE | Currently in Use | Regular | 5000 | Steel-Impressed Current | 1975-02-07 |  | Steel (Impressed Current) | Pressurized
TEXACO (ABANDONED) | 2242 LAVISTA RD | ATLANTA | DeKalb | 9000375 | 3 |  |  | FALSE |  | FALSE | Removed from Ground | Not Marked/Tank Removed | 0 | Not Marked/Unknown | 1979-01-01 | 1979-01-01 | Unknown
SUNCOAST INC | 5675 MEMORIAL DR | STONE MOUNTAIN | DeKalb | 9000343 | 2 | [5 empty] | Permanently Out of Use - historical purposes | Gas (Historical Use) | 5000 | Bare Steel | 1971-01-01 | 1899-12-31 | Unknown | Pressurized
CITGO FOOD MART | 4879 ROCKBRIDGE RD | STONE MOUNTAIN | DeKalb | 4440432 | 3 | [5 empty] | Removed from Ground | Gas (Historical Use) | 6000 | Bare Steel | 1973-04-30 | 1988-01-01 | Galvanized Steel
QUIKTRIP #741 | 1910 LAWRENCEVILLE HWY | DECATUR | DeKalb | 9044272 | 6B | Flapper Valve | 2019-11-01 | FALSE | 2019-10-01 | FALSE | Currently in Use | Premium | 9500 | Fiberglass Double Walled | 2019-08-29 |  | Double-Walled Fiberglass | Pressurized
QUIKTRIP #741 | 1910 LAWRENCEVILLE HWY | DECATUR | DeKalb | 9044272 | 6A | Flapper Valve | 2019-11-01 | FALSE | 2019-10-01 | FALSE | Currently in Use | E-0 | 10000 | Fiberglass Double Walled | 2019-08-29 |  | Double-Walled Fiberglass | Pressurized
MR PRIDE CARWSAH | 766 DEKALB IND WAY | DECATUR | DeKalb | 4440572 | 2 | [5 empty] | Removed from Ground | Gas (Historical Use) | 8000 | Bare Steel | 1975-04-27 | 1899-12-31 | Galvanized Steel
Texaco Food Mart | 2832 N DECATUR RD | DECATUR | DeKalb | 9044299 | 2 | Ball Float | 1987-01-01 | FALSE | 1987-01-01 | FALSE | Currently in Use | Plus | 8000 | Steel-Impressed Current | 1987-01-01 |  | Steel (Impressed Current) | Pressurized
WASHINGTON MEMORIAL GARDENS | 700 SCOTTDALE RD | DECATUR | DeKalb | 9044329 | 1 | [5 empty] | Removed from Ground | Gas (Historical Use) | 900 | Marked Unknown | 1999-07-29 | 1999-07-29 | Unknown | Suction (American)
FORREST HILLS BAPTIST CHURCH | 923 VALLEY BROOK RD | DECATUR | DeKalb | 9044264 | 1 | [5 empty] | Removed from Ground | Gas (Historical Use) | 500 | Bare Steel | 1974-08-15 | 1994-09-09 | Bare Steel | Pressurized
BATTERIES PLUS | 2788 LAWRENCEVILLE HWY | DECATUR | DeKalb | 9044470 | 3 | [5 empty] | Removed from Ground | Gas (Historical Use) | 6000 | Not Marked/Unknown | 1998-04-19 | 1998-04-19 | Not Marked
MICHAEL'S AUTOMOTIVE | 2604 LAWRENCEVILLE HWY | DECATUR | DeKalb | 4440776 | 1 | [5 empty] | Closed in Ground | Gas (Historical Use) | 0 | Bare Steel | 1982-01-01 | 1982-01-01 | Unknown
HESS #10229 | 2586 LAWRENCEVILLE HWY | DECATUR | DeKalb | 4440781 | 4 | [5 empty] | Removed from Ground | Diesel | 10000 | Fiberglass | 1984-12-01 | 1999-01-01 | Fiberglass Reinforced Plastic | Pressurized
HESS #10229 | 2586 LAWRENCEVILLE HWY | DECATUR | DeKalb | 4440781 | 1 | [5 empty] | Removed from Ground | Gas (Historical Use) | 8000 | Bare Steel | 1968-04-08 | 1999-01-01 | Galvanized Steel | Pressurized
ATLANTA CLASSIC CARS | 1655 CHURCH ST | DECATUR | DeKalb | 9044079 | 2 |  |  | TRUE |  | TRUE | Removed from Ground | Used Oil | 2000 | Marked Unknown | 1999-04-16 | 2014-05-02 | Unknown
ALI SHAAN PROPERTIES LLC | 2605 LAWRENCEVILLE HWY | DECATUR | DeKalb | 4440414 | 6 | Ball Float | 1991-04-14 | FALSE | 1991-04-14 | FALSE | Currently in Use | Premium | 10000 | Galvanic (STIP-3) | 1991-04-14 |  | Steel (Impressed Current) | Pressurized
ALI SHAAN PROPERTIES LLC | 2605 LAWRENCEVILLE HWY | DECATUR | DeKalb | 4440414 | 9 | Ball Float | 1991-04-14 | FALSE | 1991-04-14 | FALSE | Currently in Use | Regular | 10000 | Galvanic (STIP-3) | 1991-04-14 |  | Steel (Impressed Current) | Pressurized
CITGO | 1925 MASON MILL RD | DECATUR | DeKalb | 4440300 | 2 | Flapper Valve | 1998-10-01 | FALSE | 1998-10-01 | FALSE | Currently in Use | Regular | 8000 | Steel-Impressed Current | 1983-05-02 |  | Fiberglass Reinforced Plastic | Pressurized
ANIL INVESTMENTS LLC | 1701 SCOTT BLVD | DECATUR | DeKalb | 4440108 | 3 | [5 empty] | Removed from Ground | Gas (Historical Use) | 10000 | Bare Steel | 1964-01-10 | 1991-10-18 | Galvanized Steel
Texaco Food Mart | 2832 N DECATUR RD | DECATUR | DeKalb | 9044299 | 3 | Ball Float | 1987-01-01 | FALSE | 1987-01-01 | FALSE | Currently in Use | Premium | 8000 | Steel-Impressed Current | 1987-01-01 |  | Steel (Impressed Current) | Pressurized
JOSEPH C GARGIULO | 3110 EAST PONCE DE LEON | DECATUR | DeKalb | 9044270 | 1 | [5 empty] | Removed from Ground | Gas (Historical Use) | 1000 | Not Marked/Unknown | 1994-10-06 | 1994-10-06 | Not Marked
QUIKTRIP #741 | 1910 LAWRENCEVILLE HWY | DECATUR | DeKalb | 9044272 | 2 | Ball Float | 1994-05-01 | FALSE | 1994-05-01 | FALSE | Removed from Ground | Regular | 12000 | Fiberglass Double Walled | 1994-07-01 | 2019-09-30 |  | Pressurized
BATTERIES PLUS | 2788 LAWRENCEVILLE HWY | DECATUR | DeKalb | 9044470 | 1 | [5 empty] | Removed from Ground | Gas (Historical Use) | 6000 | Not Marked/Unknown | 1998-04-19 | 1998-04-19 | Not Marked
SURBURBAN PLAZA | 2617 N DECATUR RD | DECATUR | DeKalb | 9044465 | 1 | [5 empty] | Removed from Ground | Other | 1000 | Not Marked/Unknown | 1998-01-13 | 1998-01-13 | Not Marked
Meineke North Dekalb Mall - MEINEKE MUFFLER | 3861 North Druid Hills RD. | Decatur | DeKalb | 9044464 | 1 | [5 empty] | Removed from Ground | Empty | 0 | Not Marked/Unknown |  | 1899-12-31 | Not Marked
Clairmont BP | 1885 Clairmont Rd | Decatur | DeKalb | 10002624 | 4 | Flapper Valve | 2020-05-14 | FALSE | 2020-05-20 | FALSE | Currently in Use | Regular | 15000 | Tank Jacket Double Walled | 2020-03-09 |  | Double-Walled Fiberglass | Pressurized
Clairmont BP | 1885 Clairmont Rd | Decatur | DeKalb | 10002624 | 5A | Flapper Valve | 2020-05-14 | FALSE | 2020-05-02 | FALSE | Currently in Use | Diesel | 6000 | Tank Jacket Double Walled | 2020-03-09 |  | Double-Walled Fiberglass | Pressurized
QUIKTRIP #741 | 1910 LAWRENCEVILLE HWY | DECATUR | DeKalb | 9044272 | 5 | Flapper Valve | 2019-11-01 | FALSE | 2019-10-01 | FALSE | Currently in Use | Regular | 20000 | Fiberglass Double Walled | 2019-08-29 |  | Double-Walled Fiberglass | Pressurized
HESS #10245 | 1549 CLAIRMONT RD | DECATUR | DeKalb | 4440548 | 3 | [5 empty] | Removed from Ground | Other | 10000 | Bare Steel | 1969-04-30 | 1899-12-31 | Galvanized Steel
EXPRESS MART 101 | 2146 LAWRENCEVILLE HWY | DECATUR | DeKalb | 9044082 | 3 | Ball Float | 1995-09-01 | FALSE | 1991-01-01 | FALSE | Currently in Use | Premium | 10000 | Fiberglass | 1991-01-01 |  | Fiberglass Reinforced Plastic | Pressurized
BANNER FORD | 1665 SCOTT BLVD | DECATUR | DeKalb | 9044080 | 6 |  |  | TRUE |  | TRUE | Removed from Ground | Used Oil | 300 | Bare Steel | 1997-04-01 | 1997-04-01 | Bare Steel | Gravity Fed
CHEVRON USA INC | 3893 NORTH DRUID HILLS RD | DECATUR | DeKalb | 4440827 | 2 | [5 empty] | Removed from Ground | Gas (Historical Use) | 10000 | Bare Steel | 1974-03-19 | 1990-08-22 | Fiberglass Reinforced Plastic
CHRIS MOTORS/BMW | 1606 CHURCH ST | DECATUR | DeKalb | 4440838 | 1 | [5 empty] | Removed from Ground | Other | 1500 | Bare Steel | 1965-01-01 | 1993-12-17 | Galvanized Steel
OAKGROVE CHEVRON | 2764 LAVISTA RD | DECATUR | DeKalb | 4440831 | 4 |  |  | TRUE |  | TRUE | Removed from Ground | Used Oil | 250 | Cathodically Protected Steel | 1962-03-19 | 1987-12-01 | Galvanized Steel
OAKGROVE CHEVRON | 2764 LAVISTA RD | DECATUR | DeKalb | 4440831 | 1 |  | 1998-12-23 |  | 1998-12-23 |  | Removed from Ground | Gas (Historical Use) | 10000 | Steel-Impressed Current | 1975-03-20 | 1899-12-31 | Cathodically Protected | Pressurized
AUTO ACCESSORIES | 1900 A SECOND AVENUE | DECATUR | DeKalb | 9044382 | 1 | [5 empty] | Removed from Ground | Gas (Historical Use) | 3000 | Not Marked/Unknown |  | 1899-12-31 | Not Marked
NORTH DECATUR TEXACO | 2071 N DECATUR RD | DECATUR | DeKalb | 4440633 | 1 | [5 empty] | Removed from Ground | Gas (Historical Use) | 4000 | Bare Steel | 1999-09-02 | 1999-09-02 | Galvanized Steel | Suction (American)
EXXON FOOD STORE | 3875 NORTH DRUID HILLS RD | DECATUR | DeKalb | 4440660 | 3 | [5 empty] | Removed from Ground | Gas (Historical Use) | 12000 | Bare Steel | 1989-10-24 | 1989-10-24 | Galvanized Steel | Pressurized
HESS #10245 | 1549 CLAIRMONT RD | DECATUR | DeKalb | 4440548 | 4 | [5 empty] | Removed from Ground | Other | 10000 | Bare Steel | 1969-04-30 | 1899-12-31 | Unknown
HESS #10245 | 1549 CLAIRMONT RD | DECATUR | DeKalb | 4440548 | 1 | [5 empty] | Removed from Ground | Other | 10000 | Bare Steel | 1969-04-30 | 1899-12-31 | Unknown
FORMER ENTENMANNS INC | 2625 MILSCOTT | DECATUR | DeKalb | 9044086 | 1 | [5 empty] | Removed from Ground | Gas (Historical Use) | 10000 | Bare Steel | 1965-06-01 | 1992-04-02 | Bare Steel | Safe Suction (Euro)
OAKGROVE CHEVRON | 2764 LAVISTA RD | DECATUR | DeKalb | 4440831 | 3 |  | 1998-12-23 |  | 1998-12-23 |  | Removed from Ground | Gas (Historical Use) | 10000 | Fiberglass | 1979-03-20 | 1899-12-31 | Fiberglass Reinforced Plastic | Pressurized
ALI SHAAN PROPERTIES LLC | 2605 LAWRENCEVILLE HWY | DECATUR | DeKalb | 4440414 | 5 | Flapper Valve | 1985-04-30 | FALSE | 1985-04-30 | FALSE | Removed from Ground | Kerosene | 4000 | Galvanic (STIP-3) | 1999-09-08 |  | Steel (Impressed Current) | Safe Suction (Euro)
CITGO | 1925 MASON MILL RD | DECATUR | DeKalb | 4440300 | 1 | Flapper Valve | 1998-10-01 | FALSE | 1998-10-01 | FALSE | Currently in Use | Regular | 8000 | Steel-Impressed Current | 1983-05-02 |  | Fiberglass Reinforced Plastic | Pressurized
ANIL INVESTMENTS LLC | 1701 SCOTT BLVD | DECATUR | DeKalb | 4440108 | 4 | Flapper Valve | 1991-10-01 | FALSE | 1991-10-01 | FALSE | Currently in Use | Regular | 10000 | Epoxy | 1991-10-13 |  | Fiberglass Reinforced Plastic | Pressurized
CHEVRON USA INC | 3893 NORTH DRUID HILLS RD | DECATUR | DeKalb | 4440827 | 1 | [5 empty] | Removed from Ground | Gas (Historical Use) | 3000 | Bare Steel | 1965-03-19 | 1990-08-22 | Fiberglass Reinforced Plastic
CLAIRMONT PLACE | 2100 CLAIRMONT LAKE | DECATUR | DeKalb | 9044227 | 1 | Flapper Valve | 1988-01-01 |  | 1988-01-01 |  | Removed from Ground | Diesel | 550 | Galvanic (STIP-3) | 1988-01-01 | 2011-05-18 | Double Walled | Suction (American)
QUIKTRIP #741 | 1910 LAWRENCEVILLE HWY | DECATUR | DeKalb | 9044272 | 7 | Flapper Valve | 2019-11-01 | FALSE | 2019-10-01 | FALSE | Currently in Use | Diesel | 12000 | Fiberglass Double Walled | 2019-08-29 |  | Double-Walled Fiberglass | Pressurized
QUIKTRIP #741 | 1910 LAWRENCEVILLE HWY | DECATUR | DeKalb | 9044272 | 1 | Ball Float | 1994-05-01 | FALSE | 1994-05-01 | FALSE | Removed from Ground | Regular | 12000 | Fiberglass Double Walled | 1994-07-01 | 2019-09-30 |  | Pressurized
QUIKTRIP #741 | 1910 LAWRENCEVILLE HWY | DECATUR | DeKalb | 9044272 | 4 | Flapper Valve | 2019-11-01 | FALSE | 2019-10-01 | FALSE | Currently in Use | Regular | 20000 | Fiberglass Double Walled | 2019-08-29 |  | Double-Walled Fiberglass | Pressurized
Texaco Food Mart | 2832 N DECATUR RD | DECATUR | DeKalb | 9044299 | 4 | Ball Float | 1997-01-01 | FALSE | 1997-01-01 | FALSE | Currently in Use | Diesel | 8000 | Steel-Impressed Current | 1987-01-01 |  | Steel (Impressed Current) | Pressurized
FORMER SINCLAIR SERVICE STATION | 2761 LAVISTA ROAD | DECATUR | DeKalb | 9044478 | 3 | [5 empty] | Removed from Ground | Gas (Historical Use) | 1000 | Not Marked/Unknown | 1998-10-02 | 1998-10-02 | Not Marked
NORTH DECATUR TEXACO | 2071 N DECATUR RD | DECATUR | DeKalb | 4440633 | 2 | [5 empty] | Removed from Ground | Gas (Historical Use) | 4000 | Bare Steel | 1974-04-30 | 1999-09-02 | Galvanized Steel | Pressurized
EXXON FOOD STORE | 3875 NORTH DRUID HILLS RD | DECATUR | DeKalb | 4440660 | 5 |  |  | TRUE |  | TRUE | Removed from Ground | Used Oil | 1000 | Bare Steel | 1968-05-06 | 1989-10-24 | Galvanized Steel
EXXON FOOD STORE | 3875 NORTH DRUID HILLS RD | DECATUR | DeKalb | 4440660 | 4 | [5 empty] | Removed from Ground | Gas (Historical Use) | 10000 | Bare Steel | 1973-05-06 | 1989-10-24 | Galvanized Steel
EXXON FOOD STORE | 3875 NORTH DRUID HILLS RD | DECATUR | DeKalb | 4440660 | 7 | Ball Float | 1989-01-01 | FALSE | 1989-01-01 | FALSE | Currently in Use | Regular | 12000 | Fiberglass | 1989-10-24 |  | Fiberglass Reinforced Plastic | Pressurized
UNOCAL SERVICE STATION | 3870 NORTH DRUID HILL RD | DECATUR | DeKalb | 4440764 | 3 | [5 empty] | Removed from Ground | Gas (Historical Use) | 10000 | Bare Steel | 1969-04-14 | 1989-08-01 | Galvanized Steel
BANNER FORD | 1665 SCOTT BLVD | DECATUR | DeKalb | 9044080 | 1 | [5 empty] | Removed from Ground | Gas (Historical Use) | 2000 | Bare Steel | 1991-12-09 | 1991-12-09 | Bare Steel | Safe Suction (Euro)
CROWN STATION GA-52 | 1901 CLAIRMONT RD | DECATUR | DeKalb | 4440344 | XTRA | [5 empty] | Removed from Ground | Gas (Historical Use) | 10000 | Bare Steel | 1980-03-31 | 1994-11-17 | Galvanized Steel | Pressurized
RICH'S LICENSED GOODYEAR AUTO SE | 2144 LAWRENCEVILLE HWY | DECATUR | DeKalb | 4440391 | 1 |  |  | TRUE |  | TRUE | Removed from Ground | Used Oil | 110 | Bare Steel | 1980-04-15 | 1997-12-01 | Bare Steel | Gravity Fed
EMORY UNIVERSITY-RESIDENTIAL SER | 2460 WILLIAMS LANE | DECATUR | DeKalb | 9044375 | 1 | [5 empty] | Removed from Ground | Gas (Historical Use) | 3000 | Not Marked/Unknown | 1998-11-05 | 1998-11-05 | Not Marked
FORMER SINCLAIR SERVICE STATION | 2761 LAVISTA ROAD | DECATUR | DeKalb | 9044478 | 1 | [5 empty] | Removed from Ground | Gas (Historical Use) | 1000 | Not Marked/Unknown | 1998-10-02 | 1998-10-02 | Not Marked
EXXON FOOD STORE | 3875 NORTH DRUID HILLS RD | DECATUR | DeKalb | 4440660 | 2 | [5 empty] | Removed from Ground | Gas (Historical Use) | 12000 | Bare Steel | 1989-10-24 | 1989-10-24 | Galvanized Steel | Pressurized
MICHAEL'S AUTOMOTIVE | 2604 LAWRENCEVILLE HWY | DECATUR | DeKalb | 4440776 | 2 | [5 empty] | Closed in Ground | Gas (Historical Use) | 0 | Bare Steel | 1982-01-01 | 1982-01-01 | Unknown
UNOCAL SERVICE STATION | 3870 NORTH DRUID HILL RD | DECATUR | DeKalb | 4440764 | 1 |  |  | TRUE |  | TRUE | Removed from Ground | Used Oil | 550 | Bare Steel | 1969-04-14 | 1989-08-01 | Galvanized Steel
CROWN STATION GA-52 | 1901 CLAIRMONT RD | DECATUR | DeKalb | 4440344 | SEPARATOR |  |  | TRUE |  | TRUE | Removed from Ground | Used Oil | 550 | Bare Steel | 1980-03-31 | 1994-11-17 | Galvanized Steel | Pressurized
DECATUR TOOL RENTAL | 2852 N DECATUR RD & DEKALB | DECATUR | DeKalb | 4440481 | 4 |  |  | TRUE |  | TRUE | Removed from Ground | Used Oil | 500 | Not Marked/Unknown | 1998-10-08 | 1998-10-08 | Not Marked
CHEVRON #201804 | 1923 CLAIRMONT RD | DECATUR | DeKalb | 4440493 | 3 | [5 empty] | Removed from Ground | Gas (Historical Use) | 6000 | Bare Steel | 1970-04-21 | 1992-05-28 | Galvanized Steel
AUTO ACCESSORIES | 1900 A SECOND AVENUE | DECATUR | DeKalb | 9044382 | 2 |  |  | FALSE |  | FALSE | Removed from Ground | Gas (Historical Use) | 3000 | Bare Steel | 2002-10-23 | 2002-10-23 | Galvanized Steel
BATTERIES PLUS | 2788 LAWRENCEVILLE HWY | DECATUR | DeKalb | 9044470 | 5 | [5 empty] | Removed from Ground | Other | 6000 | Not Marked/Unknown | 1998-04-19 | 1998-04-19 | Not Marked
BATTERIES PLUS | 2788 LAWRENCEVILLE HWY | DECATUR | DeKalb | 9044470 | 4 | [5 empty] | Removed from Ground | Gas (Historical Use) | 6000 | Not Marked/Unknown | 1998-04-19 | 1998-04-19 | Not Marked
MR PRIDE CARWSAH | 766 DEKALB IND WAY | DECATUR | DeKalb | 4440572 | 3 | [5 empty] | Removed from Ground | Gas (Historical Use) | 6000 | Bare Steel | 1975-04-27 | 1899-12-31 | Galvanized Steel
HESS #10229 | 2586 LAWRENCEVILLE HWY | DECATUR | DeKalb | 4440781 | 2 | [5 empty] | Removed from Ground | Gas (Historical Use) | 8000 | Bare Steel | 1968-04-08 | 1999-01-01 | Galvanized Steel | Pressurized
AUTO ACCESSORIES | 1900 A SECOND AVENUE | DECATUR | DeKalb | 9044382 | 3 |  |  | FALSE |  | FALSE | Removed from Ground | Gas (Historical Use) | 3000 | Bare Steel | 2002-10-23 | 2002-10-23
FORMER SINCLAIR SERVICE STATION | 2761 LAVISTA ROAD | DECATUR | DeKalb | 9044478 | 2 | [5 empty] | Removed from Ground | Gas (Historical Use) | 1000 | Not Marked/Unknown | 1998-10-02 | 1998-10-02 | Not Marked
NORTH DECATUR TEXACO | 2071 N DECATUR RD | DECATUR | DeKalb | 4440633 | 3 | [5 empty] | Removed from Ground | Gas (Historical Use) | 3000 | Bare Steel | 1999-09-02 | 1999-09-02 | Galvanized Steel | Suction (American)
UNOCAL SERVICE STATION | 3870 NORTH DRUID HILL RD | DECATUR | DeKalb | 4440764 | 2 | [5 empty] | Removed from Ground | Gas (Historical Use) | 10000 | Bare Steel | 1969-04-14 | 1989-08-01 | Galvanized Steel
FORMER SINCLAIR SERVICE STATION | 2761 LAVISTA ROAD | DECATUR | DeKalb | 9044478 | 4 | [5 empty] | Removed from Ground | Other | 500 | Not Marked/Unknown | 1998-10-02 | 1998-10-02 | Not Marked
FORMER SINCLAIR SERVICE STATION | 2761 LAVISTA ROAD | DECATUR | DeKalb | 9044478 | 5 | [5 empty] | Removed from Ground | Gas (Historical Use) | 1000 | Not Marked/Unknown | 1998-10-02 | 1998-10-02 | Not Marked
CITGO (FORMER) | LAWRENCEVILLE HWY | DECATUR | DeKalb | 9044202 | 1 | [5 empty] | Currently in Use | Gas (Historical Use) | 0 | Not Marked/Unknown |  |  | Not Marked
BATTERIES PLUS | 2788 LAWRENCEVILLE HWY | DECATUR | DeKalb | 9044470 | 2 | [5 empty] | Removed from Ground | Gas (Historical Use) | 6000 | Not Marked/Unknown | 1998-04-19 | 1998-04-19 | Not Marked
MR PRIDE CARWSAH | 766 DEKALB IND WAY | DECATUR | DeKalb | 4440572 | 1 | [5 empty] | Removed from Ground | Diesel | 10000 | Bare Steel | 1975-04-27 | 1899-12-31 | Galvanized Steel
CHEVRON 201807 | 2820 LAVISTA RD | DECATUR | DeKalb | 4440490 | 6 |  | 1993-09-16 |  | 1993-09-16 |  | Removed from Ground | Gas (Historical Use) | 9684 | Double Walled | 1993-09-16 | 2004-07-02 | Fiberglass Reinforced Plastic | Pressurized
EXPRESS MART 101 | 2146 LAWRENCEVILLE HWY | DECATUR | DeKalb | 9044082 | 4 | Ball Float | 1995-09-01 | FALSE | 1991-01-01 | FALSE | Currently in Use | Diesel | 10000 | Fiberglass | 1991-01-01 |  | Fiberglass Reinforced Plastic | Pressurized
QUIKTRIP #712 | 3830 N DECATUR ROAD | DECATUR | DeKalb | 9044096 | 3 | Ball Float | 1993-07-01 | FALSE | 1993-07-01 | FALSE | Currently in Use | Gas (Historical Use) | 12000 | Fiberglass | 1987-11-01 |  | Copper | Pressurized
SOUTHERN LINCOLN MERCURY | 1788 SCOTT BLVD | DECATUR | DeKalb | 9044023 | 2 | [5 empty] | Removed from Ground | Other | 560 | Bare Steel | 1971-07-01 | 1991-12-16 | Bare Steel | Safe Suction (Euro)
AMOCO STATION #818 | 2148 LAWRENCEVILLE & N DRUID | DECATUR | DeKalb | 4440798 | 1 | [5 empty] | Removed from Ground | Gas (Historical Use) | 4000 | Bare Steel | 1968-04-30 | 1990-05-01 | Galvanized Steel
SHAMROCK PLACE APARTMENTS | 2312 LAWRENCEVILLE HWY | DECATUR | DeKalb | 9044022 | 1 | [5 empty] | Removed from Ground | Diesel | 5000 | Bare Steel | 1991-04-25 | 1991-04-25 | Not Marked
AMOCO STATION #818 | 2148 LAWRENCEVILLE & N DRUID | DECATUR | DeKalb | 4440798 | 4 | [5 empty] | Removed from Ground | Gas (Historical Use) | 4000 | Bare Steel | 1968-04-30 | 1990-05-01 | Galvanized Steel
DEKALB CO/FIRE STATION #9 | 3858 NORTH DRUID HILLS RD | DECATUR | DeKalb | 4440265 | 1 | [5 empty] | Removed from Ground | Gas (Historical Use) | 500 | Bare Steel | 1971-05-03 | 1992-06-11 | Galvanized Steel | Suction (American)
Q LUBE INC #1159 | 1271 CLAIRMONT RD | DECATUR | DeKalb | 4440197 | 1 | [5 empty] | Removed from Ground | Other | 5000 | Bare Steel | 1966-12-31 | 1998-06-09 | Galvanized Steel | Suction (American)
NATIONWIDE MUFFFLER/MANNING TIRE | 1694 SCOTT BLVD | DECATUR | DeKalb | 4440104 | 4 |  |  | TRUE |  | TRUE | Removed from Ground | Used Oil | 500 | Cathodically Protected Steel | 1976-02-21 | 1994-06-09 | Galvanized Steel
HESS #10229 | 2586 LAWRENCEVILLE HWY | DECATUR | DeKalb | 4440781 | 3 | [5 empty] | Removed from Ground | Gas (Historical Use) | 8000 | Bare Steel | 1968-04-08 | 1999-01-01 | Galvanized Steel | Pressurized
FORMER ENTENMANNS INC | 2625 MILSCOTT | DECATUR | DeKalb | 9044086 | 2 | [5 empty] | Removed from Ground | Gas (Historical Use) | 10000 | Bare Steel | 1965-06-01 | 1992-04-02 | Bare Steel | Safe Suction (Euro)
MUNFORD FOODSTORE DIS CTR #04069 | 2935 NORTH DECATUR RD | DECATUR | DeKalb | 9044091 | 1 | [5 empty] | Removed from Ground | Diesel | 10000 | Marked Unknown | 1989-07-25 | 1989-07-25 | Unknown
AMOCO STATION #818 | 2148 LAWRENCEVILLE & N DRUID | DECATUR | DeKalb | 4440798 | 3 | [5 empty] | Removed from Ground | Gas (Historical Use) | 4000 | Bare Steel | 1968-04-30 | 1990-05-01 | Galvanized Steel
CHRIS MOTORS/BMW | 1606 CHURCH ST | DECATUR | DeKalb | 4440838 | 5 |  |  | TRUE |  | TRUE | Removed from Ground | Used Oil | 500 | Bare Steel | 1965-01-01 | 1993-12-17 | Galvanized Steel
CHRIS MOTORS/BMW | 1606 CHURCH ST | DECATUR | DeKalb | 4440838 | 4 | [5 empty] | Removed from Ground | Other | 2000 | Bare Steel | 1977-01-01 | 1993-12-23 | Fiberglass Reinforced Plastic
RICH'S LICENSED GOODYEAR AUTO SE | 2144 LAWRENCEVILLE HWY | DECATUR | DeKalb | 4440391 | 3 |  |  | FALSE |  | FALSE | Removed from Ground | Gas (Historical Use) | 10000 | Bare Steel | 1970-01-01 | 1988-02-01
DECATUR TOOL RENTAL | 2852 N DECATUR RD & DEKALB | DECATUR | DeKalb | 4440481 | 1 | [5 empty] | Removed from Ground | Diesel | 10000 | Not Marked/Unknown | 1998-10-08 | 1998-10-08 | Not Marked
CHEVRON 201807 | 2820 LAVISTA RD | DECATUR | DeKalb | 4440490 | 5 |  | 1993-09-16 |  | 1993-09-16 |  | Removed from Ground | Gas (Historical Use) | 9684 | Double Walled | 1993-09-16 | 2004-07-02 | Fiberglass Reinforced Plastic | Pressurized
CHEVRON 201807 | 2820 LAVISTA RD | DECATUR | DeKalb | 4440490 | 4 |  | 1993-09-16 |  | 1993-09-16 |  | Removed from Ground | Gas (Historical Use) | 9684 | Double Walled | 1993-09-16 | 2004-07-02 | Fiberglass Reinforced Plastic | Pressurized
WILLETT TOYOTA INC | 2650 NORTH DECATUR RD | DECATUR | DeKalb | 4440162 | 3 | [5 empty] | Removed from Ground | Diesel | 0 | Not Marked/Unknown | 1994-02-28 | 1994-02-28 | Not Marked
DECATUR NEWS PUBLISHING CO | 739 DEKALB IND WAY | DECATUR | DeKalb | 4440072 | 2 | [5 empty] | Removed from Ground | Gas (Historical Use) | 4000 | Bare Steel | 1979-02-28 | 1995-02-14 | Bare Steel | Safe Suction (Euro)
ALI SHAAN PROPERTIES LLC | 2605 LAWRENCEVILLE HWY | DECATUR | DeKalb | 4440414 | 8 | Ball Float | 1991-04-14 | FALSE | 1991-04-14 | FALSE | Currently in Use | Diesel | 6000 | Galvanic (STIP-3) | 1991-04-14 |  | Steel (Impressed Current) | Pressurized
ALI SHAAN PROPERTIES LLC | 2605 LAWRENCEVILLE HWY | DECATUR | DeKalb | 4440414 | 2 | [5 empty] | Removed from Ground | Gas (Historical Use) | 10000 | Galvanic (STIP-3) | 1983-05-01 | 1991-04-01 | Steel (Impressed Current)
Q LUBE INC #1159 | 1271 CLAIRMONT RD | DECATUR | DeKalb | 4440197 | 2 | [5 empty] | Removed from Ground | Other | 3000 | Bare Steel | 1966-12-31 | 1998-06-01 | Galvanized Steel | Suction (American)
EMORY DECATUR HOSPITAL | 2701 N DECATUR RD | DECATUR | DeKalb | 4440074 | 2 | [5 empty] | Removed from Ground | Other | 10000 | Bare Steel | 1977-02-28 | 1989-08-01 | Bare Steel
JOSEPH MAXWELL CLEVLAND ATLANTA VA MEDICAL CENTER | 1670 CLAIRMONT RD | DECATUR | DeKalb | 4440013 | 10 | Flapper Valve | 1976-04-23 | FALSE | 1976-04-23 | FALSE | Temporarily out of use | Diesel | 25000 | Bare Steel | 1976-04-23 |  | Bare Steel | Safe Suction (Euro)
JIFFY LUBE #62 | 1343 DUNWOODY PKWY | DUNWOODY | DeKalb | 4440019 | 1 | [5 empty] | Removed from Ground | Other | 5000 | Marked Unknown | 1980-01-01 | 1998-07-06 | Unknown
DUNWOODY CHEVRON | 5465 CHAMBLEE-DUNWOODY RD | DUNWOODY | DeKalb | 4440837 | 3 | Ball Float | 1994-09-17 | FALSE | 1994-09-17 | FALSE | Currently in Use | Premium | 10000 | Fiberglass | 1984-03-19 |  | Fiberglass Reinforced Plastic | Pressurized
AT&T/DUNWOODY POP OFFICE | 1405 WOMACK RD | DUNWOODY | DeKalb | 9044032 | 1 | [5 empty] | Removed from Ground | Diesel | 3000 | Composite | 1988-01-01 | 1998-02-10 | Copper
TEXACO FOOD PLAZA | 4369 NORTH PEACHTREE RD | DUNWOODY | DeKalb | 4440760 | 6 |  |  | TRUE |  | TRUE | Removed from Ground | Used Oil | 560 | Bare Steel | 1969-04-07 | 1987-02-15 | Bare Steel
GAS ZONE INC DBA BP FOOD MART | 4485 CHAMBLEE DUNWOODY RD | DUNWOODY | DeKalb | 601085 | 6 |  | 1989-02-20 |  | 1989-02-20 |  | Removed from Ground | Gas (Historical Use) | 10000 | Galvanic (STIP-3) | 1989-02-20 | 2001-07-05 | Galvanized Steel | Pressurized
ATLANTA CLASSIC CARS | 1655 CHURCH ST | DECATUR | DeKalb | 9044079 | 1 | [5 empty] | Removed from Ground | Diesel | 8000 | Bare Steel | 1965-01-01 | 2014-05-02 | Bare Steel
BANNER FORD | 1665 SCOTT BLVD | DECATUR | DeKalb | 9044080 | 5 |  |  | TRUE |  | TRUE | Removed from Ground | Used Oil | 300 | Bare Steel | 1997-04-01 | 1997-04-01 | Bare Steel | Gravity Fed
BANNER FORD | 1665 SCOTT BLVD | DECATUR | DeKalb | 9044080 | 4 |  |  | TRUE |  | TRUE | Removed from Ground | Used Oil | 300 | Bare Steel | 1997-04-01 | 1997-04-01 | Bare Steel | Gravity Fed
CHEVRON USA INC | 3893 NORTH DRUID HILLS RD | DECATUR | DeKalb | 4440827 | 2 | [5 empty] | Removed from Ground | Gas (Historical Use) | 10000 | Bare Steel | 1974-03-19 | 1990-08-01 | Fiberglass Reinforced Plastic
AMOCO STATION #818 | 2148 LAWRENCEVILLE & N DRUID | DECATUR | DeKalb | 4440798 | 2 | [5 empty] | Removed from Ground | Gas (Historical Use) | 4000 | Bare Steel | 1968-04-30 | 1990-05-01 | Galvanized Steel
ALI SHAAN PROPERTIES LLC | 2605 LAWRENCEVILLE HWY | DECATUR | DeKalb | 4440414 | 3 | [5 empty] | Removed from Ground | Gas (Historical Use) | 8000 | Cathodically Protected Steel | 1983-05-01 | 1991-04-01 | Galvanized Steel
Q LUBE INC #1159 | 1271 CLAIRMONT RD | DECATUR | DeKalb | 4440197 | 3 |  |  | TRUE |  | TRUE | Removed from Ground | Used Oil | 2000 | Bare Steel | 1966-12-31 | 1998-06-01 | Galvanized Steel
EXXON FOOD STORE | 3875 NORTH DRUID HILLS RD | DECATUR | DeKalb | 4440660 | 8 | Ball Float | 1989-01-01 | FALSE | 1989-01-01 | FALSE | Currently in Use | Premium | 12000 | Fiberglass | 1989-10-24 |  | Fiberglass Reinforced Plastic | Pressurized
EXXON FOOD STORE | 3875 NORTH DRUID HILLS RD | DECATUR | DeKalb | 4440660 | 6 |  |  | TRUE |  | TRUE | Removed from Ground | Used Oil | 550 | Bare Steel | 1968-05-06 | 1989-10-24 | Galvanized Steel
EXXON FOOD STORE | 3875 NORTH DRUID HILLS RD | DECATUR | DeKalb | 4440660 | 9 | Ball Float | 1989-01-01 | FALSE | 1989-01-01 | FALSE | Currently in Use | Diesel | 12000 | Fiberglass | 1989-10-24 |  | Fiberglass Reinforced Plastic | Pressurized
TRONCALLI MOTORS INC | 1625 CHURCH ST | DECATUR | DeKalb | 4440786 | 3 |  |  | TRUE |  | TRUE | Removed from Ground | Used Oil | 1000 | Bare Steel | 1994-02-11 | 1994-02-11 | Galvanized Steel | Gravity Fed
ATLANTA CLASSIC CARS | 1655 CHURCH ST | DECATUR | DeKalb | 9044079 | 3 | [5 empty] | Removed from Ground | Other | 2000 | Marked Unknown | 1999-04-16 | 2014-05-02 | Unknown
QUIKTRIP #712 | 3830 N DECATUR ROAD | DECATUR | DeKalb | 9044096 | 2 | Ball Float | 1993-07-01 | FALSE | 1993-07-01 | FALSE | Currently in Use | Regular | 12000 | Fiberglass | 1987-11-01 |  | Copper | Pressurized
SOUTHERN LINCOLN MERCURY | 1788 SCOTT BLVD | DECATUR | DeKalb | 9044023 | 3 |  |  | TRUE |  | TRUE | Removed from Ground | Used Oil | 560 | Bare Steel | 1971-07-01 | 1991-12-16 | Bare Steel | Gravity Fed
OAKGROVE CHEVRON | 2764 LAVISTA RD | DECATUR | DeKalb | 4440831 | 5 |  |  | TRUE |  | TRUE | Removed from Ground | Used Oil | 250 | Cathodically Protected Steel | 1987-12-01 | 1899-12-31 | Not Marked
CROWN STATION GA-52 | 1901 CLAIRMONT RD | DECATUR | DeKalb | 4440344 | NO#LEAD#2 | [5 empty] | Removed from Ground | Gas (Historical Use) | 10000 | Bare Steel | 1980-03-31 | 1994-11-17 | Galvanized Steel | Pressurized
CHEVRON #50116 | 4249 DUNWOODY CLUB DR | DUNWOODY | DeKalb | 4440822 | 1 | Flapper Valve | 1993-06-24 |  | 1993-06-24 |  | Currently in Use | Gas (Historical Use) | 8775 | Fiberglass | 1980-01-01 |  | Fiberglass Reinforced Plastic | Pressurized
ATLANTA CLASSIC CARS | 1655 CHURCH ST | DECATUR | DeKalb | 9044079 | 4 | [5 empty] | Removed from Ground | Other | 3000 | Marked Unknown | 1999-04-16 | 2014-05-02 | Unknown
QUIKTRIP #712 | 3830 N DECATUR ROAD | DECATUR | DeKalb | 9044096 | 1 | Ball Float | 1993-07-01 | FALSE | 1993-07-01 | FALSE | Currently in Use | Regular | 12000 | Fiberglass | 1987-11-01 |  | Copper | Pressurized
SOUTHERN LINCOLN MERCURY | 1788 SCOTT BLVD | DECATUR | DeKalb | 9044023 | 1 | [5 empty] | Removed from Ground | Other | 560 | Bare Steel | 1971-07-01 | 1991-12-16 | Bare Steel | Safe Suction (Euro)
CHEVRON #201804 | 1923 CLAIRMONT RD | DECATUR | DeKalb | 4440493 | 4 |  |  | TRUE |  | TRUE | Removed from Ground | Used Oil | 1000 | Bare Steel | 1969-04-21 | 1992-05-28 | Galvanized Steel
CHEVRON #201804 | 1923 CLAIRMONT RD | DECATUR | DeKalb | 4440493 | 5 |  | 2007-07-17 | TRUE | 1992-05-28 | TRUE | Removed from Ground | Used Oil | 1000 | Fiberglass | 1992-05-28 |  | Fiberglass Reinforced Plastic
DEKALB CO/FIRE STATION #9 | 3858 NORTH DRUID HILLS RD | DECATUR | DeKalb | 4440265 | L295151 | Flapper Valve | 1992-09-08 | FALSE | 1992-09-08 | FALSE | Currently in Use | Diesel | 1016 | Tank Jacket | 1992-09-08 |  | Double-Walled Fiberglass | Safe Suction (Euro)
W P COUCH/COX-VOORHEES PROPERTY | 2121 BRIARCLIFF RD | ATLANTA | DeKalb | 4440730 | 4 | [5 empty] | Removed from Ground | Gas (Historical Use) | 4000 | Bare Steel | 1966-03-06 | 1990-03-23 | Galvanized Steel
L A LOTTO | 2802 -B WARD LAKE RD | ELLENWOOD | DeKalb | 9044293 | 3 | Ball Float | 1998-09-01 |  | 1998-09-01 |  | Removed from Ground | Gas (Historical Use) | 4000 | Steel-Impressed Current | 1979-10-01 | 2016-05-26 | Steel (Impressed Current) | Pressurized
EXXON FOOD STORE | 3875 NORTH DRUID HILLS RD | DECATUR | DeKalb | 4440660 | 1 | [5 empty] | Removed from Ground | Gas (Historical Use) | 12000 | Bare Steel | 1989-10-24 | 1989-10-24 | Galvanized Steel | Pressurized
JIFFY LUBE #62 | 1343 DUNWOODY PKWY | DUNWOODY | DeKalb | 4440019 | 2 | [5 empty] | Removed from Ground | Other | 5000 | Marked Unknown | 1980-01-01 | 1998-07-06 | Unknown
BROOK RUN/GA DEPT HUMAN RES | 4770 NORTH PEACHTREE RD | DUNWOODY | DeKalb | 4440092 | 2 | [5 empty] | Removed from Ground | Empty | 30000 | Bare Steel | 1968-02-22 | 1999-01-13 | Bare Steel
BST/DUNWOODY CO/F5403 | 5375 CHAMBLEE DUNWOODY RD | DUNWOODY | DeKalb | 4440410 | 1 |  |  | FALSE |  | FALSE | Removed from Ground | Diesel | 10000 | Bare Steel | 1972-07-08 | 1992-12-01 | Copper | Suction (American)
AT&T/DUNWOODY POP OFFICE | 1405 WOMACK RD | DUNWOODY | DeKalb | 9044032 | 2 |  | 1998-02-26 |  | 1998-02-26 |  | Removed from Ground | Diesel | 2000 | Cathodically Protected Steel | 1998-02-26 | 1899-12-31 | Double Walled | Suction (American)
BP #16960 | 5419 CHAMBLEE DUNWOODY RD | DUNWOODY | DeKalb | 4440757 | 2 | [5 empty] | Removed from Ground | Gas (Historical Use) | 8000 | Bare Steel | 1968-04-07 | 1987-07-15 | Bare Steel
BP #16960 | 5419 CHAMBLEE DUNWOODY RD | DUNWOODY | DeKalb | 4440757 | 8 |  | 1987-05-01 |  | 1987-05-01 |  | Removed from Ground | Gas (Historical Use) | 12000 | Unknown | 1987-11-11 | 2004-01-12 | Fiberglass Reinforced Plastic | Pressurized
PETRO AVE LLC DBA BP FOOD MART | 5418 CHAMBLEE DUNWOODY RD | DUNWOODY | DeKalb | 9000497 | 5 | Ball Float | 2004-07-26 | FALSE | 2004-07-26 | FALSE | Currently in Use | Gas (Historical Use) | 10000 | Fiberglass Double Walled | 2004-07-26 |  | Double-Walled Flex | Pressurized
PETRO AVE LLC DBA BP FOOD MART | 5418 CHAMBLEE DUNWOODY RD | DUNWOODY | DeKalb | 9000497 | 4 |  |  | TRUE |  | TRUE | Removed from Ground | Used Oil | 500 | Bare Steel | 1981-04-19 | 1899-12-31 | Galvanized Steel
SHELL FOOD MART | 6399 PEACHTREE IND BLVD | DORAVILLE | DeKalb | 9044300 | 2P | Flapper Valve | 1992-02-01 | FALSE | 1992-02-01 | FALSE | Currently in Use | Premium | 8000 | Galvanic (STIP-3) | 1992-02-01 |  | Fiberglass Reinforced Plastic | Pressurized
GMC/DORAVILLE ASSEMBLY PLANT | 3900 MOTORS IND WAY | DORAVILLE | DeKalb | 9044054 | 4 | [5 empty] | Removed from Ground | Diesel | 15000 | Bare Steel | 1976-01-01 | 1990-08-01 | Cathodically Protected
GMC/DORAVILLE ASSEMBLY PLANT | 3900 MOTORS IND WAY | DORAVILLE | DeKalb | 9044054 | 5 | [5 empty] | Removed from Ground | Other | 15000 | Bare Steel | 1976-01-01 | 1990-08-01 | Cathodically Protected
CHEVRON 201807 | 2820 LAVISTA RD | DECATUR | DeKalb | 4440490 | 3 | [5 empty] | Removed from Ground | Gas (Historical Use) | 10000 | Double Walled | 1979-01-03 | 1993-09-16 | Fiberglass Reinforced Plastic | Pressurized
CHEVRON #201804 | 1923 CLAIRMONT RD | DECATUR | DeKalb | 4440493 | 2 | [5 empty] | Removed from Ground | Gas (Historical Use) | 8000 | Bare Steel | 1969-04-21 | 1992-05-28 | Galvanized Steel
ALI SHAAN PROPERTIES LLC | 2605 LAWRENCEVILLE HWY | DECATUR | DeKalb | 4440414 | 4 | [5 empty] | Removed from Ground | Diesel | 8000 | Galvanic (STIP-3) | 1983-05-01 | 1991-04-01 | Steel (Impressed Current)
ALI SHAAN PROPERTIES LLC | 2605 LAWRENCEVILLE HWY | DECATUR | DeKalb | 4440414 | 7 | Ball Float | 1991-04-14 | FALSE | 1991-04-14 | FALSE | Currently in Use | Plus | 10000 | Galvanic (STIP-3) | 1991-04-14 |  | Steel (Impressed Current) | Pressurized
WILLETT TOYOTA INC | 2650 NORTH DECATUR RD | DECATUR | DeKalb | 4440162 | 1 |  |  | TRUE |  | TRUE | Removed from Ground | Used Oil | 1000 | Bare Steel | 1993-02-24 | 1993-02-24 | Unknown
ANIL INVESTMENTS LLC | 1701 SCOTT BLVD | DECATUR | DeKalb | 4440108 | 5 | Flapper Valve | 1991-10-01 | FALSE | 1991-10-01 | FALSE | Currently in Use | Premium | 10000 | Epoxy | 1991-10-13 |  | Fiberglass Reinforced Plastic | Pressurized
EMORY DECATUR HOSPITAL | 2701 N DECATUR RD | DECATUR | DeKalb | 4440074 | CEP-1 | Flapper Valve | 1990-01-05 |  | 1990-01-05 |  | Currently in Use | Diesel | 30000 | Fiberglass | 1990-01-05 |  | Fiberglass Reinforced Plastic | Suction (American)
DUNK N PUMP ASSOC | 1594 MT VERNON RD | DUNWOODY | DeKalb | 4440366 | 3 | [5 empty] | Removed from Ground | Gas (Historical Use) | 5000 | Bare Steel | 1971-05-08 | 1989-10-20 | Cathodically Protected
BST/DUNWOODY CO/F5403 | 5375 CHAMBLEE DUNWOODY RD | DUNWOODY | DeKalb | 4440410 | 2 | Flapper Valve | 1998-02-09 | FALSE | 1998-02-09 | FALSE | Currently in Use | Diesel | 10000 | Fiberglass Double Walled | 1993-03-01 |  | Copper | Suction (American)
DUNWOODY CHEVRON | 5465 CHAMBLEE-DUNWOODY RD | DUNWOODY | DeKalb | 4440837 | 7 | [5 empty] | Removed from Ground | Gas (Historical Use) | 10000 | Bare Steel | 1971-01-01 | 1984-08-01 | Not Marked
DUNWOODY CHEVRON | 5465 CHAMBLEE-DUNWOODY RD | DUNWOODY | DeKalb | 4440837 | 5 | [5 empty] | Removed from Ground | Gas (Historical Use) | 5000 | Bare Steel | 1971-01-01 | 1984-08-01 | Not Marked
DUNWOODY CHEVRON | 5465 CHAMBLEE-DUNWOODY RD | DUNWOODY | DeKalb | 4440837 | 4 | Ball Float | 1997-06-07 | TRUE | 1994-09-17 | TRUE | Removed from Ground | Used Oil | 1000 | Fiberglass | 1984-03-19 | 2018-05-14 | Fiberglass Reinforced Plastic
CROWN STATION GA-52 | 1901 CLAIRMONT RD | DECATUR | DeKalb | 4440344 | REG | [5 empty] | Removed from Ground | Gas (Historical Use) | 10000 | Bare Steel | 1980-03-31 | 1994-11-17 | Galvanized Steel | Pressurized
RICH'S LICENSED GOODYEAR AUTO SE | 2144 LAWRENCEVILLE HWY | DECATUR | DeKalb | 4440391 | 4 |  |  | FALSE |  | FALSE | Removed from Ground | Gas (Historical Use) | 10000 | Bare Steel | 1970-01-01 | 1988-02-01
RICH'S LICENSED GOODYEAR AUTO SE | 2144 LAWRENCEVILLE HWY | DECATUR | DeKalb | 4440391 | 5 |  |  | FALSE |  | FALSE | Removed from Ground | Used Oil | 250 | Unknown |  | 1899-12-31
CHEVRON #201804 | 1923 CLAIRMONT RD | DECATUR | DeKalb | 4440493 | 8 |  | 1992-05-28 | FALSE | 1992-05-28 | FALSE | Removed from Ground | Gas (Historical Use) | 12000 | Fiberglass | 1992-05-28 |  | Fiberglass Reinforced Plastic | Pressurized
CHEVRON #201804 | 1923 CLAIRMONT RD | DECATUR | DeKalb | 4440493 | 6 |  | 1992-05-28 | FALSE | 1992-05-28 | FALSE | Removed from Ground | Gas (Historical Use) | 12000 | Fiberglass | 1992-05-28 |  | Fiberglass Reinforced Plastic | Pressurized
ALI SHAAN PROPERTIES LLC | 2605 LAWRENCEVILLE HWY | DECATUR | DeKalb | 4440414 | 1 | [5 empty] | Removed from Ground | Gas (Historical Use) | 10000 | Galvanic (STIP-3) | 1983-05-01 | 1991-04-01 | Steel (Impressed Current)
ENTERPRISE LEASING CO | 2113 LAWRENCEVILLE HWY | DECATUR | DeKalb | 4440084 | 1 | [5 empty] | Removed from Ground | Gas (Historical Use) | 4000 | Marked Unknown | 1981-02-07 | 1990-08-01 | Unknown
NATIONWIDE MUFFFLER/MANNING TIRE | 1694 SCOTT BLVD | DECATUR | DeKalb | 4440104 | 3 | [5 empty] | Removed from Ground | Gas (Historical Use) | 8000 | Cathodically Protected Steel | 1976-02-21 | 1994-02-01 | Galvanized Steel
L A LOTTO | 2802 -B WARD LAKE RD | ELLENWOOD | DeKalb | 9044293 | 1 | Ball Float | 1998-09-01 |  | 1998-09-01 |  | Removed from Ground | Gas (Historical Use) | 4000 | Steel-Impressed Current | 1979-10-01 | 2016-05-26 | Steel (Impressed Current) | Pressurized
PANTHERSVILLE FOOD MART | 3758 Panthersville Road | Ellenwood | DeKalb | 9044520 | 2 | Ball Float | 2001-02-01 | FALSE | 2001-02-01 | FALSE | Currently in Use | Premium | 12000 | Epoxy | 2001-02-01 |  | Fiberglass Reinforced Plastic | Pressurized
ANIL INVESTMENTS LLC | 1701 SCOTT BLVD | DECATUR | DeKalb | 4440108 | 6 | Flapper Valve | 1991-10-01 | FALSE | 1991-10-01 | FALSE | Temporarily out of use | Plus | 10000 | Epoxy | 1991-10-13 |  | Fiberglass Reinforced Plastic | Pressurized
EMORY DECATUR HOSPITAL | 2701 N DECATUR RD | DECATUR | DeKalb | 4440074 | 3 | [5 empty] | Removed from Ground | Other | 10000 | Bare Steel | 1977-02-28 | 1989-08-01 | Bare Steel
DUNK N PUMP ASSOC | 1594 MT VERNON RD | DUNWOODY | DeKalb | 4440366 | 4 | [5 empty] | Removed from Ground | Gas (Historical Use) | 5000 | Bare Steel | 1971-05-08 | 1989-10-20 | Cathodically Protected
DUNWOODY CHEVRON | 5465 CHAMBLEE-DUNWOODY RD | DUNWOODY | DeKalb | 4440837 | 8 | [5 empty] | Removed from Ground | Gas (Historical Use) | 560 | Bare Steel | 1971-01-01 | 1984-08-01 | Not Marked
DUNWOODY CHEVRON | 5465 CHAMBLEE-DUNWOODY RD | DUNWOODY | DeKalb | 4440837 | 6 | [5 empty] | Removed from Ground | Gas (Historical Use) | 10000 | Bare Steel | 1971-01-01 | 1984-08-01 | Not Marked
PETRO AVE LLC DBA BP FOOD MART | 5418 CHAMBLEE DUNWOODY RD | DUNWOODY | DeKalb | 9000497 | 8 | Ball Float | 2004-07-26 | FALSE | 2004-07-26 | FALSE | Currently in Use | Gas (Historical Use) | 10000 | Fiberglass Double Walled | 2004-07-26 |  | Double-Walled Flex | Pressurized
PETRO AVE LLC DBA BP FOOD MART | 5418 CHAMBLEE DUNWOODY RD | DUNWOODY | DeKalb | 9000497 | 6 | Ball Float | 2004-07-26 | FALSE | 2004-07-26 | FALSE | Currently in Use | Gas (Historical Use) | 10000 | Fiberglass Double Walled | 2004-07-26 |  | Double-Walled Flex | Pressurized
ANIL INVESTMENTS LLC | 1701 SCOTT BLVD | DECATUR | DeKalb | 4440108 | 2 | [5 empty] | Removed from Ground | Gas (Historical Use) | 9000 | Bare Steel | 1964-01-10 | 1991-10-18 | Galvanized Steel
DEKALB CO FIRE STATION #21 | 1020 Crown Pointe Pkwy | DUNWOODY | DeKalb | 4440254 | M158062 | Flapper Valve | 1997-03-11 | FALSE | 1997-03-11 | FALSE | Currently in Use | Regular | 12158 | Tank Jacket | 1997-03-11 |  | Double-Walled Flex | Pressurized
SHELL ROYAL FOODMART | 4479 CHAMBLEE DUNWOODY RD | DUNWOODY | DeKalb | 4440501 | 2 | Flapper Valve | 1993-08-19 | FALSE | 1993-08-19 | FALSE | Currently in Use | Gas (Historical Use) | 10000 | Fiberglass | 1978-01-03 |  | Double-Walled Fiberglass | Pressurized
DUNK N PUMP ASSOC | 1594 MT VERNON RD | DUNWOODY | DeKalb | 4440366 | 1 | [5 empty] | Removed from Ground | Gas (Historical Use) | 5000 | Bare Steel | 1971-05-08 | 1989-10-20 | Cathodically Protected
DUNWOODY CHEVRON | 5465 CHAMBLEE-DUNWOODY RD | DUNWOODY | DeKalb | 4440837 | 2 | Ball Float | 1994-09-17 | FALSE | 1994-09-17 | FALSE | Currently in Use | Plus | 10000 | Fiberglass | 1984-03-19 |  | Fiberglass Reinforced Plastic | Pressurized
TEXACO FOOD PLAZA | 4369 NORTH PEACHTREE RD | DUNWOODY | DeKalb | 4440760 | 3 | [5 empty] | Removed from Ground | Gas (Historical Use) | 8000 | Bare Steel | 1975-04-08 | 1987-02-15 | Bare Steel
GAS ZONE INC DBA BP FOOD MART | 4485 CHAMBLEE DUNWOODY RD | DUNWOODY | DeKalb | 601085 | 3 | [5 empty] | Removed from Ground | Gas (Historical Use) | 10000 | Bare Steel | 1981-04-24 | 1899-12-31 | Galvanized Steel
GAS ZONE INC DBA BP FOOD MART | 4485 CHAMBLEE DUNWOODY RD | DUNWOODY | DeKalb | 601085 | 11 | Ball Float | 2001-10-01 |  | 2001-08-30 |  | Currently in Use | Gas (Historical Use) | 10000 | Double Walled | 2001-07-31 |  | Double Walled | Pressurized
SHELL FOOD MART | 3794 BOULDERCREST RD | ELLENWOOD | DeKalb | 10000321 | 2B | Ball Float | 2002-07-16 | FALSE | 2002-07-16 | FALSE | Currently in Use | Diesel | 4000 | Composite | 2002-07-16 |  | Double-Walled Flex | Pressurized
DEKALB COUNTY N SOUTH LOT | 3115 WARD LAKE RD | ELLENWOOD | DeKalb | 10000699 | N628128 | Ball Float | 2004-07-30 | FALSE | 2004-07-30 | FALSE | Currently in Use | Diesel | 12000 | Fiberglass Double Walled | 2004-06-17 |  | Double-Walled Fiberglass | Pressurized
L A LOTTO | 2802 -B WARD LAKE RD | ELLENWOOD | DeKalb | 9044293 | 2 | Ball Float | 1998-09-01 |  | 1998-09-01 |  | Removed from Ground | Gas (Historical Use) | 4000 | Steel-Impressed Current | 1979-10-01 | 2016-05-26 | Steel (Impressed Current) | Pressurized
SHELL FOOD MART | 3794 BOULDERCREST RD | ELLENWOOD | DeKalb | 10000321 | 2A | Ball Float | 2002-07-16 | FALSE | 2002-07-16 | FALSE | Currently in Use | Premium | 8000 | Composite | 2002-07-16 |  | Double-Walled Flex | Pressurized
JIFFY LUBE #62 | 1343 DUNWOODY PKWY | DUNWOODY | DeKalb | 4440019 | 5 |  |  | TRUE |  | TRUE | Removed from Ground | Used Oil | 0 | Marked Unknown | 1998-07-06 | 1998-07-06 | Unknown
JIFFY LUBE #62 | 1343 DUNWOODY PKWY | DUNWOODY | DeKalb | 4440019 | 4 | [5 empty] | Removed from Ground | Other | 5000 | Marked Unknown | 1980-01-01 | 1998-07-06 | Unknown
EMORY DECATUR HOSPITAL | 2701 N DECATUR RD | DECATUR | DeKalb | 4440074 | 1 | [5 empty] | Removed from Ground | Other | 10000 | Bare Steel | 1961-02-28 | 1989-08-01 | Bare Steel
BROOK RUN/GA DEPT HUMAN RES | 4770 NORTH PEACHTREE RD | DUNWOODY | DeKalb | 4440092 | 3 | [5 empty] | Removed from Ground | Empty | 30000 | Bare Steel | 1968-02-22 | 1999-01-13 | Bare Steel
TEXACO FOOD PLAZA | 4369 NORTH PEACHTREE RD | DUNWOODY | DeKalb | 4440760 | 7 | Ball Float | 1987-02-01 | FALSE | 1987-02-01 | FALSE | Currently in Use | Diesel | 8000 | Galvanic (STIP-3) | 1987-03-15 |  | Fiberglass Reinforced Plastic | Pressurized
TEXACO FOOD PLAZA | 4369 NORTH PEACHTREE RD | DUNWOODY | DeKalb | 4440760 | 4 | [5 empty] | Removed from Ground | Gas (Historical Use) | 8000 | Cathodically Protected Steel | 1982-04-07 | 1987-02-15 | Bare Steel
TEXACO FOOD PLAZA | 4369 NORTH PEACHTREE RD | DUNWOODY | DeKalb | 4440760 | 5 |  |  | TRUE |  | TRUE | Removed from Ground | Used Oil | 560 | Bare Steel | 1969-04-07 | 1987-02-15 | Bare Steel
BP #16960 | 5419 CHAMBLEE DUNWOODY RD | DUNWOODY | DeKalb | 4440757 | 1 | [5 empty] | Removed from Ground | Gas (Historical Use) | 8000 | Cathodically Protected Steel | 1982-04-07 | 1987-05-15 | Bare Steel
CHEVRON USA INC | 3893 NORTH DRUID HILLS RD | DECATUR | DeKalb | 4440827 | 4 | [5 empty] | Removed from Ground | Gas (Historical Use) | 3000 | Bare Steel | 1965-03-19 | 1990-08-22 | Fiberglass Reinforced Plastic
CHRIS MOTORS/BMW | 1606 CHURCH ST | DECATUR | DeKalb | 4440838 | 3 |  |  | TRUE |  | TRUE | Removed from Ground | Used Oil | 1000 | Bare Steel | 1977-01-01 | 1993-12-23 | Fiberglass Reinforced Plastic
OAKGROVE CHEVRON | 2764 LAVISTA RD | DECATUR | DeKalb | 4440831 | 2 |  | 1998-12-23 |  | 1998-12-23 |  | Removed from Ground | Gas (Historical Use) | 6000 | Fiberglass | 1979-03-20 | 1899-12-31 | Fiberglass Reinforced Plastic | Pressurized
RICH'S LICENSED GOODYEAR AUTO SE | 2144 LAWRENCEVILLE HWY | DECATUR | DeKalb | 4440391 | 2 |  |  | FALSE |  | FALSE | Removed from Ground | Gas (Historical Use) | 10000 | Bare Steel | 1970-01-01 | 1988-02-01
DECATUR TOOL RENTAL | 2852 N DECATUR RD & DEKALB | DECATUR | DeKalb | 4440481 | 2 | [5 empty] | Removed from Ground | Gas (Historical Use) | 10000 | Not Marked/Unknown | 1998-10-06 | 1998-10-06 | Not Marked
DEKALB CO/FIRE STATION #9 | 3858 NORTH DRUID HILLS RD | DECATUR | DeKalb | 4440265 | F602480 | [5 empty] | Removed from Ground | Diesel | 1000 | Bare Steel | 1971-05-03 | 1992-06-11 | Galvanized Steel | Suction (American)
WILLETT TOYOTA INC | 2650 NORTH DECATUR RD | DECATUR | DeKalb | 4440162 | 2 |  |  | TRUE |  | TRUE | Removed from Ground | Used Oil | 1000 | Bare Steel | 1993-02-24 | 1993-02-24 | Unknown
NATIONWIDE MUFFFLER/MANNING TIRE | 1694 SCOTT BLVD | DECATUR | DeKalb | 4440104 | 1 | [5 empty] | Removed from Ground | Diesel | 10000 | Cathodically Protected Steel | 1976-02-21 | 1994-02-01 | Galvanized Steel
DECATUR NEWS PUBLISHING CO | 739 DEKALB IND WAY | DECATUR | DeKalb | 4440072 | 3 | [5 empty] | Removed from Ground | Diesel | 2000 | Bare Steel | 1970-02-27 | 1995-02-14 | Bare Steel | Safe Suction (Euro)
JOSEPH MAXWELL CLEVLAND ATLANTA VA MEDICAL CENTER | 1670 CLAIRMONT RD | DECATUR | DeKalb | 4440013 | 3 | [5 empty] | Removed from Ground | Diesel | 25000 | Bare Steel | 1966-04-22 | 1992-01-26 | Bare Steel
BROOK RUN/GA DEPT HUMAN RES | 4770 NORTH PEACHTREE RD | DUNWOODY | DeKalb | 4440092 | 1 | [5 empty] | Removed from Ground | Empty | 30000 | Bare Steel | 1968-02-22 | 1999-01-13 | Bare Steel
DECATUR NEWS PUBLISHING CO | 739 DEKALB IND WAY | DECATUR | DeKalb | 4440072 | 1 | [5 empty] | Removed from Ground | Gas (Historical Use) | 4000 | Bare Steel | 1979-02-28 | 1995-02-14 | Bare Steel | Safe Suction (Euro)
JOSEPH MAXWELL CLEVLAND ATLANTA VA MEDICAL CENTER | 1670 CLAIRMONT RD | DECATUR | DeKalb | 4440013 | 9 | Flapper Valve | 1998-10-27 | FALSE | 1998-10-27 | FALSE | Currently in Use | Diesel | 1000 | Fiberglass Double Walled | 1998-10-27 |  | Fiberglass Reinforced Plastic | Suction (American)
JOSEPH MAXWELL CLEVLAND ATLANTA VA MEDICAL CENTER | 1670 CLAIRMONT RD | DECATUR | DeKalb | 4440013 | 6 | [5 empty] | Removed from Ground | Gas (Historical Use) | 550 | Bare Steel | 1979-04-23 | 1990-04-17 | Bare Steel
JIFFY LUBE #136 | 2207 LAWRENCEVILLE HWY | DECATUR | DeKalb | 4440017 | 2 | [5 empty] | Removed from Ground | Other | 4000 | Bare Steel | 1981-05-06 | 1998-09-24 | Galvanized Steel
DEKALB CO FIRE STATION #21 | 1020 Crown Pointe Pkwy | DUNWOODY | DeKalb | 4440254 | 2 | [5 empty] | Removed from Ground | Diesel | 6000 | Fiberglass | 1984-05-02 | 1899-12-31 | Fiberglass Reinforced Plastic
DEKALB CO FIRE STATION #21 | 1020 Crown Pointe Pkwy | DUNWOODY | DeKalb | 4440254 | M158058 | Flapper Valve | 1997-03-11 | FALSE | 1997-03-11 | FALSE | Currently in Use | Diesel | 12134 | Tank Jacket | 1997-03-11 |  | Double-Walled Flex | Pressurized
CHEVRON #50116 | 4249 DUNWOODY CLUB DR | DUNWOODY | DeKalb | 4440822 | 4 | Flapper Valve | 1993-06-24 |  | 1993-06-24 |  | Currently in Use | E-85 | 8775 | Fiberglass | 1980-03-19 |  | Fiberglass Reinforced Plastic | Pressurized
BP #16960 | 5419 CHAMBLEE DUNWOODY RD | DUNWOODY | DeKalb | 4440757 | 5 |  |  | TRUE |  | TRUE | Removed from Ground | Used Oil | 560 | Bare Steel | 1968-04-07 | 1987-05-15 | Bare Steel
SHELL SERVICE STATION | 5546 CHAMBLEE-DUNWOODY RD | DUNWOODY | DeKalb | 4440536 | 4 | Ball Float | 1994-01-01 |  | 1986-01-01 |  | Removed from Ground | Diesel | 10000 | Fiberglass | 1985-04-09 | 2008-04-16 | Fiberglass Reinforced Plastic | Pressurized
PETRO AVE LLC DBA BP FOOD MART | 5418 CHAMBLEE DUNWOODY RD | DUNWOODY | DeKalb | 9000497 | 2 | [5 empty] | Removed from Ground | Gas (Historical Use) | 10000 | Bare Steel | 1981-04-24 | 1899-12-31 | Galvanized Steel
PETRO AVE LLC DBA BP FOOD MART | 5418 CHAMBLEE DUNWOODY RD | DUNWOODY | DeKalb | 9000497 | 2A | Ball Float | 1988-07-15 |  | 1988-07-15 |  | Removed from Ground | Gas (Historical Use) | 10000 | Galvanic (STIP-3) | 1988-07-15 | 2004-07-01 | Galvanized Steel | Pressurized
FLORIDA ROCK & TANK LINES INC | 2677 WOODWIND RD | DORAVILLE | DeKalb | 7044002 | 2 | [5 empty] | Closed in Ground | Empty | 4000 | Bare Steel |  | 1899-12-31 | Unknown
MICHAEL'S AUTOMOTIVE | 2604 LAWRENCEVILLE HWY | DECATUR | DeKalb | 4440776 | 5 |  |  | TRUE |  | TRUE | Currently in Use | Used Oil | 200 | Bare Steel |  |  | Unknown
MICHAEL'S AUTOMOTIVE | 2604 LAWRENCEVILLE HWY | DECATUR | DeKalb | 4440776 | 4 | [5 empty] | Closed in Ground | Empty | 0 | Bare Steel | 1983-01-01 | 1983-01-01 | Unknown
TRONCALLI MOTORS INC | 1625 CHURCH ST | DECATUR | DeKalb | 4440786 | 2 | [5 empty] | Removed from Ground | Other | 552 | Bare Steel | 1976-03-31 | 1994-02-11 | Galvanized Steel | Safe Suction (Euro)
CHRIS MOTORS/BMW | 1606 CHURCH ST | DECATUR | DeKalb | 4440838 | 2 |  |  | TRUE |  | TRUE | Removed from Ground | Used Oil | 250 | Bare Steel | 1965-01-01 | 1993-12-17 | Galvanized Steel
DECATUR TOOL RENTAL | 2852 N DECATUR RD & DEKALB | DECATUR | DeKalb | 4440481 | 3 | [5 empty] | Removed from Ground | Gas (Historical Use) | 10000 | Not Marked/Unknown | 1998-10-08 | 1998-10-08 | Not Marked
DECATUR TOOL RENTAL | 2852 N DECATUR RD & DEKALB | DECATUR | DeKalb | 4440481 | A | [5 empty] | Removed from Ground | Gas (Historical Use) | 10150 | Fiberglass | 1974-04-01 | 1998-10-08 | Unknown
CHEVRON 201807 | 2820 LAVISTA RD | DECATUR | DeKalb | 4440490 | 2 | [5 empty] | Removed from Ground | Gas (Historical Use) | 10000 | Double Walled | 1979-01-03 | 1993-09-16 | Fiberglass Reinforced Plastic | Pressurized
CHEVRON #201804 | 1923 CLAIRMONT RD | DECATUR | DeKalb | 4440493 | 7 |  | 1992-05-28 | FALSE | 1992-05-28 | FALSE | Removed from Ground | Gas (Historical Use) | 12000 | Fiberglass | 1992-05-28 |  | Fiberglass Reinforced Plastic | Pressurized
CHEVRON #201804 | 1923 CLAIRMONT RD | DECATUR | DeKalb | 4440493 | 1 | [5 empty] | Removed from Ground | Gas (Historical Use) | 10000 | Bare Steel | 1969-04-21 | 1992-05-28 | Galvanized Steel
NATIONWIDE MUFFFLER/MANNING TIRE | 1694 SCOTT BLVD | DECATUR | DeKalb | 4440104 | 2 | [5 empty] | Removed from Ground | Gas (Historical Use) | 8000 | Cathodically Protected Steel | 1976-02-21 | 1994-02-01 | Galvanized Steel
JOSEPH MAXWELL CLEVLAND ATLANTA VA MEDICAL CENTER | 1670 CLAIRMONT RD | DECATUR | DeKalb | 4440013 | 8 | Overfill Alarm | 1994-05-16 | FALSE | 1994-05-16 | FALSE | Temporarily out of use | Diesel | 25000 | Fiberglass Double Walled | 1994-05-16 |  | Fiberglass Reinforced Plastic | Safe Suction (Euro)
SHELL SERVICE STATION | 5546 CHAMBLEE-DUNWOODY RD | DUNWOODY | DeKalb | 4440536 | 1 | Ball Float | 1994-01-01 |  | 1986-01-01 |  | Removed from Ground | Gas (Historical Use) | 12000 | Fiberglass | 1985-04-09 | 2008-04-16 | Fiberglass Reinforced Plastic | Pressurized
CITGO | 1925 MASON MILL RD | DECATUR | DeKalb | 4440300 | 3 | Flapper Valve | 1998-10-01 | FALSE | 1998-10-01 | FALSE | Currently in Use | Premium | 8000 | Steel-Impressed Current | 1983-05-02 |  | Fiberglass Reinforced Plastic | Pressurized
BROOK RUN/GA DEPT HUMAN RES | 4770 NORTH PEACHTREE RD | DUNWOODY | DeKalb | 4440092 | 4 | [5 empty] | Removed from Ground | Empty | 30000 | Bare Steel | 1968-02-22 | 1999-01-13 | Bare Steel
BROOK RUN/GA DEPT HUMAN RES | 4770 NORTH PEACHTREE RD | DUNWOODY | DeKalb | 4440092 | 5 | [5 empty] | Removed from Ground | Gas (Historical Use) | 5000 | Marked Unknown | 1975-02-22 | 1999-01-13 | Unknown
SHELL ROYAL FOODMART | 4479 CHAMBLEE DUNWOODY RD | DUNWOODY | DeKalb | 4440501 | 3 | Flapper Valve | 1993-08-19 | FALSE | 1993-08-19 | FALSE | Currently in Use | Gas (Historical Use) | 10000 | Fiberglass | 1978-01-03 |  | Double-Walled Fiberglass | Pressurized
DUNK N PUMP ASSOC | 1594 MT VERNON RD | DUNWOODY | DeKalb | 4440366 | 2 | [5 empty] | Removed from Ground | Gas (Historical Use) | 5000 | Bare Steel | 1971-05-08 | 1989-10-20 | Cathodically Protected
TEXACO FOOD PLAZA | 4369 NORTH PEACHTREE RD | DUNWOODY | DeKalb | 4440760 | 9 | Ball Float | 1987-02-01 | FALSE | 1987-02-01 | FALSE | Currently in Use | Premium | 12000 | Galvanic (STIP-3) | 1987-03-15 |  | Fiberglass Reinforced Plastic | Pressurized
TEXACO FOOD PLAZA | 4369 NORTH PEACHTREE RD | DUNWOODY | DeKalb | 4440760 | 8 | Ball Float | 1987-02-01 | FALSE | 1987-02-01 | FALSE | Currently in Use | Regular | 12000 | Galvanic (STIP-3) | 1987-03-15 |  | Fiberglass Reinforced Plastic | Pressurized
TEXACO FOOD PLAZA | 4369 NORTH PEACHTREE RD | DUNWOODY | DeKalb | 4440760 | 2 | [5 empty] | Removed from Ground | Gas (Historical Use) | 8000 | Bare Steel | 1969-04-07 | 1987-02-15 | Bare Steel
GAS ZONE INC DBA BP FOOD MART | 4485 CHAMBLEE DUNWOODY RD | DUNWOODY | DeKalb | 601085 | 8 | Ball Float | 2001-10-01 |  | 2001-08-30 |  | Currently in Use | Gas (Historical Use) | 10000 | Double Walled | 2001-07-31 |  | Double Walled | Pressurized
GAS ZONE INC DBA BP FOOD MART | 4485 CHAMBLEE DUNWOODY RD | DUNWOODY | DeKalb | 601085 | 9 | Ball Float | 2001-10-01 |  | 2001-08-30 |  | Currently in Use | Diesel | 10000 | Double Walled | 2001-07-31 |  | Double Walled | Pressurized
GAS ZONE INC DBA BP FOOD MART | 4485 CHAMBLEE DUNWOODY RD | DUNWOODY | DeKalb | 601085 | 2 | [5 empty] | Removed from Ground | Gas (Historical Use) | 10000 | Bare Steel | 1981-04-24 | 1899-12-31 | Galvanized Steel
PETRO AVE LLC DBA BP FOOD MART | 5418 CHAMBLEE DUNWOODY RD | DUNWOODY | DeKalb | 9000497 | 1A | Ball Float | 1988-07-15 |  | 1988-07-15 |  | Removed from Ground | Gas (Historical Use) | 10000 | Galvanic (STIP-3) | 1988-07-15 | 2004-07-01 | Galvanized Steel | Pressurized
GMC/DORAVILLE ASSEMBLY PLANT | 3900 MOTORS IND WAY | DORAVILLE | DeKalb | 9044054 | 2 |  |  | TRUE |  | TRUE | Removed from Ground | Used Oil | 3000 | Bare Steel | 1955-01-01 | 1990-08-01 | Bare Steel
CHEVRON #50116 | 4249 DUNWOODY CLUB DR | DUNWOODY | DeKalb | 4440822 | 3 | Flapper Valve | 1993-06-24 |  | 1993-06-24 |  | Currently in Use | Gas (Historical Use) | 8775 | Fiberglass | 1980-01-01 |  | Fiberglass Reinforced Plastic | Pressurized
BP #16960 | 5419 CHAMBLEE DUNWOODY RD | DUNWOODY | DeKalb | 4440757 | 4 | [5 empty] | Removed from Ground | Gas (Historical Use) | 10000 | Bare Steel | 1974-04-07 | 1987-05-15 | Bare Steel
BP #16960 | 5419 CHAMBLEE DUNWOODY RD | DUNWOODY | DeKalb | 4440757 | 7 |  | 1987-05-01 |  | 1987-05-01 |  | Removed from Ground | Gas (Historical Use) | 12000 | Unknown | 1987-11-11 | 2004-01-13 | Fiberglass Reinforced Plastic | Pressurized
SHELL SERVICE STATION | 5546 CHAMBLEE-DUNWOODY RD | DUNWOODY | DeKalb | 4440536 | 2 | Ball Float | 1994-01-01 |  | 1986-01-01 |  | Removed from Ground | Gas (Historical Use) | 10000 | Fiberglass | 1985-04-09 | 2008-04-16 | Fiberglass Reinforced Plastic | Pressurized
RESIDENCE | 2270 MOUNT VERNON RD | DUNWOODY | DeKalb | 9044207 | 2 | [5 empty] | Removed from Ground | Other | 1000 | Marked Unknown |  | 1899-12-31 | Unknown
FLORIDA ROCK & TANK LINES INC | 2677 WOODWIND RD | DORAVILLE | DeKalb | 7044002 | 1 | [5 empty] | Closed in Ground | Empty | 21000 | Bare Steel |  | 1899-12-31 | Unknown
Texaco Food Mart | 2832 N DECATUR RD | DECATUR | DeKalb | 9044299 | 1 | Ball Float | 1987-01-01 | FALSE | 1987-01-01 | FALSE | Currently in Use | Regular | 8000 | Steel-Impressed Current | 1987-01-01 |  | Steel (Impressed Current) | Pressurized
FORMER SINCLAIR SERVICE STATION | 2761 LAVISTA ROAD | DECATUR | DeKalb | 9044478 | 6 |  |  | TRUE |  | TRUE | Removed from Ground | Used Oil | 550 | Not Marked/Unknown | 1998-10-02 | 1998-10-02 | Not Marked
MICHAEL'S AUTOMOTIVE | 2604 LAWRENCEVILLE HWY | DECATUR | DeKalb | 4440776 | 3 | [5 empty] | Closed in Ground | Gas (Historical Use) | 0 | Bare Steel | 1983-01-01 | 1983-01-01 | Unknown
TRONCALLI MOTORS INC | 1625 CHURCH ST | DECATUR | DeKalb | 4440786 | 1 |  |  | TRUE |  | TRUE | Removed from Ground | Used Oil | 1000 | Bare Steel | 1976-03-31 | 1994-02-11 | Galvanized Steel | Gravity Fed
EXPRESS MART 101 | 2146 LAWRENCEVILLE HWY | DECATUR | DeKalb | 9044082 | 1 | Ball Float | 1995-09-01 | FALSE | 1991-01-01 | FALSE | Currently in Use | Regular | 12000 | Fiberglass | 1991-01-01 |  | Fiberglass Reinforced Plastic | Pressurized
CHEVRON USA INC | 3893 NORTH DRUID HILLS RD | DECATUR | DeKalb | 4440827 | 5 |  |  | TRUE |  | TRUE | Removed from Ground | Used Oil | 550 | Bare Steel | 1965-03-19 | 1990-08-22 | Galvanized Steel
CROWN STATION GA-52 | 1901 CLAIRMONT RD | DECATUR | DeKalb | 4440344 | NO#LEAD#1 | [5 empty] | Removed from Ground | Gas (Historical Use) | 10000 | Bare Steel | 1980-03-31 | 1994-11-17 | Galvanized Steel | Pressurized
CHEVRON 201807 | 2820 LAVISTA RD | DECATUR | DeKalb | 4440490 | 1 | [5 empty] | Removed from Ground | Gas (Historical Use) | 10000 | Double Walled | 1979-01-03 | 1993-09-16 | Fiberglass Reinforced Plastic | Pressurized
JIFFY LUBE #136 | 2207 LAWRENCEVILLE HWY | DECATUR | DeKalb | 4440017 | 3 |  |  | TRUE |  | TRUE | Removed from Ground | Used Oil | 3000 | Bare Steel | 1981-05-06 | 1995-10-25 | Galvanized Steel
BP #16960 | 5419 CHAMBLEE DUNWOODY RD | DUNWOODY | DeKalb | 4440757 | 3 | [5 empty] | Removed from Ground | Gas (Historical Use) | 8000 | Bare Steel | 1968-04-07 | 1987-05-15 | Bare Steel
RESIDENCE | 2270 MOUNT VERNON RD | DUNWOODY | DeKalb | 9044207 | 1 | [5 empty] | Removed from Ground | Other | 300 | Marked Unknown |  | 1899-12-31 | Unknown
SHELL FOOD MART | 6399 PEACHTREE IND BLVD | DORAVILLE | DeKalb | 9044300 | 1UL | Flapper Valve | 1992-02-01 | FALSE | 1992-02-01 | FALSE | Currently in Use | Regular | 10000 | Galvanic (STIP-3) | 1992-02-01 |  | Fiberglass Reinforced Plastic | Pressurized
W P COUCH/COX-VOORHEES PROPERTY | 2121 BRIARCLIFF RD | ATLANTA | DeKalb | 4440730 | 2 | [5 empty] | Removed from Ground | Gas (Historical Use) | 4000 | Bare Steel | 1966-03-06 | 1990-03-23 | Galvanized Steel
MAJIK MARKET #04059 | 5579 CHAMBLEE DUNWOODY RD | DUNWOODY | DeKalb | 9000211 | 1 | [5 empty] | Removed from Ground | Gas (Historical Use) | 10000 | Bare Steel | 1977-05-15 | 1992-10-07 | Galvanized Steel
DEKALB CO/FIRE STATION #9 | 3858 NORTH DRUID HILLS RD | DECATUR | DeKalb | 4440265 | 628098 | Flapper Valve | 2003-12-23 | FALSE | 2003-12-23 | FALSE | Currently in Use | Regular | 12000 | Fiberglass Double Walled | 2003-12-09 |  | Double-Walled Fiberglass | Pressurized
CORALWOOD DRIVER EDUCATION RANGE | 2477 CORALWOOD DR | DECATUR | DeKalb | 4440075 | DT-4 | [5 empty] | Removed from Ground | Gas (Historical Use) | 1000 | Bare Steel | 1978-03-04 | 1998-07-16 | Unknown | Suction (American)
EMORY DECATUR HOSPITAL | 2701 N DECATUR RD | DECATUR | DeKalb | 4440074 | 6 | Ball Float | 1999-01-01 |  | 1999-01-01 |  | Closed in Ground | Diesel | 8000 | Composite | 1999-01-01 | 2013-04-11 | Secondary Containment | Safe Suction (Euro)
JOSEPH MAXWELL CLEVLAND ATLANTA VA MEDICAL CENTER | 1670 CLAIRMONT RD | DECATUR | DeKalb | 4440013 | 7 | Overfill Alarm | 1991-06-21 | FALSE | 1991-06-21 | FALSE | Currently in Use | Regular | 550 | Fiberglass Double Walled | 1991-06-21 |  | Fiberglass Reinforced Plastic | Safe Suction (Euro)
GAS ZONE INC DBA BP FOOD MART | 4485 CHAMBLEE DUNWOODY RD | DUNWOODY | DeKalb | 601085 | 1 | [5 empty] | Removed from Ground | Gas (Historical Use) | 10000 | Bare Steel | 1981-04-24 | 1899-12-31 | Galvanized Steel
DUNWOODY AUTOMOTIVE | 4429 TILLY MILL RD | DORAVILLE | DeKalb | 4440212 | 4 | [5 empty] | Permanently Out Of Use | Gas (Historical Use) | 10000 | Bare Steel | 1973-04-30 | 2006-03-24 | Galvanized Steel
DUNWOODY AUTOMOTIVE | 4429 TILLY MILL RD | DORAVILLE | DeKalb | 4440212 | 5 |  | 1988-01-01 | TRUE | 1988-01-01 | TRUE | Permanently Out Of Use | Used Oil | 1000 | Fiberglass | 1988-01-01 | 2006-03-24 | Fiberglass Reinforced Plastic
City of Decatur Public Works | 2635 TALLEY ST | DECATUR | DeKalb | 4440065 | 3 | [5 empty] | Removed from Ground | Gas (Historical Use) | 6000 | Bare Steel | 1972-02-19 | 1991-05-30 | Galvanized Steel
DEKALB COLLEGE DUNWOODY CAMPUS | 2101 WOMACK RD | DUNWOODY | DeKalb | 4440530 | 3 | [5 empty] | Removed from Ground | Gas (Historical Use) | 350 | Bare Steel | 1989-07-09 | 1999-05-27 | Galvanized Steel
JOSEPH MAXWELL CLEVLAND ATLANTA VA MEDICAL CENTER | 1670 CLAIRMONT RD | DECATUR | DeKalb | 4440013 | 4 | [5 empty] | Removed from Ground | Diesel | 3000 | Bare Steel | 1981-04-22 | 1998-12-18 | Bare Steel
JOSEPH MAXWELL CLEVLAND ATLANTA VA MEDICAL CENTER | 1670 CLAIRMONT RD | DECATUR | DeKalb | 4440013 | 5 | [5 empty] | Removed from Ground | Diesel | 1000 | Bare Steel | 1983-04-23 | 1998-07-24 | Bare Steel
BROOK RUN/GA DEPT HUMAN RES | 4770 NORTH PEACHTREE RD | DUNWOODY | DeKalb | 4440092 | 6 | [5 empty] | Removed from Ground | Gas (Historical Use) | 5000 | Marked Unknown | 1975-02-22 | 1999-01-13 | Unknown
DEKALB CO FIRE STATION #21 | 1020 Crown Pointe Pkwy | DUNWOODY | DeKalb | 4440254 | 1 | [5 empty] | Removed from Ground | Gas (Historical Use) | 10000 | Fiberglass | 1984-05-02 | 1899-12-31 | Fiberglass Reinforced Plastic
PETRO AVE LLC DBA BP FOOD MART | 5418 CHAMBLEE DUNWOODY RD | DUNWOODY | DeKalb | 9000497 | 3A | Ball Float | 1988-07-15 |  | 1988-07-15 |  | Removed from Ground | Gas (Historical Use) | 10000 | Galvanic (STIP-3) | 1988-07-15 | 2004-07-01 | Galvanized Steel | Pressurized
DUNWOODY AUTOMOTIVE | 4429 TILLY MILL RD | DORAVILLE | DeKalb | 4440212 | 6 | Ball Float | 1988-01-01 |  | 1988-01-01 |  | Temporarily out of use | Gas (Historical Use) | 10000 | Fiberglass | 1988-01-01 |  | Fiberglass Reinforced Plastic
DUNWOODY AUTOMOTIVE | 4429 TILLY MILL RD | DORAVILLE | DeKalb | 4440212 | 8 | Ball Float | 1988-01-01 |  | 1988-01-01 |  | Temporarily out of use | Gas (Historical Use) | 10000 | Fiberglass | 1988-01-01 |  | Fiberglass Reinforced Plastic
DUNWOODY AUTOMOTIVE | 4429 TILLY MILL RD | DORAVILLE | DeKalb | 4440212 | 9 | Ball Float | 1988-01-01 |  | 1988-01-01 |  | Temporarily out of use | Diesel | 10000 | Fiberglass | 1988-01-01 |  | Fiberglass Reinforced Plastic
AT&T | 1405 WOMACK RD | DUNWOODY | DeKalb | 9044316 | 1 | [5 empty] | Removed from Ground | Diesel | 3000 | Cathodically Protected Steel | 1987-01-01 | 1998-02-15 | Copper | Suction (American)
RESIDENCE | 2270 MOUNT VERNON RD | DUNWOODY | DeKalb | 9044207 | 3 | [5 empty] | Currently in Use | Other | 1000 | Marked Unknown |  |  | Unknown
HESS RAIL CAR LOADING FACILITY | WINTERS CHAPEL RD/NORTH P'TREE | DORAVILLE | DeKalb | 9044005 | 1 | [5 empty] | Removed from Ground | Empty | 1 | Not Marked/Unknown |  | 1899-12-31 | Not Marked
GMC/DORAVILLE ASSEMBLY PLANT | 3900 MOTORS IND WAY | DORAVILLE | DeKalb | 9044054 | 6 |  |  | TRUE |  | TRUE | Removed from Ground | Used Oil | 550 | Cathodically Protected Steel | 1988-01-01 | 1990-08-01 | Cathodically Protected
SAVITRI ENTERPRISES INC | 6400 PEACHTREE IND BLVD | DORAVILLE | DeKalb | 4440039 | 2 | Ball Float | 1995-05-17 | FALSE | 1995-05-17 | FALSE | Temporarily out of use | Diesel | 10000 | Steel-Impressed Current | 1972-03-14 |  | Fiberglass Reinforced Plastic | Pressurized
BP #16960 | 5419 CHAMBLEE DUNWOODY RD | DUNWOODY | DeKalb | 4440757 | 6 |  | 1987-05-01 |  | 1987-05-01 |  | Removed from Ground | Gas (Historical Use) | 10000 | Unknown | 1987-11-11 | 2004-01-12 | Fiberglass Reinforced Plastic | Pressurized
SHELL SERVICE STATION | 5546 CHAMBLEE-DUNWOODY RD | DUNWOODY | DeKalb | 4440536 | 3 | Ball Float | 1994-01-01 |  | 1986-01-01 |  | Removed from Ground | Gas (Historical Use) | 10000 | Fiberglass | 1985-04-09 | 2008-04-16 | Fiberglass Reinforced Plastic | Pressurized
PETRO AVE LLC DBA BP FOOD MART | 5418 CHAMBLEE DUNWOODY RD | DUNWOODY | DeKalb | 9000497 | 7 | Ball Float | 2004-07-26 | FALSE | 2004-07-26 | FALSE | Currently in Use | Gas (Historical Use) | 10000 | Fiberglass Double Walled | 2004-07-26 |  | Double-Walled Flex | Pressurized
PETRO AVE LLC DBA BP FOOD MART | 5418 CHAMBLEE DUNWOODY RD | DUNWOODY | DeKalb | 9000497 | 1 | [5 empty] | Removed from Ground | Gas (Historical Use) | 10000 | Bare Steel | 1981-04-24 | 1899-12-31 | Galvanized Steel
GMC/DORAVILLE ASSEMBLY PLANT | 3900 MOTORS IND WAY | DORAVILLE | DeKalb | 9044054 | 1 | [5 empty] | Removed from Ground | Other | 3000 | Bare Steel | 1955-01-01 | 1990-08-01 | Bare Steel
GMC/DORAVILLE ASSEMBLY PLANT | 3900 MOTORS IND WAY | DORAVILLE | DeKalb | 9044054 | 7 | [5 empty] | Removed from Ground | Other | 12000 | Bare Steel | 1989-12-01 | 1989-12-01 | Not Marked
SAVITRI ENTERPRISES INC | 6400 PEACHTREE IND BLVD | DORAVILLE | DeKalb | 4440039 | 1 | Ball Float | 1995-05-17 | FALSE | 1995-05-17 | FALSE | Currently in Use | Regular | 10000 | Steel-Impressed Current | 1972-03-14 |  | Fiberglass Reinforced Plastic | Pressurized
PARK CENTER | 236 PERIMETER CENTER PKWY NE | DUNWOODY | DeKalb | 10002590 | 1 | Flapper Valve | 2016-08-01 | FALSE | 2016-08-01 | FALSE | Currently in Use | Diesel | 5000 | Fiberglass Double Walled | 2016-07-20 |  | Double-Walled Fiberglass | Safe Suction (Euro)
QUICKSTOP ENTERPRISES INC AKA CIRCLE K #2705267 | 1101 N HAIRSTON RD | STONE MOUNTAIN | DeKalb | 4440331 | 1 | Ball Float | 1994-09-16 | FALSE | 1994-09-16 | FALSE | Removed from Ground | Regular | 10000 | Fiberglass | 1986-06-01 |  | Fiberglass Reinforced Plastic | Pressurized
MOUNTAIN SURPLUS/RICHARDS GROCER | 5607 REDAN RD | STONE MOUNTAIN | DeKalb | 9044187 | 5 | [5 empty] | Removed from Ground | Kerosene | 250 | Marked Unknown | 1993-02-10 | 1993-02-10 | Unknown
WHITEN DODGE INC | 5945 MEMORIAL DR | STONE MOUNTAIN | DeKalb | 9044140 | 3 | [5 empty] | Removed from Ground | Other | 500 | Bare Steel | 1979-01-01 | 1991-06-01 | Galvanized Steel
MOTIVA ENTERPRISES | 4127 WINTERS CHAPEL RD | DORAVILLE | DeKalb | 4440014 | 8 | [5 empty] | Closed in Ground | Other | 8000 | Bare Steel | 1991-01-02 | 1991-01-02 | Bare Steel | Gravity Fed
MOTIVA ENTERPRISES | 4127 WINTERS CHAPEL RD | DORAVILLE | DeKalb | 4440014 | 2 | [5 empty] | Closed in Ground | Other | 550 | Cathodically Protected Steel | 1976-04-22 | 1981-06-01 | Galvanized Steel
AMERADA HESS DORAVILLE | 2836 WOODWIN RD | DORAVILLE | DeKalb | 4440004 | 1 | [5 empty] | Removed from Ground | Gas (Historical Use) | 1000 | Bare Steel | 1937-12-31 | 1988-01-01 | Galvanized Steel
QUIKTRIP #707 | 4086 PLEASANTDALE RD | DORAVILLE | DeKalb | 9000396 | 10 | Flapper Valve | 2017-02-01 | FALSE | 2017-02-01 | FALSE | Currently in Use | Regular | 20000 | Fiberglass Double Walled | 2016-10-01 |  | Double-Walled Fiberglass | Pressurized
QUIKTRIP #734 | 6901 PEACHTREE INDUSTRIAL BLVD | DORAVILLE | DeKalb | 9000397 | 10 | Flapper Valve | 2008-11-15 | FALSE | 2008-11-15 | FALSE | Currently in Use | Premium | 20000 | Fiberglass Double Walled | 2008-11-15 |  | Double-Walled Fiberglass | Pressurized
SULLAIR SALES & SERVICE | 2600 SCHOOL DR | DORAVILLE | DeKalb | 9000441 | 1 | [5 empty] | Removed from Ground | Gas (Historical Use) | 2000 | Bare Steel | 1981-05-09 | 1989-10-01 | Unknown
CHEMCENTRAL ATLANTA | 1 ALCHEMY PL | DORAVILLE | DeKalb | 440839 | 32 | [5 empty] | Removed from Ground | Other | 6000 | Bare Steel | 1975-05-11 | 1996-08-26 | Galvanized Steel | Safe Suction (Euro)
CHEMCENTRAL ATLANTA | 1 ALCHEMY PL | DORAVILLE | DeKalb | 440839 | 38 | [5 empty] | Removed from Ground | Hazardous Substance | 12000 | Bare Steel | 1975-05-11 | 1996-08-15 | Galvanized Steel | Safe Suction (Euro)
DEKALB COUNTY-WATER & SEWER | 1580 ROADHAVEN DR | STONE MOUNTAIN | DeKalb | 4440249 | 2 | [5 empty] | Removed from Ground | Diesel | 10000 | Bare Steel | 1971-05-03 | 1991-09-27 | Galvanized Steel | Suction (American)
STONE MOUNTAIN FORD/PEUGEOT | 6121 MEMORIAL DR | STONE MOUNTAIN | DeKalb | 4440575 | 1 |  |  | TRUE |  | TRUE | Removed from Ground | Used Oil | 500 | Marked Unknown | 1976-04-30 | 1987-04-01 | Unknown
STONE MOUNTAIN TEXACO | 5368 EAST MOUNTAIN ST. | STONE MOUNTAIN | DeKalb | 4440599 | 1 |  | 1998-07-02 |  | 1998-07-02 |  | Removed from Ground | Gas (Historical Use) | 4000 | Steel-Impressed Current | 1998-07-02 | 2012-06-24 | Cathodically Protected | Suction (American)
DOLLY MADISON INDUSTRIES | 4429 ROCKBRIDGE RD | STONE MOUNTAIN | DeKalb | 4440602 | 3 | [5 empty] | Removed from Ground | Gas (Historical Use) | 2000 | Bare Steel | 1972-03-28 | 1988-05-20 | Galvanized Steel
SYKES TRANSFER | 4578 LEWIS RD | STONE MOUNTAIN | DeKalb | 4440712 | 5 | [5 empty] | Removed from Ground | Diesel | 4000 | Bare Steel | 1990-05-28 | 1990-05-28 | Galvanized Steel
FINISH LINE CAR WASH #1 | 5510 MEMORIAL DR | STONE MOUNTAIN | DeKalb | 9044133 | 1 | Ball Float | 1989-10-12 | FALSE | 1989-10-12 | TRUE | Currently in Use | Regular | 8000 | Galvanic (STIP-3) | 1989-01-01 |  | Fiberglass Reinforced Plastic | Pressurized
MOTIVA ENTERPRISES | 4127 WINTERS CHAPEL RD | DORAVILLE | DeKalb | 4440014 | 16 | [5 empty] | Removed from Ground | Gas (Historical Use) | 2500 | Not Marked/Unknown | 1952-04-22 | 1988-12-22 | Cathodically Protected
SHELL OIL CO BULK TERMINAL | 4064 WINTERS CHAPEL RD | DORAVILLE | DeKalb | 9000352 | 100 |  |  | FALSE |  | FALSE | Temporarily out of use |  | 1000 | Unknown | 2011-11-11
QUIKTRIP #707 | 4086 PLEASANTDALE RD | DORAVILLE | DeKalb | 9000396 | 14 | Flapper Valve | 2017-08-01 | FALSE | 2017-08-01 | FALSE | Currently in Use | Diesel | 20000 | Fiberglass Double Walled | 2017-07-07 |  | Double-Walled Fiberglass | Pressurized
CHEMCENTRAL ATLANTA | 1 ALCHEMY PL | DORAVILLE | DeKalb | 440839 | 97 | [5 empty] | Removed from Ground | Empty | 20000 | Bare Steel | 1961-05-12 | 1996-09-23 | Galvanized Steel | Safe Suction (Euro)
CHEMCENTRAL ATLANTA | 1 ALCHEMY PL | DORAVILLE | DeKalb | 440839 | 74 | [5 empty] | Removed from Ground | Hazardous Substance | 20000 | Bare Steel | 1966-05-11 | 1996-10-16 | Galvanized Steel | Safe Suction (Euro)
CHEMCENTRAL ATLANTA | 1 ALCHEMY PL | DORAVILLE | DeKalb | 440839 | 57 | [5 empty] | Removed from Ground | Gas (Historical Use) | 20000 | Bare Steel | 1975-05-11 | 1996-09-12 | Galvanized Steel
MOUNTAIN SURPLUS/RICHARDS GROCER | 5607 REDAN RD | STONE MOUNTAIN | DeKalb | 9044187 | 2 | [5 empty] | Removed from Ground | Gas (Historical Use) | 2250 | Marked Unknown | 1971-01-01 | 1993-02-15 | Unknown
MOTIVA ENTERPRISES | 4127 WINTERS CHAPEL RD | DORAVILLE | DeKalb | 4440014 | 5 | [5 empty] | Closed in Ground | Other | 2000 | Bare Steel | 1984-01-01 | 1899-12-31 | Bare Steel | Gravity Fed
SHELL OIL CO BULK TERMINAL | 4064 WINTERS CHAPEL RD | DORAVILLE | DeKalb | 9000352 | 98 | [5 empty] | Removed from Ground | Other | 300 | Bare Steel | 1943-04-12 | 1999-12-01 | Bare Steel
SHELL OIL CO BULK TERMINAL | 4064 WINTERS CHAPEL RD | DORAVILLE | DeKalb | 9000352 | 96 | [5 empty] | Removed from Ground | Other | 8000 | Fiberglass | 1981-04-02 | 1990-12-01 | Bare Steel
QUIKTRIP #734 | 6901 PEACHTREE INDUSTRIAL BLVD | DORAVILLE | DeKalb | 9000397 | 5 |  | 1998-08-05 |  | 1998-08-05 |  | Removed from Ground | Gas (Historical Use) | 12000 | Fiberglass | 1990-01-01 | 2009-06-25 | Copper | Pressurized
QUIKTRIP #734 | 6901 PEACHTREE INDUSTRIAL BLVD | DORAVILLE | DeKalb | 9000397 | 4 |  | 1998-08-05 |  | 1998-08-05 |  | Removed from Ground | Gas (Historical Use) | 12000 | Fiberglass | 1990-01-01 | 2009-06-25 | Copper | Pressurized
QUIKTRIP #734 | 6901 PEACHTREE INDUSTRIAL BLVD | DORAVILLE | DeKalb | 9000397 | 7 |  | 1998-08-05 |  | 1998-08-05 |  | Closed in Ground | Gas (Historical Use) | 12000 | Fiberglass | 1990-01-08 | 2009-06-25 | Copper | Pressurized
SULLAIR SALES & SERVICE | 2600 SCHOOL DR | DORAVILLE | DeKalb | 9000441 | 3 |  |  | TRUE |  | TRUE | Removed from Ground | Used Oil | 500 | Bare Steel | 1981-05-09 | 1989-10-01 | Unknown
CHEMCENTRAL ATLANTA | 1 ALCHEMY PL | DORAVILLE | DeKalb | 440839 | 112 | [5 empty] | Removed from Ground | Empty | 2000 | Bare Steel | 1971-05-12 | 1996-09-26 | Galvanized Steel | Safe Suction (Euro)
CHEMCENTRAL ATLANTA | 1 ALCHEMY PL | DORAVILLE | DeKalb | 440839 | 94 | [5 empty] | Removed from Ground | Empty | 3950 | Bare Steel | 1961-05-12 | 1996-08-07 | Galvanized Steel | Safe Suction (Euro)
CHEMCENTRAL ATLANTA | 1 ALCHEMY PL | DORAVILLE | DeKalb | 440839 | 65 | [5 empty] | Removed from Ground | Other | 20000 | Bare Steel | 1966-05-11 | 1996-09-18 | Galvanized Steel | Safe Suction (Euro)
CHEMCENTRAL ATLANTA | 1 ALCHEMY PL | DORAVILLE | DeKalb | 440839 | 92 | [5 empty] | Removed from Ground | Empty | 6000 | Bare Steel | 1961-05-12 | 1996-08-08 | Galvanized Steel | Safe Suction (Euro)
CHEMCENTRAL ATLANTA | 1 ALCHEMY PL | DORAVILLE | DeKalb | 440839 | 80AST | [5 empty] | Removed from Ground | Empty | 8000 | Bare Steel | 1971-05-12 | 1996-09-10 | Galvanized Steel | Safe Suction (Euro)
DEKALB COUNTY-WATER & SEWER | 1580 ROADHAVEN DR | STONE MOUNTAIN | DeKalb | 4440249 | 1 | [5 empty] | Removed from Ground | Gas (Historical Use) | 10000 | Bare Steel | 1971-05-03 | 1991-09-27 | Galvanized Steel | Pressurized
CITGO FOOD MART | 6201 EAST PONCE DELEON AVE | STONE MOUNTAIN | DeKalb | 4440601 | 2 | [5 empty] | Removed from Ground | Gas (Historical Use) | 4000 | Bare Steel | 1990-04-28 | 1990-04-28 | Galvanized Steel
CHEVRON USA INC | 6002 HUGH HOWELL RD | STONE MOUNTAIN | DeKalb | 4440815 | 2 | [5 empty] | Removed from Ground | Gas (Historical Use) | 10000 | Bare Steel | 1972-03-19 | 1990-07-12 | Galvanized Steel
SAFECO INSURANCE CO | 1551 JULIETT RD | STONE MOUNTAIN | DeKalb | 9044257 | 1 | [5 empty] | Permanently Out of Use - historical purposes | Diesel | 1000 | Not Marked/Unknown |  | 1899-12-31 | Not Marked
PINE LAKE BAPTIST CHURCH | 4528 ROCKBRIDGE RD | STONE MOUNTAIN | DeKalb | 9044171 | 1 | [5 empty] | Removed from Ground | Gas (Historical Use) | 500 | Bare Steel | 1962-01-01 | 1992-06-22 | Unknown
EAGLE ROCK DISTRIBUTING CO | 1375 BEVERAGE DR | STONE MOUNTAIN | DeKalb | 9044132 | 4 | Ball Float | 1998-04-01 | FALSE | 1998-04-01 | FALSE | Removed from Ground | New Oil | 2000 | Fiberglass | 1989-01-01 |  | Fiberglass Reinforced Plastic | Safe Suction (Euro)
EAGLE ROCK DISTRIBUTING CO | 1375 BEVERAGE DR | STONE MOUNTAIN | DeKalb | 9044132 | 5 | Ball Float | 2008-08-05 | TRUE | 1998-04-01 | TRUE | Removed from Ground | Used Oil | 1000 | Fiberglass | 1989-01-01 |  | Fiberglass Reinforced Plastic
MOTIVA ENTERPRISES | 4127 WINTERS CHAPEL RD | DORAVILLE | DeKalb | 4440014 | 3 |  |  | TRUE |  | TRUE | Closed in Ground | Used Oil | 550 | Bare Steel | 1958-01-01 | 1989-06-01 | Bare Steel | Gravity Fed
QUIKTRIP #734 | 6901 PEACHTREE INDUSTRIAL BLVD | DORAVILLE | DeKalb | 9000397 | 11B | Flapper Valve |  | FALSE |  | FALSE | Currently in Use | E-0 | 10000 | Fiberglass Double Walled | 2017-03-24 |  | Double-Walled Flex | Pressurized
SULLAIR SALES & SERVICE | 2600 SCHOOL DR | DORAVILLE | DeKalb | 9000441 | 2 | [5 empty] | Removed from Ground | Diesel | 3000 | Bare Steel | 1981-05-09 | 1989-10-01 | Unknown
CHEMCENTRAL ATLANTA | 1 ALCHEMY PL | DORAVILLE | DeKalb | 440839 | 109 | [5 empty] | Removed from Ground | Empty | 4000 | Bare Steel | 1957-05-12 | 1996-09-26 | Galvanized Steel | Safe Suction (Euro)
CHEMCENTRAL ATLANTA | 1 ALCHEMY PL | DORAVILLE | DeKalb | 440839 | 91 | [5 empty] | Removed from Ground | Empty | 6000 | Bare Steel | 1961-05-12 | 1996-08-08 | Galvanized Steel | Safe Suction (Euro)
CHEMCENTRAL ATLANTA | 1 ALCHEMY PL | DORAVILLE | DeKalb | 440839 | 104 | [5 empty] | Removed from Ground | Other | 4000 | Bare Steel | 1957-05-12 | 1996-09-25 | Galvanized Steel | Safe Suction (Euro)
CHEMCENTRAL ATLANTA | 1 ALCHEMY PL | DORAVILLE | DeKalb | 440839 | 44 | [5 empty] | Removed from Ground | Other | 4000 | Bare Steel | 1975-05-11 | 1996-08-28 | Galvanized Steel | Safe Suction (Euro)
CHEMCENTRAL ATLANTA | 1 ALCHEMY PL | DORAVILLE | DeKalb | 440839 | 99 | [5 empty] | Removed from Ground | Hazardous Substance | 12000 | Bare Steel | 1957-05-12 | 1996-09-24 | Galvanized Steel | Safe Suction (Euro)
CITGO FOOD MART | 6201 EAST PONCE DELEON AVE | STONE MOUNTAIN | DeKalb | 4440601 | 4 |  |  | FALSE |  | FALSE | Removed from Ground | Gas (Historical Use) | 4000 | Bare Steel | 1978-03-08 | 1990-04-28 | Galvanized Steel
MEMORIAL DRIVE FOOD SHOP | 6007 A MEMORIAL DR | STONE MOUNTAIN | DeKalb | 4440657 | 3 | Ball Float | 1998-02-01 | FALSE | 1998-02-01 | FALSE | Currently in Use | Diesel | 10000 | Fiberglass | 1989-01-23 |  | Fiberglass Reinforced Plastic | Pressurized
DBA CHEVRON FOOD MART | 1131 N HAIRSTON RD | STONE MOUNTAIN | DeKalb | 4440833 | 2 |  | 1993-06-19 |  | 1993-06-19 |  | Removed from Ground | Gas (Historical Use) | 10000 | Fiberglass | 1985-03-19 | 1998-09-02 | Fiberglass Reinforced Plastic | Pressurized
STONE MOUNTAIN PROBATION BOOT CA | 5500 VENABLE ST | STONE MOUNTAIN | DeKalb | 9044266 | 2 | [5 empty] | Removed from Ground | Gas (Historical Use) | 1000 | Bare Steel | 1971-01-01 | 1995-05-18 | Galvanized Steel
DEKALB COUNTY FLEET MANAGEMENT | 5350 MEMORIAL DR | STONE MOUNTAIN | DeKalb | 9044195 | 9 | Exempted | 2010-08-15 | FALSE | 2010-08-15 | FALSE | Currently in Use | Used Oil | 8000 | Epoxy Double-Walled | 2010-08-01 |  | Double-Walled Fiberglass | Safe Suction (Euro)
EAGLE ROCK DISTRIBUTING CO | 1375 BEVERAGE DR | STONE MOUNTAIN | DeKalb | 9044132 | 2 | Ball Float | 1998-04-01 | FALSE | 1998-04-01 | FALSE | Removed from Ground | Diesel | 10000 | Fiberglass | 1989-01-01 |  | Fiberglass Reinforced Plastic | Pressurized
UPS TRUCK LEASING | 3549 MCCALL PLACE | DORAVILLE | DeKalb | 4440109 | 4 | [5 empty] | Removed from Ground | Other | 500 | Bare Steel | 1980-01-23 | 1991-01-01 | Unknown
MOTIVA ENTERPRISES | 4127 WINTERS CHAPEL RD | DORAVILLE | DeKalb | 4440014 | 14 | [5 empty] | Removed from Ground | Other | 500 | Cathodically Protected Steel | 1952-04-22 | 1990-01-01 | Unknown
CROWN CENTRAL PETROLEUM DORAVILL | 2765 WOODWIN RD | DORAVILLE | DeKalb | 440549 | 1 | [5 empty] | Removed from Ground | Other | 3000 | Bare Steel | 1977-01-03 | 1996-03-13 | Galvanized Steel
CHEMCENTRAL ATLANTA | 1 ALCHEMY PL | DORAVILLE | DeKalb | 440839 | 111 | [5 empty] | Removed from Ground | Empty | 8000 | Bare Steel | 1957-05-12 | 1996-09-26 | Galvanized Steel | Safe Suction (Euro)
QUICKSTOP ENTERPRISES INC AKA CIRCLE K #2705267 | 1101 N HAIRSTON RD | STONE MOUNTAIN | DeKalb | 4440331 | 2 | Ball Float | 1994-09-16 | FALSE | 1994-09-16 | FALSE | Removed from Ground | Plus | 10000 | Fiberglass | 1986-06-01 |  | Fiberglass Reinforced Plastic | Pressurized
DEKALB COUNTY-WATER & SEWER | 1580 ROADHAVEN DR | STONE MOUNTAIN | DeKalb | 4440249 | 3 |  |  | TRUE |  | TRUE | Removed from Ground | Used Oil | 550 | Bare Steel | 1991-09-27 | 1991-09-27 | Galvanized Steel | Gravity Fed
CHEVRON FOOD MART | 4402 ROCKBRIDGE RD | STONE MOUNTAIN | DeKalb | 4440240 | 1 | Ball Float | 1995-04-27 |  | 1995-04-27 |  | Currently in Use | Gas (Historical Use) | 8000 | Steel-Impressed Current | 1985-04-30 |  | Fiberglass Reinforced Plastic | Pressurized
CITGO FOOD MART | 6201 EAST PONCE DELEON AVE | STONE MOUNTAIN | DeKalb | 4440601 | 3 |  |  | FALSE |  | FALSE | Removed from Ground | Gas (Historical Use) | 4000 | Bare Steel | 1992-04-28 | 1992-04-28 | Galvanized Steel
RAYS FOOD MART | 5248 MEMORIAL DR | STONE MOUNTAIN | DeKalb | 4440782 | 4 | Ball Float | 2010-10-22 | FALSE | 2010-10-22 | FALSE | Closed in Ground | Diesel | 10000 | Fiberglass | 1979-04-09 |  | Double-Walled Fiberglass | Pressurized
MONTIKA INC | 4092 REDAN RD | STONE MOUNTAIN | DeKalb | 9044203 | 2 | Ball Float | 1995-06-15 | FALSE | 1995-06-15 | FALSE | Currently in Use | Regular | 10000 | Fiberglass | 1988-01-01 |  | Fiberglass Reinforced Plastic | Pressurized
DEKALB COUNTY FLEET MANAGEMENT | 5350 MEMORIAL DR | STONE MOUNTAIN | DeKalb | 9044195 | 7B | Flapper Valve | 2010-08-15 | FALSE | 2010-08-15 | FALSE | Currently in Use | New Oil | 4000 | Epoxy Double-Walled | 2010-08-01 |  | Double-Walled Fiberglass | Safe Suction (Euro)
STONE MOUNTAIN CHEVROLET | 6130 MEMORIAL DRIVE | STONE MOUNTAIN | DeKalb | 9044485 | 3 | [5 empty] | Removed from Ground | Kerosene | 500 | Bare Steel | 1999-01-13 | 1999-01-13 | Not Marked
IPR | 5207 BRER RABBIT RD | STONE MOUNTAIN | DeKalb | 9044333 | 2 |  | 1995-04-04 |  | 1995-04-04 |  | Removed from Ground | Diesel | 2000 | Cathodically Protected Steel | 1995-03-30 | 2006-05-16 | Fiberglass Reinforced Plastic | Suction (American)
MOTIVA ENTERPRISES | 4127 WINTERS CHAPEL RD | DORAVILLE | DeKalb | 4440014 | 11 | [5 empty] | Removed from Ground | Gas (Historical Use) | 550 | Cathodically Protected Steel | 1966-04-22 | 1980-01-01 | Cathodically Protected
CHEMCENTRAL ATLANTA | 1 ALCHEMY PL | DORAVILLE | DeKalb | 440839 | 105 | [5 empty] | Removed from Ground | Hazardous Substance | 4000 | Bare Steel | 1957-05-12 | 1996-09-25 | Galvanized Steel | Safe Suction (Euro)
CHEMCENTRAL ATLANTA | 1 ALCHEMY PL | DORAVILLE | DeKalb | 440839 | 102 | [5 empty] | Removed from Ground | Other | 12000 | Bare Steel | 1957-05-12 | 1996-09-24 | Galvanized Steel | Safe Suction (Euro)
CHEMCENTRAL ATLANTA | 1 ALCHEMY PL | DORAVILLE | DeKalb | 440839 | 3 | [5 empty] | Removed from Ground | Hazardous Substance | 10000 | Bare Steel | 1975-05-11 | 1996-09-10 | Galvanized Steel | Safe Suction (Euro)
CHEMCENTRAL ATLANTA | 1 ALCHEMY PL | DORAVILLE | DeKalb | 440839 | 108 | [5 empty] | Removed from Ground | Other | 4000 | Bare Steel | 1957-05-12 | 1996-09-26 | Galvanized Steel | Safe Suction (Euro)
CHEMCENTRAL ATLANTA | 1 ALCHEMY PL | DORAVILLE | DeKalb | 440839 | 42 | [5 empty] | Removed from Ground | Other | 4000 | Bare Steel | 1975-05-11 | 1996-08-28 | Galvanized Steel | Safe Suction (Euro)
CHEMCENTRAL ATLANTA | 1 ALCHEMY PL | DORAVILLE | DeKalb | 440839 | 48 | [5 empty] | Removed from Ground | Empty | 6000 | Bare Steel | 1966-05-11 | 1996-08-26 | Galvanized Steel | Safe Suction (Euro)
CHEMCENTRAL ATLANTA | 1 ALCHEMY PL | DORAVILLE | DeKalb | 440839 | 22 | [5 empty] | Removed from Ground | Other | 12000 | Bare Steel | 1975-05-11 | 1996-08-20 | Galvanized Steel | Safe Suction (Euro)
CHEMCENTRAL ATLANTA | 1 ALCHEMY PL | DORAVILLE | DeKalb | 440839 | 64 | [5 empty] | Removed from Ground | Hazardous Substance | 20000 | Bare Steel | 1966-05-11 | 1996-09-18 | Galvanized Steel | Safe Suction (Euro)
CHEMCENTRAL ATLANTA | 1 ALCHEMY PL | DORAVILLE | DeKalb | 440839 | 69 | [5 empty] | Removed from Ground | Empty | 20000 | Bare Steel | 1975-05-11 | 1996-10-10 | Galvanized Steel | Safe Suction (Euro)
CHEMCENTRAL ATLANTA | 1 ALCHEMY PL | DORAVILLE | DeKalb | 440839 | 29 | [5 empty] | Removed from Ground | Gas (Historical Use) | 4000 | Bare Steel | 1975-05-11 | 1996-08-29 | Galvanized Steel | Safe Suction (Euro)
CROWN GA 47 | 3576 WESLEY CHAPEL RD | DECATUR | DeKalb | 9000052 | 3 |  | 1997-08-02 |  | 1997-08-02 |  | Removed from Ground | Empty | 10270 | Steel-Impressed Current | 1979-04-06 | 2000-11-17 | Fiberglass Reinforced Plastic | Pressurized
DEKALB COUNTY SANITATION/SOUTH L | 1753 FAIRLAKE RD | DECATUR | DeKalb | 4440246 | 2 | [5 empty] | Removed from Ground | Gas (Historical Use) | 5000 | Bare Steel | 1971-05-03 | 1989-02-15 | Galvanized Steel
LANCE OIL COMPANY | 1595 MCCURDY DR | STONE MOUNTAIN | DeKalb | 9044239 | 8 |  | 1998-12-09 |  | 1998-12-09 |  | Removed from Ground | Diesel | 10000 | Steel-Impressed Current | 1975-06-10 | 2010-01-07 | Cathodically Protected | Pressurized
EXXON R/S 4-0074 | 6252 MEMORIAL DR | STONE MOUNTAIN | DeKalb | 9044135 | 3 |  | 1989-06-01 |  | 1989-06-01 |  | Removed from Ground | Empty | 12000 | Double Walled | 1989-01-01 | 2002-07-26 | Fiberglass Reinforced Plastic | Pressurized
CHEVRON FOOD MART | 5095 B STONE MILL WAY | STONE MOUNTAIN | DeKalb | 9044136 | 1 | Ball Float | 1989-07-19 |  | 1989-07-19 |  | Currently in Use | Gas (Historical Use) | 8000 | Steel-Impressed Current | 1989-07-19 |  | Double-Walled Fiberglass | Pressurized
FINISH LINE CAR WASH #1 | 5510 MEMORIAL DR | STONE MOUNTAIN | DeKalb | 9044133 | 3 | Ball Float | 1989-10-12 | FALSE | 1989-10-12 | TRUE | Temporarily out of use | Gas (Historical Use) | 8000 | Galvanic (STIP-3) | 1989-01-01 |  | Fiberglass Reinforced Plastic | Pressurized
QUIKTRIP #707 | 4086 PLEASANTDALE RD | DORAVILLE | DeKalb | 9000396 | 11A | Flapper Valve | 2017-02-01 | FALSE | 2017-02-01 | FALSE | Currently in Use | E-0 | 10000 | Fiberglass Double Walled | 2016-10-01 |  | Double-Walled Fiberglass | Pressurized
CHEMCENTRAL ATLANTA | 1 ALCHEMY PL | DORAVILLE | DeKalb | 440839 | 6 | [5 empty] | Removed from Ground | Other | 10000 | Bare Steel | 1966-05-11 | 1996-09-10 | Galvanized Steel
CHEMCENTRAL ATLANTA | 1 ALCHEMY PL | DORAVILLE | DeKalb | 440839 | 9 | [5 empty] | Removed from Ground | Hazardous Substance | 30000 | Bare Steel | 1975-05-11 | 1996-08-21 | Galvanized Steel | Safe Suction (Euro)
CHEMCENTRAL ATLANTA | 1 ALCHEMY PL | DORAVILLE | DeKalb | 440839 | 96 | [5 empty] | Removed from Ground | Empty | 20000 | Bare Steel | 1961-05-12 | 1996-09-23 | Galvanized Steel | Safe Suction (Euro)
CHEMCENTRAL ATLANTA | 1 ALCHEMY PL | DORAVILLE | DeKalb | 440839 | 5 | [5 empty] | Removed from Ground | Other | 10000 | Bare Steel | 1966-04-11 | 1996-09-10 | Galvanized Steel | Safe Suction (Euro)
CHEMCENTRAL ATLANTA | 1 ALCHEMY PL | DORAVILLE | DeKalb | 440839 | 84 | [5 empty] | Removed from Ground | Empty | 20000 | Bare Steel | 1961-05-12 | 1996-10-22 | Galvanized Steel | Safe Suction (Euro)
CHEMCENTRAL ATLANTA | 1 ALCHEMY PL | DORAVILLE | DeKalb | 440839 | 47 | [5 empty] | Removed from Ground | Hazardous Substance | 4000 | Bare Steel | 1975-05-11 | 1996-08-26 | Galvanized Steel | Safe Suction (Euro)
CHEMCENTRAL ATLANTA | 1 ALCHEMY PL | DORAVILLE | DeKalb | 440839 | 81 | [5 empty] | Removed from Ground | Empty | 12000 | Bare Steel | 1961-05-12 | 1996-10-21 | Galvanized Steel | Safe Suction (Euro)
CHEMCENTRAL ATLANTA | 1 ALCHEMY PL | DORAVILLE | DeKalb | 440839 | 67 | [5 empty] | Removed from Ground | Empty | 20000 | Bare Steel | 1966-05-11 | 1996-09-19 | Galvanized Steel | Safe Suction (Euro)
EXXON | 3230 SNAPFINGER RD | DECATUR | DeKalb | 9000022 | 2 | [5 empty] | Removed from Ground | Gas (Historical Use) | 10000 | Bare Steel | 1977-05-15 | 1992-11-01 | Galvanized Steel
CROWN GA 47 | 3576 WESLEY CHAPEL RD | DECATUR | DeKalb | 9000052 | 2 |  | 1997-08-02 |  | 1997-08-02 |  | Removed from Ground | Empty | 10270 | Steel-Impressed Current | 1979-04-06 | 2000-11-17 | Fiberglass Reinforced Plastic | Pressurized
SRIJI KRUPA INC | 4425 FLAT SHOALS PKWY | DECATUR | DeKalb | 4440002 | 1 | Flapper Valve | 1997-05-01 | FALSE | 1997-05-01 | FALSE | Temporarily out of use | Gas (Historical Use) | 10000 | Steel-Impressed Current | 1981-04-28 |  | Steel (Impressed Current) | Pressurized
DEKALB CO/FIRE STATION #20 | 2919 WARREN RD | DECATUR | DeKalb | 4440255 | 2 | [5 empty] | Removed from Ground | Diesel | 1000 | Bare Steel | 1971-05-03 | 1991-09-13 | Galvanized Steel
GEORGIA BUREAU OF INVESTIGATION | 3121 PANTHERSVILLE RD | DECATUR | DeKalb | 4440486 | 1 |  | 1994-10-01 |  | 1994-10-01 |  | Removed from Ground | Diesel | 10000 | Fiberglass | 1984-03-20 | 1999-03-09 | Galvanized Steel | Pressurized
SHELL | 4845 FLAT SHOALS PKWY | DECATUR | DeKalb | 4440341 | 3 |  | 1992-05-01 |  | 1992-05-01 |  | Removed from Ground | Gas (Historical Use) | 10000 | Steel-Impressed Current | 1992-05-01 | 2006-07-12 | Fiberglass Reinforced Plastic | Pressurized
WESLEY CHAPEL BOOSTER STATION ST | 3537 WESLEY CHAPEL RD | DECATUR | DeKalb | 4440314 | 2 | Overfill Alarm | 1994-10-27 | FALSE | 1994-10-27 | FALSE | Closed in Ground | Diesel | 2000 | Tank Jacket | 1994-10-27 | 2021-02-24 | Fiberglass Reinforced Plastic
QUIKTRIP #734 | 6901 PEACHTREE INDUSTRIAL BLVD | DORAVILLE | DeKalb | 9000397 | 11A | Ball Float |  | FALSE |  | FALSE | Currently in Use | Diesel | 12000 | Fiberglass Double Walled | 2017-03-24 |  | Double-Walled Flex | Pressurized
FLORIDA ROCK & TANK LINES | 2766 WOODWIN Road | DORAVILLE | DeKalb | 9000311 | 3 | [5 empty] | Removed from Ground | Kerosene | 4000 | Bare Steel | 1974-02-21 | 1899-12-31 | Unknown
CHEMCENTRAL ATLANTA | 1 ALCHEMY PL | DORAVILLE | DeKalb | 440839 | 50 | [5 empty] | Removed from Ground | Other | 20000 | Bare Steel | 1966-05-11 | 1996-10-08 | Galvanized Steel | Safe Suction (Euro)
CHEMCENTRAL ATLANTA | 1 ALCHEMY PL | DORAVILLE | DeKalb | 440839 | 33 | [5 empty] | Removed from Ground | Other | 6000 | Bare Steel | 1975-05-11 | 1996-08-26 | Galvanized Steel | Safe Suction (Euro)
CHEMCENTRAL ATLANTA | 1 ALCHEMY PL | DORAVILLE | DeKalb | 440839 | 18 | [5 empty] | Removed from Ground | Hazardous Substance | 6000 | Bare Steel | 1975-05-11 | 1996-09-10 | Galvanized Steel | Safe Suction (Euro)
CHEMCENTRAL ATLANTA | 1 ALCHEMY PL | DORAVILLE | DeKalb | 440839 | 13 | [5 empty] | Removed from Ground | Hazardous Substance | 30000 | Bare Steel | 1975-05-11 | 1996-08-13 | Galvanized Steel | Safe Suction (Euro)
CROWN CENTRAL PETROLEUM DORAVILL | 2765 WOODWIN RD | DORAVILLE | DeKalb | 440549 | 3 | [5 empty] | Permanently Out of Use - historical purposes | Hazardous Substance | 6000 | Unknown | 1987-01-01 | 1899-12-31 | Galvanized Steel
CHEMCENTRAL ATLANTA | 1 ALCHEMY PL | DORAVILLE | DeKalb | 440839 | 100 | [5 empty] | Removed from Ground | Other | 12000 | Bare Steel | 1957-05-12 | 1996-09-24 | Galvanized Steel | Safe Suction (Euro)
CHEMCENTRAL ATLANTA | 1 ALCHEMY PL | DORAVILLE | DeKalb | 440839 | 103 | [5 empty] | Removed from Ground | Empty | 12000 | Bare Steel | 1961-05-12 | 1996-09-25 | Galvanized Steel | Safe Suction (Euro)
CHEMCENTRAL ATLANTA | 1 ALCHEMY PL | DORAVILLE | DeKalb | 440839 | 51 | [5 empty] | Removed from Ground | Other | 20000 | Bare Steel | 1966-05-11 | 1996-10-08 | Galvanized Steel | Safe Suction (Euro)
CHEMCENTRAL ATLANTA | 1 ALCHEMY PL | DORAVILLE | DeKalb | 440839 | 2 | [5 empty] | Removed from Ground | Other | 10000 | Bare Steel | 1975-05-11 | 1996-09-10 | Galvanized Steel | Safe Suction (Euro)
CHEMCENTRAL ATLANTA | 1 ALCHEMY PL | DORAVILLE | DeKalb | 440839 | 8 | [5 empty] | Removed from Ground | Hazardous Substance | 30000 | Bare Steel | 1975-05-11 | 1996-08-22 | Galvanized Steel | Safe Suction (Euro)
CHEMCENTRAL ATLANTA | 1 ALCHEMY PL | DORAVILLE | DeKalb | 440839 | 35 | [5 empty] | Removed from Ground | Hazardous Substance | 6000 | Bare Steel | 1975-05-11 | 1996-08-21 | Galvanized Steel | Safe Suction (Euro)
CHEMCENTRAL ATLANTA | 1 ALCHEMY PL | DORAVILLE | DeKalb | 440839 | 14 | [5 empty] | Removed from Ground | Other | 6000 | Bare Steel | 1975-05-11 | 1996-09-10 | Galvanized Steel | Safe Suction (Euro)
CHEMCENTRAL ATLANTA | 1 ALCHEMY PL | DORAVILLE | DeKalb | 440839 | 54 | [5 empty] | Removed from Ground | Other | 6000 | Bare Steel | 1966-05-11 | 1996-09-18 | Galvanized Steel | Safe Suction (Euro)
CHEMCENTRAL ATLANTA | 1 ALCHEMY PL | DORAVILLE | DeKalb | 440839 | 34 | [5 empty] | Removed from Ground | Other | 6000 | Bare Steel | 1975-05-11 | 1996-08-21 | Galvanized Steel | Safe Suction (Euro)
CHEMCENTRAL ATLANTA | 1 ALCHEMY PL | DORAVILLE | DeKalb | 440839 | 19 | [5 empty] | Removed from Ground | Hazardous Substance | 6000 | Bare Steel | 1975-05-11 | 1996-08-28 | Galvanized Steel | Safe Suction (Euro)
EXXON | 3230 SNAPFINGER RD | DECATUR | DeKalb | 9000022 | 4 | Ball Float | 1999-10-01 | FALSE | 1999-10-01 | TRUE | Currently in Use | Premium | 10000 | Fiberglass | 1999-10-01 |  | Fiberglass Reinforced Plastic | Pressurized
QUIKTRIP #707 | 4086 PLEASANTDALE RD | DORAVILLE | DeKalb | 9000396 | 13 | Flapper Valve | 2017-08-01 | FALSE | 2017-08-01 | FALSE | Currently in Use | Diesel | 20000 | Fiberglass Double Walled | 2017-07-07 |  | Double-Walled Fiberglass | Pressurized
CHEMCENTRAL ATLANTA | 1 ALCHEMY PL | DORAVILLE | DeKalb | 440839 | 110 | [5 empty] | Removed from Ground | Empty | 3950 | Bare Steel | 1957-05-12 | 1996-09-26 | Galvanized Steel | Safe Suction (Euro)
CHEMCENTRAL ATLANTA | 1 ALCHEMY PL | DORAVILLE | DeKalb | 440839 | 75 | [5 empty] | Removed from Ground | Empty | 12000 | Bare Steel | 1975-05-11 | 1996-10-21 | Galvanized Steel | Safe Suction (Euro)
CHEMCENTRAL ATLANTA | 1 ALCHEMY PL | DORAVILLE | DeKalb | 440839 | 95 | [5 empty] | Removed from Ground | Empty | 3950 | Bare Steel | 1961-05-12 | 1996-08-07 | Galvanized Steel | Safe Suction (Euro)
IPR | 5207 BRER RABBIT RD | STONE MOUNTAIN | DeKalb | 9044333 | 1 |  | 1995-04-04 |  | 1995-04-04 |  | Removed from Ground | Gas (Historical Use) | 4000 | Cathodically Protected Steel | 1995-03-30 | 2006-05-16 | Fiberglass Reinforced Plastic | Suction (American)
MOTIVA ENTERPRISES | 4127 WINTERS CHAPEL RD | DORAVILLE | DeKalb | 4440014 | 15 | [5 empty] | Removed from Ground | Other | 1000 | Cathodically Protected Steel | 1952-04-22 | 1990-01-01 | Unknown
CHEMCENTRAL ATLANTA | 1 ALCHEMY PL | DORAVILLE | DeKalb | 440839 | 45 | [5 empty] | Removed from Ground | Other | 4000 | Bare Steel | 1975-05-11 | 1996-08-26 | Galvanized Steel | Safe Suction (Euro)
CHEMCENTRAL ATLANTA | 1 ALCHEMY PL | DORAVILLE | DeKalb | 440839 | 61 | [5 empty] | Removed from Ground | Hazardous Substance | 30000 | Bare Steel | 1966-05-11 | 1996-09-05 | Galvanized Steel | Safe Suction (Euro)
CHEMCENTRAL ATLANTA | 1 ALCHEMY PL | DORAVILLE | DeKalb | 440839 | 98 | [5 empty] | Removed from Ground | Other | 12000 | Bare Steel | 1961-05-12 | 1996-09-23 | Galvanized Steel | Safe Suction (Euro)
CHEMCENTRAL ATLANTA | 1 ALCHEMY PL | DORAVILLE | DeKalb | 440839 | 23 | [5 empty] | Removed from Ground | Other | 12000 | Bare Steel | 1975-05-11 | 1996-08-19 | Galvanized Steel | Safe Suction (Euro)
CHEMCENTRAL ATLANTA | 1 ALCHEMY PL | DORAVILLE | DeKalb | 440839 | 24 | [5 empty] | Removed from Ground | Hazardous Substance | 12000 | Bare Steel | 1975-05-11 | 1996-08-15 | Galvanized Steel | Safe Suction (Euro)
CHEMCENTRAL ATLANTA | 1 ALCHEMY PL | DORAVILLE | DeKalb | 440839 | 40 | [5 empty] | Removed from Ground | Gas (Historical Use) | 4000 | Bare Steel | 1975-05-11 | 1996-08-28 | Galvanized Steel | Safe Suction (Euro)
CHEMCENTRAL ATLANTA | 1 ALCHEMY PL | DORAVILLE | DeKalb | 440839 | 66 | [5 empty] | Removed from Ground | Empty | 20000 | Bare Steel | 1966-05-11 | 1996-09-18 | Galvanized Steel | Safe Suction (Euro)
MECO ATLANTA | 4471 AMWILER RD/EAST OF MAINT SH | DORAVILLE | DeKalb | 9067157 | 4 | [5 empty] | Removed from Ground | Gas (Historical Use) | 110 | Bare Steel | 1971-01-01 | 1992-10-23 | Galvanized Steel | Gravity Fed
SRIJI KRUPA INC | 4425 FLAT SHOALS PKWY | DECATUR | DeKalb | 4440002 | 3 | Flapper Valve | 1997-05-01 | FALSE | 1997-05-01 | FALSE | Temporarily out of use | Gas (Historical Use) | 8000 | Steel-Impressed Current | 1981-04-28 |  | Steel (Impressed Current) | Pressurized
CHEMCENTRAL ATLANTA | 1 ALCHEMY PL | DORAVILLE | DeKalb | 440839 | 78 | [5 empty] | Removed from Ground | Empty | 6000 | Bare Steel | 1966-05-12 | 1996-10-17 | Galvanized Steel | Safe Suction (Euro)
CHEMCENTRAL ATLANTA | 1 ALCHEMY PL | DORAVILLE | DeKalb | 440839 | 77 | [5 empty] | Removed from Ground | Empty | 6000 | Bare Steel | 1966-05-12 | 1996-10-16 | Galvanized Steel | Safe Suction (Euro)
CHEMCENTRAL ATLANTA | 1 ALCHEMY PL | DORAVILLE | DeKalb | 440839 | 72 | [5 empty] | Removed from Ground | Empty | 20000 | Bare Steel | 1966-05-11 | 1996-10-10 | Galvanized Steel | Safe Suction (Euro)
CHEMCENTRAL ATLANTA | 1 ALCHEMY PL | DORAVILLE | DeKalb | 440839 | 71 | [5 empty] | Removed from Ground | Empty | 20000 | Bare Steel | 1966-05-11 | 1996-10-15 | Galvanized Steel | Safe Suction (Euro)
FIRESTONE STORE #07ER/R MCKEE | 2847 CANDLER RD | DECATUR | DeKalb | 4440034 | 3 | [5 empty] | Removed from Ground | Gas (Historical Use) | 10000 | Bare Steel | 1976-03-19 | 1985-01-01 | Bare Steel
DEKALB FLEET MAINTENANCE B SHOP | 3043 WARREN RD | DECATUR | DeKalb | 4440248 | L855088 | Ball Float | 1999-07-29 | TRUE | 1996-02-13 | TRUE | Currently in Use | Used Oil | 4000 | Tank Jacket | 1996-02-13 |  | Fiberglass Reinforced Plastic | Gravity Fed
DEKALB CO/FIRE STATION #16 | 2750 PLEASANTWOOD DR | DECATUR | DeKalb | 4440259 | 1 |  |  | FALSE |  | FALSE | Removed from Ground | Diesel | 1000 | Bare Steel | 1971-05-03 | 1993-01-15 | Galvanized Steel | Suction (American)
SHELL FOOD MART | 2645 WESLEY CHAPEL RD | DECATUR | DeKalb | 4440172 | 1 | Ball Float | 1998-07-19 | FALSE | 1998-07-19 | FALSE | Currently in Use | Kerosene | 3000 | Steel-Impressed Current | 1982-03-10 |  | Steel (Impressed Current) | Pressurized
Q LUBE #1151 | 2798 CANDLER RD | DECATUR | DeKalb | 4440194 | 3 |  |  | TRUE |  | TRUE | Removed from Ground | Used Oil | 2000 | Cathodically Protected Steel | 1981-02-25 | 1996-03-01 | Galvanized Steel | Suction (American)
GEORGIA STATE UNIVERSITY LANGUAG | 3401 PANTHERSVILLE RD | DECATUR | DeKalb | 4440120 | 1 | [5 empty] | Removed from Ground | Diesel | 500 | Bare Steel | 1980-01-24 | 1999-03-08 | Copper
DEKALB FLEET MAINTENANCE B SHOP | 3043 WARREN RD | DECATUR | DeKalb | 4440248 | 3 | [5 empty] | Removed from Ground | Other | 1011 | Bare Steel | 1982-05-02 | 1998-11-20 | Galvanized Steel
EXXON R/S 4-0074 | 6252 MEMORIAL DR | STONE MOUNTAIN | DeKalb | 9044135 | 1 |  | 1989-06-01 |  | 1989-06-01 |  | Removed from Ground | Empty | 12000 | Tank Jacket | 1989-01-01 | 2002-07-26 | Fiberglass Reinforced Plastic | Pressurized
CHEVRON FOOD MART | 5095 B STONE MILL WAY | STONE MOUNTAIN | DeKalb | 9044136 | 3 | Ball Float | 1989-07-19 |  | 1989-07-19 |  | Currently in Use | Gas (Historical Use) | 8000 | Steel-Impressed Current | 1989-07-19 |  | Double-Walled Fiberglass | Pressurized
SHELL OIL CO BULK TERMINAL | 4064 WINTERS CHAPEL RD | DORAVILLE | DeKalb | 9000352 | 95 | [5 empty] | Removed from Ground | Other | 4000 | Cathodically Protected Steel | 1970-04-05 | 1990-12-01 | Bare Steel
QUIKTRIP #707 | 4086 PLEASANTDALE RD | DORAVILLE | DeKalb | 9000396 | 11B | Flapper Valve | 2017-02-01 | FALSE | 2017-02-01 | FALSE | Currently in Use | Premium | 9500 | Fiberglass Double Walled | 2016-10-01 |  | Double-Walled Fiberglass | Pressurized
CHEMCENTRAL ATLANTA | 1 ALCHEMY PL | DORAVILLE | DeKalb | 440839 | 106 | [5 empty] | Removed from Ground | Hazardous Substance | 4000 | Bare Steel | 1957-05-12 | 1996-09-25 | Galvanized Steel | Safe Suction (Euro)
CHEMCENTRAL ATLANTA | 1 ALCHEMY PL | DORAVILLE | DeKalb | 440839 | 28 | [5 empty] | Removed from Ground | Hazardous Substance | 4000 | Bare Steel | 1975-05-11 | 1996-08-29 | Galvanized Steel | Safe Suction (Euro)
CHEMCENTRAL ATLANTA | 1 ALCHEMY PL | DORAVILLE | DeKalb | 440839 | 46 | [5 empty] | Removed from Ground | Empty | 4000 | Bare Steel | 1975-05-11 | 1996-08-26 | Galvanized Steel | Safe Suction (Euro)
CHEMCENTRAL ATLANTA | 1 ALCHEMY PL | DORAVILLE | DeKalb | 440839 | 62 | [5 empty] | Removed from Ground | Hazardous Substance | 30000 | Bare Steel | 1966-05-11 | 1996-09-04 | Galvanized Steel | Safe Suction (Euro)
CHEMCENTRAL ATLANTA | 1 ALCHEMY PL | DORAVILLE | DeKalb | 440839 | 63 | [5 empty] | Removed from Ground | Other | 30000 | Bare Steel | 1966-05-11 | 1996-09-04 | Galvanized Steel | Safe Suction (Euro)
CHEMCENTRAL ATLANTA | 1 ALCHEMY PL | DORAVILLE | DeKalb | 440839 | 25 | [5 empty] | Removed from Ground | Other | 12000 | Bare Steel | 1975-05-11 | 1996-08-14 | Galvanized Steel | Safe Suction (Euro)
CHEMCENTRAL ATLANTA | 1 ALCHEMY PL | DORAVILLE | DeKalb | 440839 | 41 | [5 empty] | Removed from Ground | Hazardous Substance | 4000 | Bare Steel | 1975-05-11 | 1996-08-28 | Galvanized Steel | Safe Suction (Euro)
DEKALB CO/FIRE STATION #20 | 2919 WARREN RD | DECATUR | DeKalb | 4440255 | 1 | [5 empty] | Removed from Ground | Gas (Historical Use) | 1000 | Bare Steel | 1971-05-03 | 1991-09-13 | Galvanized Steel
CIRCLE K #8465/7-ELEVEN STORE #1 | 4855 FLAT SHOALS RD | DECATUR | DeKalb | 4440141 | 2 | [5 empty] | Removed from Ground | Gas (Historical Use) | 8000 | Bare Steel | 1970-09-01 | 1997-05-02 | Galvanized Steel | Pressurized
CHEMCENTRAL ATLANTA | 1 ALCHEMY PL | DORAVILLE | DeKalb | 440839 | 93 | [5 empty] | Removed from Ground | Empty | 6000 | Bare Steel | 1961-05-12 | 1996-08-08 | Galvanized Steel | Safe Suction (Euro)
CHEMCENTRAL ATLANTA | 1 ALCHEMY PL | DORAVILLE | DeKalb | 440839 | 16 | [5 empty] | Removed from Ground | Other | 6000 | Bare Steel | 1975-05-11 | 1996-08-26 | Galvanized Steel | Safe Suction (Euro)
CHEMCENTRAL ATLANTA | 1 ALCHEMY PL | DORAVILLE | DeKalb | 440839 | 107 | [5 empty] | Removed from Ground | Empty | 4000 | Bare Steel | 1957-05-12 | 1996-09-25 | Galvanized Steel | Safe Suction (Euro)
CHEMCENTRAL ATLANTA | 1 ALCHEMY PL | DORAVILLE | DeKalb | 440839 | 101 | [5 empty] | Removed from Ground | Diesel | 12000 | Bare Steel | 1961-05-12 | 1996-09-24 | Galvanized Steel | Safe Suction (Euro)
SHELL FOOD MART | 2645 WESLEY CHAPEL RD | DECATUR | DeKalb | 4440172 | 5 | Ball Float | 1998-07-19 | FALSE | 1998-07-19 | FALSE | Currently in Use | Regular | 12000 | Steel-Impressed Current | 1982-03-10 |  | Steel (Impressed Current) | Pressurized
SHELL FOOD MART | 2645 WESLEY CHAPEL RD | DECATUR | DeKalb | 4440172 | 4 | Ball Float | 1998-07-19 | FALSE | 1998-07-19 | FALSE | Currently in Use | Regular | 12000 | Steel-Impressed Current | 1982-03-10 |  | Steel (Impressed Current) | Pressurized
NOOR TRADING | 2722 CANDLER RD | DECATUR | DeKalb | 4440805 | 5 |  |  | TRUE |  | TRUE | Removed from Ground | Used Oil | 1000 | Bare Steel | 1970-04-30 | 1991-09-03 | Galvanized Steel
CHEMCENTRAL ATLANTA | 1 ALCHEMY PL | DORAVILLE | DeKalb | 440839 | 82 | [5 empty] | Removed from Ground | Empty | 10000 | Bare Steel | 1961-05-12 | 1996-10-22 | Galvanized Steel | Safe Suction (Euro)
CHEMCENTRAL ATLANTA | 1 ALCHEMY PL | DORAVILLE | DeKalb | 440839 | 11 | [5 empty] | Removed from Ground | Other | 30000 | Bare Steel | 1975-05-11 | 1996-08-15 | Galvanized Steel | Safe Suction (Euro)
CHEMCENTRAL ATLANTA | 1 ALCHEMY PL | DORAVILLE | DeKalb | 440839 | 68 | [5 empty] | Removed from Ground | Other | 20000 | Bare Steel | 1966-05-11 | 1996-09-19 | Galvanized Steel | Safe Suction (Euro)
CHEMCENTRAL ATLANTA | 1 ALCHEMY PL | DORAVILLE | DeKalb | 440839 | 85 | [5 empty] | Removed from Ground | Empty | 4000 | Bare Steel | 1961-05-12 | 1996-10-22 | Galvanized Steel | Safe Suction (Euro)
TRISTAR GROUP USA | 3521 FLAT SHOALS RD | DECATUR | DeKalb | 440550 | 1 | Ball Float | 1993-09-13 | FALSE | 1993-09-13 | FALSE | Currently in Use | Regular | 10000 | Fiberglass | 1987-04-01 |  | Fiberglass Reinforced Plastic | Pressurized
EXXON | 3230 SNAPFINGER RD | DECATUR | DeKalb | 9000022 | 1 | [5 empty] | Removed from Ground | Gas (Historical Use) | 10000 | Bare Steel | 1977-05-15 | 1992-11-01 | Galvanized Steel
CIRCLE K #8465/7-ELEVEN STORE #1 | 4855 FLAT SHOALS RD | DECATUR | DeKalb | 4440141 | 1 | [5 empty] | Removed from Ground | Gas (Historical Use) | 8000 | Bare Steel | 1970-09-01 | 1997-05-05 | Galvanized Steel | Pressurized
GEORGIA BUREAU OF INVESTIGATION | 3121 PANTHERSVILLE RD | DECATUR | DeKalb | 4440486 | 2 |  | 1994-10-01 |  | 1994-10-01 |  | Removed from Ground | Gas (Historical Use) | 10000 | Fiberglass | 1984-03-20 | 1999-02-16 | Galvanized Steel | Pressurized
BIG 10 TIRE STORE/TREASURE ISLAN | 4380 MEMORIAL DR | DECATUR | DeKalb | 4440429 | U1 | [5 empty] | Removed from Ground | Gas (Historical Use) | 10000 | Bare Steel | 1968-05-01 | 1992-12-09 | Galvanized Steel | Safe Suction (Euro)
THE EARTHGRAINS COMPANY | 3310 PANTHERSVILLE RD | DECATUR | DeKalb | 9044093 | 1 |  | 2000-12-01 |  | 2000-12-01 |  | Removed from Ground | Diesel | 10000 | Cathodically Protected Steel | 1991-01-01 | 2008-05-14 | Fiberglass Reinforced Plastic | Pressurized
NOOR TRADING | 2722 CANDLER RD | DECATUR | DeKalb | 4440805 | 7 |  | 1991-10-01 |  | 1991-10-01 |  | Removed from Ground | Gas (Historical Use) | 12000 | Cathodically Protected Steel | 1991-10-01 | 2000-08-29 | Cathodically Protected | Pressurized
NOOR TRADING | 2722 CANDLER RD | DECATUR | DeKalb | 4440805 | 1 |  | 1970-04-30 |  | 1970-04-30 |  | Removed from Ground | Gas (Historical Use) | 10000 | Cathodically Protected Steel | 1970-04-30 | 1991-09-03 | Galvanized Steel | Pressurized
CHEMCENTRAL ATLANTA | 1 ALCHEMY PL | DORAVILLE | DeKalb | 440839 | 43 | [5 empty] | Removed from Ground | Hazardous Substance | 4000 | Bare Steel | 1975-05-11 | 1996-08-28 | Galvanized Steel | Safe Suction (Euro)
CHEMCENTRAL ATLANTA | 1 ALCHEMY PL | DORAVILLE | DeKalb | 440839 | 27 | [5 empty] | Removed from Ground | Hazardous Substance | 4000 | Bare Steel | 1975-05-11 | 1996-08-29 | Galvanized Steel | Safe Suction (Euro)
MECO ATLANTA | 4471 AMWILER RD/EAST OF MAINT SH | DORAVILLE | DeKalb | 9067157 | 3 | [5 empty] | Removed from Ground | Other | 1000 | Bare Steel | 1971-01-01 | 1992-10-23 | Galvanized Steel | Gravity Fed
PANTHERSVILLE FOOD MART | 3758 Panthersville Road | Ellenwood | DeKalb | 9044520 | 3 | Ball Float | 2001-02-01 | FALSE | 2001-02-01 | FALSE | Currently in Use | E-85 | 12000 | Epoxy | 2001-02-01 |  | Fiberglass Reinforced Plastic | Pressurized
PANTHERSVILLE FOOD MART | 3758 Panthersville Road | Ellenwood | DeKalb | 9044520 | 1 | Ball Float | 2001-02-01 | FALSE | 2001-02-01 | FALSE | Currently in Use | Regular | 12000 | Epoxy | 2001-02-01 |  | Fiberglass Reinforced Plastic | Pressurized
SHELL FOOD MART | 3794 BOULDERCREST RD | ELLENWOOD | DeKalb | 10000321 | 1 |  |  | FALSE |  | FALSE | [6 empty] | Double-Walled Flex | Pressurized
W P COUCH/COX-VOORHEES PROPERTY | 2121 BRIARCLIFF RD | ATLANTA | DeKalb | 4440730 | 1 | [5 empty] | Removed from Ground | Gas (Historical Use) | 4000 | Bare Steel | 1966-03-06 | 1990-03-23 | Galvanized Steel
DEKALB COUNTY N SOUTH LOT | 3115 WARD LAKE RD | ELLENWOOD | DeKalb | 10000699 | N628126 | Ball Float | 2004-07-30 | FALSE | 2004-07-30 | FALSE | Temporarily out of use | Regular | 12000 | Fiberglass Double Walled | 2004-06-17 |  | Double-Walled Fiberglass | Pressurized
SUNLIGHT FOODS/SUNBELT II | 4736 REDAN RD | STONE MOUNTAIN | DeKalb | 4440427 | 3 | [5 empty] | Removed from Ground | Gas (Historical Use) | 6000 | Bare Steel | 1981-05-03 | 1992-04-22 | Galvanized Steel
BELLSOUTH TELECOMMUNICATIONS STO | 355 STONE MOUNTAIN RD | STONE MOUNTAIN | DeKalb | 4440393 | 1 | [5 empty] | Removed from Ground | Other | 8000 | Bare Steel | 1974-07-17 | 1997-07-25 | Copper | Suction (American)
TEXACO FOOD MART #11 | 1525 MOUNTAIN IND BLVD | STONE MOUNTAIN | DeKalb | 4440171 | 2 | Ball Float | 1992-01-01 | FALSE | 1992-01-01 | FALSE | Currently in Use | Diesel | 6000 | Steel-Impressed Current | 1982-03-10 |  | Fiberglass Reinforced Plastic | Pressurized
FORMER RESIDENCE OF MR. H.T. GLAZE | 4985 GLAZE DR | DORAVILLE | DeKalb | 10000292 | 1 |  |  | FALSE |  | FALSE | Removed from Ground | Gas (Historical Use) | 1762 | Bare Steel | 2002-06-13 | 2002-06-13 | Bare Steel | Suction (American)
DEKALB COLLEGE DUNWOODY CAMPUS | 2101 WOMACK RD | DUNWOODY | DeKalb | 4440530 | 2 | [5 empty] | Removed from Ground | Gas (Historical Use) | 250 | Bare Steel | 1982-04-02 | 1999-05-27 | Galvanized Steel
GAS ZONE INC DBA BP FOOD MART | 4485 CHAMBLEE DUNWOODY RD | DUNWOODY | DeKalb | 601085 | 5 |  | 1989-02-20 |  | 1989-02-20 |  | Removed from Ground | Gas (Historical Use) | 10000 | Galvanic (STIP-3) | 1989-02-20 | 2001-07-05 | Galvanized Steel | Pressurized
GAS ZONE INC DBA BP FOOD MART | 4485 CHAMBLEE DUNWOODY RD | DUNWOODY | DeKalb | 601085 | 7 |  | 1989-02-20 |  | 1989-02-20 |  | Removed from Ground | Gas (Historical Use) | 10000 | Galvanic (STIP-3) | 1989-02-20 | 2001-07-05 | Galvanized Steel | Pressurized
GAS ZONE INC DBA BP FOOD MART | 4485 CHAMBLEE DUNWOODY RD | DUNWOODY | DeKalb | 601085 | 4 |  | 1989-02-20 |  | 1989-02-20 |  | Removed from Ground | Gas (Historical Use) | 10000 | Galvanic (STIP-3) | 1989-02-20 | 2001-07-05 | Galvanized Steel | Pressurized
GAS ZONE INC DBA BP FOOD MART | 4485 CHAMBLEE DUNWOODY RD | DUNWOODY | DeKalb | 601085 | 10 | Ball Float | 2001-10-01 |  | 2001-08-30 |  | Currently in Use | Gas (Historical Use) | 10000 | Double Walled | 2001-07-31 |  | Double Walled | Pressurized
MAJIK MARKET #04059 | 5579 CHAMBLEE DUNWOODY RD | DUNWOODY | DeKalb | 9000211 | 2 | [5 empty] | Removed from Ground | Gas (Historical Use) | 10000 | Bare Steel | 1977-05-15 | 1992-10-07 | Galvanized Steel
SOUTHEAST PRE-CAST CONCRETE PROD | 4478 GREER CIR | STONE MOUNTAIN | DeKalb | 9044021 | 1 | [5 empty] | Removed from Ground | Diesel | 10000 | Bare Steel | 1984-01-01 | 1991-10-11 | Bare Steel
DEKALB PIPE LINE CO | 1700 ROADHAVEN RD | STONE MOUNTAIN | DeKalb | 9044252 | 1D | [5 empty] | Removed from Ground | Diesel | 8000 | Bare Steel | 1971-06-01 | 1998-10-01 | Bare Steel | Suction (American)
STONE MOUNTAIN PROBATION BOOT CA | 5500 VENABLE ST | STONE MOUNTAIN | DeKalb | 9044266 | 3 | [5 empty] | Removed from Ground | Diesel | 400 | Marked Unknown | 1975-01-01 | 1995-05-18 | Secondary Containment
UPS TRUCK LEASING | 3549 MCCALL PLACE | DORAVILLE | DeKalb | 4440109 | 3 |  |  | TRUE |  | TRUE | Removed from Ground | Used Oil | 500 | Bare Steel | 1980-01-23 | 1991-01-01 | Unknown
QUIKTRIP #734 | 6901 PEACHTREE INDUSTRIAL BLVD | DORAVILLE | DeKalb | 9000397 | 9 | Flapper Valve | 2008-11-15 | FALSE | 2008-11-15 | FALSE | Currently in Use | Regular | 12000 | Fiberglass Double Walled | 2008-11-15 |  | Double-Walled Fiberglass | Pressurized
QUIKTRIP #734 | 6901 PEACHTREE INDUSTRIAL BLVD | DORAVILLE | DeKalb | 9000397 | 8 | Flapper Valve | 2008-11-15 | FALSE | 2008-11-15 | FALSE | Currently in Use | Regular | 20000 | Fiberglass Double Walled | 2008-11-15 |  | Double-Walled Fiberglass | Pressurized
QUIKTRIP #734 | 6901 PEACHTREE INDUSTRIAL BLVD | DORAVILLE | DeKalb | 9000397 | 6 |  | 1998-08-05 |  | 1998-08-05 |  | Removed from Ground | Gas (Historical Use) | 12000 | Fiberglass | 1990-01-01 | 2009-06-25 | Copper | Pressurized
FLORIDA ROCK & TANK LINES | 2766 WOODWIN Road | DORAVILLE | DeKalb | 9000311 | 6 | [5 empty] | Permanently Out of Use - historical purposes | Diesel | 10000 | Cathodically Protected Steel | 1989-01-01 | 1899-12-31 | Fiberglass Reinforced Plastic
CROWN CENTRAL PETROLEUM DORAVILL | 2765 WOODWIN RD | DORAVILLE | DeKalb | 440549 | 2 | [5 empty] | Permanently Out of Use - historical purposes | Gas (Historical Use) | 1000 | Bare Steel | 1983-01-02 | 1899-12-31 | Bare Steel
CHEMCENTRAL ATLANTA | 1 ALCHEMY PL | DORAVILLE | DeKalb | 440839 | 1 | [5 empty] | Removed from Ground | Hazardous Substance | 10000 | Bare Steel | 1975-05-11 | 1996-09-10 | Galvanized Steel | Safe Suction (Euro)
CHEMCENTRAL ATLANTA | 1 ALCHEMY PL | DORAVILLE | DeKalb | 440839 | 83 | [5 empty] | Removed from Ground | Empty | 10000 | Bare Steel | 1961-05-12 | 1996-10-22 | Galvanized Steel | Safe Suction (Euro)
SHELL FOOD MART | 6399 PEACHTREE IND BLVD | DORAVILLE | DeKalb | 9044300 | 5B | Flapper Valve | 2024-11-01 | FALSE | 2024-10-01 | FALSE | Currently in Use | Premium | 6000 | Fiberglass Double Walled | 2024-10-01 |  | Double-Walled Fiberglass | Pressurized
DUNWOODY AUTOMOTIVE | 4429 TILLY MILL RD | DORAVILLE | DeKalb | 4440212 | 10 | [5 empty] | Permanently Out Of Use | Gas (Historical Use) | 10000 | Fiberglass | 1988-01-01 | 2006-03-24 | Fiberglass Reinforced Plastic
NONE | 3890 FLOWERS RD | DORAVILLE | DeKalb | 10000803 | 1 |  |  | FALSE |  | FALSE | Removed from Ground | Empty | 6000 | Bare Steel | 2004-12-19 | 2004-12-19 | Galvanized Steel | Safe Suction (Euro)
SHELL FOOD MART | 6399 PEACHTREE IND BLVD | DORAVILLE | DeKalb | 9044300 | 5A | Flapper Valve | 2024-11-01 | FALSE | 2024-10-01 | FALSE | Currently in Use | Diesel | 6000 | Fiberglass Double Walled | 2024-10-01 |  | Double-Walled Fiberglass | Pressurized
JIFFY LUBE #136 | 2207 LAWRENCEVILLE HWY | DECATUR | DeKalb | 4440017 | 4 |  |  | TRUE |  | TRUE | Removed from Ground | Used Oil | 3000 | Bare Steel | 1981-05-06 | 1998-09-24 | Galvanized Steel
JIFFY LUBE #136 | 2207 LAWRENCEVILLE HWY | DECATUR | DeKalb | 4440017 | 1 | [5 empty] | Removed from Ground | Other | 4000 | Bare Steel | 1981-05-06 | 1998-09-24 | Galvanized Steel
JIFFY LUBE #62 | 1343 DUNWOODY PKWY | DUNWOODY | DeKalb | 4440019 | 3 | [5 empty] | Removed from Ground | Other | 5000 | Marked Unknown | 1980-01-01 | 1998-07-06 | Unknown
SHELL ROYAL FOODMART | 4479 CHAMBLEE DUNWOODY RD | DUNWOODY | DeKalb | 4440501 | 1 | Flapper Valve | 1993-08-19 | FALSE | 1993-08-19 | FALSE | Currently in Use | Gas (Historical Use) | 10000 | Fiberglass | 1978-01-03 |  | Double-Walled Fiberglass | Pressurized
SHELL ROYAL FOODMART | 4479 CHAMBLEE DUNWOODY RD | DUNWOODY | DeKalb | 4440501 | 4 |  |  | TRUE |  | TRUE | Removed from Ground | Used Oil | 1000 | Bare Steel | 1966-04-21 | 1986-01-01 | Galvanized Steel | Gravity Fed
SHELL FOOD MART | 6399 PEACHTREE IND BLVD | DORAVILLE | DeKalb | 9044300 | 4 | Flapper Valve | 2024-11-01 | FALSE | 2024-10-01 | FALSE | Currently in Use | Regular | 15000 | Fiberglass Double Walled | 2024-10-01 |  | Double-Walled Fiberglass | Pressurized
GMC/DORAVILLE ASSEMBLY PLANT | 3900 MOTORS IND WAY | DORAVILLE | DeKalb | 9044054 | 3 | [5 empty] | Removed from Ground | Diesel | 15000 | Bare Steel | 1976-01-01 | 1990-08-01 | Cathodically Protected
DUNWOODY AUTOMOTIVE | 4429 TILLY MILL RD | DORAVILLE | DeKalb | 4440212 | 2 | [5 empty] | Permanently Out Of Use | Diesel | 6000 | Bare Steel | 1980-04-30 | 2006-03-24 | Galvanized Steel
DUNWOODY CHEVRON | 5465 CHAMBLEE-DUNWOODY RD | DUNWOODY | DeKalb | 4440837 | 1 | Ball Float | 1994-09-17 | FALSE | 1994-09-17 | FALSE | Currently in Use | Regular | 10000 | Fiberglass | 1984-03-19 |  | Fiberglass Reinforced Plastic | Pressurized
SHELL FOOD MART | 6399 PEACHTREE IND BLVD | DORAVILLE | DeKalb | 9044300 | 3DC | Flapper Valve | 1992-02-01 | FALSE | 1992-02-01 | FALSE | Currently in Use | Diesel | 6000 | Galvanic (STIP-3) | 1992-02-01 |  | Fiberglass Reinforced Plastic | Pressurized
SAVITRI ENTERPRISES INC | 6400 PEACHTREE IND BLVD | DORAVILLE | DeKalb | 4440039 | 3 | Ball Float | 1995-05-17 | FALSE | 1995-05-17 | FALSE | Temporarily out of use | Premium | 10000 | Steel-Impressed Current | 1972-03-14 |  | Fiberglass Reinforced Plastic | Pressurized
City of Decatur Public Works | 2635 TALLEY ST | DECATUR | DeKalb | 4440065 | 2 | [5 empty] | Removed from Ground | Diesel | 4000 | Bare Steel | 1972-02-19 | 1991-05-30 | Galvanized Steel
DUNWOODY AUTOMOTIVE | 4429 TILLY MILL RD | DORAVILLE | DeKalb | 4440212 | 1 | [5 empty] | Permanently Out Of Use | Gas (Historical Use) | 550 | Bare Steel | 1973-04-30 | 2006-05-24 | Galvanized Steel
DUNWOODY AUTOMOTIVE | 4429 TILLY MILL RD | DORAVILLE | DeKalb | 4440212 | 7 | Ball Float | 1988-01-01 |  | 1988-01-01 |  | Temporarily out of use | Gas (Historical Use) | 10000 | Fiberglass | 1988-01-01 |  | Fiberglass Reinforced Plastic
ENOTSYEK | 4200 WINTERS CHAPEL RD | DORAVILLE | DeKalb | 10002033 | 1 | Ball Float | 2011-08-01 | FALSE | 2011-08-01 | FALSE | Currently in Use | Diesel | 12000 | Tank Jacket Double Walled | 2011-08-01 |  | Double-Walled Fiberglass | Pressurized
TEXACO FOOD PLAZA | 4369 NORTH PEACHTREE RD | DUNWOODY | DeKalb | 4440760 | 1 | [5 empty] | Removed from Ground | Gas (Historical Use) | 8000 | Bare Steel | 1969-04-07 | 1987-02-15 | Bare Steel
PETRO AVE LLC DBA BP FOOD MART | 5418 CHAMBLEE DUNWOODY RD | DUNWOODY | DeKalb | 9000497 | 3 | [5 empty] | Removed from Ground | Gas (Historical Use) | 10000 | Bare Steel | 1981-04-19 | 1899-12-31 | Galvanized Steel
Gas Express #297 | 5960 E. PONCE DE LEON AVE | STONE MOUNTAIN | DeKalb | 10003307 | 1 | Flapper Valve | 2022-04-26 | FALSE | 2022-04-26 | FALSE | Currently in Use | Regular | 15000 | Composite Double Walled | 2022-04-26 |  | Double-Walled Fiberglass | Pressurized
Clairmont BP | 1885 Clairmont Rd | Decatur | DeKalb | 10002624 | 5B | Flapper Valve | 2020-05-14 | FALSE | 2020-05-20 | FALSE | Currently in Use | Premium | 6000 | Tank Jacket Double Walled | 2020-03-09 |  | Double-Walled Fiberglass | Pressurized
QUIKTRIP #741 | 1910 LAWRENCEVILLE HWY | DECATUR | DeKalb | 9044272 | 3 | Ball Float | 1994-05-01 | FALSE | 1994-05-01 | FALSE | Removed from Ground | Premium | 12000 | Fiberglass Double Walled | 1994-07-01 | 2019-09-30 |  | Pressurized
HESS #10245 | 1549 CLAIRMONT RD | DECATUR | DeKalb | 4440548 | 2 | [5 empty] | Removed from Ground | Other | 10000 | Bare Steel | 1969-04-30 | 1899-12-31 | Galvanized Steel
NORTH DECATUR TEXACO | 2071 N DECATUR RD | DECATUR | DeKalb | 4440633 | 5 |  |  | TRUE |  | TRUE | Removed from Ground | Used Oil | 560 | Bare Steel | 1999-09-02 | 1999-09-02 | Galvanized Steel
NORTH DECATUR TEXACO | 2071 N DECATUR RD | DECATUR | DeKalb | 4440633 | 4 | [5 empty] | Removed from Ground | Gas (Historical Use) | 3000 | Bare Steel | 1999-09-02 | 1999-09-02 | Galvanized Steel | Suction (American)
CHEMCENTRAL ATLANTA | 1 ALCHEMY PL | DORAVILLE | DeKalb | 440839 | 70 | [5 empty] | Removed from Ground | Empty | 20000 | Bare Steel | 1966-05-11 | 1996-10-14 | Galvanized Steel | Safe Suction (Euro)
CHEMCENTRAL ATLANTA | 1 ALCHEMY PL | DORAVILLE | DeKalb | 440839 | 39 | [5 empty] | Removed from Ground | Hazardous Substance | 4000 | Bare Steel | 1975-05-11 | 1996-08-28 | Galvanized Steel | Safe Suction (Euro)
CHEMCENTRAL ATLANTA | 1 ALCHEMY PL | DORAVILLE | DeKalb | 440839 | 20 | [5 empty] | Removed from Ground | Hazardous Substance | 6000 | Bare Steel | 1975-05-11 | 1996-08-26 | Galvanized Steel | Safe Suction (Euro)
CHEMCENTRAL ATLANTA | 1 ALCHEMY PL | DORAVILLE | DeKalb | 440839 | 58 | [5 empty] | Removed from Ground | Other | 30000 | Bare Steel | 1966-05-11 | 1996-09-09 | Galvanized Steel | Safe Suction (Euro)
BELCO ELECTRIC INC | 3118 MARJAN DR | DORAVILLE | DeKalb | 9000602 | 1 | [5 empty] | Removed from Ground | Gas (Historical Use) | 4000 | Bare Steel | 1979-07-14 | 1990-05-16 | Galvanized Steel
CROWN GA 47 | 3576 WESLEY CHAPEL RD | DECATUR | DeKalb | 9000052 | 4 |  | 1997-08-02 |  | 1997-08-02 |  | Removed from Ground | Empty | 10270 | Steel-Impressed Current | 1979-04-06 | 2000-11-17 | Fiberglass Reinforced Plastic | Pressurized
FIRESTONE STORE #07ER/R MCKEE | 2847 CANDLER RD | DECATUR | DeKalb | 4440034 | 2 | [5 empty] | Removed from Ground | Gas (Historical Use) | 10000 | Bare Steel | 1976-03-19 | 1985-01-01 | Bare Steel
DEKALB COUNTY WHITES MILL BOOSTE | 2463 JENAY COURT | DECATUR | DeKalb | 4440313 | 1 | [5 empty] | Removed from Ground | Diesel | 550 | Bare Steel | 1964-05-08 | 1994-10-19 | Galvanized Steel
APPLIED BIOLOGY INC | 641 DEKALB IND WAY | DECATUR | DeKalb | 4440732 | 1 | [5 empty] | Removed from Ground | Gas (Historical Use) | 3008 | Bare Steel | 1987-01-01 | 1987-01-01 | Unknown
EXPRESS MART 101 | 2146 LAWRENCEVILLE HWY | DECATUR | DeKalb | 9044082 | 2 | Ball Float | 1995-09-05 | FALSE | 1991-01-01 | FALSE | Currently in Use | Plus | 10000 | Fiberglass | 1991-01-01 |  | Fiberglass Reinforced Plastic | Pressurized
CHEVRON USA INC | 3893 NORTH DRUID HILLS RD | DECATUR | DeKalb | 4440827 | 3 | [5 empty] | Removed from Ground | Gas (Historical Use) | 3000 | Bare Steel | 1965-03-19 | 1990-08-22 | Fiberglass Reinforced Plastic
DAEWOO MOTOR AMERICA DECATUR | 1580 CHURCH ST | DECATUR | DeKalb | 4440329 | 1 |  |  | TRUE |  | TRUE | Removed from Ground | Used Oil | 1000 | Fiberglass | 1998-08-12 | 1998-08-12 | Not Marked
QUIKTRIP#1717 | 100 ASHWOOD PKWY | DUNWOODY | DeKalb | 10003298 | 1 | Overfill Alarm | 2022-12-20 | FALSE | 2022-10-25 | FALSE | Currently in Use | Regular | 15000 | Composite Double Walled | 2022-08-26 |  | Double-Walled Flex | Pressurized
CHEMCENTRAL ATLANTA | 1 ALCHEMY PL | DORAVILLE | DeKalb | 440839 | 90 | [5 empty] | Removed from Ground | Empty | 6000 | Bare Steel | 1961-05-12 | 1996-08-08 | Galvanized Steel | Safe Suction (Euro)
CHEMCENTRAL ATLANTA | 1 ALCHEMY PL | DORAVILLE | DeKalb | 440839 | 76 | [5 empty] | Removed from Ground | Empty | 8000 | Bare Steel | 1966-05-12 | 1996-10-21 | Galvanized Steel | Safe Suction (Euro)
MECO ATLANTA | 4471 AMWILER RD/SOUTH OF GARAGE | DORAVILLE | DeKalb | 9067152 | 1 | [5 empty] | Removed from Ground | Gas (Historical Use) | 10000 | Bare Steel | 1971-01-01 | 1899-12-31 | Galvanized Steel | Pressurized
CROWN GA 47 | 3576 WESLEY CHAPEL RD | DECATUR | DeKalb | 9000052 | 1 |  | 1997-08-02 |  | 1997-08-02 |  | Removed from Ground | Empty | 10270 | Steel-Impressed Current | 1979-04-06 | 2000-11-17 | Fiberglass Reinforced Plastic | Pressurized
DEKALB FLEET MAINTENANCE B SHOP | 3043 WARREN RD | DECATUR | DeKalb | 4440248 | L514086 | Ball Float | 1998-12-22 |  | 1998-12-22 |  | Currently in Use | New Oil | 1000 | Tank Jacket | 1998-12-22 |  | Fiberglass Reinforced Plastic | Safe Suction (Euro)
DEKALB COUNTY SANITATION/SOUTH L | 1753 FAIRLAKE RD | DECATUR | DeKalb | 4440246 | L213098 | Flapper Valve | 1990-03-01 | FALSE | 1990-03-01 | FALSE | Currently in Use | Regular | 10000 | Tank Jacket | 1990-03-01 |  | Fiberglass Reinforced Plastic | Safe Suction (Euro)
SHELL | 4845 FLAT SHOALS PKWY | DECATUR | DeKalb | 4440341 | 2 |  | 1992-05-01 |  | 1992-05-01 |  | Removed from Ground | Gas (Historical Use) | 10000 | Steel-Impressed Current | 1992-05-01 | 2006-07-12 | Fiberglass Reinforced Plastic | Pressurized
MUKTI ENTP INC | 2800 BUFORD HWY | ATLANTA | DeKalb | 4440459 | 4 | Ball Float | 1997-07-29 | FALSE | 1997-07-29 | FALSE | Currently in Use | Regular | 10270 | Steel-Impressed Current | 1979-01-01 |  | Fiberglass Reinforced Plastic | Pressurized
Chevron Food Mart | 2487 South Stone Mountain Lithonia Rd | LITHONIA | DeKalb | 10003345 | 1 | Flapper Valve | 2022-05-11 | FALSE | 2022-05-11 | FALSE | Currently in Use | Regular | 12000 | Composite Double Walled | 2022-05-11 |  | Double-Walled Fiberglass | Pressurized
CHEMCENTRAL ATLANTA | 1 ALCHEMY PL | DORAVILLE | DeKalb | 440839 | 30 | [5 empty] | Removed from Ground | Hazardous Substance | 4000 | Bare Steel | 1975-05-11 | 1996-08-28 | Galvanized Steel
CHEMCENTRAL ATLANTA | 1 ALCHEMY PL | DORAVILLE | DeKalb | 440839 | 56 | [5 empty] | Removed from Ground | Empty | 20000 | Bare Steel | 1966-05-11 | 1996-09-17 | Galvanized Steel | Safe Suction (Euro)
CHEMCENTRAL ATLANTA | 1 ALCHEMY PL | DORAVILLE | DeKalb | 440839 | 31 | [5 empty] | Removed from Ground | Other | 6000 | Bare Steel | 1975-05-11 | 1996-08-28 | Galvanized Steel | Safe Suction (Euro)
CHEMCENTRAL ATLANTA | 1 ALCHEMY PL | DORAVILLE | DeKalb | 440839 | 53 | [5 empty] | Removed from Ground | Empty | 6000 | Bare Steel | 1966-05-11 | 1996-09-18 | Galvanized Steel | Safe Suction (Euro)
TRISTAR GROUP USA | 3521 FLAT SHOALS RD | DECATUR | DeKalb | 440550 | 3 | Ball Float | 1993-09-13 | FALSE | 1993-09-13 | FALSE | Currently in Use | Diesel | 10000 | Fiberglass | 1987-04-01 |  | Fiberglass Reinforced Plastic | Pressurized
EXXON | 3230 SNAPFINGER RD | DECATUR | DeKalb | 9000022 | 3 | Ball Float | 1999-10-01 | FALSE | 1999-10-01 | TRUE | Currently in Use | Regular | 12000 | Fiberglass | 1999-10-01 |  | Fiberglass Reinforced Plastic | Pressurized
DEKALB COUNTY GOVERNMENT/S PARKS | 1749 FAIRLAKE RD | DECATUR | DeKalb | 4440251 | 1 | [5 empty] | Removed from Ground | Gas (Historical Use) | 10000 | Bare Steel | 1976-05-02 | 1899-12-31 | Galvanized Steel
Q LUBE #1151 | 2798 CANDLER RD | DECATUR | DeKalb | 4440194 | 1 | [5 empty] | Removed from Ground | Other | 2000 | Cathodically Protected Steel | 1981-02-25 | 1996-03-01 | Galvanized Steel | Suction (American)
SOUTH DEKALB SITE NO 4 | 2994 RAINBOW DR | DECATUR | DeKalb | 9044092 | 1 |  | 1997-12-30 |  | 1997-12-30 |  | Removed from Ground | Diesel | 275 | Composite | 1986-01-01 | 2001-10-25 | Double Walled
WESLEY CHAPEL TEXACO #862 | 2650 WESLEY CHAPEL RD | DECATUR | DeKalb | 4440799 | 10 | Flapper Valve | 1998-03-31 | FALSE | 1998-03-31 | FALSE | Currently in Use | Premium | 10000 | Galvanic (STIP-3) | 1992-09-30 |  | Fiberglass Reinforced Plastic | Pressurized
STONE MOUNTAIN CHEVROLET | 6130 MEMORIAL DRIVE | STONE MOUNTAIN | DeKalb | 9044485 | 2 | [5 empty] | Removed from Ground | Gas (Historical Use) | 4000 | Bare Steel | 1999-01-13 | 1999-01-13 | Bare Steel | Suction (American)
MOTIVA ENTERPRISES | 4127 WINTERS CHAPEL RD | DORAVILLE | DeKalb | 4440014 | 12 | [5 empty] | Removed from Ground | Other | 550 | Cathodically Protected Steel | 1971-04-23 | 1990-01-01 | Cathodically Protected
EXXON #4-4404 | 3585 NORTHCREST RD | DORAVILLE | DeKalb | 9000149 | 2 |  |  | FALSE |  | FALSE | Removed from Ground | Not Marked/Tank Removed | 0 | Unknown | 1982-01-01 | 1982-01-01 | Unknown
QUIKTRIP #734 | 6901 PEACHTREE INDUSTRIAL BLVD | DORAVILLE | DeKalb | 9000397 | 2 | [5 empty] | Removed from Ground | Diesel | 6000 | Not Marked/Unknown | 1978-01-01 | 1987-02-01 | Not Marked
FLORIDA ROCK & TANK LINES | 2766 WOODWIN Road | DORAVILLE | DeKalb | 9000311 | 2 | [5 empty] | Removed from Ground | Other | 1000 | Cathodically Protected Steel | 1985-01-01 | 1899-12-31 | Galvanized Steel | Gravity Fed
CHEMCENTRAL ATLANTA | 1 ALCHEMY PL | DORAVILLE | DeKalb | 440839 | 4 | [5 empty] | Removed from Ground | Other | 10000 | Bare Steel | 1975-05-11 | 1996-09-10 | Galvanized Steel | Safe Suction (Euro)
CHEMCENTRAL ATLANTA | 1 ALCHEMY PL | DORAVILLE | DeKalb | 440839 | 7 | [5 empty] | Removed from Ground | Hazardous Substance | 30000 | Bare Steel | 1975-05-11 | 1996-08-27 | Galvanized Steel | Safe Suction (Euro)
CHEMCENTRAL ATLANTA | 1 ALCHEMY PL | DORAVILLE | DeKalb | 440839 | 49 | [5 empty] | Removed from Ground | Other | 10000 | Bare Steel | 1966-05-11 | 1996-10-09 | Galvanized Steel | Safe Suction (Euro)
SNAPFINGER CREEK WASTEWATER | 4124 FLAKES MILL RD | DECATUR | DeKalb | 4440316 | 1 | [5 empty] | Removed from Ground | Gas (Historical Use) | 40000 | Fiberglass | 1983-05-08 | 1999-01-14 | Not Marked
NOOR TRADING | 2722 CANDLER RD | DECATUR | DeKalb | 4440805 | 6 |  | 1991-10-01 |  | 1991-10-01 |  | Removed from Ground | Gas (Historical Use) | 12000 | Cathodically Protected Steel | 1991-10-01 | 2000-08-29 | Cathodically Protected | Pressurized
NOOR TRADING | 2722 CANDLER RD | DECATUR | DeKalb | 4440805 | 9 | Ball Float | 2000-11-13 | FALSE | 2000-11-13 | FALSE | Currently in Use | Regular | 12000 | Fiberglass Double Walled | 2000-11-13 |  | Double-Walled Flex | Pressurized
NOOR TRADING | 2722 CANDLER RD | DECATUR | DeKalb | 4440805 | 8 |  | 1991-10-01 |  | 1991-10-01 |  | Removed from Ground | Gas (Historical Use) | 12000 | Cathodically Protected Steel | 1991-10-01 | 2000-08-29 | Cathodically Protected | Pressurized
AT&T GA #3610 (FORMER) | 2490 COLUMBIA DR | DECATUR | DeKalb | 4440711 | 1 | [5 empty] | Removed from Ground | Gas (Historical Use) | 3000 | Bare Steel | 1993-05-10 | 1993-05-10 | Galvanized Steel | Safe Suction (Euro)
Citgo Food | 3851 Flat Shoals Parkway | Decatur | DeKalb | 4440550 | 4B | Flapper Valve | 2020-11-06 | FALSE | 2020-11-06 | FALSE | Currently in Use | Premium | 6000 | Composite Double Walled | 2020-11-06 |  | Double-Walled Fiberglass | Pressurized
JV FOOD MART | 2724 CANDLER RD | DECATUR | DeKalb | 4440830 | 1 | Ball Float | 1994-06-20 | FALSE | 1994-06-20 | FALSE | Currently in Use | Premium | 8775 | Fiberglass | 1984-03-19 |  | Fiberglass Reinforced Plastic | Pressurized
FLAT SHOALS USA INC | 3801 FLAT SHOALS RD | DECATUR | DeKalb | 4440683 | 4B | Flapper Valve | 2023-01-06 | FALSE | 2022-07-12 | FALSE | Currently in Use | Premium | 5000 | Composite Double Walled | 2021-11-18 |  | Double-Walled Flex | Pressurized
Fina Mart | 2501 Columbia Drive | Decatur | DeKalb | 9044162 | 2 | Flapper Valve | 2020-12-11 | FALSE | 1998-03-01 | FALSE | Currently in Use | Premium | 10000 | Steel-Impressed Current | 1982-01-01 |  | Steel (Impressed Current) | Pressurized
MATHIS DAIRY | 3181 RAINBOW DR | DECATUR | DeKalb | 9044284 | 1 | [5 empty] | Removed from Ground | Diesel | 6000 | Not Marked/Unknown | 1995-03-11 | 1995-03-11 | Unknown
QUIK MART | 3690 FLAT SHOALS RD | DECATUR | DeKalb | 9044304 | 3 | Ball Float | 1987-01-01 |  | 1987-01-01 |  | Currently in Use | Diesel | 10000 | Fiberglass | 1987-01-01 |  | Fiberglass Reinforced Plastic | Pressurized
COLUMBIA GROCERY | 2381 COLUMBIA DR | DECATUR | DeKalb | 4440131 | 1 | Flapper Valve | 1998-12-01 | FALSE | 1998-12-01 | FALSE | Currently in Use | Regular | 10000 | Steel-Impressed Current | 1979-01-03 |  | Fiberglass Reinforced Plastic | Pressurized
KRIPAS INC MEMORIAL CITGO | 3568 MEMORIAL DR | DECATUR | DeKalb | 4440062 | 7 | Ball Float | 2000-12-08 | FALSE | 2000-12-08 | FALSE | Currently in Use | Regular | 8000 | Galvanic (STIP-3) | 1990-04-01 |  | Fiberglass Reinforced Plastic | Pressurized
DEKALB COUNTY FLEET MANAGEMENT | 5350 MEMORIAL DR | STONE MOUNTAIN | DeKalb | 9044195 | 669290 | [5 empty] | Removed from Ground | Other | 1000 | Bare Steel | 1980-01-04 | 1992-12-17 | Galvanized Steel
DEKALB COUNTY FLEET MANAGEMENT | 5350 MEMORIAL DR | STONE MOUNTAIN | DeKalb | 9044195 | 7A | Flapper Valve | 2010-08-15 | FALSE | 2010-08-15 | FALSE | Currently in Use | New Oil | 4000 | Epoxy Double-Walled | 2010-08-01 |  | Double-Walled Fiberglass | Safe Suction (Euro)
FINISH LINE CAR WASH #1 | 5510 MEMORIAL DR | STONE MOUNTAIN | DeKalb | 9044133 | 2 | Ball Float | 1989-10-12 | FALSE | 1989-10-12 | TRUE | Temporarily out of use | Gas (Historical Use) | 8000 | Galvanic (STIP-3) | 1989-01-01 |  | Fiberglass Reinforced Plastic | Pressurized
QUIKTRIP #707 | 4086 PLEASANTDALE RD | DORAVILLE | DeKalb | 9000396 | 15 | Flapper Valve | 2017-08-01 | FALSE | 2017-08-01 | FALSE | Currently in Use | Diesel | 20000 | Fiberglass Double Walled | 2017-07-07 |  | Double-Walled Fiberglass | Pressurized
CHEMCENTRAL ATLANTA | 1 ALCHEMY PL | DORAVILLE | DeKalb | 440839 | 60 | [5 empty] | Removed from Ground | Other | 30000 | Bare Steel | 1966-05-11 | 1996-09-05 | Galvanized Steel | Safe Suction (Euro)
CHEMCENTRAL ATLANTA | 1 ALCHEMY PL | DORAVILLE | DeKalb | 440839 | 26 | [5 empty] | Removed from Ground | Other | 12000 | Bare Steel | 1975-05-11 | 1996-08-14 | Galvanized Steel | Safe Suction (Euro)
CHEMCENTRAL ATLANTA | 1 ALCHEMY PL | DORAVILLE | DeKalb | 440839 | 10 | [5 empty] | Removed from Ground | Hazardous Substance | 30000 | Bare Steel | 1975-05-11 | 1996-08-20 | Galvanized Steel | Safe Suction (Euro)
EXXON BULK TERMINAL #4890/DORAVI | 4143 WINTERS CHAPEL RD | DORAVILLE | DeKalb | 9000656 | 1 | [5 empty] | Removed from Ground | Diesel | 1000 | Bare Steel | 1982-04-04 | 1994-06-16 | Cathodically Protected | Gravity Fed
KIMIAS MART RIGHT STUFF | 3639 FLAT SHOALS RD | DECATUR | DeKalb | 440557 | 1 | Ball Float | 1998-04-16 | FALSE | 1998-04-16 | FALSE | Currently in Use | Regular | 10000 | Composite | 1987-01-19 |  | Fiberglass Reinforced Plastic | Pressurized
FLAT SHOALS USA INC | 3801 FLAT SHOALS RD | DECATUR | DeKalb | 4440683 | 5B | Flapper Valve | 2023-01-06 | FALSE | 2022-07-12 | FALSE | Currently in Use | E-85 | 5000 | Composite Double Walled | 2021-11-18 |  | Double-Walled Flex | Pressurized
CENTERS FOR DISEASE CONTROL & PREVENTION | 1600 CLIFTON RD NE | ATLANTA | DeKalb | 9044167 | 2 | [5 empty] | Removed from Ground | Diesel | 15000 | Fiberglass | 1986-01-01 | 1998-02-15 | Fiberglass Reinforced Plastic
HITCH HOUSE | COVINGTON HWY & BEECH DR | ATLANTA | DeKalb | 9044282 | 2 | [5 empty] | Removed from Ground | Gas (Historical Use) | 5000 | Bare Steel | 1964-01-01 | 1964-01-01 | Fiberglass Reinforced Plastic
Gas Express #297 | 5960 E. PONCE DE LEON AVE | STONE MOUNTAIN | DeKalb | 10003307 | 2A | Flapper Valve | 2022-04-26 | FALSE | 2022-04-26 | FALSE | Currently in Use | Premium | 8000 | Composite Double Walled | 2022-04-26 |  | Double-Walled Fiberglass | Pressurized
QUIKTRIP #707 | 4086 PLEASANTDALE RD | DORAVILLE | DeKalb | 9000396 | 12 | Flapper Valve | 2017-02-01 | FALSE | 2017-02-01 | FALSE | Currently in Use | Diesel | 12000 | Fiberglass Double Walled | 2016-10-01 |  | Fiberglass Reinforced Plastic | Pressurized
FLORIDA ROCK & TANK LINES | 2766 WOODWIN Road | DORAVILLE | DeKalb | 9000311 | 5 |  |  | TRUE |  | TRUE | Removed from Ground | Used Oil | 500 | Not Marked/Unknown | 1966-02-23 | 1899-12-31 | Galvanized Steel
CHEMCENTRAL ATLANTA | 1 ALCHEMY PL | DORAVILLE | DeKalb | 440839 | 87 | [5 empty] | Removed from Ground | Empty | 4000 | Bare Steel | 1961-05-12 | 1996-08-12 | Galvanized Steel | Safe Suction (Euro)
CHEMCENTRAL ATLANTA | 1 ALCHEMY PL | DORAVILLE | DeKalb | 440839 | 15 | [5 empty] | Removed from Ground | Other | 6000 | Bare Steel | 1975-05-11 | 1996-08-28 | Galvanized Steel | Safe Suction (Euro)
CHEMCENTRAL ATLANTA | 1 ALCHEMY PL | DORAVILLE | DeKalb | 440839 | 55 | [5 empty] | Removed from Ground | Empty | 6000 | Bare Steel | 1966-05-11 | 1996-09-18 | Galvanized Steel | Safe Suction (Euro)
MECO ATLANTA | 4471 AMWILER RD/SOUTH OF GARAGE | DORAVILLE | DeKalb | 9067152 | 2 | [5 empty] | Removed from Ground | Other | 6000 | Bare Steel | 1971-01-01 | 1899-12-31 | Galvanized Steel | Pressurized
SNAPFINGER CREEK WASTEWATER | 4124 FLAKES MILL RD | DECATUR | DeKalb | 4440316 | 3 | [5 empty] | Removed from Ground | Gas (Historical Use) | 40000 | Fiberglass | 1983-05-08 | 1999-01-14 | Not Marked
JV FOOD MART | 2724 CANDLER RD | DECATUR | DeKalb | 4440830 | 3 | Ball Float | 1994-06-20 | FALSE | 1994-06-20 | FALSE | Currently in Use | Diesel | 8775 | Fiberglass | 1984-03-19 |  | Fiberglass Reinforced Plastic | Pressurized
Citgo Food | 3851 Flat Shoals Parkway | Decatur | DeKalb | 4440550 | 1 | Flapper Valve | 1999-06-24 | FALSE | 1999-06-24 | FALSE | Removed from Ground | Regular | 10000 | Steel-Impressed Current | 1980-04-22 |  | Fiberglass Reinforced Plastic | Pressurized
DEKALB COLLEGE DECATUR CAMPUS | 3251 PANTHERSVILLE RD | DECATUR | DeKalb | 9044261 | 1 | [5 empty] | Removed from Ground | Gas (Historical Use) | 550 | Bare Steel | 1987-06-01 | 1999-05-27 | Galvanized Steel | Safe Suction (Euro)
FIRESTONE STORE #07ER/R MCKEE | 2847 CANDLER RD | DECATUR | DeKalb | 4440034 | 1 |  |  | TRUE |  | TRUE | Removed from Ground | Used Oil | 300 | Bare Steel | 1976-03-19 | 1995-01-24 | Bare Steel | Gravity Fed
DEKALB COUNTY SANITATION/SOUTH L | 1753 FAIRLAKE RD | DECATUR | DeKalb | 4440246 | 1 | [5 empty] | Removed from Ground | Gas (Historical Use) | 10000 | Bare Steel | 1971-05-03 | 1989-02-15 | Galvanized Steel
CIRCLE K #8465/7-ELEVEN STORE #1 | 4855 FLAT SHOALS RD | DECATUR | DeKalb | 4440141 | 3 | [5 empty] | Removed from Ground | Gas (Historical Use) | 8000 | Bare Steel | 1970-09-01 | 1997-05-02 | Galvanized Steel | Pressurized
STONE MOUNTAIN PROBATION BOOT CA | 5500 VENABLE ST | STONE MOUNTAIN | DeKalb | 9044266 | 1 | [5 empty] | Removed from Ground | Gas (Historical Use) | 2000 | Bare Steel | 1975-01-01 | 1995-05-18 | Galvanized Steel | Suction (American)
DEKALB COUNTY FLEET MANAGEMENT | 5350 MEMORIAL DR | STONE MOUNTAIN | DeKalb | 9044195 | 3 | [5 empty] | Removed from Ground | Other | 1000 | Bare Steel | 1980-01-04 | 1992-12-17 | Galvanized Steel
MOTIVA ENTERPRISES | 4127 WINTERS CHAPEL RD | DORAVILLE | DeKalb | 4440014 | 13 | [5 empty] | Removed from Ground | Other | 1000 | Cathodically Protected Steel | 1952-04-22 | 1990-01-01 | Unknown
CHEMCENTRAL ATLANTA | 1 ALCHEMY PL | DORAVILLE | DeKalb | 440839 | 36 | [5 empty] | Removed from Ground | Hazardous Substance | 12000 | Bare Steel | 1975-05-11 | 1996-08-20 | Galvanized Steel
TEXACO FOOD MART | 3774 FLAT SHOALS RD | ATLANTA | DeKalb | 9044123 | 2 | Flapper Valve | 1987-01-01 |  | 1987-01-01 |  | Removed from Ground | Gas (Historical Use) | 6000 | Fiberglass | 1968-01-01 | 2014-06-03 | Double-Walled Fiberglass | Pressurized
QUIKTRIP#1717 | 100 ASHWOOD PKWY | DUNWOODY | DeKalb | 10003298 | 2 | Overfill Alarm | 2022-12-20 | FALSE | 2022-10-25 | FALSE | Currently in Use | Regular | 15000 | Composite Double Walled | 2022-08-26 |  | Flex | Pressurized
Chevron Food Mart | 2487 South Stone Mountain Lithonia Rd | LITHONIA | DeKalb | 10003345 | 2A | Flapper Valve | 2022-05-11 | FALSE | 2022-05-11 | FALSE | Currently in Use | Premium | 6000 | Composite Double Walled | 2022-05-11 |  | Double-Walled Fiberglass | Pressurized
PETROLEUM SOURCE & SUPPLY GROUP | 1820 MOUNTAIN IND BLVD | TUCKER | DeKalb | 9044153 | 2 | [5 empty] | Removed from Ground | Gas (Historical Use) | 10000 | Bare Steel | 1975-01-01 | 1899-12-31 | Galvanized Steel | Suction (American)
CENTERS FOR DISEASE CONTROL & PREVENTION | 1600 CLIFTON RD NE | ATLANTA | DeKalb | 9044167 | 19 | Flapper Valve | 2020-01-01 | FALSE | 2020-01-01 | FALSE | Currently in Use | Regular | 1000 | Fiberglass Double Walled | 2019-12-19 |  | Double-Walled Flex | Pressurized
CHEMCENTRAL ATLANTA | 1 ALCHEMY PL | DORAVILLE | DeKalb | 440839 | 17 | [5 empty] | Removed from Ground | Hazardous Substance | 6000 | Bare Steel | 1975-05-11 | 1996-08-21 | Galvanized Steel | Safe Suction (Euro)
CHEMCENTRAL ATLANTA | 1 ALCHEMY PL | DORAVILLE | DeKalb | 440839 | 59 | [5 empty] | Removed from Ground | Other | 30000 | Bare Steel | 1966-05-11 | 1996-09-09 | Galvanized Steel | Safe Suction (Euro)
CHEMCENTRAL ATLANTA | 1 ALCHEMY PL | DORAVILLE | DeKalb | 440839 | 52 | [5 empty] | Removed from Ground | Empty | 20000 | Bare Steel | 1966-05-11 | 1996-10-08 | Galvanized Steel | Safe Suction (Euro)
CHEMCENTRAL ATLANTA | 1 ALCHEMY PL | DORAVILLE | DeKalb | 440839 | 12 | [5 empty] | Removed from Ground | Hazardous Substance | 30000 | Bare Steel | 1975-05-11 | 1996-08-14 | Galvanized Steel | Safe Suction (Euro)
EXXON BULK TERMINAL #4890/DORAVI | 4143 WINTERS CHAPEL RD | DORAVILLE | DeKalb | 9000656 | 2 | [5 empty] | Removed from Ground | Gas (Historical Use) | 3000 | Bare Steel | 1972-04-06 | 1899-12-31 | Unknown
TRISTAR GROUP USA | 3521 FLAT SHOALS RD | DECATUR | DeKalb | 440550 | 2 | Ball Float | 1993-09-13 | FALSE | 1993-09-13 | FALSE | Currently in Use | Premium | 10000 | Fiberglass | 1987-04-01 |  | Fiberglass Reinforced Plastic | Pressurized
KIMIAS MART RIGHT STUFF | 3639 FLAT SHOALS RD | DECATUR | DeKalb | 440557 | 2 | Ball Float | 1998-12-22 | FALSE | 1998-12-22 | FALSE | Currently in Use | Plus | 8000 | Composite | 1987-01-19 |  | Fiberglass Reinforced Plastic | Pressurized
DEKALB CO/FIRE STATION #16 | 2750 PLEASANTWOOD DR | DECATUR | DeKalb | 4440259 | L295159 | Flapper Valve | 1993-02-23 | FALSE | 1993-02-23 | FALSE | Currently in Use | Diesel | 1051 | Tank Jacket | 1993-02-23 |  | Fiberglass Reinforced Plastic | Safe Suction (Euro)
WESLEY CHAPEL TEXACO #862 | 2650 WESLEY CHAPEL RD | DECATUR | DeKalb | 4440799 | 11 | Flapper Valve | 1998-03-31 | FALSE | 1998-03-31 | FALSE | Currently in Use | Diesel | 10000 | Galvanic (STIP-3) | 1992-09-30 |  | Fiberglass Reinforced Plastic | Pressurized
AT&T GA #3610 (FORMER) | 2490 COLUMBIA DR | DECATUR | DeKalb | 4440711 | 2 | [5 empty] | Removed from Ground | Gas (Historical Use) | 12000 | Bare Steel | 1993-05-10 | 1993-05-10 | Galvanized Steel | Safe Suction (Euro)
CENTERS FOR DISEASE CONTROL & PREVENTION | 1600 CLIFTON RD NE | ATLANTA | DeKalb | 9044167 | 3 | [5 empty] | Removed from Ground | Diesel | 1000 | Bare Steel | 1959-01-01 | 1996-03-01 | Unknown
CENTERS FOR DISEASE CONTROL & PREVENTION | 1600 CLIFTON RD NE | ATLANTA | DeKalb | 9044167 | 17 | Flapper Valve | 2020-01-01 | FALSE | 2020-01-01 | FALSE | Currently in Use | Diesel Off Road | 30000 | Fiberglass Double Walled | 2019-12-19 |  | Double-Walled Flex | Pressurized
HITCH HOUSE | COVINGTON HWY & BEECH DR | ATLANTA | DeKalb | 9044282 | 3 | [5 empty] | Removed from Ground | Diesel | 2000 | Bare Steel | 1964-01-01 | 1964-01-01 | Fiberglass Reinforced Plastic
MERCURY FOODMART INC | 7876 OLD COVINGTON HWY SW | CONYERS | DeKalb | 9044308 | 2 | Flapper Valve | 1999-02-01 | FALSE | 1999-02-01 | FALSE | Currently in Use | Premium | 8000 | Steel-Impressed Current | 1999-02-01 |  | Fiberglass Reinforced Plastic | Pressurized
DEKALB COUNTY SANITATION/SOUTH L | 1753 FAIRLAKE RD | DECATUR | DeKalb | 4440246 | 3 | [5 empty] | Removed from Ground | Diesel | 10000 | Bare Steel | 1971-05-03 | 1989-02-15 | Galvanized Steel
DEKALB COUNTY SANITATION/SOUTH L | 1753 FAIRLAKE RD | DECATUR | DeKalb | 4440246 | L213103 | Flapper Valve | 1990-03-01 | FALSE | 1990-03-01 | FALSE | Currently in Use | Diesel | 10000 | Tank Jacket | 1990-03-01 |  | Fiberglass Reinforced Plastic | Safe Suction (Euro)
Q LUBE #1151 | 2798 CANDLER RD | DECATUR | DeKalb | 4440194 | 2 | [5 empty] | Removed from Ground | Other | 2000 | Cathodically Protected Steel | 1981-02-25 | 1996-03-01 | Galvanized Steel | Suction (American)
GEORGIA BUREAU OF INVESTIGATION | 3121 PANTHERSVILLE RD | DECATUR | DeKalb | 4440486 | 3 |  | 1994-10-01 |  | 1994-10-01 |  | Removed from Ground | Gas (Historical Use) | 10000 | Fiberglass | 1984-03-20 | 1999-02-16 | Galvanized Steel | Pressurized
BIG 10 TIRE STORE/TREASURE ISLAN | 4380 MEMORIAL DR | DECATUR | DeKalb | 4440429 | 4 | [5 empty] | Removed from Ground | Other | 250 | Bare Steel | 1999-01-01 | 1999-01-01 | Copper | Safe Suction (Euro)
SNAPFINGER CREEK WASTEWATER | 4124 FLAKES MILL RD | DECATUR | DeKalb | 4440316 | 4 |  |  | FALSE |  | FALSE | Closed in Ground | Not Marked/Tank Removed | 10000 | Fiberglass Double Walled | 2010-06-25 | 2010-06-25 | Bare Steel
WESLEY CHAPEL TEXACO #862 | 2650 WESLEY CHAPEL RD | DECATUR | DeKalb | 4440799 | 9 | Flapper Valve | 1998-03-31 | FALSE | 1998-03-31 | FALSE | Currently in Use | Regular | 10000 | Galvanic (STIP-3) | 1992-09-30 |  | Fiberglass Reinforced Plastic | Pressurized
WESLEY CHAPEL TEXACO #862 | 2650 WESLEY CHAPEL RD | DECATUR | DeKalb | 4440799 | 6 |  | 1970-04-30 |  | 1970-04-30 |  | Removed from Ground | Diesel | 500 | Bare Steel | 1970-04-30 | 1997-05-13 | Galvanized Steel | Pressurized
FLAT SHOALS USA INC | 3801 FLAT SHOALS RD | DECATUR | DeKalb | 4440683 | 1 |  | 1988-01-01 | FALSE | 1988-01-01 | FALSE | Removed from Ground | Gas (Historical Use) | 12000 | Steel-Impressed Current | 1978-05-04 |  | Fiberglass Reinforced Plastic | Pressurized
DEKALB COLLEGE DECATUR CAMPUS | 3251 PANTHERSVILLE RD | DECATUR | DeKalb | 9044261 | 2 | [5 empty] | Removed from Ground | Gas (Historical Use) | 550 | Bare Steel | 1987-06-01 | 1999-05-27 | Galvanized Steel | Safe Suction (Euro)
SHELL FOOD MART | 4144 MEMORIAL DR | DECATUR | DeKalb | 9000014 | 9 | Ball Float | 1994-09-01 | FALSE | 1994-09-01 | FALSE | Currently in Use | Gas (Historical Use) | 10000 | Composite | 1990-02-10 |  | Fiberglass Reinforced Plastic | Pressurized
PEACHTREE/DEKALB AIRPORT/NAVAL A | 2910 CLAIRMONT RD | ATLANTA | DeKalb | 9044226 | 2 | [5 empty] | Closed in Ground | Aviation Gas/AV Gas | 25000 | Bare Steel | 1993-04-29 | 1993-04-29 | Bare Steel | Pressurized
SHELL FOOD MART | 2645 WESLEY CHAPEL RD | DECATUR | DeKalb | 4440172 | 3 | Ball Float | 1998-07-19 | FALSE | 1998-07-19 | FALSE | Currently in Use | Premium | 8000 | Steel-Impressed Current | 1982-03-10 |  | Steel (Impressed Current) | Pressurized
GEORGIA BUREAU OF INVESTIGATION | 3121 PANTHERSVILLE RD | DECATUR | DeKalb | 4440486 | 4 | Flapper Valve | 1999-04-01 | FALSE | 1999-04-01 | FALSE | Currently in Use | Diesel | 15000 | Fiberglass | 1999-04-01 |  | Fiberglass Reinforced Plastic | Suction (American)
QUIKTRIP #736 | 3945 FLAT SHOALS PKWY | DECATUR | DeKalb | 9044094 | 1 |  | 1991-05-01 |  | 1991-05-01 |  | Removed from Ground | Gas (Historical Use) | 12000 | Tank Jacket | 1991-01-01 | 2003-02-09 | Double Walled | Pressurized
WESLEY CHAPEL TEXACO #862 | 2650 WESLEY CHAPEL RD | DECATUR | DeKalb | 4440799 | 5 |  | 1970-04-30 |  | 1970-04-30 |  | Removed from Ground | Gas (Historical Use) | 4000 | Cathodically Protected Steel | 1970-04-30 | 1992-09-01 | Galvanized Steel | Pressurized
STP (FORMER) | 2430 COLUMBIA DR | DECATUR | DeKalb | 9044012 | 1 |  |  | TRUE |  | TRUE | Removed from Ground | Used Oil | 550 | Not Marked/Unknown | 1991-05-01 | 1991-05-01 | Not Marked
WILSON WELDING SERVICE INC | 2939 SNAPFINGER RD | DECATUR | DeKalb | 4440592 | 2 | [5 empty] | Removed from Ground | Gas (Historical Use) | 500 | Bare Steel | 1954-04-24 | 1995-06-19 | Bare Steel
RICH'S LICENSED GOODYEAR AUTO SE | 2731 CANDLER RD SE | DECATUR | DeKalb | 4440628 | 4 | [5 empty] | Removed from Ground | Gas (Historical Use) | 10000 | Bare Steel | 1970-01-01 | 1988-01-01 | Not Marked
Fina Mart | 2501 Columbia Drive | Decatur | DeKalb | 9044162 | 3 | Flapper Valve | 2020-12-11 | FALSE | 1998-03-01 | FALSE | Currently in Use | Diesel | 6000 | Steel-Impressed Current | 1982-01-01 |  | Steel (Impressed Current) | Pressurized
SHELL FOOD MART | 2560 FLAT SHOALS RD | DECATUR | DeKalb | 9044256 | 2 | Ball Float | 1993-06-01 | FALSE | 1993-06-01 | FALSE | Currently in Use | Premium | 8000 | Epoxy | 1993-06-01 |  | Double-Walled Fiberglass | Pressurized
SHELL FOOD MART | 2560 FLAT SHOALS RD | DECATUR | DeKalb | 9044256 | 2 | Ball Float | 1993-06-01 | FALSE | 1993-06-01 | FALSE | Currently in Use | Premium | 8000 | Epoxy | 1993-06-01 |  | Double-Walled Fiberglass | Pressurized
SHELL FOOD MART | 2560 FLAT SHOALS RD | DECATUR | DeKalb | 9044256 | 2 | Ball Float | 1993-06-01 | FALSE | 1993-06-01 | FALSE | Currently in Use | Premium | 8000 | Epoxy | 1993-06-01 |  | Double-Walled Fiberglass | Pressurized
SHELL FOOD MART | 2560 FLAT SHOALS RD | DECATUR | DeKalb | 9044256 | 2 | Ball Float | 1993-06-01 | FALSE | 1993-06-01 | FALSE | Currently in Use | Premium | 8000 | Epoxy | 1993-06-01 |  | Double-Walled Fiberglass | Pressurized
Pierre Construction Group | 1677 LEWIS WAY | STONE MOUNTAIN | DeKalb | 10003317 | 1 |  |  | FALSE |  | FALSE | Removed from Ground | Regular | 4000 |  | 2023-04-25 |  | Double-Walled Fiberglass | Suction (American)
Chevron Food Mart | 2487 South Stone Mountain Lithonia Rd | LITHONIA | DeKalb | 10003345 | 2B | Flapper Valve | 2022-05-11 | FALSE | 2022-05-11 | FALSE | Currently in Use | Diesel On Road | 4000 | Composite Double Walled | 2022-05-11 |  | Double-Walled Fiberglass | Pressurized
CENTERS FOR DISEASE CONTROL & PREVENTION | 1600 CLIFTON RD NE | ATLANTA | DeKalb | 9044167 | C10SUT09 | Ball Float | 1996-01-01 | FALSE | 1996-01-01 | FALSE | Removed from Ground | Diesel | 30000 | Fiberglass Double Walled | 1996-01-01 | 2019-07-25 | Double-Walled Fiberglass | Pressurized
VIMAC INC BULK PLANT | 1948 WESLEY CHAPEL RD | DECATUR | DeKalb | 9044258 | 3 | [5 empty] | Removed from Ground | Empty | 8000 | Bare Steel | 1966-01-01 | 1999-06-08 | Galvanized Steel | Pressurized
MERCURY FOODMART INC | 7876 OLD COVINGTON HWY SW | CONYERS | DeKalb | 9044308 | 1 | Flapper Valve | 1999-02-01 | FALSE | 1999-02-01 | FALSE | Currently in Use | Regular | 8000 | Steel-Impressed Current | 1999-02-01 |  | Fiberglass Reinforced Plastic | Pressurized
EAST DECATUR GREENWAY | 890 COLUMBIA DR | DECATUR | DeKalb | 9044334 | 3 |  | 1999-06-21 |  | 1999-06-21 |  | Removed from Ground | Gas (Historical Use) | 8000 | Steel-Impressed Current | 1999-06-21 | 2012-12-11 | Cathodically Protected | Pressurized
PUBLIC PARKING AREA | 646 /650 EAST LAKE DRIVE | DECATUR | DeKalb | 9044443 | 4 |  |  | FALSE |  | FALSE | Removed from Ground | Not Marked/Tank Removed | 1750 | Bare Steel | 2014-07-22 | 2014-07-22 | Bare Steel
CENTERS FOR DISEASE CONTROL & PREVENTION | 1600 CLIFTON RD NE | ATLANTA | DeKalb | 9044167 | C11WUT11 |  | 1998-03-01 | FALSE | 1998-03-01 | FALSE | Removed from Ground | Diesel | 30000 |  | 1998-01-01 | 2006-12-21 |  | Pressurized
CENTERS FOR DISEASE CONTROL & PREVENTION | 1600 CLIFTON RD NE | ATLANTA | DeKalb | 9044167 | C10SUT08 | Ball Float | 1996-01-01 | FALSE | 1996-01-01 | FALSE | Removed from Ground | Diesel | 30000 | Fiberglass Double Walled | 1996-01-01 | 2019-07-25 | Double-Walled Fiberglass | Pressurized
DRESDEN AUTO SALES/C&A PROPERTIE | 3615 /3617 CLAIRMONT RD | ATLANTA | DeKalb | 9044237 | 4 |  |  | TRUE |  | TRUE | Removed from Ground | Used Oil | 550 | Not Marked/Unknown | 1994-10-02 | 1994-10-02 | Not Marked
PATTILLO PROPERTIES | 252 RIO CIRCLE | DECATUR | DeKalb | 9044253 | 1 | [5 empty] | Removed from Ground | Gas (Historical Use) | 500 | Not Marked/Unknown | 1992-06-16 | 1992-06-16 | Not Marked
VIMAC INC BULK PLANT | 1948 WESLEY CHAPEL RD | DECATUR | DeKalb | 9044258 | 4 | [5 empty] | Removed from Ground | Empty | 3000 | Bare Steel | 1966-01-01 | 1999-06-08 | Galvanized Steel | Pressurized
VIMAC INC BULK PLANT | 1948 WESLEY CHAPEL RD | DECATUR | DeKalb | 9044258 | 7 |  |  | TRUE |  | TRUE | Removed from Ground | Used Oil | 560 | Not Marked/Unknown | 1999-06-08 | 1999-06-08 | Not Marked
VIMAC INC BULK PLANT | 1948 WESLEY CHAPEL RD | DECATUR | DeKalb | 9044258 | 5 | [5 empty] | Removed from Ground | Empty | 1000 | Bare Steel | 1966-01-01 | 1999-06-08 | Galvanized Steel | Suction (American)
HUDSON GAS & APPLIANCE INC | 1250 PARK AVENUE | ATLANTA | DeKalb | 9044491 | 1 | [5 empty] | Removed from Ground | Gas (Historical Use) | 2000 | Bare Steel | 1973-01-01 | 1999-06-02 | Bare Steel
SHELL FOOD MART | 4144 MEMORIAL DR | DECATUR | DeKalb | 9000014 | 6 | [5 empty] | Removed from Ground | Gas (Historical Use) | 4000 | Bare Steel | 1962-05-06 | 1989-12-04 | Galvanized Steel
KRIPAS INC MEMORIAL CITGO | 3568 MEMORIAL DR | DECATUR | DeKalb | 4440062 | 10 | [5 empty] | Removed from Ground | Diesel | 550 | Not Marked/Unknown | 1994-05-10 | 1994-05-10 | Not Marked
VP FOOD MART | 2475 Candler Rd | Decatur | DeKalb | 4440024 | 2 | [5 empty] | Removed from Ground | Gas (Historical Use) | 6000 | Bare Steel | 1968-04-21 | 1991-12-01
MATHIS DAIRY | 3181 RAINBOW DR | DECATUR | DeKalb | 9044284 | 4 | [5 empty] | Removed from Ground | Gas (Historical Use) | 4000 | Not Marked/Unknown | 1995-05-11 | 1995-05-11 | Not Marked
FORMER DAYS INNS OF AMERICA INC | 2665 BUFORD HWY | ATLANTA | DeKalb | 9044117 | 1 | [5 empty] | Removed from Ground | Diesel | 1000 | Cathodically Protected Steel | 1987-01-01 | 1993-11-04 | Bare Steel
MUKTI ENTP INC | 2800 BUFORD HWY | ATLANTA | DeKalb | 4440459 | 1 | Ball Float | 1997-07-29 | FALSE | 1997-07-29 | FALSE | Currently in Use | Premium | 10270 | Steel-Impressed Current | 1979-01-01 |  | Fiberglass Reinforced Plastic | Pressurized
CHEVRON | 6030 HILLANDALE DR | LITHONIA | DeKalb | 10003300 | 2B | Flapper Valve | 2021-09-28 | FALSE | 2021-09-28 | FALSE | Currently in Use | Diesel | 4000 | Composite Double Walled | 2021-09-28 |  | Double-Walled Fiberglass | Pressurized
JV FOOD MART | 2724 CANDLER RD | DECATUR | DeKalb | 4440830 | 4 |  |  | TRUE |  | TRUE | Removed from Ground | Used Oil | 1000 | Fiberglass | 1984-03-19 | 1994-11-08 | Fiberglass Reinforced Plastic | Pressurized
FLAT SHOALS USA INC | 3801 FLAT SHOALS RD | DECATUR | DeKalb | 4440683 | 5A | Flapper Valve | 2023-01-06 | FALSE | 2022-07-12 | FALSE | Currently in Use | Diesel | 5000 | Composite Double Walled | 2021-11-18 |  | Double-Walled Flex | Pressurized
SHELL FOOD MART | 4144 MEMORIAL DR | DECATUR | DeKalb | 9000014 | 7 | [5 empty] | Removed from Ground | Diesel | 10000 | Bare Steel | 1982-05-01 | 1989-12-01 | Galvanized Steel
SHELL FOOD MART | 4144 MEMORIAL DR | DECATUR | DeKalb | 9000014 | 5 | [5 empty] | Removed from Ground | Gas (Historical Use) | 4000 | Bare Steel | 1962-05-06 | 1989-12-04 | Galvanized Steel
DAYS INNS OF AMERICA INC | 2751 BUFORD HWY NE | ATLANTA | DeKalb | 9044134 | 1 | [5 empty] | Removed from Ground | Diesel | 3500 | Bare Steel | 1981-01-01 | 1996-06-06 | Bare Steel
CENTERS FOR DISEASE CONTROL & PREVENTION | 1600 CLIFTON RD NE | ATLANTA | DeKalb | 9044167 | 1 | [5 empty] | Removed from Ground | Diesel | 12000 | Fiberglass | 1959-01-01 | 1999-06-30 | Fiberglass Reinforced Plastic | Safe Suction (Euro)
FLAT SHOALS USA INC | 3801 FLAT SHOALS RD | DECATUR | DeKalb | 4440683 | 2 |  | 1988-01-01 | FALSE | 1988-01-01 | FALSE | Removed from Ground | Gas (Historical Use) | 12000 | Steel-Impressed Current | 1978-05-04 |  | Fiberglass Reinforced Plastic | Pressurized
CENTERS FOR DISEASE CONTROL & PREVENTION | 1600 CLIFTON RD NE | ATLANTA | DeKalb | 9044167 | 4 | [5 empty] | Removed from Ground | Diesel | 2500 | Fiberglass | 1987-01-01 | 1996-06-01 | Fiberglass Reinforced Plastic
MERCURY FOODMART INC | 7876 OLD COVINGTON HWY SW | CONYERS | DeKalb | 9044308 | 3 | Flapper Valve | 1999-02-01 | FALSE | 1999-02-01 | FALSE | Currently in Use | Diesel | 6100 | Steel-Impressed Current | 1986-02-01 |  | Fiberglass Reinforced Plastic | Pressurized
TEXACO FOOD MART | 3774 FLAT SHOALS RD | ATLANTA | DeKalb | 9044123 | 5 |  |  | TRUE |  | TRUE | Removed from Ground | Used Oil | 600 | Bare Steel | 1968-01-01 | 1991-11-14 | Bare Steel
TEXACO FOOD MART | 3774 FLAT SHOALS RD | ATLANTA | DeKalb | 9044123 | 4 | Ball Float | 1987-01-01 |  | 1987-01-01 |  | Removed from Ground | Diesel | 6000 | Fiberglass | 1968-01-01 | 2014-06-03 | Double-Walled Fiberglass | Pressurized
CHEMCENTRAL ATLANTA | 1 ALCHEMY PL | DORAVILLE | DeKalb | 440839 | 73 | [5 empty] | Removed from Ground | Empty | 12000 | Bare Steel | 1975-05-11 | 1996-10-16 | Galvanized Steel | Safe Suction (Euro)
CHEMCENTRAL ATLANTA | 1 ALCHEMY PL | DORAVILLE | DeKalb | 440839 | 21 | [5 empty] | Removed from Ground | Other | 6000 | Bare Steel | 1975-05-11 | 1996-08-21 | Galvanized Steel | Safe Suction (Euro)
CHEMCENTRAL ATLANTA | 1 ALCHEMY PL | DORAVILLE | DeKalb | 440839 | 37 | [5 empty] | Removed from Ground | Other | 12000 | Bare Steel | 1975-05-11 | 1996-08-19 | Galvanized Steel | Safe Suction (Euro)
DEKALB FLEET MAINTENANCE B SHOP | 3043 WARREN RD | DECATUR | DeKalb | 4440248 | 1 |  |  | TRUE | 1982-05-02 | TRUE | Removed from Ground | Used Oil | 4000 | Bare Steel | 1982-05-02 | 1996-01-18 | Galvanized Steel
BIG 10 TIRE STORE/TREASURE ISLAN | 4380 MEMORIAL DR | DECATUR | DeKalb | 4440429 | U2 | [5 empty] | Removed from Ground | Gas (Historical Use) | 10000 | Bare Steel | 1968-05-01 | 1992-12-09 | Galvanized Steel | Safe Suction (Euro)
SNAPFINGER CREEK WASTEWATER | 4124 FLAKES MILL RD | DECATUR | DeKalb | 4440316 | 2 |  |  | FALSE |  | FALSE | Closed in Ground | Not Marked/Tank Removed | 10000 | Fiberglass Double Walled | 2010-06-25 | 2010-06-25 | Bare Steel
THE EARTHGRAINS COMPANY | 3310 PANTHERSVILLE RD | DECATUR | DeKalb | 9044093 | 2 |  | 2000-12-01 |  | 2000-12-01 |  | Removed from Ground | Gas (Historical Use) | 10000 | Cathodically Protected Steel | 1991-01-01 | 2008-05-07 | Fiberglass Reinforced Plastic | Pressurized
WILSON WELDING SERVICE INC | 2939 SNAPFINGER RD | DECATUR | DeKalb | 4440592 | 3 | Flapper Valve | 1997-07-10 | FALSE | 1997-07-10 | FALSE | Temporarily out of use | Gas (Historical Use) | 8000 | Fiberglass | 1981-01-01 |  | Fiberglass Reinforced Plastic | Suction (American)
Citgo Food | 3851 Flat Shoals Parkway | Decatur | DeKalb | 4440550 | 3 |  |  | FALSE |  | FALSE | Removed from Ground |  | 10000 | Steel-Impressed Current | 1980-04-22 | 2009-11-18 | Fiberglass Reinforced Plastic
FLAT SHOALS USA INC | 3801 FLAT SHOALS RD | DECATUR | DeKalb | 4440683 | 3 |  | 1988-01-01 | FALSE | 1988-01-01 | FALSE | Removed from Ground | Gas (Historical Use) | 12000 | Steel-Impressed Current | 1978-05-04 |  | Fiberglass Reinforced Plastic | Pressurized
KRIPAS INC MEMORIAL CITGO | 3568 MEMORIAL DR | DECATUR | DeKalb | 4440062 | 6 |  |  | TRUE | 1990-04-25 | TRUE | Removed from Ground | Used Oil | 550 | Marked Unknown | 1990-03-01 | 1990-03-01 | Unknown
U-HAUL #77669 | 4360 COVINGTON HWY | DECATUR | DeKalb | 4440027 | 3 | [5 empty] | Removed from Ground | Diesel | 4000 | Fiberglass | 1983-01-01 | 1999-01-12 | Fiberglass Reinforced Plastic | Suction (American)
QUIK MART | 3690 FLAT SHOALS RD | DECATUR | DeKalb | 9044304 | 2 | Ball Float | 1987-01-01 | FALSE | 1987-01-01 | FALSE | Currently in Use | Premium | 10000 | Fiberglass | 1987-01-01 |  | Fiberglass Reinforced Plastic | Pressurized
FIRESTONE STORE #07E6/J NEMETH | 3518 MEMORIAL DR | DECATUR | DeKalb | 4440040 | 1 |  |  | TRUE |  | TRUE | Removed from Ground | Used Oil | 270 | Bare Steel | 1994-10-19 | 1994-10-19 | Bare Steel | Gravity Fed
VP FOOD MART | 2475 Candler Rd | Decatur | DeKalb | 4440024 | 4 | [5 empty] | Removed from Ground | Gas (Historical Use) | 6000 | Bare Steel | 1968-04-21 | 1991-12-01 | Galvanized Steel
VP FOOD MART | 2475 Candler Rd | Decatur | DeKalb | 4440024 | 5 | Ball Float | 1991-12-01 | FALSE | 1991-12-01 | FALSE | Currently in Use | Diesel | 10000 | Fiberglass Double Walled | 1991-12-01 |  | Double-Walled Flex | Pressurized
VP FOOD MART | 2475 Candler Rd | Decatur | DeKalb | 4440024 | 7 | Ball Float | 1991-12-01 | FALSE | 1991-12-01 | FALSE | Currently in Use | Premium | 10000 | Fiberglass Double Walled | 1991-12-01 |  | Double-Walled Flex | Pressurized
VALERO | 2587 CANDLER RD | DECATUR | DeKalb | 4440223 | 5 | [5 empty] | Removed from Ground | Gas (Historical Use) | 10000 | Bare Steel | 1973-04-30 | 1992-01-01 | Galvanized Steel
VALERO | 2587 CANDLER RD | DECATUR | DeKalb | 4440223 | 7 |  | 1988-04-25 | FALSE | 1988-05-25 | FALSE | Currently in Use | Premium | 10000 | Fiberglass | 1988-04-25 |  | Double-Walled Fiberglass | Pressurized
VALERO | 2587 CANDLER RD | DECATUR | DeKalb | 4440223 | 4 | [5 empty] | Removed from Ground | Gas (Historical Use) | 6000 | Bare Steel | 1964-04-30 | 1992-01-01 | Galvanized Steel
BP #24056/GULF #269597 | 2641 WESLEY CHAPEL RD | DECATUR | DeKalb | 4440224 | 7 | [5 empty] | Removed from Ground | Gas (Historical Use) | 10000 | Fiberglass | 1986-01-01 | 1899-12-31 | Fiberglass Reinforced Plastic
BP #24056/GULF #269597 | 2641 WESLEY CHAPEL RD | DECATUR | DeKalb | 4440224 | 4 | [5 empty] | Removed from Ground | Gas (Historical Use) | 10000 | Bare Steel | 1968-04-30 | 1899-12-31 | Galvanized Steel
BP #24056/GULF #269597 | 2641 WESLEY CHAPEL RD | DECATUR | DeKalb | 4440224 | 5 | [5 empty] | Removed from Ground | Diesel | 10000 | Bare Steel | 1980-04-30 | 1993-03-02 | Galvanized Steel
BP #24056/GULF #269597 | 2641 WESLEY CHAPEL RD | DECATUR | DeKalb | 4440224 | 10 | [5 empty] | Removed from Ground | Diesel | 10000 | Fiberglass | 1986-01-01 | 1899-12-31 | Fiberglass Reinforced Plastic
CENTERS FOR DISEASE CONTROL & PREVENTION | 1600 CLIFTON RD NE | ATLANTA | DeKalb | 9044167 | C16SUT12 |  | 1994-09-30 | FALSE | 1994-09-30 | FALSE | Removed from Ground | Diesel | 12000 |  | 1995-01-01 | 2004-07-01 | Fiberglass Reinforced Plastic | Pressurized
CENTERS FOR DISEASE CONTROL & PREVENTION | 1600 CLIFTON RD NE | ATLANTA | DeKalb | 9044167 | C21UT16 |  | 2005-01-10 | FALSE | 2005-01-10 | FALSE | Currently in Use | Diesel | 15000 | Fiberglass Double Walled | 2005-01-05 |  |  | Pressurized
DRESDEN AUTO SALES/C&A PROPERTIE | 3615 /3617 CLAIRMONT RD | ATLANTA | DeKalb | 9044237 | 3 | [5 empty] | Removed from Ground | Gas (Historical Use) | 8000 | Not Marked/Unknown | 1994-10-02 | 1994-10-02 | Not Marked
VIMAC INC BULK PLANT | 1948 WESLEY CHAPEL RD | DECATUR | DeKalb | 9044258 | 6 | [5 empty] | Removed from Ground | Gas (Historical Use) | 3000 | Not Marked/Unknown | 1966-01-01 | 1999-06-08 | Not Marked
EAST DECATUR GREENWAY | 890 COLUMBIA DR | DECATUR | DeKalb | 9044334 | 1 |  | 1999-06-21 |  | 1999-06-21 |  | Removed from Ground | Gas (Historical Use) | 8000 | Steel-Impressed Current | 1999-06-21 | 2012-12-11 | Cathodically Protected | Pressurized
CRAWFORD & COMPANY | 4680 N ROYAL ATLANTA BLVD | ATLANTA | DeKalb | 9044344 | 1 | Flapper Valve | 1989-12-01 |  | 1989-12-01 |  | Removed from Ground | Diesel | 6000 | Fiberglass Double Walled | 1989-12-06 | 2013-12-13 | Fiberglass Reinforced Plastic | Suction (American)
TAYLOR & MATHIS INC | 50 PERIMETER CENTER E | ATLANTA | DeKalb | 9044238 | 1 | [5 empty] | Removed from Ground | Gas (Historical Use) | 2000 | Bare Steel | 1982-10-04 | 1997-10-25 | Bare Steel | Safe Suction (Euro)
PEACHTREE/DEKALB AIRPORT/NAVAL A | 2910 CLAIRMONT RD | ATLANTA | DeKalb | 9044226 | 5 | [5 empty] | Closed in Ground | Aviation Gas/AV Gas | 25000 | Bare Steel | 1993-07-16 | 1993-07-16 | Bare Steel | Pressurized
PEACHTREE/DEKALB AIRPORT/NAVAL A | 2910 CLAIRMONT RD | ATLANTA | DeKalb | 9044226 | 4 | [5 empty] | Closed in Ground | Aviation Gas/AV Gas | 25000 | Bare Steel | 1993-07-16 | 1993-07-16 | Bare Steel | Pressurized
DRESDEN AUTO SALES/C&A PROPERTIE | 3615 /3617 CLAIRMONT RD | ATLANTA | DeKalb | 9044237 | 2 | [5 empty] | Removed from Ground | Gas (Historical Use) | 8000 | Not Marked/Unknown | 1994-10-02 | 1994-10-02 | Not Marked
TEXACO FOOD MART | 3774 FLAT SHOALS RD | ATLANTA | DeKalb | 9044123 | 1 | Flapper Valve | 1987-01-01 |  | 1987-01-01 |  | Removed from Ground | Gas (Historical Use) | 6000 | Fiberglass | 1968-01-01 | 2014-06-03 | Double-Walled Fiberglass | Pressurized
CENTERS FOR DISEASE CONTROL & PREVENTION | 1600 CLIFTON RD NE | ATLANTA | DeKalb | 9044167 | UST-6E |  |  | FALSE |  | FALSE | Removed from Ground | Diesel | 1000 |  | 1996-03-18 | 1996-03-18 | Unknown
CENTERS FOR DISEASE CONTROL & PREVENTION | 1600 CLIFTON RD NE | ATLANTA | DeKalb | 9044167 | UST-15W |  |  | FALSE |  | FALSE | Removed from Ground | Diesel | 2500 |  | 1996-03-18 | 1996-03-18 | Unknown
SAFE WAY STEEL | 2846 E PONCE DE LEON AVE | AVONDALE | DeKalb | 9044210 | 1 | [5 empty] | Removed from Ground | Gas (Historical Use) | 3000 | Bare Steel | 1993-06-21 | 1993-06-21 | Not Marked
PEACHTREE/DEKALB AIRPORT/NAVAL A | 2910 CLAIRMONT RD | ATLANTA | DeKalb | 9044226 | 1 | [5 empty] | Removed from Ground | Aviation Gas/AV Gas | 100000 | Concrete | 1993-08-19 | 1993-08-19 | Unknown | Pressurized
EAST DECATUR GREENWAY | 890 COLUMBIA DR | DECATUR | DeKalb | 9044334 | 2 |  | 1999-06-21 |  | 1999-06-21 |  | Removed from Ground | Gas (Historical Use) | 8000 | Steel-Impressed Current | 1999-06-21 | 2012-12-11 | Cathodically Protected | Pressurized
CHEVRON FOOD MART | 2450 CANDLER RD | DECATUR | DeKalb | 9044337 | 3 | Ball Float | 1995-06-05 | FALSE | 1995-06-05 | FALSE | Currently in Use | Gas (Historical Use) | 10000 | Epoxy | 1995-06-05 |  | Fiberglass Reinforced Plastic | Pressurized
VALERO | 2587 CANDLER RD | DECATUR | DeKalb | 4440223 | 3 | [5 empty] | Removed from Ground | Gas (Historical Use) | 6000 | Bare Steel | 1964-04-30 | 1992-01-01 | Galvanized Steel
DEKALB CO-ROAD DEPARTMENT | 729 CAMP RD | DECATUR | DeKalb | 4440243 | 1 | [5 empty] | Removed from Ground | Gas (Historical Use) | 10000 | Bare Steel | 1986-05-02 | 1899-12-31 | Galvanized Steel | Suction (American)
PETROLEUM SOURCE & SUPPLY GROUP | 1820 MOUNTAIN IND BLVD | TUCKER | DeKalb | 9044153 | 1 | [5 empty] | Removed from Ground | Diesel | 10000 | Bare Steel | 1975-01-01 | 1899-12-31 | Galvanized Steel | Suction (American)
CENTERS FOR DISEASE CONTROL & PREVENTION | 1600 CLIFTON RD NE | ATLANTA | DeKalb | 9044167 | C15WUT14 |  | 2004-05-01 | FALSE | 2001-12-19 | FALSE | Closed in Ground | Diesel | 2500 | Fiberglass Double Walled | 2001-12-19 |  | Double-Walled Fiberglass | Suction (American)
PEACHTREE/DEKALB AIRPORT/NAVAL A | 2910 CLAIRMONT RD | ATLANTA | DeKalb | 9044226 | 3 | [5 empty] | Closed in Ground | Aviation Gas/AV Gas | 25000 | Bare Steel | 1993-07-16 | 1993-07-16 | Bare Steel | Pressurized
EXXON FOOD MART | 4481 GLENWOOD RD | DECATUR | DeKalb | 4440217 | 8 |  | 2004-11-30 |  | 2004-11-30 |  | Temporarily out of use | Gas (Historical Use) | 10000 | Fiberglass | 1988-04-01 |  | Fiberglass Reinforced Plastic
CHEMCENTRAL ATLANTA | 1 ALCHEMY PL | DORAVILLE | DeKalb | 440839 | 79 | [5 empty] | Removed from Ground | Empty | 6000 | Bare Steel | 1961-05-12 | 1996-10-21 | Galvanized Steel | Safe Suction (Euro)
EXXON BULK TERMINAL #4890/DORAVI | 4143 WINTERS CHAPEL RD | DORAVILLE | DeKalb | 9000656 | 3 | [5 empty] | Removed from Ground | Gas (Historical Use) | 280 | Bare Steel | 1972-04-06 | 1899-12-31 | Unknown
MECO ATLANTA | 4471 AMWILER RD/EAST OF GARAGE | DORAVILLE | DeKalb | 9067153 | 5 | [5 empty] | Removed from Ground | Other | 550 | Bare Steel | 1985-01-01 | 1992-10-23 | Galvanized Steel | Suction (American)
KIMIAS MART RIGHT STUFF | 3639 FLAT SHOALS RD | DECATUR | DeKalb | 440557 | 3 | Ball Float | 1998-12-22 | FALSE | 1998-12-22 | FALSE | Currently in Use | Premium | 8000 | Composite | 1987-01-19 |  | Fiberglass Reinforced Plastic | Pressurized
SRIJI KRUPA INC | 4425 FLAT SHOALS PKWY | DECATUR | DeKalb | 4440002 | 2 | Flapper Valve | 1997-05-01 | FALSE | 1997-05-01 | FALSE | Temporarily out of use | Gas (Historical Use) | 8000 | Steel-Impressed Current | 1981-04-28 |  | Steel (Impressed Current) | Pressurized
SHELL FOOD MART | 2645 WESLEY CHAPEL RD | DECATUR | DeKalb | 4440172 | 2 | Ball Float | 1998-07-19 | FALSE | 1998-07-19 | FALSE | Currently in Use | Diesel | 8000 | Steel-Impressed Current | 1982-03-10 |  | Steel (Impressed Current) | Pressurized
SHELL | 4845 FLAT SHOALS PKWY | DECATUR | DeKalb | 4440341 | 1 |  | 1992-05-01 |  | 1992-05-01 |  | Removed from Ground | Gas (Historical Use) | 5000 | Steel-Impressed Current | 1992-05-01 | 2006-07-12 | Fiberglass Reinforced Plastic | Pressurized
SHELL | 4845 FLAT SHOALS PKWY | DECATUR | DeKalb | 4440341 | 4 | Ball Float | 2006-07-01 | FALSE | 2006-07-01 | FALSE | Currently in Use | Regular | 12000 | Composite | 2006-07-01 |  | Fiberglass Reinforced Plastic | Pressurized
SHELL | 4845 FLAT SHOALS PKWY | DECATUR | DeKalb | 4440341 | 5 | Ball Float | 2006-07-01 | FALSE | 2006-07-01 | FALSE | Currently in Use | Premium | 6000 | Composite | 2006-07-01 |  | Fiberglass Reinforced Plastic | Pressurized
DEKALB COUNTY WHITES MILL BOOSTE | 2463 JENAY COURT | DECATUR | DeKalb | 4440313 | 2 | Overfill Alarm | 1994-10-19 | FALSE | 1994-10-19 | FALSE | Closed in Ground | Diesel | 2000 | Fiberglass Double Walled | 1994-10-19 | 2020-11-01 | Fiberglass Reinforced Plastic
QUIKTRIP #736 | 3945 FLAT SHOALS PKWY | DECATUR | DeKalb | 9044094 | 2 |  | 1991-05-01 |  | 1991-05-01 |  | Removed from Ground | Gas (Historical Use) | 12000 | Tank Jacket | 1991-01-01 | 2003-02-09 | Double Walled | Pressurized
NOOR TRADING | 2722 CANDLER RD | DECATUR | DeKalb | 4440805 | 3 | [5 empty] | Removed from Ground | Gas (Historical Use) | 8000 | Bare Steel | 1970-04-30 | 1991-09-03 | Galvanized Steel
STP (FORMER) | 2430 COLUMBIA DR | DECATUR | DeKalb | 9044012 | 2 | [5 empty] | Removed from Ground | Gas (Historical Use) | 2000 | Not Marked/Unknown | 1991-05-01 | 1991-05-01 | Not Marked
GOOD LUCK FOOD MART INC | 1912 CANDLER RD | DECATUR | DeKalb | 4440649 | 1 | Flapper Valve | 1998-11-01 | FALSE | 1998-11-01 | TRUE | Currently in Use | Regular | 10000 | Steel-Impressed Current | 1978-05-05 |  | Bare Steel | Pressurized
SHELL FOOD MART | 2560 FLAT SHOALS RD | DECATUR | DeKalb | 9044256 | 1 | Ball Float | 1993-06-01 | FALSE | 1993-06-01 | FALSE | Currently in Use | Regular | 12000 | Epoxy | 1993-05-01 |  | Double-Walled Fiberglass | Pressurized
SHELL FOOD MART | 2560 FLAT SHOALS RD | DECATUR | DeKalb | 9044256 | 1 | Ball Float | 1993-06-01 | FALSE | 1993-06-01 | FALSE | Currently in Use | Regular | 12000 | Epoxy | 1993-05-01 |  | Double-Walled Fiberglass | Pressurized
SHELL FOOD MART | 2560 FLAT SHOALS RD | DECATUR | DeKalb | 9044256 | 1 | Ball Float | 1993-06-01 | FALSE | 1993-06-01 | FALSE | Currently in Use | Regular | 12000 | Epoxy | 1993-05-01 |  | Double-Walled Fiberglass | Pressurized
SHELL FOOD MART | 2560 FLAT SHOALS RD | DECATUR | DeKalb | 9044256 | 1 | Ball Float | 1993-06-01 | FALSE | 1993-06-01 | FALSE | Currently in Use | Regular | 12000 | Epoxy | 1993-05-01 |  | Double-Walled Fiberglass | Pressurized
MATHIS DAIRY | 3181 RAINBOW DR | DECATUR | DeKalb | 9044284 | 3 | [5 empty] | Removed from Ground | Gas (Historical Use) | 1000 | Not Marked/Unknown | 1995-03-11 | 1995-03-11 | Unknown
QUIK MART | 3690 FLAT SHOALS RD | DECATUR | DeKalb | 9044304 | 1 | Ball Float | 1987-01-01 | FALSE | 1987-01-01 | FALSE | Currently in Use | Regular | 10000 | Fiberglass | 1987-01-01 |  | Fiberglass Reinforced Plastic | Pressurized
TOOKES KWICK MART | 2017 CANDLER RD | DECATUR | DeKalb | 4440001 | 1 | [5 empty] | Removed from Ground | Gas (Historical Use) | 10000 | Bare Steel | 1980-04-28 | 1999-08-01 | Galvanized Steel
U-HAUL 77665 | 2505 S CANDLER RD | DECATUR | DeKalb | 4440028 | 1 | [5 empty] | Removed from Ground | Gas (Historical Use) | 10000 | Bare Steel | 1980-01-01 | 1999-01-19 | Bare Steel | Suction (American)
BP #24056/GULF #269597 | 2641 WESLEY CHAPEL RD | DECATUR | DeKalb | 4440224 | A | [5 empty] | Currently in Use | Gas (Historical Use) | 12000 | Cathodically Protected Steel | 1982-01-01 |  | Galvanized Steel | Pressurized
WESLEY CHAPEL BOOSTER STATION ST | 3537 WESLEY CHAPEL RD | DECATUR | DeKalb | 4440314 | 1 | [5 empty] | Removed from Ground | Diesel | 2000 | Bare Steel | 1980-05-08 | 1994-10-01 | Galvanized Steel
WESLEY CHAPEL TEXACO #862 | 2650 WESLEY CHAPEL RD | DECATUR | DeKalb | 4440799 | 3 |  | 1970-04-30 |  | 1970-04-30 |  | Removed from Ground | Gas (Historical Use) | 10000 | Cathodically Protected Steel | 1970-04-30 | 1992-09-01 | Galvanized Steel | Pressurized
NOOR TRADING | 2722 CANDLER RD | DECATUR | DeKalb | 4440805 | 11 | Ball Float | 2000-11-13 | FALSE | 2000-11-13 | FALSE | Currently in Use | Diesel | 12000 | Fiberglass Double Walled | 2000-11-13 |  | Double-Walled Flex | Pressurized
BP #24056/GULF #269597 | 2641 WESLEY CHAPEL RD | DECATUR | DeKalb | 4440224 | E | [5 empty] | Currently in Use | Kerosene | 3000 | Cathodically Protected Steel | 1982-01-01 |  | Fiberglass Reinforced Plastic | Pressurized
EXXON FOOD MART | 4481 GLENWOOD RD | DECATUR | DeKalb | 4440217 | 5 | [5 empty] | Removed from Ground | Gas (Historical Use) | 4000 | Not Marked/Unknown | 1962-04-30 | 1899-12-31 | Galvanized Steel
GA POWER/CANDLER RD OPER HQ | 1816 CANDLER RD | DECATUR | DeKalb | 4440237 | 1 | [5 empty] | Removed from Ground | Diesel | 6000 | Bare Steel | 1947-12-31 | 1995-10-26 | Unknown
SPUR STATION #1334 | 1876 CANDLER RD | DECATUR | DeKalb | 4440192 | 2 | [5 empty] | Permanently Out of Use - historical purposes | Gas (Historical Use) | 8127 | Bare Steel | 1963-04-30 | 1899-12-31 | Unknown
PUBLIC PARKING AREA | 646 /650 EAST LAKE DRIVE | DECATUR | DeKalb | 9044443 | 3 |  |  | FALSE |  | FALSE | Removed from Ground | Not Marked/Tank Removed | 1000 | Bare Steel | 2014-07-23 | 2014-07-23 | Unknown
MUKTI ENTP INC | 2800 BUFORD HWY | ATLANTA | DeKalb | 4440459 | 2 | Ball Float | 1997-07-29 | FALSE | 1997-07-29 | FALSE | Currently in Use | Diesel | 10270 | Steel-Impressed Current | 1979-01-01 |  | Fiberglass Reinforced Plastic | Pressurized
CENTERS FOR DISEASE CONTROL & PREVENTION | 1600 CLIFTON RD NE | ATLANTA | DeKalb | 9044167 | C14EUT13 | Flapper Valve | 2003-04-11 | FALSE | 2003-04-11 | FALSE | Currently in Use | Diesel | 30000 | Fiberglass Double Walled | 2003-03-13 |  | Double-Walled Fiberglass | Pressurized
CENTERS FOR DISEASE CONTROL & PREVENTION | 1600 CLIFTON RD NE | ATLANTA | DeKalb | 9044167 | C16SUT15 | Flapper Valve | 2004-11-23 | FALSE | 2004-11-23 | FALSE | Currently in Use | Diesel | 10000 | Fiberglass Double Walled | 2004-11-23 |  | Double-Walled Fiberglass | Pressurized
VIMAC INC BULK PLANT | 1948 WESLEY CHAPEL RD | DECATUR | DeKalb | 9044258 | 1 | [5 empty] | Removed from Ground | Empty | 10000 | Bare Steel | 1977-01-01 | 1999-06-08 | Galvanized Steel | Pressurized
HITCH HOUSE | COVINGTON HWY & BEECH DR | ATLANTA | DeKalb | 9044282 | 1 | [5 empty] | Removed from Ground | Gas (Historical Use) | 5000 | Bare Steel | 1964-01-01 | 1964-01-01 | Fiberglass Reinforced Plastic
HITCH HOUSE | COVINGTON HWY & BEECH DR | ATLANTA | DeKalb | 9044282 | 4 |  |  | TRUE |  | TRUE | Removed from Ground | Used Oil | 750 | Bare Steel | 1964-01-01 | 1964-01-01 | Fiberglass Reinforced Plastic
DRESDEN AUTO SALES/C&A PROPERTIE | 3615 /3617 CLAIRMONT RD | ATLANTA | DeKalb | 9044237 | 1 | [5 empty] | Removed from Ground | Gas (Historical Use) | 8000 | Not Marked/Unknown | 1994-10-02 | 1994-10-02 | Not Marked
VIMAC INC BULK PLANT | 1948 WESLEY CHAPEL RD | DECATUR | DeKalb | 9044258 | 2 | [5 empty] | Removed from Ground | Empty | 8000 | Bare Steel | 1966-01-01 | 1999-06-08 | Galvanized Steel | Suction (American)
TEXACO FOOD MART | 3774 FLAT SHOALS RD | ATLANTA | DeKalb | 9044123 | 3 | Flapper Valve | 1987-01-01 |  | 1987-01-01 |  | Removed from Ground | Gas (Historical Use) | 6000 | Fiberglass | 1968-01-01 | 2014-06-03 | Double-Walled Fiberglass | Pressurized
CENTERS FOR DISEASE CONTROL & PREVENTION | 1600 CLIFTON RD NE | ATLANTA | DeKalb | 9044167 | 18 | Flapper Valve | 2020-01-01 | FALSE | 2020-01-01 | FALSE | Currently in Use | Diesel Off Road | 30000 | Fiberglass Double Walled | 2019-12-19 |  | Double-Walled Flex | Pressurized
CENTERS FOR DISEASE CONTROL & PREVENTION | 1600 CLIFTON RD NE | ATLANTA | DeKalb | 9044167 | C10SUT10 | Ball Float | 1996-01-01 | FALSE | 1996-01-01 | FALSE | Removed from Ground | Regular | 600 | Fiberglass Double Walled | 1996-01-01 | 2019-07-25 | Double-Walled Fiberglass | Pressurized
CENTERS FOR DISEASE CONTROL & PREVENTION | 1600 CLIFTON RD NE | ATLANTA | DeKalb | 9044167 | C15WUT05 |  | 1996-07-05 | FALSE | 1996-07-05 | FALSE | Removed from Ground | Diesel | 2500 | Fiberglass Double Walled | 1996-07-01 | 2001-12-19 | Double-Walled Fiberglass | Suction (American)
CHEVRON FOOD MART | 2450 CANDLER RD | DECATUR | DeKalb | 9044337 | 1 | Ball Float | 1995-06-05 | FALSE | 1995-06-05 | FALSE | Currently in Use | Regular | 10000 | Epoxy | 1995-06-05 |  | Fiberglass Reinforced Plastic | Pressurized
W P COUCH/COX-VOORHEES PROPERTY | 2121 BRIARCLIFF RD | ATLANTA | DeKalb | 4440730 | 3 | [5 empty] | Removed from Ground | Gas (Historical Use) | 4000 | Bare Steel | 1966-03-06 | 1990-03-23 | Galvanized Steel
L A LOTTO | 2802 -B WARD LAKE RD | ELLENWOOD | DeKalb | 9044293 | 4 | Ball Float | 1998-09-01 |  | 1998-09-01 |  | Removed from Ground | Gas (Historical Use) | 4000 | Steel-Impressed Current | 1979-10-01 | 2016-05-26 | Steel (Impressed Current) | Pressurized
ANIL INVESTMENTS LLC | 1701 SCOTT BLVD | DECATUR | DeKalb | 4440108 | 1 | [5 empty] | Removed from Ground | Gas (Historical Use) | 8000 | Bare Steel | 1977-01-09 | 1991-10-18 | Galvanized Steel
EMORY DECATUR HOSPITAL | 2701 N DECATUR RD | DECATUR | DeKalb | 4440074 | 4 | [5 empty] | Removed from Ground | Diesel | 1000 | Bare Steel | 1970-02-28 | 1999-01-01 | Bare Steel
EMORY DECATUR HOSPITAL | 2701 N DECATUR RD | DECATUR | DeKalb | 4440074 | 5 | [5 empty] | Removed from Ground | Diesel | 5000 | Bare Steel | 1970-02-28 | 1999-01-01 | Bare Steel
CHEVRON #50116 | 4249 DUNWOODY CLUB DR | DUNWOODY | DeKalb | 4440822 | 2 | Flapper Valve | 1993-06-24 |  | 1993-06-24 |  | Currently in Use | Gas (Historical Use) | 8775 | Fiberglass | 1980-01-01 |  | Fiberglass Reinforced Plastic | Pressurized
DEKALB COLLEGE DUNWOODY CAMPUS | 2101 WOMACK RD | DUNWOODY | DeKalb | 4440530 | 1 | [5 empty] | Removed from Ground | Diesel | 250 | Bare Steel | 1982-04-02 | 1999-05-27 | Galvanized Steel
AT&T | 1405 WOMACK RD | DUNWOODY | DeKalb | 9044316 | 2 | Flapper Valve | 1998-02-01 | FALSE | 1998-02-01 | FALSE | Currently in Use | Diesel | 2000 | Galvanic (STIP-3) | 1998-02-15 |  | Fiberglass Reinforced Plastic | Suction (American)
PETRO AVE LLC DBA BP FOOD MART | 5418 CHAMBLEE DUNWOODY RD | DUNWOODY | DeKalb | 9000497 | 4A | Ball Float | 1988-07-15 |  | 1988-07-15 |  | Removed from Ground | Diesel | 10000 | Galvanic (STIP-3) | 1988-07-15 | 2004-07-01 | Galvanized Steel | Pressurized
DUNWOODY AUTOMOTIVE | 4429 TILLY MILL RD | DORAVILLE | DeKalb | 4440212 | 3 | [5 empty] | Permanently Out Of Use | Gas (Historical Use) | 10000 | Bare Steel | 1973-04-30 | 2006-03-24 | Galvanized Steel
MILLION CAB CO INC | 359 MEMORIAL DR S E | ATLANTA | DeKalb | 440528 | 1 | [5 empty] | Permanently Out of Use - historical purposes | Empty | 5000 | Bare Steel | 1967-01-06 | 1899-12-31 | Unknown
EMORY ORTHOPAEDICS & SPINE HOSPITAL | 1455 MONTREAL RD | TUCKER | DeKalb | 9044267 | 1 | Flapper Valve | 1998-09-11 | FALSE | 1998-09-11 | FALSE | Currently in Use | Diesel | 15000 | Fiberglass Double Walled | 1989-03-05 |  |  | Suction (American)
CONSTRUCTION SITE | 2781 LAVISTA RD | DECATUR | DeKalb | 10000160 | WO1 |  |  | FALSE |  | FALSE | Removed from Ground | Used Oil | 1000 | Unknown | 2002-11-20 | 2002-11-20
Citgo Food Mart | 5754 COVINGTON HWY | DECATUR | DeKalb | 10002121 | 1 | Ball Float | 2012-04-01 | FALSE | 2012-04-01 | FALSE | Currently in Use | Regular | 12000 | Tank Jacket | 2012-04-01 |  | Double-Walled Fiberglass | Pressurized
City of Decatur Public Works | 2635 TALLEY ST | DECATUR | DeKalb | 4440065 | 1 | Flapper Valve | 1991-05-30 |  | 1991-05-30 |  | Removed from Ground | Diesel | 10000 | Lined Interior | 1982-02-18 | 2013-01-25 | Fiberglass Reinforced Plastic | Safe Suction (Euro)
City of Decatur Public Works | 2635 TALLEY ST | DECATUR | DeKalb | 4440065 | 4 | Flapper Valve | 1991-05-31 | FALSE | 1991-05-31 | FALSE | Currently in Use | Gas (Historical Use) | 15000 | Fiberglass Double Walled | 1991-05-31 |  | Double-Walled Fiberglass | Pressurized
NO FACILITY NAME GIVEN | 3875 GREEN IND WAY | ATLANTA | DeKalb | 9044263 | 1 | [5 empty] | Removed from Ground | Gas (Historical Use) | 6000 | Bare Steel | 1994-08-18 | 1994-08-18 | Bare Steel | Safe Suction (Euro)
MALTESE SIGNS | 5785 PEACHTREE IND BLVD | ATLANTA | DeKalb | 9044460 | 1 | [5 empty] | Removed from Ground | Gas (Historical Use) | 1000 | Marked Unknown | 1997-10-01 | 1997-10-01 | Unknown | Suction (American)
CAR CARE I | 3404 EAST PONCE DE LEON AVENUE | SCOTTSDALE | DeKalb | 10002552 | 1 |  |  | FALSE |  | FALSE | Removed from Ground | Not Marked/Tank Removed | 0 | Unknown |  | 1899-12-31
CHEMCENTRAL ATLANTA | 1 ALCHEMY PL | DORAVILLE | DeKalb | 440839 | 89 | [5 empty] | Removed from Ground | Empty | 6000 | Bare Steel | 1961-05-12 | 1996-08-08 | Galvanized Steel | Safe Suction (Euro)
CHEMCENTRAL ATLANTA | 1 ALCHEMY PL | DORAVILLE | DeKalb | 440839 | 86 | [5 empty] | Removed from Ground | Gas (Historical Use) | 4000 | Bare Steel | 1961-05-12 | 1996-08-12 | Galvanized Steel | Safe Suction (Euro)
EXXON BULK TERMINAL #4890/DORAVI | 4143 WINTERS CHAPEL RD | DORAVILLE | DeKalb | 9000656 | 5 |  | 1994-06-14 |  |  |  | Permanently Out of Use - historical purposes | Other | 3000 | Cathodically Protected Steel | 1994-06-14 | 1899-12-31 | Bare Steel | Gravity Fed
EXXON BULK TERMINAL #4890/DORAVI | 4143 WINTERS CHAPEL RD | DORAVILLE | DeKalb | 9000656 | 4 | [5 empty] | Removed from Ground | Gas (Historical Use) | 560 | Bare Steel | 1982-04-04 | 1994-06-16 | Cathodically Protected | Gravity Fed
KIMIAS MART RIGHT STUFF | 3639 FLAT SHOALS RD | DECATUR | DeKalb | 440557 | 4 | Flapper Valve | 1998-12-22 | FALSE | 1998-12-22 | FALSE | Currently in Use | Diesel | 6000 | Composite | 1987-01-19 |  | Fiberglass Reinforced Plastic | Pressurized
KIMIAS MART RIGHT STUFF | 3639 FLAT SHOALS RD | DECATUR | DeKalb | 440557 | 5 | Flapper Valve | 1998-12-22 | FALSE | 1998-12-22 | FALSE | Currently in Use | Diesel | 6000 | Composite | 1987-01-19 |  | Fiberglass Reinforced Plastic | Pressurized
DEKALB FLEET MAINTENANCE B SHOP | 3043 WARREN RD | DECATUR | DeKalb | 4440248 | 2 | [5 empty] | Removed from Ground | Other | 1011 | Bare Steel | 1982-05-02 | 1998-11-20 | Galvanized Steel
DEKALB FLEET MAINTENANCE B SHOP | 3043 WARREN RD | DECATUR | DeKalb | 4440248 | L514075 | Ball Float | 1998-12-22 |  | 1998-12-22 |  | Currently in Use | New Oil | 1000 | Tank Jacket | 1998-12-22 |  | Fiberglass Reinforced Plastic | Safe Suction (Euro)
DEKALB COUNTY SANITATION/SOUTH L | 1753 FAIRLAKE RD | DECATUR | DeKalb | 4440246 | 4 | [5 empty] | Removed from Ground | Diesel | 5000 | Bare Steel | 1971-05-03 | 1989-02-15 | Galvanized Steel
QUIKTRIP #736 | 3945 FLAT SHOALS PKWY | DECATUR | DeKalb | 9044094 | 4 |  | 1993-09-15 |  | 1993-09-15 |  | Removed from Ground | Gas (Historical Use) | 12000 | Tank Jacket | 1991-01-01 | 2003-02-09 | Double Walled | Pressurized
WESLEY CHAPEL TEXACO #862 | 2650 WESLEY CHAPEL RD | DECATUR | DeKalb | 4440799 | 4 |  | 1970-04-30 |  | 1970-04-30 |  | Removed from Ground | Gas (Historical Use) | 10000 | Cathodically Protected Steel | 1970-04-30 | 1992-09-01 | Galvanized Steel | Pressurized
WESLEY CHAPEL TEXACO #862 | 2650 WESLEY CHAPEL RD | DECATUR | DeKalb | 4440799 | 7 |  |  | TRUE |  | TRUE | Removed from Ground | Used Oil | 550 | Not Marked/Unknown | 1997-05-13 | 1997-05-13 | Not Marked
WESLEY CHAPEL TEXACO #862 | 2650 WESLEY CHAPEL RD | DECATUR | DeKalb | 4440799 | 1 |  | 1970-04-30 |  | 1970-04-30 |  | Removed from Ground | Gas (Historical Use) | 10000 | Cathodically Protected Steel | 1970-04-30 | 1992-09-01 | Galvanized Steel | Pressurized
NOOR TRADING | 2722 CANDLER RD | DECATUR | DeKalb | 4440805 | 10 | Ball Float | 2000-11-13 | FALSE | 2000-11-13 | FALSE | Currently in Use | Premium | 12000 | Fiberglass Double Walled | 2000-11-13 |  | Double-Walled Flex | Pressurized
PUBLIC PARKING AREA | 646 /650 EAST LAKE DRIVE | DECATUR | DeKalb | 9044443 | 2 |  |  | FALSE |  | FALSE | Removed from Ground | Not Marked/Tank Removed | 550 | Bare Steel | 2014-07-22 | 2014-07-22 | Bare Steel
NOOR TRADING | 2722 CANDLER RD | DECATUR | DeKalb | 4440805 | 4 | [5 empty] | Removed from Ground | Gas (Historical Use) | 6000 | Bare Steel | 1970-04-30 | 1991-09-03 | Galvanized Steel
WILSON WELDING SERVICE INC | 2939 SNAPFINGER RD | DECATUR | DeKalb | 4440592 | 1 | [5 empty] | Removed from Ground | Gas (Historical Use) | 500 | Bare Steel | 1954-04-24 | 1995-06-19 | Bare Steel | Safe Suction (Euro)
GOLDEN FLAKE SNACK FOODS INC | 1212 PAUL EDWIN DR | DECATUR | DeKalb | 600103 | 1 | [5 empty] | Removed from Ground | Gas (Historical Use) | 10000 | Bare Steel | 1981-01-25 | 1996-06-19 | Galvanized Steel
KRIPAS INC MEMORIAL CITGO | 3568 MEMORIAL DR | DECATUR | DeKalb | 4440062 | 11 |  |  | TRUE |  | TRUE | Removed from Ground | Used Oil | 275 | Not Marked/Unknown | 1994-05-10 | 1994-05-10 | Not Marked
BP #24056/GULF #269597 | 2641 WESLEY CHAPEL RD | DECATUR | DeKalb | 4440224 | C | [5 empty] | Currently in Use | Gas (Historical Use) | 8000 | Cathodically Protected Steel | 1982-01-01 |  | Galvanized Steel | Pressurized
BP #24056/GULF #269597 | 2641 WESLEY CHAPEL RD | DECATUR | DeKalb | 4440224 | 6 |  |  | TRUE |  | TRUE | Removed from Ground | Used Oil | 1000 | Fiberglass | 1992-02-20 | 1992-02-20 | Not Marked
NOOR TRADING | 2722 CANDLER RD | DECATUR | DeKalb | 4440805 | 2 | [5 empty] | Removed from Ground | Gas (Historical Use) | 8000 | Bare Steel | 1970-04-30 | 1991-09-03 | Galvanized Steel
RICH'S LICENSED GOODYEAR AUTO SE | 2731 CANDLER RD SE | DECATUR | DeKalb | 4440628 | 1 |  |  | TRUE |  | TRUE | Removed from Ground | Used Oil | 550 | Bare Steel | 1980-04-15 | 1997-12-01 | Bare Steel | Gravity Fed
GOOD LUCK FOOD MART INC | 1912 CANDLER RD | DECATUR | DeKalb | 4440649 | 3 | Flapper Valve | 1998-11-01 | FALSE | 1998-11-01 | FALSE | Currently in Use | Diesel | 10000 | Steel-Impressed Current | 2016-07-19 |  | Bare Steel | Pressurized
U-HAUL 77665 | 2505 S CANDLER RD | DECATUR | DeKalb | 4440028 | 2 | [5 empty] | Removed from Ground | Diesel | 10000 | Fiberglass | 1980-01-01 | 1999-01-19 | Bare Steel | Suction (American)
BP #24056/GULF #269597 | 2641 WESLEY CHAPEL RD | DECATUR | DeKalb | 4440224 | 2 | [5 empty] | Removed from Ground | Gas (Historical Use) | 6000 | Bare Steel | 1965-04-30 | 1993-03-02 | Galvanized Steel
BP #24056/GULF #269597 | 2641 WESLEY CHAPEL RD | DECATUR | DeKalb | 4440224 | 8 | [5 empty] | Removed from Ground | Gas (Historical Use) | 10000 | Fiberglass | 1986-01-01 | 1899-12-31 | Fiberglass Reinforced Plastic
BP #24056/GULF #269597 | 2641 WESLEY CHAPEL RD | DECATUR | DeKalb | 4440224 | 9 | [5 empty] | Removed from Ground | Gas (Historical Use) | 10000 | Fiberglass | 1986-01-01 | 1899-12-31 | Fiberglass Reinforced Plastic
BIG 10 TIRE STORE/TREASURE ISLAN | 4380 MEMORIAL DR | DECATUR | DeKalb | 4440429 | WO1 |  |  | TRUE |  | TRUE | Removed from Ground | Used Oil | 550 | Bare Steel | 1968-05-01 | 1992-12-09 | Galvanized Steel | Gravity Fed
SHELL | 4845 FLAT SHOALS PKWY | DECATUR | DeKalb | 4440341 | 6 | Ball Float | 2006-07-01 | FALSE | 2006-07-01 | FALSE | Currently in Use | Regular | 6000 | Composite | 2006-07-01 |  | Fiberglass Reinforced Plastic | Pressurized
QUIKTRIP #736 | 3945 FLAT SHOALS PKWY | DECATUR | DeKalb | 9044094 | 3 |  | 1991-05-01 |  | 1991-05-01 |  | Removed from Ground | Gas (Historical Use) | 12000 | Tank Jacket | 1991-01-01 | 2003-02-09 | Double Walled | Pressurized
WESLEY CHAPEL TEXACO #862 | 2650 WESLEY CHAPEL RD | DECATUR | DeKalb | 4440799 | 8 | Flapper Valve | 1998-03-31 | FALSE | 1998-03-31 | FALSE | Currently in Use | Regular | 10000 | Galvanic (STIP-3) | 1992-09-30 |  | Fiberglass Reinforced Plastic | Pressurized
BP #24052/GULF #270108 | 3936 GLENWOOD RD | DECATUR | DeKalb | 4440219 | 2 | [5 empty] | Removed from Ground | Gas (Historical Use) | 4000 | Bare Steel | 1956-04-30 | 1899-12-31 | Galvanized Steel
GA POWER/CANDLER RD OPER HQ | 1816 CANDLER RD | DECATUR | DeKalb | 4440237 | 2 | [5 empty] | Removed from Ground | Gas (Historical Use) | 10000 | Bare Steel | 1957-12-31 | 1995-10-26 | Unknown
Buddy's Service Station | 1317 COLUMBIA DR | DECATUR | DeKalb | 4440145 | 3 | [5 empty] | Removed from Ground | Gas (Historical Use) | 5000 | Bare Steel | 1967-01-01 | 2006-03-29 | Galvanized Steel | Suction (American)
CROWN EXPRESS GA-23 | 4665 MEMORIAL DR | DECATUR | DeKalb | 4440467 | 1 | [5 empty] | Removed from Ground | Gas (Historical Use) | 15060 | Bare Steel | 1973-03-31 | 1993-06-09 | Galvanized Steel | Pressurized
MOBIL FOOD MART | 4466 MEMORIAL DR | DECATUR | DeKalb | 4440809 | 8 |  | 1987-11-12 |  | 1987-11-12 |  | Removed from Ground | Gas (Historical Use) | 10000 | Cathodically Protected Steel | 1987-11-12 | 2005-12-22 | Cathodically Protected | Pressurized
MOBIL FOOD MART | 4466 MEMORIAL DR | DECATUR | DeKalb | 4440809 | 9 |  | 1987-11-12 |  | 1987-11-12 |  | Removed from Ground | Gas (Historical Use) | 10000 | Cathodically Protected Steel | 1987-11-12 | 2005-12-22 | Cathodically Protected | Pressurized
MOBIL FOOD MART | 4466 MEMORIAL DR | DECATUR | DeKalb | 4440809 | 6 |  | 1987-11-12 |  | 1987-11-12 |  | Removed from Ground | Gas (Historical Use) | 10000 | Cathodically Protected Steel | 1987-11-12 | 2005-12-22 | Cathodically Protected | Pressurized
WESLEY CHAPEL TEXACO #862 | 2650 WESLEY CHAPEL RD | DECATUR | DeKalb | 4440799 | 2 |  | 1970-04-30 |  | 1970-04-30 |  | Removed from Ground | Gas (Historical Use) | 10000 | Cathodically Protected Steel | 1970-04-30 | 1992-09-01 | Galvanized Steel | Pressurized
STP (FORMER) | 2430 COLUMBIA DR | DECATUR | DeKalb | 9044012 | 3 |  |  | TRUE |  | TRUE | Removed from Ground | Used Oil | 2000 | Not Marked/Unknown | 1991-05-01 | 1991-05-01 | Not Marked
SHELL FOOD MART | 2560 FLAT SHOALS RD | DECATUR | DeKalb | 9044256 | 4 | [5 empty] | Removed from Ground | Gas (Historical Use) | 2000 | Not Marked/Unknown | 1992-06-05 | 1993-05-01 | Not Marked
SHELL FOOD MART | 2560 FLAT SHOALS RD | DECATUR | DeKalb | 9044256 | 4 | [5 empty] | Removed from Ground | Gas (Historical Use) | 2000 | Not Marked/Unknown | 1992-06-05 | 1993-05-01 | Not Marked
SHELL FOOD MART | 2560 FLAT SHOALS RD | DECATUR | DeKalb | 9044256 | 4 | [5 empty] | Removed from Ground | Gas (Historical Use) | 2000 | Not Marked/Unknown | 1992-06-05 | 1993-05-01 | Not Marked
SHELL FOOD MART | 2560 FLAT SHOALS RD | DECATUR | DeKalb | 9044256 | 4 | [5 empty] | Removed from Ground | Gas (Historical Use) | 2000 | Not Marked/Unknown | 1992-06-05 | 1993-05-01 | Not Marked
VP FOOD MART | 2475 Candler Rd | Decatur | DeKalb | 4440024 | 6 | Ball Float | 1991-12-01 | FALSE | 1991-12-01 | FALSE | Currently in Use | Regular | 10000 | Fiberglass Double Walled | 1991-12-01 |  | Double-Walled Flex | Pressurized
BP #24052/GULF #270108 | 3936 GLENWOOD RD | DECATUR | DeKalb | 4440219 | 1 | [5 empty] | Removed from Ground | Gas (Historical Use) | 4000 | Bare Steel | 1956-04-30 | 1899-12-31 | Galvanized Steel
CANDLER FOOD MART | 1736 CANDLER RD | DECATUR | DeKalb | 4440275 | 2 | [5 empty] | Removed from Ground | Gas (Historical Use) | 8000 | Bare Steel | 1981-05-08 | 1899-12-31 | Galvanized Steel
TEXACO FOOD MART | 2500 SNAPFINGER RD | DECATUR | DeKalb | 4440462 | 1 | Ball Float | 1997-08-02 |  | 1997-08-02 |  | Removed from Ground | Gas (Historical Use) | 10270 | Steel-Impressed Current | 1980-03-31 | 2009-05-20 | Fiberglass Reinforced Plastic | Pressurized
GLENWOOD PROPERTY GROUP LLC | 3285 GLENWOOD RD | DECATUR | DeKalb | 4440456 | 3 | Ball Float | 1997-07-15 | FALSE | 1997-07-15 | FALSE | Currently in Use | Premium | 10000 | Steel-Impressed Current | 1997-07-15 |  |  | Pressurized
MOBIL FOOD MART | 4466 MEMORIAL DR | DECATUR | DeKalb | 4440809 | 4 | [5 empty] | Removed from Ground | Gas (Historical Use) | 8000 | Bare Steel | 1976-04-30 | 1987-11-01 | Galvanized Steel
RICH'S LICENSED GOODYEAR AUTO SE | 2731 CANDLER RD SE | DECATUR | DeKalb | 4440628 | 3 | [5 empty] | Removed from Ground | Gas (Historical Use) | 10000 | Bare Steel | 1970-01-01 | 1988-01-01 | Not Marked
GOOD LUCK FOOD MART INC | 1912 CANDLER RD | DECATUR | DeKalb | 4440649 | 2 | Flapper Valve | 1998-11-01 | FALSE | 1998-11-01 | FALSE | Currently in Use | Premium | 10000 | Steel-Impressed Current | 2011-04-19 |  | Bare Steel | Pressurized
KRIPAS INC MEMORIAL CITGO | 3568 MEMORIAL DR | DECATUR | DeKalb | 4440062 | 1 | [5 empty] | Removed from Ground | Gas (Historical Use) | 5288 | Bare Steel | 1990-03-01 | 1990-03-01 | Galvanized Steel
BP #24056/GULF #269597 | 2641 WESLEY CHAPEL RD | DECATUR | DeKalb | 4440224 | 3 | [5 empty] | Removed from Ground | Gas (Historical Use) | 6000 | Bare Steel | 1965-04-30 | 1993-03-02 | Galvanized Steel
Mystik | 4101 COVINGTON HWY | DECATUR | DeKalb | 4440221 | 1 | [5 empty] | Removed from Ground | Gas (Historical Use) | 6000 | Bare Steel | 1968-04-30 | 1989-12-04 | Galvanized Steel
Mystik | 4101 COVINGTON HWY | DECATUR | DeKalb | 4440221 | 4 | [5 empty] | Removed from Ground | Gas (Historical Use) | 10000 | Bare Steel | 1974-04-30 | 1989-12-04 | Galvanized Steel
BP #24052/GULF #270108 | 3936 GLENWOOD RD | DECATUR | DeKalb | 4440219 | 10 | [5 empty] | Removed from Ground | Gas (Historical Use) | 10000 | Fiberglass | 1988-04-25 | 1899-12-31 | Fiberglass Reinforced Plastic
CANDLER FOOD MART | 1736 CANDLER RD | DECATUR | DeKalb | 4440275 | 3 | [5 empty] | Removed from Ground | Gas (Historical Use) | 8000 | Bare Steel | 1981-05-08 | 1899-12-31 | Galvanized Steel
DEKALB CO/FIRE STATION #7 | 1776 DERRILL DR | DECATUR | DeKalb | 4440267 | L295160 | Flapper Valve | 1993-02-23 | FALSE | 1993-02-23 | FALSE | Currently in Use | Diesel | 1044 | Tank Jacket | 1993-02-23 |  | Fiberglass Reinforced Plastic | Safe Suction (Euro)
STARVIN MARVIN FOOD STORE #77 | 4545 MEMORIAL DR | DECATUR | DeKalb | 4440175 | 1 | [5 empty] | Removed from Ground | Gas (Historical Use) | 8000 | Bare Steel | 1982-03-10 | 1991-08-02 | Galvanized Steel
Buddy's Service Station | 1317 COLUMBIA DR | DECATUR | DeKalb | 4440145 | 2 | [5 empty] | Removed from Ground | Gas (Historical Use) | 5000 | Bare Steel | 1967-01-01 | 2006-03-29 | Galvanized Steel | Suction (American)
CROWN EXPRESS GA-23 | 4665 MEMORIAL DR | DECATUR | DeKalb | 4440467 | 2 | [5 empty] | Removed from Ground | Gas (Historical Use) | 10270 | Bare Steel | 1978-03-31 | 1993-06-09 | Galvanized Steel | Pressurized
VALERO | 2587 CANDLER RD | DECATUR | DeKalb | 4440223 | 1 |  |  | TRUE |  | TRUE | Removed from Ground | Used Oil | 550 | Bare Steel | 1966-04-30 | 1992-01-01 | Galvanized Steel
BP #24056/GULF #269597 | 2641 WESLEY CHAPEL RD | DECATUR | DeKalb | 4440224 | B | [5 empty] | Currently in Use | Gas (Historical Use) | 12000 | Cathodically Protected Steel | 1982-01-01 |  | Galvanized Steel | Pressurized
Mystik | 4101 COVINGTON HWY | DECATUR | DeKalb | 4440221 | 58038 |  | 1990-01-12 | FALSE | 1990-01-12 | FALSE | Currently in Use | Diesel | 10000 | Fiberglass | 1990-01-12 |  | Fiberglass Reinforced Plastic | Pressurized
Mystik | 4101 COVINGTON HWY | DECATUR | DeKalb | 4440221 | 58037 |  | 1990-01-12 | FALSE | 1990-01-12 | FALSE | Currently in Use | Premium | 10000 | Fiberglass | 1990-01-12 |  | Fiberglass Reinforced Plastic | Pressurized
DEKALB CO-ROAD DEPARTMENT | 729 CAMP RD | DECATUR | DeKalb | 4440243 | 3 | [5 empty] | Removed from Ground | Diesel | 6000 | Bare Steel | 1966-05-02 | 1991-02-15 | Galvanized Steel
DEKALB CO-ROAD DEPARTMENT | 729 CAMP RD | DECATUR | DeKalb | 4440243 | M279041 | Flapper Valve | 1997-05-26 |  | 1997-05-26 |  | Currently in Use | Gas (Historical Use) | 12000 | Tank Jacket | 1997-05-21 |  | Double-Walled Flex | Pressurized
Buddy's Service Station | 1317 COLUMBIA DR | DECATUR | DeKalb | 4440145 | 1 | [5 empty] | Removed from Ground | Gas (Historical Use) | 5000 | Bare Steel | 1967-01-01 | 2006-03-29 | Galvanized Steel | Suction (American)
KMART #4265 | 4525 GLENWOOD RD | DECATUR | DeKalb | 4440435 | 1 |  |  | TRUE |  | TRUE | Removed from Ground | Used Oil | 1000 | Bare Steel | 1966-04-01 | 1990-11-20 | Galvanized Steel
CHEVRON #201805/SHELL STATION #2 | 4221 COVINGTON HWY | DECATUR | DeKalb | 4440382 | 6 | [5 empty] | Removed from Ground | Other | 560 | Bare Steel | 1970-07-15 | 1992-07-01 | Galvanized Steel
BST/DECATUR CO/F1201 | 1847 COLUMBIA DR | DECATUR | DeKalb | 9044081 | 1 | [5 empty] | Removed from Ground | Diesel | 6000 | Bare Steel | 1980-05-13 | 1994-04-20 | Copper | Suction (American)
DEKALB CO MAINT AVONDALE | 3740 KENSINGTON RD | DECATUR | DeKalb | 9044095 | 7 | Flapper Valve | 1997-08-15 | FALSE | 1997-08-15 | FALSE | Currently in Use | Regular | 10000 | Fiberglass | 1997-08-15 |  | Double-Walled Fiberglass | Pressurized
AARYA ALI RIDDHI INC | 4480 GLENWOOD RD | DECATUR | DeKalb | 4440350 | 3 |  |  | TRUE |  | TRUE | Removed from Ground | Used Oil | 10000 | Bare Steel | 1969-06-02 | 1992-01-01 | Fiberglass Reinforced Plastic
GEC GEORGIA LLC #521 | 3357 MEMORIAL DR | DECATUR | DeKalb | 9044051 | 3 |  | 1988-04-01 |  | 1988-04-01 |  | Temporarily out of use | Gas (Historical Use) | 10000 | Fiberglass Double Walled | 1988-05-01 |  | Fiberglass Reinforced Plastic | Pressurized
FRAYS AUTO SERVICE | 2757 WESLEY CHAPEL RD | DECATUR | DeKalb | 4440811 | 2 | [5 empty] | Removed from Ground | Gas (Historical Use) | 5000 | Bare Steel | 1968-04-18 | 1999-02-17 | Galvanized Steel
RYCOLINE PRODUCTS INC | 3925 COVINGTON HWY | DECATUR | DeKalb | 4440751 | 3 | [5 empty] | Removed from Ground | Other | 3000 | Cathodically Protected Steel | 1976-04-10 | 1998-10-01 | Bare Steel | Gravity Fed
EXPRESS OIL CHANGE | 4714 MEMORIAL DR | DECATUR | DeKalb | 4440716 | 2 |  |  | TRUE | 1993-09-08 | TRUE | Closed in Ground | Empty | 500 | Bare Steel | 1983-05-07 | 1999-08-01 | Galvanized Steel | Gravity Fed
KRIPAS INC MEMORIAL CITGO | 3568 MEMORIAL DR | DECATUR | DeKalb | 4440062 | 4 |  | 1990-04-25 |  | 1990-04-25 |  | Removed from Ground | Diesel | 5288 | Bare Steel | 1990-03-01 | 1990-03-01 | Galvanized Steel
KRIPAS INC MEMORIAL CITGO | 3568 MEMORIAL DR | DECATUR | DeKalb | 4440062 | 5 |  | 1990-04-25 |  | 1990-04-25 |  | Removed from Ground | Kerosene | 550 | Marked Unknown | 1990-03-01 | 1990-03-01 | Unknown
U-HAUL #77669 | 4360 COVINGTON HWY | DECATUR | DeKalb | 4440027 | 2 | [5 empty] | Removed from Ground | Gas (Historical Use) | 4000 | Fiberglass | 1983-01-01 | 1999-01-12 | Fiberglass Reinforced Plastic | Suction (American)
GA POWER/CANDLER RD OPER HQ | 1816 CANDLER RD | DECATUR | DeKalb | 4440237 | 3 |  |  | TRUE |  | TRUE | Removed from Ground | Used Oil | 560 | Bare Steel | 1964-01-01 | 1992-08-24 | Galvanized Steel | Gravity Fed
DEKALB CO MAINT AVONDALE | 3740 KENSINGTON RD | DECATUR | DeKalb | 9044095 | 6 | Flapper Valve | 1997-08-15 | FALSE | 1997-08-15 | FALSE | Currently in Use | Diesel | 10000 | Fiberglass | 1997-08-15 |  | Double-Walled Fiberglass | Pressurized
BP #24056/GULF #269597 | 2641 WESLEY CHAPEL RD | DECATUR | DeKalb | 4440224 | D | [5 empty] | Currently in Use | Diesel | 8000 | Cathodically Protected Steel | 1982-01-01 |  | Galvanized Steel | Pressurized
EXXON FOOD MART | 4481 GLENWOOD RD | DECATUR | DeKalb | 4440217 | 3 | Ball Float | 1987-01-01 | FALSE | 1987-01-01 | FALSE | Currently in Use | Diesel | 10000 | Fiberglass | 1987-01-01 |  | Fiberglass Reinforced Plastic | Pressurized
CANDLER FOOD MART | 1736 CANDLER RD | DECATUR | DeKalb | 4440275 | 4 | [5 empty] | Removed from Ground | Gas (Historical Use) | 6000 | Not Marked/Unknown |  | 1899-12-31 | Unknown
CANDLER FOOD MART | 1736 CANDLER RD | DECATUR | DeKalb | 4440275 | 5 | Ball Float | 1996-04-01 | FALSE | 1996-04-01 | FALSE | Currently in Use | Regular | 12000 | Fiberglass | 1996-04-01 |  | Double-Walled Fiberglass | Pressurized
SPUR STATION #1334 | 1876 CANDLER RD | DECATUR | DeKalb | 4440192 | 1 | [5 empty] | Permanently Out of Use - historical purposes | Gas (Historical Use) | 15177 | Bare Steel | 1963-04-30 | 1899-12-31 | Unknown
GLENWOOD PROPERTY GROUP LLC | 3285 GLENWOOD RD | DECATUR | DeKalb | 4440456 | 1 | Ball Float | 1997-07-15 | FALSE | 1997-07-15 | FALSE | Currently in Use | Regular | 10000 | Steel-Impressed Current | 1997-07-15 |  |  | Pressurized
CHEVRON #201805/SHELL STATION #2 | 4221 COVINGTON HWY | DECATUR | DeKalb | 4440382 | 5 | [5 empty] | Removed from Ground | Other | 560 | Bare Steel | 1970-07-15 | 1992-07-01 | Galvanized Steel
AARYA ALI RIDDHI INC | 4480 GLENWOOD RD | DECATUR | DeKalb | 4440350 | 4 |  |  | TRUE |  | TRUE | Removed from Ground | Used Oil | 550 | Not Marked/Unknown | 1992-01-01 | 1992-01-01 | Not Marked
BST/DECATUR CO/F1201 | 1847 COLUMBIA DR | DECATUR | DeKalb | 9044081 | 2 | [5 empty] | Closed in Ground | Other | 1500 | Bare Steel | 1966-01-01 | 1989-10-30 | Copper | Suction (American)
DEKALB CO MAINT AVONDALE | 3740 KENSINGTON RD | DECATUR | DeKalb | 9044095 | 702D1 | [5 empty] | Removed from Ground | Diesel | 8000 | Bare Steel | 1984-01-01 | 1997-07-11 | Galvanized Steel | Pressurized
MOBIL FOOD MART | 4466 MEMORIAL DR | DECATUR | DeKalb | 4440809 | 2 | [5 empty] | Removed from Ground | Gas (Historical Use) | 6000 | Bare Steel | 1976-04-30 | 1987-11-01 | Galvanized Steel
TOOKES KWICK MART | 2017 CANDLER RD | DECATUR | DeKalb | 4440001 | 2 | [5 empty] | Removed from Ground | Gas (Historical Use) | 8000 | Bare Steel | 1980-04-28 | 1999-08-01 | Galvanized Steel
Mystik | 4101 COVINGTON HWY | DECATUR | DeKalb | 4440221 | 3 | [5 empty] | Removed from Ground | Gas (Historical Use) | 6000 | Bare Steel | 1968-04-30 | 1989-12-04 | Galvanized Steel
BP #24052/GULF #270108 | 3936 GLENWOOD RD | DECATUR | DeKalb | 4440219 | 11 | [5 empty] | Removed from Ground | Gas (Historical Use) | 10000 | Fiberglass | 1988-04-25 | 1899-12-31 | Fiberglass Reinforced Plastic
EXXON FOOD MART | 4481 GLENWOOD RD | DECATUR | DeKalb | 4440217 | 10 |  | 2004-11-30 |  | 2004-11-30 |  | Temporarily out of use | Gas (Historical Use) | 10000 | Fiberglass | 1988-04-01 |  | Fiberglass Reinforced Plastic
DEKALB CO-ROAD DEPARTMENT | 729 CAMP RD | DECATUR | DeKalb | 4440243 | M279040 | Ball Float | 1997-05-26 |  | 1997-05-26 |  | Currently in Use | Diesel | 12000 | Tank Jacket | 1997-05-21 |  | Double-Walled Flex | Pressurized
CANDLER FOOD MART | 1736 CANDLER RD | DECATUR | DeKalb | 4440275 | 6 | Ball Float | 1996-04-01 | FALSE | 1996-04-01 | FALSE | Currently in Use | Premium | 12000 | Fiberglass | 1996-04-01 |  | Double-Walled Fiberglass | Pressurized
STARVIN MARVIN FOOD STORE #77 | 4545 MEMORIAL DR | DECATUR | DeKalb | 4440175 | 2 | [5 empty] | Removed from Ground | Diesel | 10000 | Bare Steel | 1982-03-10 | 1991-08-02 | Galvanized Steel
CHEVRON #201805/SHELL STATION #2 | 4221 COVINGTON HWY | DECATUR | DeKalb | 4440382 | 3 | [5 empty] | Removed from Ground | Gas (Historical Use) | 10000 | Fiberglass | 1985-04-21 | 1992-07-01 | Fiberglass Reinforced Plastic | Pressurized
AARYA ALI RIDDHI INC | 4480 GLENWOOD RD | DECATUR | DeKalb | 4440350 | 329217 | Ball Float | 2006-07-07 | FALSE | 2006-07-07 | FALSE | Currently in Use | Regular | 8000 | Epoxy | 2006-07-07 |  | Fiberglass Reinforced Plastic | Pressurized
AARYA ALI RIDDHI INC | 4480 GLENWOOD RD | DECATUR | DeKalb | 4440350 | 329218 | Ball Float | 2006-07-07 | FALSE | 2006-07-07 | FALSE | Currently in Use | Premium | 10000 | Epoxy | 2006-07-07 |  | Fiberglass Reinforced Plastic | Pressurized
DEKALB CO MAINT AVONDALE | 3740 KENSINGTON RD | DECATUR | DeKalb | 9044095 | 702D2 | [5 empty] | Removed from Ground | Diesel | 10000 | Bare Steel | 1984-01-01 | 1997-07-11 | Galvanized Steel | Pressurized
BP #24052/GULF #270108 | 3936 GLENWOOD RD | DECATUR | DeKalb | 4440219 | 7 | [5 empty] | Removed from Ground | Gas (Historical Use) | 10000 | Fiberglass | 1988-04-25 | 1899-12-31 | Fiberglass Reinforced Plastic
BP #24052/GULF #270108 | 3936 GLENWOOD RD | DECATUR | DeKalb | 4440219 | 4 | [5 empty] | Removed from Ground | Gas (Historical Use) | 4000 | Bare Steel | 1956-04-30 | 1899-12-31 | Galvanized Steel
BP #24052/GULF #270108 | 3936 GLENWOOD RD | DECATUR | DeKalb | 4440219 | 5 | [5 empty] | Removed from Ground | Gas (Historical Use) | 6000 | Bare Steel | 1968-04-30 | 1899-12-31 | Galvanized Steel
EXXON FOOD MART | 4481 GLENWOOD RD | DECATUR | DeKalb | 4440217 | 4 | [5 empty] | Removed from Ground | Gas (Historical Use) | 4000 | Not Marked/Unknown | 1962-04-30 | 1899-12-31 | Galvanized Steel
EXXON FOOD MART | 4481 GLENWOOD RD | DECATUR | DeKalb | 4440217 | 1 | Ball Float | 1987-01-01 | FALSE | 1987-01-01 | FALSE | Currently in Use | Regular | 10000 | Fiberglass | 1987-01-01 |  | Fiberglass Reinforced Plastic | Pressurized
EXXON FOOD MART | 4481 GLENWOOD RD | DECATUR | DeKalb | 4440217 | 7 | [5 empty] | Removed from Ground | Gas (Historical Use) | 1 | Bare Steel | 1977-04-30 | 1899-12-31 | Galvanized Steel
BP | 6319 MEMORIAL DR, SUITE A | STONE MOUNTAIN | DeKalb | 10003463 | 2C | Flapper Valve | 2023-05-28 | FALSE | 2023-05-28 | FALSE | Currently in Use | E-0 | 4000 | Composite Double Walled | 2023-06-28 |  | Double-Walled Fiberglass | Pressurized
Citgo Food | 3851 Flat Shoals Parkway | Decatur | DeKalb | 4440550 | 4A | Flapper Valve | 2020-11-06 | FALSE | 2020-11-06 | FALSE | Currently in Use | Regular | 12000 | Composite Double Walled | 2020-11-06 |  | Double-Walled Fiberglass | Pressurized
Citgo Food | 3851 Flat Shoals Parkway | Decatur | DeKalb | 4440550 | 4C | Flapper Valve | 2020-11-06 | FALSE | 2020-11-06 | FALSE | Currently in Use | Diesel | 4000 | Composite Double Walled | 2020-11-06 |  | Double-Walled Fiberglass | Pressurized
FLAT SHOALS USA INC | 3801 FLAT SHOALS RD | DECATUR | DeKalb | 4440683 | 4A | Flapper Valve | 2023-01-06 | FALSE | 2022-07-12 | FALSE | Currently in Use | Regular | 10000 | Composite Double Walled | 2021-11-18 |  | Double-Walled Flex | Pressurized
VP FOOD MART | 2475 Candler Rd | Decatur | DeKalb | 4440024 | 3 | [5 empty] | Removed from Ground | Gas (Historical Use) | 6000 | Bare Steel | 1968-04-21 | 1991-12-01 | Galvanized Steel
VALERO | 2587 CANDLER RD | DECATUR | DeKalb | 4440223 | 8 |  | 1988-04-25 | FALSE | 1988-04-25 | FALSE | Currently in Use | Diesel | 10000 | Fiberglass | 1988-04-25 |  | Double-Walled Fiberglass | Pressurized
VALERO | 2587 CANDLER RD | DECATUR | DeKalb | 4440223 | 6 |  | 1988-04-25 | FALSE | 1988-04-25 | FALSE | Currently in Use | Regular | 10000 | Fiberglass | 1988-04-25 |  | Double-Walled Fiberglass | Pressurized
Mystik | 4101 COVINGTON HWY | DECATUR | DeKalb | 4440221 | 58036 |  | 1990-01-12 | FALSE | 1990-01-12 | FALSE | Currently in Use | Regular | 10000 | Fiberglass | 1990-01-12 |  | Fiberglass Reinforced Plastic | Pressurized
DEKALB CO/FIRE STATION #7 | 1776 DERRILL DR | DECATUR | DeKalb | 4440267 | G858313 | [5 empty] | Removed from Ground | Gas (Historical Use) | 1000 | Bare Steel | 1971-05-03 | 1993-01-27 | Galvanized Steel | Suction (American)
CHEVRON #201805/SHELL STATION #2 | 4221 COVINGTON HWY | DECATUR | DeKalb | 4440382 | 1 | [5 empty] | Removed from Ground | Gas (Historical Use) | 10000 | Fiberglass | 1985-04-21 | 1992-07-01 | Fiberglass Reinforced Plastic | Pressurized
CHEVRON #201805/SHELL STATION #2 | 4221 COVINGTON HWY | DECATUR | DeKalb | 4440382 | 4 |  |  | TRUE |  | TRUE | Removed from Ground | Used Oil | 1000 | Fiberglass | 1985-04-21 | 1992-07-01 | Fiberglass Reinforced Plastic | Gravity Fed
CIRCLE K #8525 | 2388 WESLEY CHAPEL RD | DECATUR | DeKalb | 9044084 | 2 | [5 empty] | Removed from Ground | Gas (Historical Use) | 10000 | Fiberglass | 1989-01-01 | 1993-07-30 | Fiberglass Reinforced Plastic | Pressurized
HIRA BUSINESS INC. DBA TEXACO FOOD MART | 527 E COLLEGE AVE | DECATUR | DeKalb | 4440812 | 1 | Ball Float | 1989-01-01 | FALSE | 1989-01-01 | FALSE | Currently in Use | Regular | 5000 | Steel-Impressed Current | 1968-04-18 |  | Fiberglass Reinforced Plastic | Pressurized
COLUMBIA GROCERY | 2381 COLUMBIA DR | DECATUR | DeKalb | 4440131 | 3 | Flapper Valve | 1998-12-01 | FALSE | 1998-12-01 | FALSE | Currently in Use | Premium | 6000 | Steel-Impressed Current | 1979-01-03 |  | Fiberglass Reinforced Plastic | Pressurized
KRIPAS INC MEMORIAL CITGO | 3568 MEMORIAL DR | DECATUR | DeKalb | 4440062 | 3 | [5 empty] | Removed from Ground | Gas (Historical Use) | 5288 | Bare Steel | 1990-03-01 | 1990-03-01 | Galvanized Steel
SOUTH CAMPUS DRIVER EDUCATION | 2627 WILDCAT RD | DECATUR | DeKalb | 4440078 | 12 | [5 empty] | Removed from Ground | Diesel | 10000 | Bare Steel | 1978-03-04 | 1998-12-01 | Unknown | Pressurized
U-HAUL #77669 | 4360 COVINGTON HWY | DECATUR | DeKalb | 4440027 | 1 | [5 empty] | Removed from Ground | Diesel | 4000 | Fiberglass | 1983-01-01 | 1999-01-12 | Fiberglass Reinforced Plastic | Suction (American)
VALERO | 2587 CANDLER RD | DECATUR | DeKalb | 4440223 | 2 | [5 empty] | Removed from Ground | Gas (Historical Use) | 6000 | Bare Steel | 1964-04-30 | 1992-01-01 | Galvanized Steel
BP | 6319 MEMORIAL DR, SUITE A | STONE MOUNTAIN | DeKalb | 10003463 | 2B | Flapper Valve | 2023-05-28 | FALSE | 2023-05-28 | FALSE | Currently in Use | Diesel | 4000 | Composite Double Walled | 2023-06-28 |  | Double-Walled Fiberglass | Pressurized
CROWN EXPRESS GA-23 | 4665 MEMORIAL DR | DECATUR | DeKalb | 4440467 | 3 | [5 empty] | Removed from Ground | Gas (Historical Use) | 15060 | Bare Steel | 1973-03-31 | 1993-06-09 | Galvanized Steel | Pressurized
AARYA ALI RIDDHI INC | 4480 GLENWOOD RD | DECATUR | DeKalb | 4440350 | 2 | [5 empty] | Removed from Ground | Gas (Historical Use) | 10000 | Bare Steel | 1969-06-02 | 1992-01-01 | Fiberglass Reinforced Plastic
CIRCLE K #8525 | 2388 WESLEY CHAPEL RD | DECATUR | DeKalb | 9044084 | 3 | [5 empty] | Removed from Ground | Gas (Historical Use) | 10000 | Fiberglass | 1989-01-01 | 1993-07-30 | Fiberglass Reinforced Plastic | Pressurized
DEKALB CO MAINT AVONDALE | 3740 KENSINGTON RD | DECATUR | DeKalb | 9044095 | 702G1 | [5 empty] | Removed from Ground | Gas (Historical Use) | 1000 | Bare Steel | 1984-01-01 | 1997-07-11 | Galvanized Steel | Pressurized
RYCOLINE PRODUCTS INC | 3925 COVINGTON HWY | DECATUR | DeKalb | 4440751 | 2 | [5 empty] | Removed from Ground | Other | 3000 | Cathodically Protected Steel | 1976-04-10 | 1998-10-01 | Galvanized Steel | Gravity Fed
QUIKTRIP #701 | 4113 COVINGTON HWY | DECATUR | DeKalb | 4440710 | 2 | [5 empty] | Removed from Ground | Gas (Historical Use) | 6000 | Bare Steel | 1969-05-08 | 1995-04-11 | Galvanized Steel | Pressurized
OASIS STATION #1088 | 1952 /1954 CANDLER RD | DECATUR | DeKalb | 4440701 | 3 | [5 empty] | Removed from Ground | Gas (Historical Use) | 10000 | Bare Steel | 1976-05-07 | 1992-04-17 | Galvanized Steel
BELVEDERE EXPRESS | 3335 MEMORIAL DR | DECATUR | DeKalb | 9044234 | 1 | Flapper Valve | 1997-11-18 | FALSE | 1997-11-18 | FALSE | Currently in Use | Regular | 8000 | Steel-Impressed Current | 1984-07-26 |  | Fiberglass Reinforced Plastic | Pressurized
OASIS STATION #1088 | 1952 /1954 CANDLER RD | DECATUR | DeKalb | 4440701 | 2 | [5 empty] | Removed from Ground | Gas (Historical Use) | 10000 | Bare Steel | 1976-05-07 | 1992-04-17 | Galvanized Steel
EXPRESS OIL CHANGE | 2555 CANDLER RD | DECATUR | DeKalb | 4440639 | 3 | [5 empty] | Removed from Ground | Gas (Historical Use) | 10000 | Marked Unknown | 1969-05-01 | 1982-01-01 | Unknown | Suction (American)
JV FOOD MART | 2724 CANDLER RD | DECATUR | DeKalb | 4440830 | 2 | Ball Float | 1994-06-20 | FALSE | 1994-06-20 | FALSE | Currently in Use | Regular | 8775 | Fiberglass | 1984-03-19 |  | Fiberglass Reinforced Plastic | Pressurized
RICH'S LICENSED GOODYEAR AUTO SE | 2731 CANDLER RD SE | DECATUR | DeKalb | 4440628 | 2 | [5 empty] | Removed from Ground | Gas (Historical Use) | 10000 | Bare Steel | 1970-01-01 | 1988-01-01 | Not Marked
Fina Mart | 2501 Columbia Drive | Decatur | DeKalb | 9044162 | 1 | Ball Float | 1998-03-01 | FALSE | 1998-03-01 | FALSE | Currently in Use | Regular | 10000 | Steel-Impressed Current | 1982-01-01 |  | Steel (Impressed Current) | Pressurized
MATHIS DAIRY | 3181 RAINBOW DR | DECATUR | DeKalb | 9044284 | 2 |  |  | TRUE |  | TRUE | Removed from Ground | Used Oil | 1000 | Not Marked/Unknown | 1995-03-11 | 1995-03-11 | Unknown
Mystik | 4101 COVINGTON HWY | DECATUR | DeKalb | 4440221 | 2 | [5 empty] | Removed from Ground | Gas (Historical Use) | 6000 | Bare Steel | 1968-04-30 | 1989-12-04 | Galvanized Steel
SPUR STATION #1334 | 1876 CANDLER RD | DECATUR | DeKalb | 4440192 | 3 | [5 empty] | Permanently Out of Use - historical purposes | Gas (Historical Use) | 15177 | Bare Steel | 1963-04-30 | 1899-12-31 | Unknown
Buddy's Service Station | 1317 COLUMBIA DR | DECATUR | DeKalb | 4440145 | 4 | [5 empty] | Removed from Ground | Gas (Historical Use) | 5000 | Bare Steel | 1967-01-01 | 2006-03-29 | Galvanized Steel | Suction (American)
CHEVRON #201805/SHELL STATION #2 | 4221 COVINGTON HWY | DECATUR | DeKalb | 4440382 | 2 | [5 empty] | Removed from Ground | Gas (Historical Use) | 10000 | Fiberglass | 1985-04-21 | 1992-07-01 | Fiberglass Reinforced Plastic | Pressurized
AARYA ALI RIDDHI INC | 4480 GLENWOOD RD | DECATUR | DeKalb | 4440350 | 329216 | Ball Float | 2006-07-07 | FALSE | 2006-07-07 | FALSE | Currently in Use | Diesel | 4000 | Epoxy | 2006-07-07 |  | Fiberglass Reinforced Plastic | Pressurized
MARKET OF COVINGTON | 4274 COVINGTON HWY | DECATUR | DeKalb | 4440814 | 5 |  |  | TRUE |  | TRUE | Removed from Ground | Used Oil | 600 | Bare Steel | 1966-04-18 | 1990-11-01 | Unknown | Pressurized
COLUMBIA GROCERY | 2381 COLUMBIA DR | DECATUR | DeKalb | 4440131 | 2 | Flapper Valve | 1998-12-01 | FALSE | 1998-12-01 | FALSE | Currently in Use | Diesel | 10000 | Steel-Impressed Current | 1979-01-03 |  | Fiberglass Reinforced Plastic | Pressurized
KRIPAS INC MEMORIAL CITGO | 3568 MEMORIAL DR | DECATUR | DeKalb | 4440062 | 8 | Ball Float | 2000-12-08 | FALSE | 2000-12-08 | FALSE | Currently in Use | Premium | 8000 | Galvanic (STIP-3) | 1990-04-01 |  | Fiberglass Reinforced Plastic | Pressurized
KRIPAS INC MEMORIAL CITGO | 3568 MEMORIAL DR | DECATUR | DeKalb | 4440062 | 9 | Ball Float | 2000-12-08 | FALSE | 2000-12-08 | FALSE | Currently in Use | Diesel | 8000 | Galvanic (STIP-3) | 1990-04-01 |  | Fiberglass Reinforced Plastic | Pressurized
KRIPAS INC MEMORIAL CITGO | 3568 MEMORIAL DR | DECATUR | DeKalb | 4440062 | 2 | [5 empty] | Removed from Ground | Gas (Historical Use) | 5288 | Bare Steel | 1990-03-01 | 1990-03-01 | Galvanized Steel
SOUTH CAMPUS DRIVER EDUCATION | 2627 WILDCAT RD | DECATUR | DeKalb | 4440078 | DT-1 | [5 empty] | Removed from Ground | Gas (Historical Use) | 3000 | Bare Steel | 1978-03-04 | 1998-12-01 | Unknown | Suction (American)
BP #24056/GULF #269597 | 2641 WESLEY CHAPEL RD | DECATUR | DeKalb | 4440224 | 11 | [5 empty] | Removed from Ground | Gas (Historical Use) | 10000 | Fiberglass | 1986-01-01 | 1899-12-31 | Fiberglass Reinforced Plastic
Mystik | 4101 COVINGTON HWY | DECATUR | DeKalb | 4440221 | 5 | [5 empty] | Removed from Ground | Diesel | 10000 | Bare Steel | 1982-04-30 | 1993-12-04 | Galvanized Steel
BP #24052/GULF #270108 | 3936 GLENWOOD RD | DECATUR | DeKalb | 4440219 | 3 | [5 empty] | Removed from Ground | Gas (Historical Use) | 4000 | Bare Steel | 1956-04-30 | 1899-12-31 | Galvanized Steel
TEXACO FOOD MART | 2500 SNAPFINGER RD | DECATUR | DeKalb | 4440462 | 3 | Ball Float | 1997-08-02 |  | 1997-08-02 |  | Removed from Ground | Gas (Historical Use) | 10270 | Steel-Impressed Current | 1980-03-31 | 2009-05-20 | Fiberglass Reinforced Plastic | Pressurized
HIRA BUSINESS INC. DBA TEXACO FOOD MART | 527 E COLLEGE AVE | DECATUR | DeKalb | 4440812 | 2 | Ball Float | 1989-01-01 | FALSE | 1989-01-01 | FALSE | Currently in Use | Regular | 5000 | Steel-Impressed Current | 1968-04-18 |  | Fiberglass Reinforced Plastic | Pressurized
SEEK CONVENIENT LLC DBA SHELL FO | 3697 MEMORIAL DR | DECATUR | DeKalb | 4440774 | 3 | Ball Float | 1989-02-01 | FALSE | 1989-02-01 | FALSE | Currently in Use | Diesel | 10000 | Fiberglass | 1989-02-01 |  | Fiberglass Reinforced Plastic | Pressurized
OASIS STATION #1088 | 1952 /1954 CANDLER RD | DECATUR | DeKalb | 4440701 | 1 | [5 empty] | Removed from Ground | Gas (Historical Use) | 12000 | Fiberglass | 1981-05-07 | 1992-04-17 | Galvanized Steel
EXXON FOOD MART | 4481 GLENWOOD RD | DECATUR | DeKalb | 4440217 | 2 | Ball Float | 1987-01-01 | FALSE | 1987-01-01 | FALSE | Currently in Use | Premium | 10000 | Fiberglass | 1987-01-01 |  | Fiberglass Reinforced Plastic | Pressurized
DEKALB CO/FIRE STATION #3 | 24 NORTH CLARENDON AVE | DECATUR | DeKalb | 4440270 | 1 | [5 empty] | Removed from Ground | Diesel | 1000 | Bare Steel | 1971-05-03 | 1991-09-13 | Galvanized Steel
DEKALB CO/FIRE STATION #8 | 1680 LAVISTA RD | DECATUR | DeKalb | 4440266 | 2 | [5 empty] | Removed from Ground | Diesel | 1000 | Bare Steel | 1971-05-03 | 1975-01-01 | Galvanized Steel
TEXACO FOOD MART | 2500 SNAPFINGER RD | DECATUR | DeKalb | 4440462 | 2 | Ball Float | 1997-08-02 |  | 1997-08-02 |  | Removed from Ground | Gas (Historical Use) | 10270 | Steel-Impressed Current | 1980-03-31 | 2009-05-20 | Fiberglass Reinforced Plastic | Pressurized
CIRCLE K #8525 | 2388 WESLEY CHAPEL RD | DECATUR | DeKalb | 9044084 | 1 | [5 empty] | Removed from Ground | Gas (Historical Use) | 10000 | Fiberglass | 1988-06-01 | 1993-07-30 | Fiberglass Reinforced Plastic | Pressurized
DEKALB CO MAINT AVONDALE | 3740 KENSINGTON RD | DECATUR | DeKalb | 9044095 | 702G3 | [5 empty] | Removed from Ground | Gas (Historical Use) | 5000 | Bare Steel | 1984-01-01 | 1997-07-11 | Galvanized Steel | Pressurized
DEKALB CO MAINT AVONDALE | 3740 KENSINGTON RD | DECATUR | DeKalb | 9044095 | 702G2 | [5 empty] | Removed from Ground | Gas (Historical Use) | 5000 | Bare Steel | 1984-01-01 | 1997-07-11 | Galvanized Steel | Pressurized
RYCOLINE PRODUCTS INC | 3925 COVINGTON HWY | DECATUR | DeKalb | 4440751 | 1 | [5 empty] | Removed from Ground | Other | 5000 | Cathodically Protected Steel | 1976-04-10 | 1998-10-01 | Galvanized Steel | Gravity Fed
RYCOLINE PRODUCTS INC | 3925 COVINGTON HWY | DECATUR | DeKalb | 4440751 | 7 | [5 empty] | Removed from Ground | Other | 3000 | Cathodically Protected Steel | 1976-04-10 | 1998-10-01 | Galvanized Steel | Gravity Fed
SEEK CONVENIENT LLC DBA SHELL FO | 3697 MEMORIAL DR | DECATUR | DeKalb | 4440774 | 4 | Flapper Valve | 1989-02-01 | FALSE | 1989-02-01 | FALSE | Currently in Use | Kerosene | 4000 | Fiberglass | 1989-02-01 |  | Fiberglass Reinforced Plastic | Safe Suction (Euro)
BELVEDERE CHEVRON | 3557 MEMORIAL DR | DECATUR | DeKalb | 4440826 | 4 | [5 empty] | Removed from Ground | Gas (Historical Use) | 10000 | Bare Steel | 1968-03-19 | 1986-06-01 | Galvanized Steel
BELVEDERE CHEVRON | 3557 MEMORIAL DR | DECATUR | DeKalb | 4440826 | 5 | [5 empty] | Removed from Ground | Gas (Historical Use) | 5000 | Bare Steel | 1963-03-20 | 1986-06-01 | Galvanized Steel
BELVEDERE CHEVRON | 3557 MEMORIAL DR | DECATUR | DeKalb | 4440826 | 10 | Ball Float | 1993-08-06 | FALSE | 1993-08-06 | FALSE | Currently in Use | Diesel | 6000 | Composite | 2002-05-02 |  | Double-Walled Fiberglass | Pressurized
BELVEDERE CHEVRON | 3557 MEMORIAL DR | DECATUR | DeKalb | 4440826 | 7 | Ball Float | 1993-08-06 | FALSE | 1993-08-06 | FALSE | Currently in Use | Regular | 10000 | Fiberglass | 1986-01-01 |  | Fiberglass Reinforced Plastic | Pressurized
BP #24052/GULF #270108 | 3936 GLENWOOD RD | DECATUR | DeKalb | 4440219 | 8 | [5 empty] | Removed from Ground | Gas (Historical Use) | 10000 | Fiberglass | 1988-04-25 | 1899-12-31 | Fiberglass Reinforced Plastic
BP #24052/GULF #270108 | 3936 GLENWOOD RD | DECATUR | DeKalb | 4440219 | 6 | [5 empty] | Removed from Ground | Diesel | 6000 | Bare Steel | 1980-04-30 | 1899-12-31 | Galvanized Steel
BP #24052/GULF #270108 | 3936 GLENWOOD RD | DECATUR | DeKalb | 4440219 | 9 | [5 empty] | Removed from Ground | Gas (Historical Use) | 10000 | Fiberglass | 1988-04-25 | 1899-12-31 | Fiberglass Reinforced Plastic
DEKALB CO-ROAD DEPARTMENT | 729 CAMP RD | DECATUR | DeKalb | 4440243 | 2 | [5 empty] | Removed from Ground | Diesel | 10000 | Bare Steel | 1986-05-02 | 1899-12-31 | Galvanized Steel | Suction (American)
DEKALB CO/FIRE STATION #6 | 2522 MCAFEE RD | DECATUR | DeKalb | 4440272 | 1 | [5 empty] | Removed from Ground | Gas (Historical Use) | 1000 | Bare Steel | 1971-05-03 | 1899-12-31 | Galvanized Steel
DEKALB CO/FIRE STATION #7 | 1776 DERRILL DR | DECATUR | DeKalb | 4440267 | F602478 | [5 empty] | Removed from Ground | Diesel | 500 | Bare Steel | 1971-05-03 | 1993-01-27 | Galvanized Steel | Suction (American)
TEXACO FOOD MART | 2500 SNAPFINGER RD | DECATUR | DeKalb | 4440462 | 5 | Ball Float | 1997-08-02 |  | 1997-08-02 |  | Removed from Ground | Diesel | 10270 | Steel-Impressed Current | 1980-03-31 | 2009-05-20 | Fiberglass Reinforced Plastic | Pressurized
GEC GEORGIA LLC #521 | 3357 MEMORIAL DR | DECATUR | DeKalb | 9044051 | 2 |  | 1988-04-01 |  | 1988-04-01 |  | Temporarily out of use | Gas (Historical Use) | 10000 | Fiberglass Double Walled | 1988-05-01 |  | Fiberglass Reinforced Plastic | Pressurized
QUIKTRIP #701 | 4113 COVINGTON HWY | DECATUR | DeKalb | 4440710 | 1 | [5 empty] | Removed from Ground | Gas (Historical Use) | 6000 | Bare Steel | 1969-05-08 | 1995-04-11 | Galvanized Steel | Pressurized
BP | 6319 MEMORIAL DR, SUITE A | STONE MOUNTAIN | DeKalb | 10003463 | 2A | Flapper Valve | 2023-05-28 | FALSE | 2023-05-28 | FALSE | Currently in Use | Premium | 4000 | Composite Double Walled | 2023-06-28 |  | Double-Walled Fiberglass | Pressurized
CITGO STATION #100420 | 4640 MEMORIAL DR | DECATUR | DeKalb | 4440522 | 1 | Flapper Valve | 1995-09-01 | FALSE | 1991-01-01 | FALSE | Removed from Ground | Regular | 10000 | Fiberglass | 1983-04-10 |  | Fiberglass Reinforced Plastic | Pressurized
EXPRESS OIL CHANGE | 2555 CANDLER RD | DECATUR | DeKalb | 4440639 | 1 |  |  | TRUE |  | TRUE | Closed in Ground | Other | 550 | Marked Unknown | 1985-01-01 | 1999-08-01 | Unknown
MOBIL FOOD MART | 4466 MEMORIAL DR | DECATUR | DeKalb | 4440809 | 7 |  | 1987-11-12 |  | 1987-11-12 |  | Removed from Ground | Gas (Historical Use) | 10000 | Cathodically Protected Steel | 1987-11-12 | 2005-12-22 | Cathodically Protected | Pressurized
MOBIL FOOD MART | 4466 MEMORIAL DR | DECATUR | DeKalb | 4440809 | 1 | [5 empty] | Removed from Ground | Gas (Historical Use) | 6000 | Bare Steel | 1976-04-30 | 1987-11-01 | Galvanized Steel
BELVEDERE CHEVRON | 3557 MEMORIAL DR | DECATUR | DeKalb | 4440826 | 9 | Ball Float | 1993-08-06 | FALSE | 1993-08-06 | FALSE | Currently in Use | Premium | 10000 | Fiberglass | 1986-01-01 |  | Fiberglass Reinforced Plastic | Pressurized
BELVEDERE CHEVRON | 3557 MEMORIAL DR | DECATUR | DeKalb | 4440826 | 2 | [5 empty] | Removed from Ground | Gas (Historical Use) | 3000 | Bare Steel | 1968-03-19 | 1986-06-01 | Galvanized Steel
BELVEDERE CHEVRON | 3557 MEMORIAL DR | DECATUR | DeKalb | 4440826 | 8 | Ball Float | 1993-08-06 | FALSE | 1993-08-06 | FALSE | Currently in Use | Regular | 10000 | Fiberglass | 1986-01-01 |  | Fiberglass Reinforced Plastic | Pressurized
DEKALB CO SANITATION CENTRAL | 3689 CAMP RD | DECATUR | DeKalb | 9044303 | 2 | [5 empty] | Removed from Ground | Diesel | 6000 | Bare Steel | 1966-05-02 | 1991-02-01 | Galvanized Steel | Suction (American)
ATLANTA WINGS (FORMER PHILLIPS PETROLEUM) | 3165 GLENWOOD RD | DECATUR | DeKalb | 10002112 | 3 |  |  | FALSE |  | FALSE | Removed from Ground | Used Oil | 550 | Bare Steel | 1955-01-01 | 1975-01-01 | Bare Steel
GLENWOOD HOP IN | 4544 GLENWOOD AVE | DECATUR | DeKalb | 4440813 | 6 | Ball Float | 2010-07-12 | FALSE | 2010-07-12 | FALSE | Removed from Ground | Regular | 20000 | Composite Double Walled | 2010-06-23 |  | Double-Walled Fiberglass | Pressurized
GLENWOOD HOP IN | 4544 GLENWOOD AVE | DECATUR | DeKalb | 4440813 | 8 | Ball Float | 2010-07-12 | FALSE | 2010-07-12 | FALSE | Removed from Ground | Diesel | 7000 | Composite Double Walled | 2010-06-23 |  | Double-Walled Fiberglass | Pressurized
BP | 6319 MEMORIAL DR, SUITE A | STONE MOUNTAIN | DeKalb | 10003463 | 1 | Flapper Valve | 2023-05-28 | FALSE | 2023-05-28 | FALSE | Currently in Use | Regular | 12000 | Composite Double Walled | 2023-06-28 |  | Double-Walled Fiberglass | Pressurized
STARVIN MARVIN FOOD STORE #77 | 4545 MEMORIAL DR | DECATUR | DeKalb | 4440175 | 4 | [5 empty] | Removed from Ground | Gas (Historical Use) | 12000 | Bare Steel | 1982-03-10 | 1991-08-02 | Galvanized Steel
GLENWOOD PROPERTY GROUP LLC | 3285 GLENWOOD RD | DECATUR | DeKalb | 4440456 | 2 | Ball Float | 1997-07-15 | FALSE | 1997-07-15 | FALSE | Currently in Use | Plus | 10000 | Steel-Impressed Current | 1997-07-15 |  |  | Pressurized
BST/DECATUR CO/F1201 | 1847 COLUMBIA DR | DECATUR | DeKalb | 9044081 | 3 | Flapper Valve | 1996-12-03 | FALSE | 1996-12-03 | FALSE | Currently in Use | Diesel | 5000 | Fiberglass Double Walled | 1994-05-26 |  | Fiberglass Reinforced Plastic | Suction (American)
MOBIL FOOD MART | 4466 MEMORIAL DR | DECATUR | DeKalb | 4440809 | 3 | [5 empty] | Removed from Ground | Gas (Historical Use) | 8000 | Bare Steel | 1976-04-30 | 1987-11-01 | Galvanized Steel
MARKET OF COVINGTON | 4274 COVINGTON HWY | DECATUR | DeKalb | 4440814 | 3 | [5 empty] | Removed from Ground | Gas (Historical Use) | 5000 | Bare Steel | 1968-04-18 | 1990-11-01 | Galvanized Steel | Pressurized
COVINGTON TEXACO (FORECLOSED PROPERTY) | 4124 COVINGTON HWY | DECATUR | DeKalb | 4440529 | 1 |  | 1996-01-01 |  | 1996-01-01 |  | Removed from Ground | Gas (Historical Use) | 12000 | Fiberglass | 1985-04-09 | 2013-04-16 | Fiberglass Reinforced Plastic | Pressurized
SHELL FOOD MART | 2701 CANDLER RD | DECATUR | DeKalb | 4440525 | 7 | Flapper Valve | 2000-12-01 | FALSE | 2000-12-01 | FALSE | Currently in Use | Premium | 10000 | Fiberglass | 2000-09-01 |  | Fiberglass Reinforced Plastic | Pressurized
SHELL FOOD MART | 2701 CANDLER RD | DECATUR | DeKalb | 4440525 | 4 | [5 empty] | Removed from Ground | Diesel | 10000 | Fiberglass | 1985-08-28 | 1990-12-16 | Fiberglass Reinforced Plastic | Pressurized
SHELL FOOD MART | 2701 CANDLER RD | DECATUR | DeKalb | 4440525 | 5 | Flapper Valve | 2000-12-01 | FALSE | 2000-12-01 | FALSE | Currently in Use | Diesel | 10000 | Fiberglass | 2000-09-01 |  | Fiberglass Reinforced Plastic | Pressurized
BELVEDERE CHEVRON | 3557 MEMORIAL DR | DECATUR | DeKalb | 4440826 | 6 |  |  | TRUE |  | TRUE | Removed from Ground | Used Oil | 550 | Bare Steel | 1968-03-19 | 1986-06-01 | Galvanized Steel
COVINGTON TEXACO (FORECLOSED PROPERTY) | 4124 COVINGTON HWY | DECATUR | DeKalb | 4440529 | 3 |  | 1996-01-01 |  | 1996-01-01 |  | Removed from Ground | Gas (Historical Use) | 10000 | Fiberglass | 1985-04-09 | 2013-04-16 | Fiberglass Reinforced Plastic | Pressurized
CITGO STATION #100420 | 4640 MEMORIAL DR | DECATUR | DeKalb | 4440522 | 2 |  |  | FALSE |  | FALSE | Removed from Ground | Plus |  | Fiberglass | 1983-04-10 |  | Fiberglass Reinforced Plastic | Pressurized
SHELL FOOD MART | 2701 CANDLER RD | DECATUR | DeKalb | 4440525 | 2 | [5 empty] | Removed from Ground | Gas (Historical Use) | 10000 | Fiberglass | 1985-08-28 | 1990-12-16 | Fiberglass Reinforced Plastic | Pressurized
2399 Columbia Business LLC | 2399 COLUMBIA DR | DECATUR | DeKalb | 9044301 | 1 | Flapper Valve | 1997-09-22 | FALSE | 1997-09-22 | FALSE | Currently in Use | Premium | 6110 | Steel-Impressed Current | 1997-09-22 |  | Steel (Impressed Current) | Pressurized
1819 2ND AVE | 1819 2ND AVE | DECATUR | DeKalb | 10002363 | 1 |  |  | FALSE |  | FALSE | Temporarily out of use | Not Marked | 8000 | Bare Steel | 1984-01-01 |  | Bare Steel | Pressurized
WHITES MILL ROAD PROPERTY | 2320 WHITES MILL ROAD | DECATUR | DeKalb | 10000488 | 1 |  |  | FALSE |  | FALSE | Removed from Ground | Gas (Historical Use) | 0 | Unknown | 2003-11-19 | 2003-12-01
TWINER RELVEDERN CAR WASH | 3442 MEMORIAL DR | DECATUR | DeKalb | 4440577 | 1 | [5 empty] | Removed from Ground | Gas (Historical Use) | 6000 | Bare Steel | 1976-04-30 | 1899-12-31 | Galvanized Steel
FRAYS AUTO SERVICE | 2757 WESLEY CHAPEL RD | DECATUR | DeKalb | 4440811 | 1 | [5 empty] | Removed from Ground | Gas (Historical Use) | 5000 | Bare Steel | 1968-04-18 | 1999-02-17 | Galvanized Steel
MARKET OF COVINGTON | 4274 COVINGTON HWY | DECATUR | DeKalb | 4440814 | 6 | Flapper Valve | 1990-11-26 | FALSE | 1990-11-26 | FALSE | Currently in Use | Regular | 8000 | Fiberglass | 1990-11-13 |  | Fiberglass Reinforced Plastic | Pressurized
BELVEDERE CHEVRON | 3557 MEMORIAL DR | DECATUR | DeKalb | 4440826 | 3 | [5 empty] | Removed from Ground | Gas (Historical Use) | 3000 | Bare Steel | 1968-03-19 | 1986-06-01 | Galvanized Steel
TWINER CAR WASH INC | 2500 CANDLER RD | DECATUR | DeKalb | 4440576 | 3 | [5 empty] | Removed from Ground | Gas (Historical Use) | 8000 | Bare Steel | 1972-04-30 | 1989-11-20 | Galvanized Steel
TWINER CAR WASH INC | 2500 CANDLER RD | DECATUR | DeKalb | 4440576 | 2 | [5 empty] | Removed from Ground | Gas (Historical Use) | 8000 | Bare Steel | 1972-04-30 | 1989-11-20 | Galvanized Steel
2399 Columbia Business LLC | 2399 COLUMBIA DR | DECATUR | DeKalb | 9044301 | 3 | Flapper Valve | 1997-09-22 | FALSE | 1997-09-22 | FALSE | Currently in Use | Regular | 6110 | Steel-Impressed Current | 1997-09-22 |  |  | Pressurized
QUIKTRIP #701 | 4113 COVINGTON HWY | DECATUR | DeKalb | 4440710 | 3 | [5 empty] | Removed from Ground | Gas (Historical Use) | 4000 | Bare Steel | 1969-05-08 | 1995-04-11 | Galvanized Steel | Pressurized
EXXON FOOD MART #285 | 1050 HOLCOMBE RD | DECATUR | DeKalb | 9044321 | 2 | Flapper Valve | 1996-12-01 | FALSE | 1996-12-01 | FALSE | Currently in Use | Premium | 10000 | Fiberglass | 1991-01-01 |  | Fiberglass Reinforced Plastic | Pressurized
AZ & PZ, Inc | 4052 GLENWOOD RD | DECATUR | DeKalb | 9044322 | B | [5 empty] | Removed from Ground | Gas (Historical Use) | 4000 | Bare Steel | 1976-05-05 | 1899-12-31 | Galvanized Steel
SHELL | 2075 CANDLER RD | DECATUR | DeKalb | 10001871 | 3 | Ball Float | 2012-10-01 | FALSE |  | FALSE | Currently in Use | Diesel | 6000 | Composite Double Walled | 2009-11-25 |  | Double-Walled Flex | Pressurized
SHELL FOOD MART | 2701 CANDLER RD | DECATUR | DeKalb | 4440525 | 1 | [5 empty] | Removed from Ground | Gas (Historical Use) | 12000 | Fiberglass | 1985-08-28 | 1990-12-16 | Fiberglass Reinforced Plastic | Pressurized
AZ & PZ, Inc | 4052 GLENWOOD RD | DECATUR | DeKalb | 9044322 | C | [5 empty] | Removed from Ground | Gas (Historical Use) | 4000 | Bare Steel | 1976-05-05 | 1899-12-31 | Galvanized Steel
AZ & PZ, Inc | 4052 GLENWOOD RD | DECATUR | DeKalb | 9044322 | F | [5 empty] | Removed from Ground | Gas (Historical Use) | 550 | Bare Steel | 1976-05-05 | 1899-12-31 | Galvanized Steel
1819 2ND AVE | 1819 2ND AVE | DECATUR | DeKalb | 10002363 | 2 |  |  | FALSE |  | FALSE | Temporarily out of use | Not Marked | 8000 | Bare Steel | 1984-01-01 |  | Bare Steel | Pressurized
TWINER RELVEDERN CAR WASH | 3442 MEMORIAL DR | DECATUR | DeKalb | 4440577 | 2 | [5 empty] | Removed from Ground | Gas (Historical Use) | 8000 | Bare Steel | 1966-04-30 | 1899-12-31 | Galvanized Steel
EXXON FOOD MART | 4101 MEMORIAL DR | DECATUR | DeKalb | 442004 | 8 |  |  | TRUE |  | TRUE | Removed from Ground | Used Oil | 550 | Marked Unknown |  | 1899-12-31 | Unknown
EXXON FOOD MART | 4101 MEMORIAL DR | DECATUR | DeKalb | 442004 | 2 | Ball Float | 1987-10-01 | FALSE | 1987-10-01 | FALSE | Currently in Use | Plus | 10000 | Fiberglass | 1987-11-04 |  | Fiberglass Reinforced Plastic | Pressurized
EXXON FOOD MART | 4101 MEMORIAL DR | DECATUR | DeKalb | 442004 | 5 | [5 empty] | Removed from Ground | Gas (Historical Use) | 4000 | Marked Unknown |  | 1899-12-31 | Unknown
ASPLUNGH TREE SERVICE | 3255 CHURCH STREET | SCOTTDALE | DeKalb | 9044349 | 2 | [5 empty] | Removed from Ground | Gas (Historical Use) | 6000 | Bare Steel | 1996-04-19 | 1996-04-19 | Bare Steel | Suction (American)
CITGO STATION #100420 | 4640 MEMORIAL DR | DECATUR | DeKalb | 4440522 | 3 | Ball Float | 1995-09-01 | FALSE | 1991-01-01 | FALSE | Removed from Ground | Premium | 10000 | Fiberglass | 1983-04-10 |  | Fiberglass Reinforced Plastic | Pressurized
DEKALB CO SANITATION CENTRAL | 3689 CAMP RD | DECATUR | DeKalb | 9044303 | 1 | [5 empty] | Removed from Ground | Diesel | 10000 | Bare Steel | 1985-05-02 | 1996-11-27 | Galvanized Steel | Suction (American)
AZ & PZ, Inc | 4052 GLENWOOD RD | DECATUR | DeKalb | 9044322 | 2 | Ball Float | 1989-07-01 | FALSE | 1989-07-01 | FALSE | Currently in Use | Premium | 8000 | Composite | 1989-07-01 |  | Fiberglass Reinforced Plastic | Pressurized
SHELL | 2075 CANDLER RD | DECATUR | DeKalb | 10001871 | 1 | Ball Float | 2012-10-01 | FALSE |  | FALSE | Currently in Use | Regular | 12000 | Composite Double Walled | 2009-11-25 |  | Double-Walled Flex | Pressurized
DEKALB CO/FIRE STATION #8 | 1680 LAVISTA RD | DECATUR | DeKalb | 4440266 | 1 | [5 empty] | Removed from Ground | Gas (Historical Use) | 1000 | Bare Steel | 1971-05-03 | 1975-01-01 | Galvanized Steel
CITGO STATION #100420 | 4640 MEMORIAL DR | DECATUR | DeKalb | 4440522 | 4 | Flapper Valve | 1995-09-01 | FALSE | 1991-01-01 | FALSE | Removed from Ground | Diesel | 10000 | Fiberglass | 1983-04-10 |  | Fiberglass Reinforced Plastic | Pressurized
EXPRESS OIL CHANGE | 2555 CANDLER RD | DECATUR | DeKalb | 4440639 | 4 |  |  |  | 1993-09-03 |  | Removed from Ground | Other | 10000 | Bare Steel | 1969-05-01 | 1982-01-01 | Galvanized Steel | Suction (American)
EXPRESS OIL CHANGE | 2555 CANDLER RD | DECATUR | DeKalb | 4440639 | 5 |  |  | TRUE | 1993-09-03 | TRUE | Removed from Ground | Empty | 500 | Bare Steel | 1969-05-01 | 1982-01-01 | Galvanized Steel | Gravity Fed
BELVEDERE EXPRESS | 3335 MEMORIAL DR | DECATUR | DeKalb | 9044234 | 3 | Flapper Valve | 1997-11-18 | FALSE | 1997-11-18 | FALSE | Currently in Use | Diesel | 8000 | Steel-Impressed Current | 1984-07-26 |  | Fiberglass Reinforced Plastic | Pressurized
FRANKLIN PROPERTY CO (FORMER GAS | CANDLER RD ACROSS FROM S DEKALB | DECATUR | DeKalb | 9044242 | 3 | [5 empty] | Removed from Ground | Gas (Historical Use) | 12000 | Bare Steel | 1976-01-01 | 1986-01-01 | Bare Steel | Pressurized
RYCOLINE PRODUCTS INC | 3925 COVINGTON HWY | DECATUR | DeKalb | 4440751 | 4 | [5 empty] | Removed from Ground | Other | 3000 | Cathodically Protected Steel | 1976-04-10 | 1998-10-01 | Galvanized Steel | Gravity Fed
RYCOLINE PRODUCTS INC | 3925 COVINGTON HWY | DECATUR | DeKalb | 4440751 | 5 | [5 empty] | Removed from Ground | Other | 3000 | Cathodically Protected Steel | 1976-04-10 | 1998-10-01 | Galvanized Steel | Gravity Fed
QUIKTRIP #701 | 4113 COVINGTON HWY | DECATUR | DeKalb | 4440710 | 4 | Overfill Alarm | 2003-12-01 | FALSE | 2003-12-01 | FALSE | Currently in Use | Premium | 20000 | Fiberglass Double Walled | 2003-12-01 |  | Double-Walled Fiberglass | Pressurized
QUIKTRIP #701 | 4113 COVINGTON HWY | DECATUR | DeKalb | 4440710 | 5 | Overfill Alarm | 2003-12-01 | FALSE | 2003-12-01 | FALSE | Currently in Use | Regular | 20000 | Fiberglass Double Walled | 2003-12-01 |  | Double-Walled Fiberglass | Pressurized
COVINGTON TEXACO (FORECLOSED PROPERTY) | 4124 COVINGTON HWY | DECATUR | DeKalb | 4440529 | 2 |  | 1996-01-01 |  | 1996-01-01 |  | Removed from Ground | Gas (Historical Use) | 10000 | Fiberglass | 1985-04-09 | 2013-04-16 | Fiberglass Reinforced Plastic | Pressurized
AZ & PZ, Inc | 4052 GLENWOOD RD | DECATUR | DeKalb | 9044322 | 1 | Ball Float | 1989-07-01 | FALSE | 1989-07-01 | FALSE | Currently in Use | Regular | 8000 | Composite | 1989-07-01 |  | Fiberglass Reinforced Plastic | Pressurized
GLENN P CURTIS | 1835 CANDLER ROAD | DECATUR | DeKalb | 9044502 | 5 |  |  | TRUE |  | TRUE | Removed from Ground | Used Oil | 500 | Not Marked/Unknown | 2000-05-18 | 2000-05-18 | Galvanized Steel | Safe Suction (Euro)
GLENN P CURTIS | 1835 CANDLER ROAD | DECATUR | DeKalb | 9044502 | 1 | [5 empty] | Removed from Ground | Gas (Historical Use) | 2000 | Not Marked/Unknown | 2000-05-18 | 2000-05-18 | Galvanized Steel | Safe Suction (Euro)
GLENN P CURTIS | 1835 CANDLER ROAD | DECATUR | DeKalb | 9044502 | 4 | [5 empty] | Removed from Ground | Gas (Historical Use) | 2000 | Not Marked/Unknown | 2000-05-18 | 2000-05-18 | Galvanized Steel | Safe Suction (Euro)
EUROPEAN SPECIALIST OF ATLANTA | 4550 MEMORIAL DRIVE | DECATUR | DeKalb | 9044493 | 3 | [5 empty] | Removed from Ground | Empty | 10000 | Marked Unknown | 1989-01-01 | 1989-01-01 | Unknown
ATLANTA WINGS (FORMER PHILLIPS PETROLEUM) | 3165 GLENWOOD RD | DECATUR | DeKalb | 10002112 | 1 |  |  | FALSE |  | FALSE | Removed from Ground | Gas (Historical Use) | 6000 | Bare Steel | 1955-01-01 | 1975-01-01 | Bare Steel
PEP BOYS #96 | 2726 CANDLER RD | DECATUR | DeKalb | 9044088 | 2 |  |  | TRUE |  | TRUE | Removed from Ground | Used Oil | 550 | Double Walled | 1988-01-01 | 2003-04-30 | Bare Steel
GLENWOOD HOP IN | 4544 GLENWOOD AVE | DECATUR | DeKalb | 4440813 | 3 |  |  | FALSE |  | FALSE | Removed from Ground | Used Oil | 5000 | Bare Steel | 1968-04-18 | 1899-12-31 | Galvanized Steel
SHELL FOODMART | 3152 MEMORIAL DR | DECATUR | DeKalb | 10000067 | 2 | Ball Float | 1999-02-01 | FALSE | 1999-02-01 | FALSE | Currently in Use | Premium | 10000 | Fiberglass | 1999-02-01 |  | Fiberglass Reinforced Plastic | Pressurized
SHELL FOOD MART | 3550 E PONCE DE LEON AVE | SCOTTDALE | DeKalb | 9044496 | 1 | Ball Float | 1999-03-24 | FALSE | 1999-03-24 | FALSE | Currently in Use | Regular | 12000 | Composite | 1999-03-24 |  | Double-Walled Flex | Pressurized
MINIT MART | 3436 E PONCE DELEON AVE | SCOTTDALE | DeKalb | 9044506 | 1 | Ball Float | 1996-10-01 |  | 1996-10-01 |  | Currently in Use | Gas (Historical Use) | 0 | Fiberglass | 1996-10-01 |  | Fiberglass Reinforced Plastic | Pressurized
CANDLER-MCAFEE SHOPPING CENTER | 1954 CANDLER ROAD | DECATUR | DeKalb | 9044378 | 1 |  |  | TRUE |  | TRUE | Removed from Ground | Used Oil | 500 | Bare Steel | 1968-01-01 | 1996-06-01 | Bare Steel | Gravity Fed
AMMAZIN FOOD MART | 3858 COVINGTON HWY | DECATUR | DeKalb | 10002070 | 4 | Overfill Alarm | 2012-01-18 | FALSE | 2012-01-18 | FALSE | Currently in Use | Regular | 20000 | Composite Double Walled | 2012-01-18 |  | Double-Walled Fiberglass | Pressurized
AMMAZIN FOOD MART | 3858 COVINGTON HWY | DECATUR | DeKalb | 10002070 | 5 | Overfill Alarm | 2012-01-18 | FALSE | 2012-01-18 | FALSE | Currently in Use | Premium | 12000 | Composite Double Walled | 2012-01-18 |  | Double-Walled Fiberglass | Pressurized
MINIT MART | 3436 E PONCE DELEON AVE | SCOTTDALE | DeKalb | 9044506 | 2 | Ball Float | 1996-10-01 |  | 1996-10-01 |  | Currently in Use | Gas (Historical Use) | 0 | Fiberglass | 1996-10-01 |  | Fiberglass Reinforced Plastic | Pressurized
FRAYS AUTO SERVICE | 2757 WESLEY CHAPEL RD | DECATUR | DeKalb | 4440811 | 3 | [5 empty] | Removed from Ground | Gas (Historical Use) | 5000 | Bare Steel | 1968-04-18 | 1999-02-17 | Galvanized Steel
BELVEDERE CHEVRON | 3557 MEMORIAL DR | DECATUR | DeKalb | 4440826 | 1 | [5 empty] | Removed from Ground | Gas (Historical Use) | 3000 | Bare Steel | 1968-03-19 | 1986-06-01 | Galvanized Steel
SEEK CONVENIENT LLC DBA SHELL FO | 3697 MEMORIAL DR | DECATUR | DeKalb | 4440774 | 1 | Ball Float | 1989-02-01 | FALSE | 1989-02-01 | FALSE | Currently in Use | Premium | 10000 | Fiberglass | 1989-02-01 |  | Fiberglass Reinforced Plastic | Pressurized
COVINGTON TEXACO (FORECLOSED PROPERTY) | 4124 COVINGTON HWY | DECATUR | DeKalb | 4440529 | 4 |  | 1996-01-01 |  | 1996-01-01 |  | Removed from Ground | Diesel | 10000 | Fiberglass | 1985-04-09 | 2013-04-16 | Fiberglass Reinforced Plastic | Pressurized
EXPRESS OIL CHANGE | 2555 CANDLER RD | DECATUR | DeKalb | 4440639 | 2 | [5 empty] | Closed in Ground | Used Oil | 550 | Marked Unknown | 1985-01-01 | 1999-08-01 | Unknown
GEORGIA DEPARTMENT OF TRANSPORTA | 807 GEORGE LUTHER DR | DECATUR | DeKalb | 9044265 | 721G1 | [5 empty] | Removed from Ground | Gas (Historical Use) | 3000 | Bare Steel | 1997-08-15 | 1997-08-15 | Bare Steel | Safe Suction (Euro)
EUROPEAN SPECIALIST OF ATLANTA | 4550 MEMORIAL DRIVE | DECATUR | DeKalb | 9044493 | 1 |  |  | TRUE |  | TRUE | Removed from Ground | Used Oil | 1000 | Marked Unknown | 1999-10-27 | 1999-10-27 | Unknown
1819 2ND AVE | 1819 2ND AVE | DECATUR | DeKalb | 10002363 | 3 |  |  | FALSE |  | FALSE | Temporarily out of use | Not Marked | 8000 | Bare Steel | 1984-01-01 |  | Bare Steel | Pressurized
TWINER RELVEDERN CAR WASH | 3442 MEMORIAL DR | DECATUR | DeKalb | 4440577 | 3 | [5 empty] | Removed from Ground | Gas (Historical Use) | 12000 | Bare Steel | 1966-04-30 | 1989-12-01 | Galvanized Steel
HORIS A WARD INC | 2321 CANDLER RD | DECATUR | DeKalb | 4440165 | 2 | [5 empty] | Removed from Ground | Gas (Historical Use) | 500 | Bare Steel | 1972-03-05 | 2002-12-16 | Galvanized Steel
GEORGIA DEPARTMENT OF TRANSPORTA | 807 GEORGE LUTHER DR | DECATUR | DeKalb | 9044265 | 721D1 | [5 empty] | Removed from Ground | Diesel | 1000 | Bare Steel | 1997-08-15 | 1997-08-15 | Bare Steel | Safe Suction (Euro)
2399 Columbia Business LLC | 2399 COLUMBIA DR | DECATUR | DeKalb | 9044301 | 2 | Flapper Valve | 1997-09-22 | FALSE | 1997-09-22 | FALSE | Currently in Use | Regular | 6110 | Steel-Impressed Current | 1997-09-22 |  |  | Pressurized
AZ & PZ, Inc | 4052 GLENWOOD RD | DECATUR | DeKalb | 9044322 | D | [5 empty] | Removed from Ground | Gas (Historical Use) | 4000 | Bare Steel | 1976-05-05 | 1899-12-31 | Galvanized Steel
EXXON FOOD MART | 4101 MEMORIAL DR | DECATUR | DeKalb | 442004 | 1 | Ball Float | 1987-10-01 | FALSE | 1987-10-01 | FALSE | Currently in Use | Regular | 10000 | Fiberglass | 1987-11-04 |  | Fiberglass Reinforced Plastic | Pressurized
EXXON FOOD MART | 4101 MEMORIAL DR | DECATUR | DeKalb | 442004 | 7 | [5 empty] | Removed from Ground | Gas (Historical Use) | 4000 | Marked Unknown |  | 1899-12-31 | Unknown
EXXON FOOD MART | 4101 MEMORIAL DR | DECATUR | DeKalb | 442004 | 4 | [5 empty] | Removed from Ground | Gas (Historical Use) | 4000 | Marked Unknown |  | 1899-12-31 | Unknown
BELVEDERE EXPRESS | 3335 MEMORIAL DR | DECATUR | DeKalb | 9044234 | 2 | Flapper Valve | 1997-11-18 | FALSE | 1997-11-18 | FALSE | Currently in Use | Premium | 8000 | Steel-Impressed Current | 1984-07-26 |  | Fiberglass Reinforced Plastic | Pressurized
FRANKLIN PROPERTY CO (FORMER GAS | CANDLER RD ACROSS FROM S DEKALB | DECATUR | DeKalb | 9044242 | 2 | [5 empty] | Removed from Ground | Gas (Historical Use) | 12000 | Bare Steel | 1976-01-01 | 1986-01-01 | Bare Steel | Pressurized
AMMAZIN FOOD MART | 3858 COVINGTON HWY | DECATUR | DeKalb | 10002070 | 3 |  |  | FALSE | 2012-01-18 | FALSE | Temporarily out of use | Gas (Historical Use) | 2000 | Bare Steel | 2012-03-07 |  | Unknown
WHITES MILL ROAD PROPERTY | 2320 WHITES MILL ROAD | DECATUR | DeKalb | 10000488 | 2 |  |  | FALSE |  | FALSE | Removed from Ground | Gas (Historical Use) | 0 | Unknown | 2003-11-19 | 2003-12-01
ATLANTA WINGS (FORMER PHILLIPS PETROLEUM) | 3165 GLENWOOD RD | DECATUR | DeKalb | 10002112 | 2 |  |  | FALSE |  | FALSE | Removed from Ground | Gas (Historical Use) | 6000 | Bare Steel | 1955-01-01 | 1975-01-01 | Bare Steel
AMMAZIN FOOD MART | 3858 COVINGTON HWY | DECATUR | DeKalb | 10002070 | 6 | Overfill Alarm | 2012-01-18 | FALSE | 2012-01-18 | FALSE | Currently in Use | Diesel | 12000 | Composite Double Walled | 2012-01-18 |  | Double-Walled Fiberglass | Pressurized
PEP BOYS #96 | 2726 CANDLER RD | DECATUR | DeKalb | 9044088 | 1 |  |  | TRUE |  | TRUE | Removed from Ground | Used Oil | 550 | Double Walled | 1988-01-01 | 2003-04-30 | Bare Steel
GLENWOOD HOP IN | 4544 GLENWOOD AVE | DECATUR | DeKalb | 4440813 | 7 | Ball Float | 2010-07-12 | FALSE | 2010-07-12 | FALSE | Removed from Ground | Premium | 8000 | Composite Double Walled | 2010-06-23 |  | Double-Walled Fiberglass | Pressurized
GLENWOOD HOP IN | 4544 GLENWOOD AVE | DECATUR | DeKalb | 4440813 | 1 |  |  | FALSE |  | FALSE | Removed from Ground | Used Oil | 5000 | Bare Steel | 1968-04-18 | 1899-12-31 | Galvanized Steel
EXXON FOOD MART | 4101 MEMORIAL DR | DECATUR | DeKalb | 442004 | 3 | Ball Float | 1987-10-01 | FALSE | 1987-10-01 | FALSE | Currently in Use | Premium | 10000 | Fiberglass | 1987-11-04 |  | Fiberglass Reinforced Plastic | Pressurized
EUROPEAN SPECIALIST OF ATLANTA | 4550 MEMORIAL DRIVE | DECATUR | DeKalb | 9044493 | 2 | [5 empty] | Removed from Ground | Empty | 10000 | Marked Unknown | 1989-01-01 | 1989-01-01 | Unknown
FORMER AVONDALE MALL | MEMORIAL DRIVE @COLUMBIA DRIVE | DECATUR | DeKalb | 10001336 | 1 |  |  | FALSE |  | FALSE | Removed from Ground | Diesel | 6000 | Bare Steel | 2007-04-04 | 2007-04-04
AMMAZIN FOOD MART | 3858 COVINGTON HWY | DECATUR | DeKalb | 10002070 | 2 |  |  | FALSE |  | FALSE | Removed from Ground | Not Marked/Tank Removed | 2000 | Bare Steel | 2012-03-07 | 2012-03-07 | Unknown
HORIS A WARD INC | 2321 CANDLER RD | DECATUR | DeKalb | 4440165 | 1 | [5 empty] | Removed from Ground | Gas (Historical Use) | 2000 | Bare Steel | 1966-03-05 | 2002-12-16 | Galvanized Steel
GLENWOOD HOP IN | 4544 GLENWOOD AVE | DECATUR | DeKalb | 4440813 | 4 |  |  | FALSE |  | FALSE | Removed from Ground | Used Oil | 5000 | Bare Steel | 1968-04-18 | 1899-12-31 | Galvanized Steel
GLENWOOD HOP IN | 4544 GLENWOOD AVE | DECATUR | DeKalb | 4440813 | 5 |  |  | FALSE |  | FALSE | Removed from Ground | Used Oil | 600 | Bare Steel | 1968-04-18 | 1899-12-31 | Unknown
EXXON FOOD MART | 4101 MEMORIAL DR | DECATUR | DeKalb | 442004 | 6 | [5 empty] | Removed from Ground | Gas (Historical Use) | 4000 | Marked Unknown |  | 1899-12-31 | Unknown
ASPLUNGH TREE SERVICE | 3255 CHURCH STREET | SCOTTDALE | DeKalb | 9044349 | 1 | [5 empty] | Removed from Ground | Gas (Historical Use) | 6000 | Bare Steel | 1996-04-19 | 1996-04-19 | Bare Steel | Suction (American)
MOBIL FOOD MART | 4466 MEMORIAL DR | DECATUR | DeKalb | 4440809 | 5 | [5 empty] | Removed from Ground | Gas (Historical Use) | 8000 | Bare Steel | 1980-04-30 | 1987-11-01 | Galvanized Steel
HIRA BUSINESS INC. DBA TEXACO FOOD MART | 527 E COLLEGE AVE | DECATUR | DeKalb | 4440812 | 4 | Ball Float | 1989-01-01 | FALSE | 1989-01-01 | FALSE | Currently in Use | Premium | 5000 | Steel-Impressed Current | 1968-04-18 |  | Fiberglass Reinforced Plastic | Pressurized
HIRA BUSINESS INC. DBA TEXACO FOOD MART | 527 E COLLEGE AVE | DECATUR | DeKalb | 4440812 | 5 | Ball Float | 1989-01-01 | FALSE | 1989-01-01 | FALSE | Currently in Use | Diesel | 2000 | Steel-Impressed Current | 1987-10-06 |  | Fiberglass Reinforced Plastic | Safe Suction (Euro)
RYCOLINE PRODUCTS INC | 3925 COVINGTON HWY | DECATUR | DeKalb | 4440751 | 6 | [5 empty] | Removed from Ground | Other | 3000 | Cathodically Protected Steel | 1976-04-10 | 1998-10-01 | Galvanized Steel | Gravity Fed
RYCOLINE PRODUCTS INC | 3925 COVINGTON HWY | DECATUR | DeKalb | 4440751 | 8 | [5 empty] | Removed from Ground | Other | 3000 | Cathodically Protected Steel | 1976-04-10 | 1998-10-01 | Galvanized Steel | Gravity Fed
EXPRESS OIL CHANGE | 4714 MEMORIAL DR | DECATUR | DeKalb | 4440716 | 1 |  |  |  | 1993-09-08 |  | Closed in Ground | Other | 500 | Bare Steel | 1983-05-07 | 1999-08-01 | Galvanized Steel | Suction (American)
QUIKTRIP #701 | 4113 COVINGTON HWY | DECATUR | DeKalb | 4440710 | 6 | Overfill Alarm | 2003-12-01 | FALSE | 2003-12-01 | FALSE | Currently in Use | Gas (Historical Use) | 12000 | Fiberglass Double Walled | 2003-12-01 |  | Double-Walled Fiberglass | Pressurized
GOODYEAR ASC 2170 | 3589 MEMORIAL DR | DECATUR | DeKalb | 4440698 | 1 |  |  | TRUE |  | TRUE | Removed from Ground | Used Oil | 550 | Bare Steel | 1979-04-16 | 1996-08-06 | Bare Steel | Gravity Fed
EXXON FOOD MART #285 | 1050 HOLCOMBE RD | DECATUR | DeKalb | 9044321 | 1 | Flapper Valve | 1996-12-01 | FALSE | 1996-12-01 | FALSE | Currently in Use | Regular | 10000 | Fiberglass | 1991-01-01 |  | Fiberglass Reinforced Plastic | Pressurized
AZ & PZ, Inc | 4052 GLENWOOD RD | DECATUR | DeKalb | 9044322 | A | [5 empty] | Removed from Ground | Gas (Historical Use) | 4000 | Bare Steel | 1976-05-05 | 1899-12-31 | Galvanized Steel
AZ & PZ, Inc | 4052 GLENWOOD RD | DECATUR | DeKalb | 9044322 | 3 | Ball Float | 1989-07-01 | FALSE | 1989-07-01 | FALSE | Currently in Use | Diesel | 6000 | Composite | 1989-07-01 |  | Fiberglass Reinforced Plastic | Pressurized
SHELL | 2075 CANDLER RD | DECATUR | DeKalb | 10001871 | 2 | Ball Float | 2012-10-01 | FALSE |  | FALSE | Currently in Use | Premium | 6000 | Composite Double Walled | 2009-11-25 |  | Double-Walled Flex | Pressurized
GLENWOOD HOP IN | 4544 GLENWOOD AVE | DECATUR | DeKalb | 4440813 | 2 |  |  | FALSE |  | FALSE | Removed from Ground | Used Oil | 5000 | Bare Steel | 1968-04-18 | 1899-12-31 | Galvanized Steel
FRAYS AUTO SERVICE | 2757 WESLEY CHAPEL RD | DECATUR | DeKalb | 4440811 | 4 | [5 empty] | Removed from Ground | Gas (Historical Use) | 5000 | Bare Steel | 1968-04-18 | 1999-02-17 | Galvanized Steel
MARKET OF COVINGTON | 4274 COVINGTON HWY | DECATUR | DeKalb | 4440814 | 2 | [5 empty] | Removed from Ground | Gas (Historical Use) | 5000 | Bare Steel | 1968-04-18 | 1990-11-01 | Galvanized Steel | Pressurized
FRANKLIN PROPERTY CO (FORMER GAS | CANDLER RD ACROSS FROM S DEKALB | DECATUR | DeKalb | 9044242 | 1 | [5 empty] | Removed from Ground | Gas (Historical Use) | 12000 | Bare Steel | 1976-01-01 | 1986-01-01 | Bare Steel | Pressurized
AZ & PZ, Inc | 4052 GLENWOOD RD | DECATUR | DeKalb | 9044322 | E | [5 empty] | Removed from Ground | Gas (Historical Use) | 6000 | Bare Steel | 1976-05-05 | 1899-12-31 | Galvanized Steel
GLENN P CURTIS | 1835 CANDLER ROAD | DECATUR | DeKalb | 9044502 | 2 | [5 empty] | Removed from Ground | Gas (Historical Use) | 2000 | Not Marked/Unknown | 2000-05-18 | 2000-05-18 | Galvanized Steel | Safe Suction (Euro)
GEORGIA DUCK AND CORDAGE MILL | 21 LAREDO DR | SCOTTDALE | DeKalb | 9044335 | 1 | [5 empty] | Removed from Ground | Gas (Historical Use) | 1000 | Bare Steel | 1985-01-01 | 1995-09-22 | Bare Steel
BP | 4095 PLEASANTDALE RD | DORAVILLE | DeKalb | 10003530 | 2B | Flapper Valve | 2023-06-14 | FALSE | 2023-06-14 | FALSE | Currently in Use | Diesel | 6000 | Composite Double Walled | 2023-06-14 |  | Double-Walled Fiberglass | Pressurized
STONECREST FUEL N BITE | 7101 COVINGTON HWY | LITHONIA | DeKalb | 10003534 | 2A | Flapper Valve |  | FALSE |  | FALSE | Currently in Use | Premium | 6000 | Tank Jacket Double Walled | 2025-01-30 |  | Double-Walled Flex | Pressurized
Citgo Food Mart | 5754 COVINGTON HWY | DECATUR | DeKalb | 10002121 | 2 | Ball Float | 2012-04-01 | FALSE | 2012-04-01 | FALSE | Currently in Use | Premium | 6000 | Tank Jacket | 2012-04-01 |  | Double-Walled Fiberglass | Pressurized
WAGA-TV 5 | 1551 BRIARCLIFF RD NE | ATLANTA | DeKalb | 9044059 | 1 | Flapper Valve | 1994-03-16 | FALSE | 1994-03-16 | FALSE | Currently in Use | Diesel | 2000 | Composite Double Walled | 1994-03-16 |  | Copper | Suction (American)
GEORGIA MENTAL HEALTH INSTITUTE | 1256 BRIARCLIFF RD NE | ATLANTA | DeKalb | 4440089 | 4 | [5 empty] | Removed from Ground | Gas (Historical Use) | 2000 | Bare Steel | 1981-02-18 | 1999-01-30 | Bare Steel | Suction (American)
WOODS FULLERTON INC/GOODYEAR | 1333 DUNWOODY VILLAGE PKWY | DUNWOODY | DeKalb | 4440161 | 1 |  |  | TRUE |  | TRUE | Removed from Ground | Other | 350 | Bare Steel | 1980-02-29 | 1994-12-21 | Galvanized Steel | Gravity Fed
FORMER ROADWAY EXPRESS | 2701 MORELAND AVE SE | ATLANTA | DeKalb | 9044118 | 1 | [5 empty] | Removed from Ground | Diesel | 10000 | Bare Steel | 1969-03-01 | 1993-08-18 | Galvanized Steel | Pressurized
WILLIAMS DETROIT DIESEL | 2849 MORELAND AVE SE | ATLANTA | DeKalb | 4440647 | 6 |  |  | TRUE |  | TRUE | Permanently Out of Use - historical purposes | Used Oil | 500 | Bare Steel | 1970-05-06 | 1899-12-31 | Bare Steel
NALLEY MOTOR TRUCKS INC | 2560 MORELAND AVE | ATLANTA | DeKalb | 4440616 | 2 | [5 empty] | Removed from Ground | Gas (Historical Use) | 560 | Marked Unknown | 1976-04-29 | 1991-09-16 | Unknown
KROGER GA-459 | 2875 N DECATUR RD | DECATUR | DeKalb | 10000024 | 2 | Overfill Alarm | 2015-09-08 | FALSE | 2015-09-14 | FALSE | Currently in Use | Diesel | 10000 | Fiberglass Double Walled | 2015-08-25 |  | Double-Walled Flex | Pressurized
KROGER GA-459 | 2875 N DECATUR RD | DECATUR | DeKalb | 10000024 | 1A | Overfill Alarm | 2001-09-01 | FALSE | 2001-09-01 | FALSE | Currently in Use | Regular | 16000 | Fiberglass Double Walled | 2001-09-01 |  | Double-Walled Flex | Pressurized
TForce Freight-Atlanta | 2427 MORELAND AVE | ATLANTA | DeKalb | 9044115 | 10 | [5 empty] | Removed from Ground | Diesel | 275 | Bare Steel | 1986-05-01 | 1998-12-01 | Galvanized Steel
FORMER ROADWAY EXPRESS | 2701 MORELAND AVE SE | ATLANTA | DeKalb | 9044118 | 2 | [5 empty] | Removed from Ground | Diesel | 10000 | Bare Steel | 1969-01-01 | 1993-08-18 | Galvanized Steel | Pressurized
FORMER ROADWAY EXPRESS | 2701 MORELAND AVE SE | ATLANTA | DeKalb | 9044118 | 9 | [5 empty] | Removed from Ground | Other | 8000 | Bare Steel | 1969-03-01 | 1993-08-20 | Galvanized Steel | Suction (American)
FORMER ROADWAY EXPRESS | 2701 MORELAND AVE SE | ATLANTA | DeKalb | 9044118 | 8 | [5 empty] | Removed from Ground | Gas (Historical Use) | 8000 | Bare Steel | 1969-08-01 | 1993-11-10 | Galvanized Steel | Pressurized
WILLIAMS DETROIT DIESEL | 2849 MORELAND AVE SE | ATLANTA | DeKalb | 4440647 | 4 | [5 empty] | Permanently Out of Use - historical purposes | Diesel | 10000 | Bare Steel | 1970-05-06 | 1899-12-31 | Bare Steel
WILLIAMS DETROIT DIESEL | 2849 MORELAND AVE SE | ATLANTA | DeKalb | 4440647 | 1 | [5 empty] | Permanently Out of Use - historical purposes | Diesel | 500 | Bare Steel | 1973-05-06 | 1899-12-31 | Bare Steel
HANGARS GLEN LLC | 2015 FLIGHTWAY DR | ATLANTA | DeKalb | 9044295 | 1 | Flapper Valve | 1998-08-01 | FALSE | 1998-08-01 | FALSE | Currently in Use | Jet fuel | 12000 | Steel-Impressed Current | 1982-11-01 |  | Steel (Impressed Current) | Safe Suction (Euro)
HONEY BAKED HAM/AVIATION | 2011 FLIGHTWAY DR | ATLANTA | DeKalb | 9044158 | 2 |  | 1992-12-14 | FALSE | 1992-12-14 | FALSE | Closed in Ground |  | 4000 | Bare Steel | 1983-11-01 | 2019-04-01 | Galvanized Steel | Pressurized
FINA STATION #131-6707-709 | 4420 CHAMBLEE DUNWOODY RD | ATLANTA | DeKalb | 601030 | 3 | [5 empty] | Removed from Ground | Gas (Historical Use) | 5000 | Cathodically Protected Steel | 1969-04-27 | 1990-01-05 | Galvanized Steel
UNKNOWN - JMAR | 3070 BRIARCLIFF RD | ATLANTA | DeKalb | 10002383 | 2 |  |  | FALSE |  | FALSE | Removed from Ground |  | 0 | Bare Steel | 2014-12-17 | 2015-01-27 | Unknown
ESD EXXON | 1975 CLAIRMONT RD @ NORTH DRUID | DECATUR | DeKalb | 4440157 | 2 |  | 1991-01-01 | FALSE | 1991-01-01 | FALSE | Removed from Ground |  | 10000 | Fiberglass | 2008-08-06 | 2008-08-06 | Fiberglass Reinforced Plastic | Pressurized
TForce Freight-Atlanta | 2427 MORELAND AVE | ATLANTA | DeKalb | 9044115 | 11 | Flapper Valve | 1990-01-01 | FALSE | 1990-01-01 | FALSE | Removed from Ground | Diesel | 20000 | Galvanic (STIP-3) | 1990-10-01 |  | Double-Walled Fiberglass | Pressurized
FORMER ROADWAY EXPRESS | 2701 MORELAND AVE SE | ATLANTA | DeKalb | 9044118 | 11 | Flapper Valve | 1993-10-06 |  | 1993-10-06 |  | Removed from Ground | Diesel | 20000 | Fiberglass Double Walled | 1993-10-06 | 2011-08-12 | Double-Walled Fiberglass | Pressurized
WILLIAMS DETROIT DIESEL | 2849 MORELAND AVE SE | ATLANTA | DeKalb | 4440647 | 3 | [5 empty] | Permanently Out of Use - historical purposes | Gas (Historical Use) | 10000 | Bare Steel | 1970-05-06 | 1899-12-31 | Bare Steel
NALLEY MOTOR TRUCKS INC | 2560 MORELAND AVE | ATLANTA | DeKalb | 4440616 | 4 |  |  | TRUE |  | TRUE | Removed from Ground | Used Oil | 1000 | Marked Unknown | 1976-04-29 | 1991-08-22 | Unknown
OLD DOMINION FREIGHT LINE | 2700 MORELAND AVE SE | ATLANTA | DeKalb | 600223 | 9 |  |  | TRUE |  | TRUE | Removed from Ground | Used Oil | 500 | Bare Steel | 1966-04-16 | 1899-12-31 | Unknown
OLD DOMINION FREIGHT LINE | 2700 MORELAND AVE SE | ATLANTA | DeKalb | 600223 | 8 | [5 empty] | Removed from Ground | Other | 6000 | Bare Steel | 1966-04-16 | 1899-12-31 | Unknown
COMMERCIAL COLD STORAGE INC | 4300 PLEASANTDALE RD | ATLANTA | DeKalb | 4440654 | 2 | [5 empty] | Removed from Ground | Diesel | 0 | Marked Unknown |  | 1899-12-31 | Unknown
CHEVRON FOOD MART | 2425 COLUMBIA DR | DECATUR | DeKalb | 4440517 | 3 | Ball Float | 2001-08-31 | FALSE | 2001-08-31 | FALSE | Currently in Use | Premium | 10000 | Composite | 2001-08-31 |  |  | Pressurized
KROGER GA-459 | 2875 N DECATUR RD | DECATUR | DeKalb | 10000024 | 1B | Overfill Alarm | 2001-09-01 | FALSE | 2001-09-01 | FALSE | Currently in Use | Premium | 8000 | Fiberglass Double Walled | 2001-09-01 |  | Double-Walled Flex | Pressurized
VILLAGE MART | 2836 LAVISTA RD | DECATUR | DeKalb | 10000566 | 1A |  | 2003-07-16 | FALSE | 2003-07-16 | FALSE | Temporarily out of use | Gas (Historical Use) | 15334 | Composite | 2003-07-16 |  | Secondary Containment | Pressurized
Clairmont BP | 1885 Clairmont Rd | Decatur | DeKalb | 10002624 | 1 |  |  | FALSE |  | FALSE | [5 empty] | 2016-11-15
GEORGIA DEPARTMENT OF HUMAN RESO | 3073 PANTHERSVILLE RD | DECATUR | DeKalb | 4440083 | 1 | [5 empty] | Removed from Ground | Diesel | 2000 | Bare Steel | 1970-02-07 | 1999-02-15 | Galvanized Steel
SAGE HILL GAS STATION | 1786 BRIARCLIFF RD | ATLANTA | DeKalb | 10002102 | 6 |  |  | FALSE |  | FALSE | Removed from Ground |  | 0 | Not Marked/Unknown | 1992-01-01 | 2012-05-31 | Not Marked
UNKNOWN - JMAR | 3070 BRIARCLIFF RD | ATLANTA | DeKalb | 10002383 | 4 |  |  | FALSE |  | FALSE | Removed from Ground |  | 0 | Bare Steel | 2014-12-17 | 2015-01-27 | Unknown
FORMER ROADWAY EXPRESS | 2701 MORELAND AVE SE | ATLANTA | DeKalb | 9044118 | 13 | Flapper Valve | 1993-10-06 |  | 1993-10-06 |  | Removed from Ground | Diesel | 20000 | Fiberglass Double Walled | 1993-10-06 | 2011-08-12 | Double-Walled Fiberglass | Pressurized
USF HOLLAND INC | 2555 MORELAND AVE | ATLANTA | DeKalb | 9060296 | 1 |  |  | TRUE |  | TRUE | Removed from Ground | Used Oil | 500 | Marked Unknown | 1990-06-01 | 1990-06-01 | Unknown
BIG TEN TIRE INC | 4147 LAWRENCEVILLE HWY | TUCKER | DeKalb | 4440179 | 3 | [5 empty] | Removed from Ground | Gas (Historical Use) | 4000 | Marked Unknown | 1983-10-01 | 1983-10-01 | Unknown
SHELL | 2080 N DRUID HILLS RD | ATLANTA | DeKalb | 4440211 | 1 |  |  | TRUE |  | TRUE | Removed from Ground | Used Oil | 1000 | Bare Steel | 1961-04-30 | 1988-01-01 | Galvanized Steel
VILLAGE MART | 2836 LAVISTA RD | DECATUR | DeKalb | 10000566 | 1B |  | 2003-07-16 | FALSE | 2003-07-16 | FALSE | Temporarily out of use | Gas (Historical Use) | 6179 | Composite | 2003-07-16 |  | Secondary Containment | Pressurized
Citgo Food Mart | 5754 COVINGTON HWY | DECATUR | DeKalb | 10002121 | 3 | Ball Float | 2012-04-01 | FALSE | 2012-04-01 | FALSE | Currently in Use | Diesel | 4000 | Tank Jacket | 2012-04-01 |  | Double-Walled Fiberglass | Pressurized
FINA STATION #131-6707-709 | 4420 CHAMBLEE DUNWOODY RD | ATLANTA | DeKalb | 601030 | 2 | [5 empty] | Removed from Ground | Gas (Historical Use) | 5000 | Cathodically Protected Steel | 1969-04-27 | 1990-01-05 | Galvanized Steel
DIXIE INDUSTRIAL FINISHING CO | 4925 SOUTH ROYAL ATLANTA DR | TUCKER | DeKalb | 4440081 | 1 | Flapper Valve | 1998-02-20 | FALSE | 1998-02-20 | FALSE | Temporarily out of use | Regular | 10000 | Steel-Impressed Current | 1977-03-04 |  | Steel (Impressed Current) | Suction (American)
SAGE HILL GAS STATION | 1786 BRIARCLIFF RD | ATLANTA | DeKalb | 10002102 | 3 |  |  | FALSE |  | FALSE | Removed from Ground | Gas (Historical Use) | 0 | Not Marked/Unknown | 1992-01-01 | 1992-01-01 | Not Marked
ESD EXXON | 1975 CLAIRMONT RD @ NORTH DRUID | DECATUR | DeKalb | 4440157 | 6 |  |  | TRUE |  | TRUE | Removed from Ground | Used Oil | 550 | Fiberglass | 1985-02-06 | 1899-12-31 | Galvanized Steel
NALLEY MOTOR TRUCKS INC | 2560 MORELAND AVE | ATLANTA | DeKalb | 4440616 | 5 | [5 empty] | Removed from Ground | Gas (Historical Use) | 10000 | Bare Steel | 1979-01-01 | 1991-08-22 | Galvanized Steel
WHEELS & BRAKES INC | 2621 MORELAND AVENUE SW | ATLANTA | DeKalb | 9000442 | 3 | [5 empty] | Removed from Ground | Diesel | 10000 | Bare Steel | 1964-01-01 | 1990-01-01 | Galvanized Steel
OLD DOMINION FREIGHT LINE | 2700 MORELAND AVE SE | ATLANTA | DeKalb | 600223 | 6 | [5 empty] | Removed from Ground | Diesel | 20000 | Cathodically Protected Steel | 1976-04-13 | 1899-12-31 | Galvanized Steel
Elliott Aviation | 1950 AIRPORT RD | Chamblee | DeKalb | 4440086 | 2 | Ball Float | 1989-08-16 | FALSE | 1998-03-06 | FALSE | Temporarily out of use | Jet fuel | 20000 | Galvanic (STIP-3) | 2000-09-18 |  | Fiberglass Reinforced Plastic | Safe Suction (Euro)
HONEY BAKED HAM/AVIATION | 2011 FLIGHTWAY DR | ATLANTA | DeKalb | 9044158 | 1 |  | 1992-12-14 | FALSE | 1992-12-14 | FALSE | Closed in Ground | Aviaion gas/AV Gas | 8000 | Bare Steel | 1983-11-01 | 2019-04-01 | Galvanized Steel | Pressurized
GEORGIA MENTAL HEALTH INSTITUTE | 1256 BRIARCLIFF RD NE | ATLANTA | DeKalb | 4440089 | 1 | [5 empty] | Removed from Ground | Diesel | 20000 | Bare Steel | 1966-02-18 | 1999-01-30 | Bare Steel | Suction (American)
ESD EXXON | 1975 CLAIRMONT RD @ NORTH DRUID | DECATUR | DeKalb | 4440157 | 3 |  | 1991-01-01 |  | 1991-01-01 |  | Removed from Ground | Gas (Historical Use) | 10000 | Fiberglass | 1985-02-06 | 2008-08-06 | Fiberglass Reinforced Plastic | Pressurized
AAA COOPER TRANSPORTAION | 3184 FAYETTEVILLE RD | ATLANTA | DeKalb | 4440167 | 3 | [5 empty] | Removed from Ground | Gas (Historical Use) | 3000 | Marked Unknown | 1980-02-29 | 1990-05-22 | Unknown
CHEVRON | 6900 PEACHTREE INDUSTRIAL BLVD STE D | ATLANTA | DeKalb | 10001857 | 3 | Ball Float | 2010-06-30 | FALSE | 2010-06-14 | FALSE | Currently in Use | Diesel | 4000 | Composite Double Walled | 2010-06-14 |  | Double-Walled Fiberglass | Pressurized
BST/#7 EXEC PARK-F5404 | 7 EXECUTIVE PARK | ATLANTA | DeKalb | 4440405 | 1 | [5 empty] | Removed from Ground | Gas (Historical Use) | 12000 | Bare Steel | 1982-07-03 | 1991-05-01 | Copper
SAGE HILL GAS STATION | 1786 BRIARCLIFF RD | ATLANTA | DeKalb | 10002102 | 5 |  |  | FALSE |  | FALSE | Removed from Ground |  | 0 | Not Marked/Unknown | 1992-01-01 | 1992-01-01 | Not Marked
SAGE HILL GAS STATION | 1786 BRIARCLIFF RD | ATLANTA | DeKalb | 10002102 | 7 |  |  | FALSE |  | FALSE | Removed from Ground |  | 0 | Not Marked/Unknown | 2012-05-17 | 2012-05-31 | Not Marked
SAGE HILL GAS STATION | 1786 BRIARCLIFF RD | ATLANTA | DeKalb | 10002102 | 4 |  |  | FALSE |  | FALSE | Removed from Ground | Gas (Historical Use) | 0 | Not Marked/Unknown | 1992-01-01 | 1992-01-01 | Not Marked
TForce Freight-Atlanta | 2427 MORELAND AVE | ATLANTA | DeKalb | 9044115 | 1 | [5 empty] | Removed from Ground | Gas (Historical Use) | 10000 | Bare Steel | 1975-01-01 | 1990-10-22 | Galvanized Steel
FORMER ROADWAY EXPRESS | 2701 MORELAND AVE SE | ATLANTA | DeKalb | 9044118 | 15 | Flapper Valve | 1993-10-06 |  | 1993-10-06 |  | Removed from Ground | Hazardous Substance | 6000 | Fiberglass Double Walled | 1993-10-06 | 2011-08-12 | Double-Walled Fiberglass | Suction (American)
WILLIAMS DETROIT DIESEL | 2849 MORELAND AVE SE | ATLANTA | DeKalb | 4440647 | 5 | [5 empty] | Permanently Out of Use - historical purposes | Diesel | 10000 | Bare Steel | 1970-05-06 | 1899-12-31 | Bare Steel
WHEELS & BRAKES INC | 2621 MORELAND AVENUE SW | ATLANTA | DeKalb | 9000442 | 4 |  |  | TRUE |  | TRUE | Removed from Ground | Used Oil | 500 | Bare Steel | 1964-01-01 | 1991-05-01 | Galvanized Steel
OLD DOMINION FREIGHT LINE | 2700 MORELAND AVE SE | ATLANTA | DeKalb | 600223 | 1 | [5 empty] | Removed from Ground | Diesel | 12000 | Fiberglass | 1981-04-12 | 1899-12-31 | Galvanized Steel
USF HOLLAND INC | 2555 MORELAND AVE | ATLANTA | DeKalb | 9060296 | 2 | [5 empty] | Removed from Ground | Diesel | 8000 | Bare Steel | 1997-01-21 | 1997-01-21 | Bare Steel
Clairmont BP | 1885 Clairmont Rd | Decatur | DeKalb | 10002624 | 2 |  |  | FALSE |  | FALSE | Removed from Ground | Gas (Historical Use) | 8000 | Bare Steel | 2016-11-15 | 2016-11-15 | Bare Steel
GEORGIA DEPARTMENT OF HUMAN RESO | 3073 PANTHERSVILLE RD | DECATUR | DeKalb | 4440083 | 2 | [5 empty] | Removed from Ground | Gas (Historical Use) | 3000 | Bare Steel | 1970-02-07 | 1999-02-15 | Galvanized Steel
GEORGIA MENTAL HEALTH INSTITUTE | 1256 BRIARCLIFF RD NE | ATLANTA | DeKalb | 4440089 | 3 | [5 empty] | Removed from Ground | Diesel | 10000 | Bare Steel | 1966-02-18 | 1999-01-30 | Bare Steel | Suction (American)
AAA COOPER TRANSPORTAION | 3184 FAYETTEVILLE RD | ATLANTA | DeKalb | 4440167 | 4 | [5 empty] | Removed from Ground | Other | 5000 | Marked Unknown | 1991-05-25 | 1991-05-25 | Unknown
AAA COOPER TRANSPORTAION | 3184 FAYETTEVILLE RD | ATLANTA | DeKalb | 4440167 | 5 |  |  | TRUE |  | TRUE | Removed from Ground | Used Oil | 560 | Marked Unknown | 1991-05-25 | 1991-05-25 | Unknown
FORMER ROADWAY EXPRESS | 2701 MORELAND AVE SE | ATLANTA | DeKalb | 9044118 | 14 | Flapper Valve | 1993-10-06 |  | 1993-10-06 |  | Removed from Ground | New Oil | 8000 | Fiberglass Double Walled | 1993-10-06 | 2011-08-12 | Double-Walled Fiberglass | Suction (American)
NALLEY MOTOR TRUCKS INC | 2560 MORELAND AVE | ATLANTA | DeKalb | 4440616 | 1 | [5 empty] | Removed from Ground | Diesel | 560 | Marked Unknown | 1976-04-29 | 1991-09-16 | Unknown
OLD DOMINION FREIGHT LINE | 2700 MORELAND AVE SE | ATLANTA | DeKalb | 600223 | 2 | [5 empty] | Removed from Ground | Diesel | 12000 | Fiberglass | 1981-04-12 | 1899-12-31 | Galvanized Steel
BIG TEN TIRE INC | 4147 LAWRENCEVILLE HWY | TUCKER | DeKalb | 4440179 | 2 | [5 empty] | Removed from Ground | Gas (Historical Use) | 4000 | Marked Unknown | 1983-10-01 | 1983-10-01 | Unknown
AT&T | 1707 STONE RIDGE DR | STONE MOUNTAIN | DeKalb | 4440196 | 1 | [5 empty] | Removed from Ground | Diesel | 2000 | Cathodically Protected Steel | 1971-01-01 | 1997-06-12 | Copper | Suction (American)
IRON MOUNTAIN/BELL & HOWELL RECO | 3661 PRESIDENTIAL PKWY | ATLANTA | DeKalb | 4440364 | 1 | [5 empty] | Removed from Ground | Gas (Historical Use) | 2000 | Marked Unknown | 1965-05-08 | 1992-06-11 | Unknown
CHEVRON FOOD MART | 2425 COLUMBIA DR | DECATUR | DeKalb | 4440517 | 1A | Ball Float | 2001-08-31 | FALSE | 2001-08-31 | FALSE | Currently in Use | Regular | 12000 | Composite | 2001-08-31 |  |  | Pressurized
BP | 4095 PLEASANTDALE RD | DORAVILLE | DeKalb | 10003530 | 2A | Flapper Valve | 2023-06-14 | FALSE | 2023-06-14 | FALSE | Currently in Use | Premium | 6000 | Composite Double Walled | 2023-06-14 |  | Double-Walled Fiberglass | Pressurized
STONECREST FUEL N BITE | 7101 COVINGTON HWY | LITHONIA | DeKalb | 10003534 | 1 | Flapper Valve |  | FALSE |  | FALSE | Currently in Use | Regular | 15000 | Tank Jacket Double Walled | 2025-01-30 |  | Double-Walled Flex
SHELL | 2080 N DRUID HILLS RD | ATLANTA | DeKalb | 4440211 | 2 | Ball Float | 2014-08-08 | FALSE | 2014-08-08 | FALSE | Currently in Use | Regular | 10000 | Fiberglass | 1984-04-30 |  | Fiberglass Reinforced Plastic | Pressurized
SUZANNAS KITCHEN INC | 4300 H PLEASANTDALE RD | ATLANTA | DeKalb | 4440342 | 1 | [5 empty] | Removed from Ground | Diesel | 10000 | Bare Steel | 1980-06-20 | 1990-06-27 | Bare Steel
NOLAND CO | 4084 PRESIDENTIAL PARKWAY | ATLANTA | DeKalb | 4440725 | 1 | [5 empty] | Removed from Ground | Diesel | 10000 | Bare Steel | 1979-03-06 | 1992-03-13 | Galvanized Steel
SULLAIR SALES& SERV | 2600 SCHOOL DR | ATLANTA | DeKalb | 4440319 | 1 | [5 empty] | Removed from Ground | Gas (Historical Use) | 2000 | Bare Steel | 1981-03-27 | 1989-10-01 | Unknown
BST/PARK PL TRN CTR F1212 | 108 PARK PL | ATLANTA | DeKalb | 4440408 | 3 | [5 empty] | Closed in Ground | Other | 120 | Marked Unknown | 1950-01-01 | 1995-02-09 | Unknown
NO FACILITY NAME GIVEN | 84 NORTH AVONDALE RD | AVONDALE ESTATES | DeKalb | 9044288 | 2 | [5 empty] | Closed in Ground | Gas (Historical Use) | 1000 | Not Marked/Unknown | 1985-03-01 | 1985-03-01 | Unknown
TRICO V PETROLEUM INC #907 | 2470 WESLEY CHAPEL RD | DECATUR | DeKalb | 4440679 | 3 | [5 empty] | Removed from Ground | Gas (Historical Use) | 12000 | Bare Steel | 1983-05-05 | 1990-01-01 | Galvanized Steel
MARKET OF COVINGTON | 4274 COVINGTON HWY | DECATUR | DeKalb | 4440814 | 8 | Ball Float | 1990-11-26 | FALSE | 1990-11-26 | FALSE | Currently in Use | Diesel | 8000 | Fiberglass | 1990-11-13 |  | Fiberglass Reinforced Plastic | Pressurized
SHELL FOOD MART | 2701 CANDLER RD | DECATUR | DeKalb | 4440525 | 6 | Flapper Valve | 2000-12-01 | FALSE | 2000-12-01 | FALSE | Currently in Use | Regular | 10000 | Fiberglass | 2000-09-01 |  | Fiberglass Reinforced Plastic | Pressurized
GEORGIA DEPARTMENT OF TRANSPORTA | 807 GEORGE LUTHER DR | DECATUR | DeKalb | 9044265 | 721G2 | [5 empty] | Removed from Ground | Gas (Historical Use) | 3000 | Bare Steel | 1995-11-16 | 1995-11-16 | Bare Steel | Safe Suction (Euro)
DEKALB CO SANITATION CENTRAL | 3689 CAMP RD | DECATUR | DeKalb | 9044303 | M158061 |  | 1996-12-16 |  | 1996-12-16 |  | Removed from Ground | Diesel | 12126 | Tank Jacket | 1996-12-09 | 2015-10-15 | Double-Walled Fiberglass | Pressurized
EXXON FOOD MART #285 | 1050 HOLCOMBE RD | DECATUR | DeKalb | 9044321 | 3 | Flapper Valve | 1996-12-01 | FALSE | 1996-12-01 | FALSE | Currently in Use | Diesel | 10000 | Fiberglass | 1991-01-01 |  | Fiberglass Reinforced Plastic | Pressurized
2504 MELLVILLE AVE | 2504 MELLVILLE AVE | DECATUR | DeKalb | 10001208 | 1 |  |  | FALSE |  | FALSE | Removed from Ground | Gas (Historical Use) | 3000 | Bare Steel | 2006-10-25 | 2006-11-07 | Galvanized Steel
LAWRENCEVILLE HIGHWAY SITE | 2579 LAWRENCEVILLE HIGHWAY | DECATUR | DeKalb | 10002445 | 1 |  |  | FALSE |  | FALSE | Removed from Ground | Not Marked/Tank Removed | 1000 | Unknown | 2015-05-27 | 2015-05-27
COLONIAL PIPELINE COMPANY | 2013 FLIGHTWAY DR | ATLANTA | DeKalb | 9044157 | 1 | Flapper Valve | 1998-05-14 | FALSE | 1998-05-14 | FALSE | Temporarily out of use | Jet fuel | 10000 | Steel-Impressed Current | 1983-11-04 |  | Steel (Impressed Current) | Pressurized
FINA STATION #131-6707-709 | 4420 CHAMBLEE DUNWOODY RD | ATLANTA | DeKalb | 601030 | 1 | [5 empty] | Removed from Ground | Gas (Historical Use) | 5000 | Cathodically Protected Steel | 1969-04-27 | 1990-01-05 | Galvanized Steel
FINA STATION #131-6707-709 | 4420 CHAMBLEE DUNWOODY RD | ATLANTA | DeKalb | 601030 | 4 | [5 empty] | Removed from Ground | Gas (Historical Use) | 5000 | Cathodically Protected Steel | 1969-04-27 | 1990-01-05 | Galvanized Steel
ESD EXXON | 1975 CLAIRMONT RD @ NORTH DRUID | DECATUR | DeKalb | 4440157 | 4 | [5 empty] | Removed from Ground | Kerosene | 8000 | Fiberglass | 1985-02-06 | 1899-12-31 | Fiberglass Reinforced Plastic
CIRCLE K CANDLER | 2050 Candler Rd | Decatur | DeKalb | 10003238 | 2C | Flapper Valve | 2020-05-28 | FALSE | 2020-05-28 | FALSE | Currently in Use | E-85 | 4000 | Composite Double Walled | 2020-05-28 |  | Double-Walled Fiberglass | Pressurized
CIRCLE K CANDLER | 2050 Candler Rd | Decatur | DeKalb | 10003238 | 2B | Flapper Valve | 2020-05-28 | FALSE | 2020-05-28 | FALSE | Currently in Use | Diesel | 4000 | Composite Double Walled | 2020-05-28 |  | Double-Walled Fiberglass | Pressurized
VULCAN MATERIALS COMPANY (TUCKER PLANT) | 2201 MOON ST | TUCKER | DeKalb | 4440655 | 1 | Flapper Valve | 1997-08-05 |  | 1997-08-05 |  | Removed from Ground | Diesel | 1000 | Steel-Impressed Current | 1964-05-02 | 2011-04-01 | Steel (Impressed Current) | Safe Suction (Euro)
VULCAN MATERIALS COMPANY (TUCKER PLANT) | 2201 MOON ST | TUCKER | DeKalb | 4440655 | 2 | Flapper Valve | 1997-08-05 |  | 1997-08-05 |  | Removed from Ground | Diesel | 10000 | Steel-Impressed Current | 1964-05-02 | 2011-04-01 | Steel (Impressed Current) | Suction (American)
HOLIDAY INN PERIMETER MALL/DUNWO | 4386 CHAMBLEE DUNWOODY RD | ATLANTA | DeKalb | 9044176 | 1 | [5 empty] | Removed from Ground | Diesel | 550 | Bare Steel | 1984-01-01 | 1996-07-01 | Copper
FORMER ROADWAY EXPRESS | 2701 MORELAND AVE SE | ATLANTA | DeKalb | 9044118 | 6 |  |  | TRUE |  | TRUE | Removed from Ground | Used Oil | 2000 | Bare Steel | 1969-03-01 | 1993-11-16 | Galvanized Steel | Gravity Fed
BST/PARK PL TRN CTR F1212 | 108 PARK PL | ATLANTA | DeKalb | 4440408 | 4 | [5 empty] | Removed from Ground | Other | 550 | Marked Unknown | 1995-01-25 | 1995-01-25 | Unknown
BST/PARK PL TRN CTR F1212 | 108 PARK PL | ATLANTA | DeKalb | 4440408 | 1 | [5 empty] | Removed from Ground | Other | 1000 | Bare Steel | 1982-07-08 | 1995-01-25 | Copper | Suction (American)
CAREYS DRIVE IN GROCERY | 3394 BOULDERCREST RD | ELLENWOOD | DeKalb | 4440438 | 1 | [5 empty] | Removed from Ground | Gas (Historical Use) | 560 | Bare Steel | 1994-08-03 | 1994-08-03 | Galvanized Steel
CHEVRON #1272730/GULF STATION (F | 23 AVONDALE PLAZA | AVONDALE ESTATES | DeKalb | 9044183 | 4 | [5 empty] | Closed in Ground | Gas (Historical Use) | 5000 | Bare Steel | 1993-12-13 | 1993-12-13 | Unknown
CHEVRON #1272730/GULF STATION (F | 23 AVONDALE PLAZA | AVONDALE ESTATES | DeKalb | 9044183 | 1 |  |  | TRUE |  | TRUE | Removed from Ground | Used Oil | 550 | Bare Steel | 1993-12-13 | 1993-12-13 | Unknown
NO FACILITY NAME GIVEN | 84 NORTH AVONDALE RD | AVONDALE ESTATES | DeKalb | 9044288 | 1 | [5 empty] | Closed in Ground | Gas (Historical Use) | 1000 | Not Marked/Unknown | 1985-03-01 | 1985-03-01 | Unknown
GEORGIA STONE MOUNTAIN PARK | GREEN HOUSE 3001 ROBERT E LEE BLVD | STONE MOUNTAIN | DeKalb | 4440671 | 3 | Flapper Valve | 1998-05-01 | FALSE | 1998-05-01 | FALSE | Currently in Use | Premium | 6000 | Fiberglass | 1998-05-01 |  | Double-Walled Fiberglass | Pressurized
TRICO V PETROLEUM INC #907 | 2470 WESLEY CHAPEL RD | DECATUR | DeKalb | 4440679 | 5 |  | 1990-01-01 |  | 1990-01-01 |  | Removed from Ground | Gas (Historical Use) | 12000 | Tank Jacket | 1990-08-01 | 2004-09-22 | Fiberglass Reinforced Plastic | Pressurized
USF HOLLAND INC | 2555 MORELAND AVE | ATLANTA | DeKalb | 9060296 | 4 | [5 empty] | Removed from Ground | Diesel | 20000 | Bare Steel | 1997-01-21 | 1997-01-21 | Bare Steel
SHELL | 2080 N DRUID HILLS RD | ATLANTA | DeKalb | 4440211 | 4 |  | 2014-08-08 | FALSE | 2014-08-08 | FALSE | Currently in Use | Plus | 10000 | Fiberglass | 1984-04-30 |  | Fiberglass Reinforced Plastic | Pressurized
SHELL | 2080 N DRUID HILLS RD | ATLANTA | DeKalb | 4440211 | 5 | Exempted | 2014-08-08 | FALSE | 2014-08-08 | FALSE | Currently in Use | Used Oil | 10000 | Fiberglass | 1984-04-30 |  | Fiberglass Reinforced Plastic | Pressurized
COMMERCIAL COLD STORAGE INC | 4300 PLEASANTDALE RD | ATLANTA | DeKalb | 4440654 | 1 | [5 empty] | Removed from Ground | Diesel | 0 | Marked Unknown |  | 1899-12-31 | Unknown
DUBLIN STATION | 32 NORTH AVONDALE ROAD | AVONDALE ESTATES | DeKalb | 10000914 | 1 |  |  | FALSE |  | FALSE | Removed from Ground | Gas (Historical Use) | 3000 | Bare Steel | 2005-04-27 | 2005-04-27
GEORGIA STONE MOUNTAIN PARK | GOLF COURSE MAINTENANCE 1126 STONEWALL D | STONE MOUNTAIN | DeKalb | 9044483 | 1 | Flapper Valve | 1998-04-01 | FALSE | 1998-04-01 | FALSE | Currently in Use | Regular | 1000 | Fiberglass Double Walled | 1998-04-01 |  | Double-Walled Fiberglass | Safe Suction (Euro)
CIRCLE K CANDLER | 2050 Candler Rd | Decatur | DeKalb | 10003238 | 2A | Flapper Valve | 2020-05-28 | FALSE | 2020-05-28 | FALSE | Currently in Use | Premium | 4000 | Composite Double Walled | 2020-05-28 |  | Double-Walled Fiberglass | Pressurized
Clairmont BP | 1885 Clairmont Rd | Decatur | DeKalb | 10002624 | 3 |  |  | FALSE |  | FALSE | Closed in Ground | Used Oil | 500 | Bare Steel | 2016-11-15 | 2016-11-15 | Bare Steel
GEORGIA DEPARTMENT OF HUMAN RESO | 3073 PANTHERSVILLE RD | DECATUR | DeKalb | 4440083 | 5 | Flapper Valve | 1999-04-01 | FALSE | 1999-04-01 | FALSE | Currently in Use | Premium | 2500 | Fiberglass Double Walled | 1999-04-01 |  | Fiberglass Reinforced Plastic | Safe Suction (Euro)
GEORGIA DEPARTMENT OF HUMAN RESO | 3073 PANTHERSVILLE RD | DECATUR | DeKalb | 4440083 | 4 |  | 1999-02-01 |  | 1999-02-01 |  | Removed from Ground | Gas (Historical Use) | 3000 | Double Walled | 1999-01-15 | 1999-01-15 | Fiberglass Reinforced Plastic | Suction (American)
UNKNOWN - JMAR | 3070 BRIARCLIFF RD | ATLANTA | DeKalb | 10002383 | 1 |  |  | FALSE |  | FALSE | Removed from Ground |  | 0 | Bare Steel | 2014-12-17 | 2015-01-27 | Unknown
SULLAIR SALES& SERV | 2600 SCHOOL DR | ATLANTA | DeKalb | 4440319 | 2 | [5 empty] | Removed from Ground | Diesel | 3000 | Bare Steel | 1981-03-27 | 1989-10-01 | Unknown
HESS #10246 | 1856 COLUMBIA DR | DECATUR | DeKalb | 4440547 | 1 | [5 empty] | Removed from Ground | Other | 10000 | Bare Steel | 1970-04-30 | 1899-12-31 | Not Marked
GEORGIA STONE MOUNTAIN PARK | RIVERBOAT MARINA COMPLEX | STONE MOUNTAIN | DeKalb | 9044484 | 1 |  | 1998-03-01 |  | 1998-03-01 |  | Temporarily out of use | Diesel | 2500 | Fiberglass Double Walled | 1998-03-01 |  | Double-Walled Flex | Pressurized
GEORGIA STONE MOUNTAIN PARK | GREEN HOUSE 3001 ROBERT E LEE BLVD | STONE MOUNTAIN | DeKalb | 4440671 | 1 | [5 empty] | Removed from Ground | Gas (Historical Use) | 10000 | Composite | 1984-05-06 | 1998-05-08 | Galvanized Steel | Suction (American)
TRICO V PETROLEUM INC #907 | 2470 WESLEY CHAPEL RD | DECATUR | DeKalb | 4440679 | 6 |  | 1990-01-01 |  | 1990-01-01 |  | Removed from Ground | Gas (Historical Use) | 12000 | Tank Jacket | 1990-08-01 | 2004-09-22 | Fiberglass Reinforced Plastic | Pressurized
CHEVRON USA INC | 4444 MEMORIAL DR | DECATUR | DeKalb | 4440828 | 4 |  |  | TRUE |  | TRUE | Removed from Ground | Used Oil | 550 | Bare Steel | 1969-03-19 | 1988-01-01 | Galvanized Steel
GEORGIA DEPARTMENT OF HUMAN RESO | 3073 PANTHERSVILLE RD | DECATUR | DeKalb | 4440083 | 3 | [5 empty] | Removed from Ground | Diesel | 500 | Bare Steel | 1981-02-07 | 1999-02-15 | Galvanized Steel
GEORGIA MENTAL HEALTH INSTITUTE | 1256 BRIARCLIFF RD NE | ATLANTA | DeKalb | 4440089 | 2 | [5 empty] | Removed from Ground | Diesel | 20000 | Fiberglass | 1980-02-19 | 1999-01-30 | Galvanized Steel | Suction (American)
AAA COOPER TRANSPORTAION | 3184 FAYETTEVILLE RD | ATLANTA | DeKalb | 4440167 | 6 |  |  | FALSE |  | FALSE | Removed from Ground |  | 2000 |  | 2016-05-13 | 2016-05-13 | Unknown
TForce Freight-Atlanta | 2427 MORELAND AVE | ATLANTA | DeKalb | 9044115 | 2 | [5 empty] | Removed from Ground | Diesel | 10000 | Bare Steel | 1965-05-06 | 1990-10-22 | Galvanized Steel
FORMER ROADWAY EXPRESS | 2701 MORELAND AVE SE | ATLANTA | DeKalb | 9044118 | 12 | Flapper Valve | 1993-10-06 |  | 1993-10-06 |  | Removed from Ground | Diesel | 20000 | Fiberglass Double Walled | 1993-10-06 | 2011-08-12 | Double-Walled Fiberglass | Pressurized
FORMER ROADWAY EXPRESS | 2701 MORELAND AVE SE | ATLANTA | DeKalb | 9044118 | 3 | [5 empty] | Removed from Ground | Diesel | 10000 | Bare Steel | 1969-01-01 | 1993-08-18 | Galvanized Steel | Pressurized
NATIONS BANK | 2059 NORTHLAKE PARKWAY | TUCKER | DeKalb | 4440280 | 1 | [5 empty] | Removed from Ground | Empty | 10000 | Bare Steel | 1979-05-02 | 1992-01-01 | Unknown
JC PENNEY OUTLET | 5600 BUFORD HWY | DORAVILLE | DeKalb | 4440428 | U1 | [5 empty] | Removed from Ground | Gas (Historical Use) | 10000 | Bare Steel | 1968-04-30 | 1992-12-09 | Galvanized Steel | Safe Suction (Euro)
CIRCLE K CANDLER | 2050 Candler Rd | Decatur | DeKalb | 10003238 | 1 | Flapper Valve | 2020-05-28 | FALSE | 2020-05-28 | FALSE | Currently in Use | Regular | 12000 | Composite Double Walled | 2020-05-28 |  | Double-Walled Fiberglass | Pressurized
DEKALB COUNTY FIRE STATION #4 | 4760 FLAKES MILL ROAD | ELLENWOOD | DeKalb | 10000505 | N628075 | Ball Float | 2003-10-20 | FALSE | 2003-10-20 | FALSE | Currently in Use | Diesel | 12000 |  | 2003-10-20 |  | Double-Walled Fiberglass | Pressurized
CHEVRON #1272730/GULF STATION (F | 23 AVONDALE PLAZA | AVONDALE ESTATES | DeKalb | 9044183 | 2 | [5 empty] | Removed from Ground | Kerosene | 550 | Bare Steel | 1993-12-13 | 1993-12-13 | Unknown
CHEVRON FOOD MART | 4047 GLENWOOD RD | DECATUR | DeKalb | 4440795 | 3 | Ball Float | 1982-04-30 | FALSE | 1982-04-30 | FALSE | Currently in Use | Premium | 10000 | Galvanic (STIP-3) | 1982-04-30 |  | Steel (Impressed Current) | Pressurized
FINA STATION #131-6707-709 | 4420 CHAMBLEE DUNWOODY RD | ATLANTA | DeKalb | 601030 | 5 |  |  | TRUE |  | TRUE | Removed from Ground | Used Oil | 600 | Bare Steel | 1969-04-27 | 1990-01-05 | Unknown
SAGE HILL GAS STATION | 1786 BRIARCLIFF RD | ATLANTA | DeKalb | 10002102 | 2 |  |  | FALSE |  | FALSE | Removed from Ground | Gas (Historical Use) | 0 | Not Marked/Unknown | 1992-01-01 | 1992-01-01 | Not Marked
UNKNOWN - JMAR | 3070 BRIARCLIFF RD | ATLANTA | DeKalb | 10002383 | 3 |  |  | FALSE |  | FALSE | Removed from Ground |  | 0 | Bare Steel | 2014-12-17 | 2015-01-27 | Unknown
ESD EXXON | 1975 CLAIRMONT RD @ NORTH DRUID | DECATUR | DeKalb | 4440157 | 1 |  | 1991-01-01 | FALSE | 1991-01-01 | FALSE | Removed from Ground |  | 10000 | Fiberglass | 2008-08-06 | 2017-10-03 | Fiberglass Reinforced Plastic | Pressurized
FORMER ROADWAY EXPRESS | 2701 MORELAND AVE SE | ATLANTA | DeKalb | 9044118 | 10 | [5 empty] | Removed from Ground | Other | 10000 | Bare Steel | 1969-03-01 | 1993-08-20 | Galvanized Steel | Suction (American)
WILLIAMS DETROIT DIESEL | 2849 MORELAND AVE SE | ATLANTA | DeKalb | 4440647 | 2 | [5 empty] | Permanently Out of Use - historical purposes | Gas (Historical Use) | 10000 | Bare Steel | 1970-05-06 | 1899-12-31 | Bare Steel
WHEELS & BRAKES INC | 2621 MORELAND AVENUE SW | ATLANTA | DeKalb | 9000442 | 2 | [5 empty] | Removed from Ground | Diesel | 6000 | Bare Steel | 1964-01-01 | 1990-01-01 | Galvanized Steel
OLD DOMINION FREIGHT LINE | 2700 MORELAND AVE SE | ATLANTA | DeKalb | 600223 | 3 | [5 empty] | Removed from Ground | Diesel | 12000 | Cathodically Protected Steel | 1966-04-16 | 1899-12-31 | Galvanized Steel
CHEVRON | 6900 PEACHTREE INDUSTRIAL BLVD STE D | ATLANTA | DeKalb | 10001857 | 1 | Ball Float | 2010-06-30 | FALSE | 2010-06-14 | FALSE | Currently in Use | Regular | 12000 | Composite Double Walled | 2010-06-14 |  | Double-Walled Fiberglass | Pressurized
CAREYS DRIVE IN GROCERY | 3394 BOULDERCREST RD | ELLENWOOD | DeKalb | 4440438 | 2 | [5 empty] | Removed from Ground | Gas (Historical Use) | 560 | Bare Steel | 1994-08-03 | 1994-08-03 | Galvanized Steel
CHEVRON FOOD MART | 2425 COLUMBIA DR | DECATUR | DeKalb | 4440517 | 2 | Ball Float | 2001-08-31 | FALSE | 2001-08-31 | FALSE | Currently in Use | Diesel | 4000 | Composite | 2001-08-31 |  |  | Pressurized
STONECREST FUEL N BITE | 7101 COVINGTON HWY | LITHONIA | DeKalb | 10003534 | 2B | Flapper Valve |  | FALSE |  | FALSE | Currently in Use | Regular | 6000 | Tank Jacket Double Walled | 2025-01-30 |  |  | Pressurized
Chevron Food Mart | 2487 South Stone Mountain Lithonia Rd | LITHONIA | DeKalb | 10003345 | 3 | Flapper Valve | 2022-05-11 | FALSE | 2022-05-11 | FALSE | Currently in Use | Diesel On Road | 12000 | Composite Double Walled | 2022-05-11 |  | Double-Walled Fiberglass | Pressurized
WAGA-TV 5 | 1551 BRIARCLIFF RD NE | ATLANTA | DeKalb | 9044059 | 2 | [5 empty] | Removed from Ground | Diesel | 5000 | Bare Steel | 1968-06-15 | 1994-03-21 | Unknown | Safe Suction (Euro)
ESD EXXON | 1975 CLAIRMONT RD @ NORTH DRUID | DECATUR | DeKalb | 4440157 | 7B | Ball Float | 2009-08-08 | FALSE | 2009-08-08 | FALSE | Currently in Use | Gas (Historical Use) | 6000 | Fiberglass Double Walled | 2009-08-08 |  | Double-Walled Fiberglass | Pressurized
AAA COOPER TRANSPORTAION | 3184 FAYETTEVILLE RD | ATLANTA | DeKalb | 4440167 | 2 | [5 empty] | Removed from Ground | Diesel | 10000 | Marked Unknown | 1980-02-29 | 1991-01-01 | Unknown
TForce Freight-Atlanta | 2427 MORELAND AVE | ATLANTA | DeKalb | 9044115 | 8 | [5 empty] | Removed from Ground | Other | 8000 | Bare Steel | 1965-05-06 | 1991-09-11 | Galvanized Steel
TForce Freight-Atlanta | 2427 MORELAND AVE | ATLANTA | DeKalb | 9044115 | 6 | [5 empty] | Removed from Ground | Gas (Historical Use) | 10000 | Bare Steel | 1957-05-08 | 1990-09-01 | Galvanized Steel
USF HOLLAND INC | 2555 MORELAND AVE | ATLANTA | DeKalb | 9060296 | 3 | [5 empty] | Removed from Ground | Diesel | 10000 | Bare Steel | 1997-01-21 | 1997-01-21 | Bare Steel
BIG TEN TIRE INC | 4147 LAWRENCEVILLE HWY | TUCKER | DeKalb | 4440179 | 1 | [5 empty] | Removed from Ground | Gas (Historical Use) | 4000 | Marked Unknown | 1983-10-01 | 1983-10-01 | Unknown
SHELL | 2080 N DRUID HILLS RD | ATLANTA | DeKalb | 4440211 | 3 |  | 2014-08-08 | FALSE | 2014-08-08 | FALSE | Currently in Use | Premium | 10000 | Fiberglass | 1984-04-30 |  | Fiberglass Reinforced Plastic | Pressurized
BST/#7 EXEC PARK-F5404 | 7 EXECUTIVE PARK | ATLANTA | DeKalb | 4440405 | 2 | [5 empty] | Removed from Ground | Diesel | 10000 | Cathodically Protected Steel | 1978-07-03 | 1994-11-25 | Copper | Suction (American)
HESS #10246 | 1856 COLUMBIA DR | DECATUR | DeKalb | 4440547 | 4 | [5 empty] | Removed from Ground | Other | 10000 | Bare Steel | 1970-04-30 | 1899-12-31 | Not Marked
GEORGIA STONE MOUNTAIN PARK | GOLF COURSE MAINTENANCE 1126 STONEWALL D | STONE MOUNTAIN | DeKalb | 9044483 | 2 | Flapper Valve | 1998-04-01 |  | 1998-04-01 |  | Currently in Use | Diesel | 1000 | Fiberglass Double Walled | 1998-04-01 |  | Double-Walled Fiberglass | Safe Suction (Euro)
STP (FORMER) | 2430 COLUMBIA DR | DECATUR | DeKalb | 9044012 | 4 |  |  | TRUE |  | TRUE | Removed from Ground | Used Oil | 2000 | Not Marked/Unknown | 1991-05-01 | 1991-05-01 | Not Marked
Citgo Food | 3851 Flat Shoals Parkway | Decatur | DeKalb | 4440550 | 2 | Flapper Valve | 1999-06-24 | FALSE | 1999-06-24 | FALSE | Removed from Ground | Premium | 10000 | Steel-Impressed Current | 1980-04-22 |  | Fiberglass Reinforced Plastic | Pressurized
DEKALB COLLEGE DECATUR CAMPUS | 3251 PANTHERSVILLE RD | DECATUR | DeKalb | 9044261 | 3 | [5 empty] | Removed from Ground | Diesel | 550 | Bare Steel | 1987-06-01 | 1999-05-27 | Galvanized Steel | Safe Suction (Euro)
SHELL FOOD MART | 2560 FLAT SHOALS RD | DECATUR | DeKalb | 9044256 | 3 | [5 empty] | Removed from Ground | Gas (Historical Use) | 4000 | Not Marked/Unknown | 1992-06-05 | 2005-09-07 | Not Marked
SHELL FOOD MART | 2560 FLAT SHOALS RD | DECATUR | DeKalb | 9044256 | 3 | [5 empty] | Removed from Ground | Gas (Historical Use) | 4000 | Not Marked/Unknown | 1992-06-05 | 2005-09-07 | Not Marked
SHELL FOOD MART | 2560 FLAT SHOALS RD | DECATUR | DeKalb | 9044256 | 3 | [5 empty] | Removed from Ground | Gas (Historical Use) | 4000 | Not Marked/Unknown | 1992-06-05 | 2005-09-07 | Not Marked
SHELL FOOD MART | 2560 FLAT SHOALS RD | DECATUR | DeKalb | 9044256 | 3 | [5 empty] | Removed from Ground | Gas (Historical Use) | 4000 | Not Marked/Unknown | 1992-06-05 | 2005-09-07 | Not Marked
SHELL FOOD MART | 4144 MEMORIAL DR | DECATUR | DeKalb | 9000014 | 1 |  |  | TRUE |  | TRUE | Removed from Ground | Used Oil | 550 | Bare Steel | 1962-05-06 | 1989-12-04 | Galvanized Steel
TOOKES KWICK MART | 2017 CANDLER RD | DECATUR | DeKalb | 4440001 | 3 | [5 empty] | Removed from Ground | Gas (Historical Use) | 8000 | Bare Steel | 1980-04-28 | 1999-08-01 | Galvanized Steel
VP FOOD MART | 2475 Candler Rd | Decatur | DeKalb | 4440024 | 1 | [5 empty] | Removed from Ground | Gas (Historical Use) | 6000 | Bare Steel | 1968-04-21 | 1991-12-01
BP #24056/GULF #269597 | 2641 WESLEY CHAPEL RD | DECATUR | DeKalb | 4440224 | 1 | [5 empty] | Removed from Ground | Gas (Historical Use) | 6000 | Bare Steel | 1965-04-30 | 1993-03-02 | Galvanized Steel
EXXON FOOD MART | 4481 GLENWOOD RD | DECATUR | DeKalb | 4440217 | 9 |  | 2004-11-30 |  | 2004-11-30 |  | Temporarily out of use | Gas (Historical Use) | 10000 | Fiberglass | 1988-04-01 |  | Fiberglass Reinforced Plastic
EXXON FOOD MART | 4481 GLENWOOD RD | DECATUR | DeKalb | 4440217 | 6 | [5 empty] | Removed from Ground | Gas (Historical Use) | 1 | Bare Steel | 1962-04-30 | 1899-12-31 | Galvanized Steel
CANDLER FOOD MART | 1736 CANDLER RD | DECATUR | DeKalb | 4440275 | 1 | [5 empty] | Removed from Ground | Gas (Historical Use) | 8000 | Bare Steel | 1981-05-08 | 1899-12-31 | Galvanized Steel
STARVIN MARVIN FOOD STORE #77 | 4545 MEMORIAL DR | DECATUR | DeKalb | 4440175 | 3 | [5 empty] | Removed from Ground | Gas (Historical Use) | 12000 | Bare Steel | 1982-03-10 | 1991-08-02 | Galvanized Steel
GLENWOOD PROPERTY GROUP LLC | 3285 GLENWOOD RD | DECATUR | DeKalb | 4440456 | 4 | Ball Float | 1997-07-15 | FALSE | 1997-07-15 | FALSE | Currently in Use | Kerosene | 6000 | Steel-Impressed Current | 1997-07-15 |  | Steel (Impressed Current) | Pressurized
MUKTI ENTP INC | 2800 BUFORD HWY | ATLANTA | DeKalb | 4440459 | 3 | Ball Float | 1997-07-29 | FALSE | 1997-07-29 | FALSE | Currently in Use | Regular | 10270 | Steel-Impressed Current | 1979-01-01 |  | Fiberglass Reinforced Plastic | Pressurized
FRITO-LAY INC ATLANTA REBUILD CT | 770 WESLYAN DR SW | ATLANTA | DeKalb | 9044204 | 1 |  |  | TRUE |  | TRUE | Removed from Ground | Used Oil | 550 | Fiberglass | 1993-07-20 | 1993-07-20 | Not Marked | Gravity Fed
CHEVRON FOOD MART | 2450 CANDLER RD | DECATUR | DeKalb | 9044337 | 2 | Ball Float | 1995-06-05 | FALSE | 1995-06-05 | FALSE | Currently in Use | Premium | 10000 | Epoxy | 1995-06-05 |  | Fiberglass Reinforced Plastic | Pressurized
PUBLIC PARKING AREA | 646 /650 EAST LAKE DRIVE | DECATUR | DeKalb | 9044443 | 1 |  |  | FALSE |  | FALSE | Removed from Ground | Not Marked/Tank Removed | 550 | Bare Steel | 2014-07-22 | 2014-07-22 | Bare Steel
PANAMSAT CORP | 2857 FORK CREEK CHURCH RD | ELLENWOOD | DeKalb | 9044055 | 2 |  |  | TRUE |  | TRUE | Removed from Ground | Used Oil | 800 | Fiberglass | 1984-04-12 | 1999-01-07 | Galvanized Steel | Safe Suction (Euro)
HESS #10246 | 1856 COLUMBIA DR | DECATUR | DeKalb | 4440547 | 3 | [5 empty] | Removed from Ground | Other | 10000 | Bare Steel | 1970-04-30 | 1899-12-31 | Galvanized Steel
CHEVRON #1272730/GULF STATION (F | 23 AVONDALE PLAZA | AVONDALE ESTATES | DeKalb | 9044183 | 3 | [5 empty] | Closed in Ground | Gas (Historical Use) | 5000 | Bare Steel | 1993-12-13 | 1993-12-13 | Unknown
CHEVRON USA INC | 4444 MEMORIAL DR | DECATUR | DeKalb | 4440828 | 2 | [5 empty] | Removed from Ground | Gas (Historical Use) | 10000 | Bare Steel | 1969-03-19 | 1988-10-01 | Galvanized Steel
NALLEY MOTOR TRUCKS INC | 2560 MORELAND AVE | ATLANTA | DeKalb | 4440616 | 3 |  |  | TRUE |  | TRUE | Removed from Ground | Used Oil | 1000 | Marked Unknown | 1976-04-29 | 1991-08-22 | Unknown
OLD DOMINION FREIGHT LINE | 2700 MORELAND AVE SE | ATLANTA | DeKalb | 600223 | 5 | [5 empty] | Removed from Ground | Diesel | 20000 | Cathodically Protected Steel | 1985-04-11 | 1899-12-31 | Galvanized Steel
OLD DOMINION FREIGHT LINE | 2700 MORELAND AVE SE | ATLANTA | DeKalb | 600223 | 7 | [5 empty] | Removed from Ground | Gas (Historical Use) | 10000 | Bare Steel | 1966-04-16 | 1899-12-31 | Unknown
OLD DOMINION FREIGHT LINE | 2700 MORELAND AVE SE | ATLANTA | DeKalb | 600223 | 4 | [5 empty] | Removed from Ground | Diesel | 2000 | Cathodically Protected Steel | 1985-04-11 | 1899-12-31 | Galvanized Steel
ESD EXXON | 1975 CLAIRMONT RD @ NORTH DRUID | DECATUR | DeKalb | 4440157 | 5 | [5 empty] | Removed from Ground | Other | 1000 | Fiberglass | 1985-02-06 | 1899-12-31 | Galvanized Steel
TForce Freight-Atlanta | 2427 MORELAND AVE | ATLANTA | DeKalb | 9044115 | 12 | Flapper Valve | 1990-01-01 | FALSE | 1990-01-01 | FALSE | Removed from Ground | Diesel | 20000 | Galvanic (STIP-3) | 1990-10-01 |  | Double-Walled Fiberglass | Pressurized
NOLAND CO | 4084 PRESIDENTIAL PARKWAY | ATLANTA | DeKalb | 4440725 | 2 | [5 empty] | Removed from Ground | Gas (Historical Use) | 10000 | Bare Steel | 1979-05-02 | 1992-03-13 | Galvanized Steel
BST/PARK PL TRN CTR F1212 | 108 PARK PL | ATLANTA | DeKalb | 4440408 | 2 | [5 empty] | Removed from Ground | Diesel | 550 | Bare Steel | 1940-01-01 | 1989-10-01 | Unknown | Suction (American)
CHEVRON FOOD MART | 2425 COLUMBIA DR | DECATUR | DeKalb | 4440517 | 1B | Ball Float | 2001-08-31 | FALSE | 2001-08-31 | FALSE | Currently in Use | Regular | 8000 | Composite | 2001-08-31 |  | Double-Walled Flex | Pressurized
FINA #719 | 195 NORTHERN AVE | AVONDALE ESTATES | DeKalb | 4440551 | 2 | Ball Float | 1998-06-01 | FALSE | 1998-06-01 | FALSE | Currently in Use | Diesel | 10000 | Steel-Impressed Current | 1979-04-23 |  | Steel (Impressed Current) | Pressurized
AVONDALE ESTATES CITY HALL | 21 AVONDALE PLAZA | AVONDALE ESTATES | DeKalb | 9000297 | 3 | [5 empty] | Removed from Ground | Gas (Historical Use) | 3000 | Bare Steel | 1965-05-02 | 1899-12-31 | Galvanized Steel
BIG TEN TIRE INC | 4147 LAWRENCEVILLE HWY | TUCKER | DeKalb | 4440179 | 5 |  |  | TRUE |  | TRUE | Removed from Ground | Used Oil | 550 | Marked Unknown | 1983-10-01 | 1983-10-01 | Unknown
BIG TEN TIRE INC | 4147 LAWRENCEVILLE HWY | TUCKER | DeKalb | 4440179 | 4 | [5 empty] | Removed from Ground | Gas (Historical Use) | 4000 | Marked Unknown | 1983-10-01 | 1983-10-01 | Unknown
CHEVRON FOOD MART | 4047 GLENWOOD RD | DECATUR | DeKalb | 4440795 | 2 | Ball Float | 1982-04-30 | FALSE | 1982-04-30 | FALSE | Currently in Use | Regular | 10000 | Galvanic (STIP-3) | 1982-04-30 |  | Steel (Impressed Current) | Pressurized
CHILDRENS HEALTHCARE OF ATLANTA @ EGLESTON HOSPITAL | 1405 CLIFTON ROAD NE | ATLANTA | DeKalb | 9044184 | 4 | Flapper Valve | 2006-12-29 | FALSE | 2006-12-29 | FALSE | Currently in Use | Diesel | 20000 | Fiberglass Double Walled | 2005-04-01 |  | Double-Walled Fiberglass | Pressurized
DUBLIN STATION | 32 NORTH AVONDALE ROAD | AVONDALE ESTATES | DeKalb | 10000914 | 2 |  |  | FALSE |  | FALSE | Removed from Ground | Gas (Historical Use) | 3000 | Bare Steel | 2005-04-27 | 2005-04-27
TRICO V PETROLEUM INC #907 | 2470 WESLEY CHAPEL RD | DECATUR | DeKalb | 4440679 | 7 |  | 1990-01-01 |  | 1990-01-01 |  | Removed from Ground | Gas (Historical Use) | 12000 | Tank Jacket | 1990-08-01 | 2004-09-22 | Fiberglass Reinforced Plastic | Pressurized
TRICO V PETROLEUM INC #907 | 2470 WESLEY CHAPEL RD | DECATUR | DeKalb | 4440679 | 4 | [5 empty] | Removed from Ground | Gas (Historical Use) | 12000 | Bare Steel | 1983-05-05 | 1990-01-01 | Galvanized Steel
SHELL | 2080 N DRUID HILLS RD | ATLANTA | DeKalb | 4440211 | 6 |  | 2014-08-08 | TRUE | 2014-08-08 | TRUE | Currently in Use | Used Oil | 1000 | Fiberglass | 1984-04-30 |  | Fiberglass Reinforced Plastic | Gravity
COMMERCIAL COLD STORAGE INC | 4300 PLEASANTDALE RD | ATLANTA | DeKalb | 4440654 | 3 |  |  | TRUE |  | TRUE | Removed from Ground | Used Oil | 0 | Marked Unknown |  | 1899-12-31 | Unknown
WESTINGHOUSE/FORMERLY S&ME | 3300 MARJAN DR | ATLANTA | DeKalb | 9044013 | 1 |  |  | TRUE |  | TRUE | Permanently Out of Use - historical purposes | Used Oil | 400 | Bare Steel |  | 1899-12-31 | Unknown
MARTA DECATUR | 2775 EAST PONCE DE LEON AVE | DECATUR | DeKalb | UST-SLOC-9044188 | 1 | [5 empty] | Closed in Ground | Other | 2000 | Fiberglass | 1978-01-01 | 1993-11-01 | Unknown | Suction (American)
MAXIMUS BUILDING EXPANSION SITE | PINE STREET & MARIETTA STREET | ATLANTA | DeKalb | 9060846 | 1 | [5 empty] | Removed from Ground | Other | 0 | Bare Steel | 2001-03-28 | 2001-03-28 | Unknown
JC PENNEY OUTLET | 5600 BUFORD HWY | DORAVILLE | DeKalb | 4440428 | U2 | [5 empty] | Removed from Ground | Gas (Historical Use) | 10000 | Bare Steel | 1968-04-30 | 1992-12-09 | Galvanized Steel | Safe Suction (Euro)
PANAMSAT CORP | 2857 FORK CREEK CHURCH RD | ELLENWOOD | DeKalb | 9044055 | 1 | [5 empty] | Removed from Ground | Diesel | 15000 | Fiberglass | 1984-04-12 | 1999-01-07 | Galvanized Steel | Safe Suction (Euro)
CHILDRENS HEALTHCARE OF ATLANTA @ EGLESTON HOSPITAL | 1405 CLIFTON ROAD NE | ATLANTA | DeKalb | 9044184 | 1 | [5 empty] | Removed from Ground | Diesel | 10000 | Bare Steel | 1980-11-15 | 1998-12-18 | Bare Steel | Suction (American)
CHEVRON #1272730/GULF STATION (F | 23 AVONDALE PLAZA | AVONDALE ESTATES | DeKalb | 9044183 | 6 | [5 empty] | Permanently Out of Use - historical purposes | Other | 10000 | Bare Steel |  | 1899-12-31 | Unknown
AVONDALE ESTATES CITY HALL | 21 AVONDALE PLAZA | AVONDALE ESTATES | DeKalb | 9000297 | 1 | [5 empty] | Removed from Ground | Gas (Historical Use) | 8000 | Bare Steel | 1965-05-02 | 1899-12-31 | Galvanized Steel
AVONDALE ESTATES CITY HALL | 21 AVONDALE PLAZA | AVONDALE ESTATES | DeKalb | 9000297 | 4 | [5 empty] | Removed from Ground | Gas (Historical Use) | 3000 | Bare Steel | 1965-05-02 | 1899-12-31 | Galvanized Steel
GEORGIA STONE MOUNTAIN PARK | GREEN HOUSE 3001 ROBERT E LEE BLVD | STONE MOUNTAIN | DeKalb | 4440671 | 4 | Flapper Valve | 1998-05-01 | FALSE | 1998-05-01 | FALSE | Currently in Use | Diesel | 1000 | Fiberglass Double Walled | 1998-05-01 |  | Fiberglass Reinforced Plastic | Safe Suction (Euro)
CHILDRENS HEALTHCARE OF ATLANTA @ EGLESTON HOSPITAL | 1405 CLIFTON ROAD NE | ATLANTA | DeKalb | 9044184 | 2 | Flapper Valve | 1998-12-14 |  | 1998-12-14 |  | Removed from Ground | Diesel | 10000 | Composite | 1998-12-18 | 2008-04-14 | Double-Walled Flex | Pressurized
TRICO V PETROLEUM INC #907 | 2470 WESLEY CHAPEL RD | DECATUR | DeKalb | 4440679 | 2 | [5 empty] | Removed from Ground | Gas (Historical Use) | 12000 | Bare Steel | 1983-05-05 | 1990-01-01 | Galvanized Steel
CHEVRON USA INC | 4444 MEMORIAL DR | DECATUR | DeKalb | 4440828 | 1 | [5 empty] | Removed from Ground | Gas (Historical Use) | 5000 | Bare Steel | 1969-03-19 | 1988-10-01 | Galvanized Steel
MARTA DECATUR | 2775 EAST PONCE DE LEON AVE | DECATUR | DeKalb | UST-SLOC-9044188 | 3 | [5 empty] | Closed in Ground | Diesel | 3000 | Bare Steel | 1978-01-01 | 1993-11-01 | Copper | Gravity Fed
FINA #719 | 195 NORTHERN AVE | AVONDALE ESTATES | DeKalb | 4440551 | 1 | Ball Float | 1998-06-01 | FALSE | 1998-06-01 | FALSE | Currently in Use | Regular | 10000 | Steel-Impressed Current | 1979-04-23 |  | Steel (Impressed Current) | Pressurized
EMORY UNIVERSITY HOSPITAL | 1364 CLIFTON RD NE | ATLANTA | DeKalb | 9044106 | 2 | [5 empty] | Closed in Ground | Diesel | 3000 | Bare Steel | 1973-01-01 | 1999-02-23 | Galvanized Steel
EMORY UNIVERSITY/G WOODRUFF GYM | 600 ASBURY DR | ATLANTA | DeKalb | 9000579 | 1 | [5 empty] | Removed from Ground | Other | 550 | Marked Unknown | 1983-06-21 | 1990-08-20 | Unknown
EMORY UNIVERSITY ROLLINS RESEARCH CENTER | 1510 CLIFTON RD | ATLANTA | DeKalb | 9044110 | 1 | Flapper Valve | 1989-01-01 | FALSE | 1989-01-01 | FALSE | Currently in Use | Diesel | 10000 | Fiberglass Double Walled | 1989-01-01 |  | Fiberglass Reinforced Plastic | Suction (American)
EMORY UNIVERSITH SOUTH CLINIC EY #B | 1327 CLIFTON RD | ATLANTA | DeKalb | 9044105 | 1 | Flapper Valve | 1989-01-01 |  | 1989-01-01 |  | Removed from Ground | Diesel | 6000 | Galvanic (STIP-3) | 1989-08-01 | 2013-03-12 | Fiberglass Reinforced Plastic | Safe Suction (Euro)
WOODRUFF MEMORIAL RESEARCH BLD | 1639 PIERCE DR | ATLANTA | DeKalb | 9044461 | 1 | Flapper Valve | 1993-04-01 | FALSE | 1993-04-01 | FALSE | Currently in Use | Diesel | 6000 | Fiberglass | 1993-04-01 |  | Fiberglass Reinforced Plastic | Suction (American)
MARTA DECATUR | 2775 EAST PONCE DE LEON AVE | DECATUR | DeKalb | UST-SLOC-9044213 | 3 | Overfill Alarm | 1999-03-10 | FALSE | 1999-03-10 | FALSE | Currently in Use | Regular | 6000 | Fiberglass | 1978-01-01 |  | Double-Walled Fiberglass | Pressurized
MARTA DECATUR | 2775 EAST PONCE DE LEON AVE | DECATUR | DeKalb | UST-SLOC-4440190 | 2 | [5 empty] | Closed in Ground | Gas (Historical Use) | 2000 | Fiberglass | 1978-03-17 | 1993-11-01 | Unknown
MARTA DECATUR | 2775 EAST PONCE DE LEON AVE | DECATUR | DeKalb | UST-SLOC-4440190 | 1 |  |  | TRUE |  | TRUE | Closed in Ground | Used Oil | 4000 | Fiberglass | 1978-03-17 | 1993-11-01 | Unknown
MARTA DECATUR | 2775 EAST PONCE DE LEON AVE | DECATUR | DeKalb | UST-SLOC-9044188 | 2 |  |  | TRUE |  | TRUE | Closed in Ground | Used Oil | 4000 | Fiberglass | 1978-01-01 | 1993-11-01 | Unknown | Gravity Fed
EMORY REHABILITATION HOSP IN PARTNERSHIP WITH SELECT MEDICAL | 1441 CLIFTON RD | ATLANTA | DeKalb | 10001929 | 1 | Flapper Valve | 2015-08-11 | FALSE | 2015-08-11 | FALSE | Currently in Use | Diesel | 1000 | Composite Double Walled | 2010-12-15 |  | Fiberglass Reinforced Plastic | Suction (American)
CHILDRENS HEALTHCARE OF ATLANTA @ EGLESTON HOSPITAL | 1405 CLIFTON ROAD NE | ATLANTA | DeKalb | 9044184 | 3 | Flapper Valve | 2006-12-29 | FALSE | 2006-12-29 | FALSE | Currently in Use | Diesel | 20000 | Fiberglass Double Walled | 2005-04-01 |  | Double-Walled Fiberglass | Pressurized
EMORY UNIVERSITY HOSPITAL | 1364 CLIFTON RD NE | ATLANTA | DeKalb | 9044106 | 1 | [5 empty] | Closed in Ground | Diesel | 3000 | Bare Steel | 1973-01-01 | 1999-02-23 | Galvanized Steel
Clairmont BP | 1885 Clairmont Rd | Decatur | DeKalb | 10002624 | 5C | Flapper Valve | 2020-05-14 | FALSE | 2020-05-20 | FALSE | Currently in Use | E-0 | 6000 | Tank Jacket Double Walled | 2020-03-09 |  | Double-Walled Fiberglass | Pressurized
GEORGIA DEPARTMENT OF HUMAN RESO | 3073 PANTHERSVILLE RD | DECATUR | DeKalb | 4440083 | 6 | Flapper Valve | 2006-01-01 | FALSE | 2006-01-01 | FALSE | Currently in Use | Diesel | 5000 | Fiberglass Double Walled | 2006-01-01 |  | Steel/FG Secondary containment | Safe Suction (Euro)
AAA COOPER TRANSPORTAION | 3184 FAYETTEVILLE RD | ATLANTA | DeKalb | 4440167 | 1 | [5 empty] | Removed from Ground | Diesel | 10000 | Marked Unknown | 1980-02-29 | 1991-01-01 | Unknown
TForce Freight-Atlanta | 2427 MORELAND AVE | ATLANTA | DeKalb | 9044115 | 3 | [5 empty] | Removed from Ground | Diesel | 20000 | Bare Steel | 1975-05-04 | 1990-09-01 | Galvanized Steel
FORMER ROADWAY EXPRESS | 2701 MORELAND AVE SE | ATLANTA | DeKalb | 9044118 | 7 | [5 empty] | Removed from Ground | Gas (Historical Use) | 10000 | Bare Steel | 1974-04-01 | 1993-11-10 | Galvanized Steel | Pressurized
FORMER ROADWAY EXPRESS | 2701 MORELAND AVE SE | ATLANTA | DeKalb | 9044118 | 5 | [5 empty] | Removed from Ground | Diesel | 10000 | Bare Steel | 1974-04-01 | 1993-08-18 | Galvanized Steel | Pressurized
FORMER ROADWAY EXPRESS | 2701 MORELAND AVE SE | ATLANTA | DeKalb | 9044118 | 4 | [5 empty] | Removed from Ground | Diesel | 10000 | Bare Steel | 1974-04-01 | 1993-08-18 | Galvanized Steel | Pressurized
FORMER ROADWAY EXPRESS | 2701 MORELAND AVE SE | ATLANTA | DeKalb | 9044118 | 16 |  | 1993-10-06 | TRUE | 1993-10-06 | TRUE | Removed from Ground | Used Oil | 2500 | Fiberglass Double Walled | 1993-12-14 | 2011-08-12 | Steel/FG Secondary containment | Gravity Fed
BIG TEN TIRE INC | 4147 LAWRENCEVILLE HWY | TUCKER | DeKalb | 4440179 | 6 | [5 empty] | Closed in Ground | Used Oil | 1000 | Marked Unknown | 1982-01-01 | 1982-01-01 | Unknown
NATIONS BANK | 2059 NORTHLAKE PARKWAY | TUCKER | DeKalb | 4440280 | 2 | [5 empty] | Removed from Ground | Diesel | 300 | Bare Steel | 1976-01-01 | 1997-07-02 | Galvanized Steel | Pressurized
BST/#7 EXEC PARK-F5404 | 7 EXECUTIVE PARK | ATLANTA | DeKalb | 4440405 | 3 | [5 empty] | Removed from Ground | Kerosene | 10000 | Cathodically Protected Steel | 1978-07-03 | 1994-11-25 | Copper | Suction (American)
JC PENNEY OUTLET | 5600 BUFORD HWY | DORAVILLE | DeKalb | 4440428 | 4 | [5 empty] | Removed from Ground | Diesel | 280 | Bare Steel | 1968-04-30 | 1999-01-14 | Galvanized Steel
JC PENNEY OUTLET | 5600 BUFORD HWY | DORAVILLE | DeKalb | 4440428 | WO1 |  |  | TRUE |  | TRUE | Removed from Ground | Used Oil | 550 | Bare Steel | 1968-04-30 | 1992-12-09 | Galvanized Steel | Gravity Fed
GEORGIA STONE MOUNTAIN PARK | GREEN HOUSE 3001 ROBERT E LEE BLVD | STONE MOUNTAIN | DeKalb | 4440671 | 2 | Flapper Valve | 1998-05-01 | FALSE | 1998-05-01 | FALSE | Currently in Use | Regular | 10000 | Fiberglass | 1998-05-01 |  | Double-Walled Fiberglass | Pressurized
CHEVRON FOOD MART | 4047 GLENWOOD RD | DECATUR | DeKalb | 4440795 | 4 | Ball Float | 1982-04-30 | FALSE | 1982-04-30 | FALSE | Temporarily out of use | Diesel | 10000 | Galvanic (STIP-3) | 1982-04-30 |  | Steel (Impressed Current) | Pressurized
CHEVRON FOOD MART | 4047 GLENWOOD RD | DECATUR | DeKalb | 4440795 | 1 | Ball Float | 1982-04-30 | FALSE | 1982-04-30 | FALSE | Currently in Use | Diesel | 10000 | Galvanic (STIP-3) | 1982-04-30 |  | Steel (Impressed Current) | Pressurized
PERIMETER PLACE | 115 PERIMETER CENTER TERRACE | Atlanta | DeKalb | UST-SLOC-9044306 | 1 | Flapper Valve | 1995-01-01 | FALSE | 1995-01-01 | FALSE | Currently in Use | Diesel | 1000 | Fiberglass | 1984-01-01 |  | Galvanized Steel | Safe Suction (Euro)
PERIMETER PLACE | 115 PERIMETER CENTER TERRACE | Atlanta | DeKalb | UST-SLOC-9044306 | 1 | Flapper Valve | 1995-01-01 | FALSE | 1995-01-01 | FALSE | Currently in Use | Diesel | 1000 | Fiberglass | 1984-01-01 |  | Galvanized Steel | Gravity
MARTA DECATUR | 2775 EAST PONCE DE LEON AVE | DECATUR | DeKalb | UST-SLOC-9044213 | 2 | Overfill Alarm | 1999-03-10 | FALSE | 1999-03-10 | FALSE | Currently in Use | Diesel | 8000 | Fiberglass | 1978-01-01 |  | Double-Walled Fiberglass | Pressurized
City of Decatur Public Works | 2635 TALLEY ST | DECATUR | DeKalb | 4440065 | 5 |  | 2013-05-15 | FALSE | 2013-05-15 | FALSE | Currently in Use | Diesel | 10000 | Fiberglass Double Walled | 2013-05-15 |  | Double-Walled Fiberglass | Suction (American)
Elliott Aviation | 1950 AIRPORT RD | Chamblee | DeKalb | 4440086 | 1 |  | 1989-08-16 |  |  |  | Closed in Ground | Empty | 12000 | Bare Steel | 1983-03-05 | 1998-06-17 | Galvanized Steel | Suction (American)
SAGE HILL GAS STATION | 1786 BRIARCLIFF RD | ATLANTA | DeKalb | 10002102 | 1 |  |  | FALSE |  | FALSE | Removed from Ground | Gas (Historical Use) | 0 | Not Marked/Unknown | 1992-01-01 | 1992-01-01
ESD EXXON | 1975 CLAIRMONT RD @ NORTH DRUID | DECATUR | DeKalb | 4440157 | 7A | Ball Float | 2009-08-08 | FALSE | 2009-08-08 | FALSE | Currently in Use | Gas (Historical Use) | 9000 | Fiberglass Double Walled | 2009-08-08 |  | Double-Walled Fiberglass | Pressurized
TForce Freight-Atlanta | 2427 MORELAND AVE | ATLANTA | DeKalb | 9044115 | 4 | [5 empty] | Removed from Ground | Diesel | 20000 | Bare Steel | 1975-05-04 | 1990-09-01 | Galvanized Steel
BUFORD HWY C-STORE | 3892 BUFORD HWY NE | ATLANTA | DeKalb | 10003292 | 1B | Flapper Valve | 2024-03-28 | FALSE | 2024-03-28 | FALSE | Currently in Use | Premium | 5000 | Composite Double Walled | 2024-03-28 |  | Double-Walled Fiberglass | Pressurized
PERIMETER PLACE | 115 PERIMETER CENTER TERRACE | Atlanta | DeKalb | UST-SLOC-9044307 | 1 | Flapper Valve | 1995-01-01 | FALSE | 1995-01-01 | FALSE | Currently in Use | Diesel | 1000 | Fiberglass | 1985-06-04 |  | Fiberglass Reinforced Plastic | Safe Suction (Euro)
MARTA DECATUR | 2775 EAST PONCE DE LEON AVE | DECATUR | DeKalb | UST-SLOC-9044213 | 1 |  |  | TRUE |  | TRUE | Closed in Ground | Empty | 6000 | Fiberglass | 1978-01-04 | 2000-10-23 | Galvanized Steel | Gravity Fed
BUFORD HWY C-STORE | 3892 BUFORD HWY NE | ATLANTA | DeKalb | 10003292 | 1C | Flapper Valve | 2024-03-28 | FALSE | 2024-03-28 | FALSE | Currently in Use | Diesel | 5000 | Composite Double Walled | 2024-03-28 |  | Double-Walled Fiberglass | Pressurized
KROGER 303 | 3479 MEMORIAL DR | DECATUR | DeKalb | 10002378 | 1 | Overfill Alarm | 2014-09-26 | FALSE | 2014-09-26 | FALSE | Currently in Use | Regular | 20000 | Fiberglass Double Walled | 2014-08-22 |  | Double-Walled Flex | Pressurized
FORMER CHEVRON/CONDOR AUTOMOTIVE | 100 EAST LAKE RD | DECATUR | DeKalb | 10002628 | 1 |  |  | FALSE |  | FALSE | Removed from Ground | Gas (Historical Use) | 3000 | Unknown | 1962-01-01 | 1899-12-31
FORMER COLLEGE AVENUE SERVICE STATION | 726 WEST COLLEGE AVENUE | DECATUR | DeKalb | 10001008 | 2 |  |  | FALSE |  | FALSE | Removed from Ground | Gas (Historical Use) | 560 | Bare Steel | 2005-10-27 | 2005-10-27 | Bare Steel
FORMER SERVICE STATION | 2780 EAST COLLEGE AVENUE | DECATUR | DeKalb | 10001207 | 2 |  |  | FALSE |  | FALSE | Removed from Ground | Gas (Historical Use) | 3000 | Unknown | 2006-09-01 | 2006-09-01 | Unknown
HARDEES/FORMER SHELL | 105 EAST TRINITY PLACE | DECATUR | DeKalb | 9044233 | 1 | [5 empty] | Removed from Ground | Gas (Historical Use) | 0 | Not Marked/Unknown |  | 1899-12-31 | Not Marked
READY MIX USA LLC | 134 MAPLE ST | DECATUR | DeKalb | 9044323 | RG-65 | [5 empty] | Removed from Ground | Gas (Historical Use) | 3000 | Bare Steel | 1970-02-12 | 1899-12-31 | Not Marked | Suction (American)
QUIKTRIP #712R | 4733 MEMORIAL DR | DECATUR | DeKalb | 10003619 | 4 | Overfill Alarm | 2025-05-01 | FALSE | 2025-03-01 | FALSE | Currently in Use | E-0 | 15000 | Fiberglass Double Walled | 2024-12-06 |  |  | Pressurized
FORMER SERVICE STATION | 2780 EAST COLLEGE AVENUE | DECATUR | DeKalb | 10001207 | 1 |  |  | FALSE |  | FALSE | Removed from Ground | Gas (Historical Use) | 3000 | Unknown | 2006-09-01 | 2006-09-01 | Unknown
308 WEST PONCE DE LEON AVENUE | 308 WEST PONCE DE LEON AVENUE | DECATUR | DeKalb | 10002130 | 4 |  |  | FALSE |  | FALSE | Closed in Ground | Diesel | 2000 | Bare Steel | 1947-01-01 | 1985-01-01 | Galvanized Steel
308 WEST PONCE DE LEON AVENUE | 308 WEST PONCE DE LEON AVENUE | DECATUR | DeKalb | 10002130 | 1 |  |  | FALSE |  | FALSE | Closed in Ground | Gas (Historical Use) | 4000 | Bare Steel | 1947-01-01 | 1985-01-01 | Galvanized Steel
FORMER SERVICE STATION | 2780 EAST COLLEGE AVENUE | DECATUR | DeKalb | 10001207 | 3 |  |  | FALSE |  | FALSE | Removed from Ground | Gas (Historical Use) | 3000 | Unknown | 2006-09-01 | 2006-09-01 | Unknown
RALPH SKILLERN/FORMER TEXACO GAS | 307 CLAIRMONT AVE | DECATUR | DeKalb | 4440709 | 3 | [5 empty] | Removed from Ground | Gas (Historical Use) | 4000 | Bare Steel | 1968-05-08 | 1899-12-31 | Galvanized Steel
DEKALB COUNTY CALLAWAY | ONE CALLAWAY SQ | DECATUR | DeKalb | 4040610 | M158065 | Flapper Valve | 1997-05-21 |  | 1997-05-21 |  | Removed from Ground | Gas (Historical Use) | 12111 | Tank Jacket | 1997-05-21 | 2016-05-13 | Double-Walled Fiberglass | Safe Suction (Euro)
CHOA Central Utility Plant | 2220 N. DRUID HILLS RD NE | ATLANTA | DeKalb | 10003556 | 2 | Flapper Valve | 2021-04-01 | FALSE | 2021-04-01 | FALSE | Currently in Use | Diesel | 50044 | Fiberglass Double Walled | 2021-04-01 |  | Double-Walled Fiberglass | Pressurized
FORMER CHEVRON/CONDOR AUTOMOTIVE | 100 EAST LAKE RD | DECATUR | DeKalb | 10002628 | 6 |  |  | FALSE |  | FALSE | Removed from Ground | Gas (Historical Use) | 10000 | Unknown | 1971-01-01 | 1899-12-31
FORMER CHEVRON/CONDOR AUTOMOTIVE | 100 EAST LAKE RD | DECATUR | DeKalb | 10002628 | 8 |  |  | FALSE |  | FALSE | Installed | Used Oil | 550 | Unknown | 1962-01-01
RALPH SKILLERN/FORMER TEXACO GAS | 307 CLAIRMONT AVE | DECATUR | DeKalb | 4440709 | 1 | [5 empty] | Removed from Ground | Gas (Historical Use) | 6000 | Bare Steel | 1968-05-08 | 1899-12-31 | Galvanized Steel
QUIKTRIP #712R | 4733 MEMORIAL DR | DECATUR | DeKalb | 10003619 | 1 | Overfill Alarm | 2025-05-01 | FALSE | 2025-03-01 | FALSE | Currently in Use | E-10 | 15000 | Fiberglass Double Walled | 2024-12-06 |  |  | Pressurized
308 WEST PONCE DE LEON AVENUE | 308 WEST PONCE DE LEON AVENUE | DECATUR | DeKalb | 10002130 | 6 |  |  | FALSE |  | FALSE | Closed in Ground | Used Oil | 250 | Bare Steel | 1947-01-01 | 1985-01-01 | Galvanized Steel
FORMER CHEVRON/CONDOR AUTOMOTIVE | 100 EAST LAKE RD | DECATUR | DeKalb | 10002628 | 3 |  |  | FALSE |  | FALSE | Removed from Ground | Gas (Historical Use) | 3000 | Unknown | 1962-01-01 | 1899-12-31
FORMER COLLEGE AVENUE SERVICE STATION | 726 WEST COLLEGE AVENUE | DECATUR | DeKalb | 10001008 | 4 |  |  | FALSE |  | FALSE | Removed from Ground | Gas (Historical Use) | 2000 | Bare Steel | 2005-10-27 | 2005-10-27 | Bare Steel
FORMER SERVICE STATION | 2780 EAST COLLEGE AVENUE | DECATUR | DeKalb | 10001207 | 4 |  |  | FALSE |  | FALSE | Removed from Ground | Used Oil | 500 | Unknown | 2006-09-01 | 2006-09-01 | Unknown
FORMER CHEVRON/CONDOR AUTOMOTIVE | 100 EAST LAKE RD | DECATUR | DeKalb | 10002628 | 2 |  |  | FALSE |  | FALSE | Removed from Ground | Gas (Historical Use) | 3000 | Unknown | 1962-01-01 | 1899-12-31
ACME CARPET & DRAPERY CLNG INC | 525 WEST HOWARD AVE | DECATUR | DeKalb | 4440054 | 1 | [5 empty] | Removed from Ground | Other | 750 | Bare Steel | 1966-03-01 | 1995-05-10 | Bare Steel
MARTA/LAREDO DR FACILITY | 277 LAREDO DR | DECATUR | DeKalb | 9044189 | 17 | Flapper Valve | 2000-10-26 | TRUE | 1994-01-01 | FALSE | Closed in Ground | Diesel | 550 | Fiberglass | 1983-01-01 |  | Fiberglass Reinforced Plastic | Safe Suction (Euro)
MARTA/LAREDO DR FACILITY | 277 LAREDO DR | DECATUR | DeKalb | 9044189 | 1 |  | 1998-12-01 | FALSE | 1994-01-01 | FALSE | Closed in Ground | Diesel | 20000 | Fiberglass | 1983-01-01 | 2001-02-01 | Fiberglass Reinforced Plastic | Pressurized
QUIKTRIP #712R | 4733 MEMORIAL DR | DECATUR | DeKalb | 10003619 | 3 | Overfill Alarm | 2025-05-01 | FALSE | 2025-03-01 | FALSE | Currently in Use | E-10 | 15000 | Fiberglass Double Walled | 2024-12-06 |  |  | Pressurized
DEKALB COUNTY GOVT/COURTHOUSE GE | 556 N MCDONOUGH STREET | DECATUR | DeKalb | 9044440 | 1 | [5 empty] | Removed from Ground | Other | 10000 | Not Marked/Unknown | 1979-01-01 | 1996-11-04 | Not Marked
READY MIX USA LLC | 134 MAPLE ST | DECATUR | DeKalb | 9044323 | ND-1 | Ball Float | 1997-03-19 |  | 1997-03-19 |  | Removed from Ground | Diesel | 10000 | Double Walled | 1997-03-19 | 2007-08-03 | Double-Walled Fiberglass | Pressurized
FREDDIES AUTO REPAIR | 641 EAST LAKE DR | DECATUR | DeKalb | 9044362 | 4 | [5 empty] | Closed in Ground | Empty | 8000 | Not Marked/Unknown | 1984-01-01 | 1984-01-01 | Not Marked
ACME CARPET & DRAPERY CLNG INC | 525 WEST HOWARD AVE | DECATUR | DeKalb | 4440054 | 2 | [5 empty] | Removed from Ground | Other | 500 | Bare Steel | 1966-03-01 | 1995-05-10 | Bare Steel
MARTA/LAREDO DR FACILITY | 277 LAREDO DR | DECATUR | DeKalb | 9044189 | 2 |  | 1998-12-01 | FALSE | 1994-01-01 | FALSE | Closed in Ground | Diesel | 20000 | Fiberglass | 1983-01-01 | 2001-02-01 | Fiberglass Reinforced Plastic | Pressurized
READY MIX USA LLC | 134 MAPLE ST | DECATUR | DeKalb | 9044323 | NO-65 | [5 empty] | Removed from Ground | Other | 3000 | Bare Steel | 1970-02-12 | 1899-12-31 | Galvanized Steel | Suction (American)
308 WEST PONCE DE LEON AVENUE | 308 WEST PONCE DE LEON AVENUE | DECATUR | DeKalb | 10002130 | 3 |  |  | FALSE |  | FALSE | Closed in Ground | Gas (Historical Use) | 2000 | Bare Steel | 1947-01-01 | 1985-01-01 | Galvanized Steel
FORMER COLLEGE AVENUE SERVICE STATION | 726 WEST COLLEGE AVENUE | DECATUR | DeKalb | 10001008 | 3 |  |  | FALSE |  | FALSE | Removed from Ground | Gas (Historical Use) | 750 | Bare Steel | 2005-10-27 | 2005-10-27 | Bare Steel
CALLAWAY SQUARE BUILDING GENERATOR | 120 WEST TRINITY PLACE | DECATUR | DeKalb | 9044389 | 2 | Ball Float | 1997-01-01 | FALSE | 1997-01-01 | FALSE | Removed from Ground | Diesel | 5000 | Composite Double Walled | 1997-01-01 | 2016-05-12 | Double-Walled Fiberglass | Suction (American)
ACME CARPET & DRAPERY CLNG INC | 525 WEST HOWARD AVE | DECATUR | DeKalb | 4440054 | 3 | [5 empty] | Removed from Ground | Other | 500 | Bare Steel | 1966-03-01 | 1995-05-10 | Bare Steel
MARTA/LAREDO DR FACILITY | 277 LAREDO DR | DECATUR | DeKalb | 9044189 | 18 | Overfill Alarm | 2010-03-09 | TRUE | 2000-10-26 | FALSE | Currently in Use | Used Oil | 1000 | Fiberglass Double Walled | 2000-10-26 |  | Galvanized Steel
WALTER T AUSTIN | 506 E HOWARD AVE | DECATUR | DeKalb | 4440634 | 3 | [5 empty] | Removed from Ground | Gas (Historical Use) | 6000 | Bare Steel | 1974-05-05 | 1998-12-08 | Galvanized Steel
NO FACILITY NAME/COLEMAN AMERICA | 4212 NE EXP | NORCROSS | DeKalb | 9067004 | 2 | [5 empty] | Removed from Ground | Diesel | 5000 | Bare Steel | 1993-08-25 | 1993-08-25 | Bare Steel | Safe Suction (Euro)
KROGER 303 | 3479 MEMORIAL DR | DECATUR | DeKalb | 10002378 | 2B | Overfill Alarm | 2014-09-26 | FALSE | 2014-09-26 | FALSE | Currently in Use | Diesel | 8000 | Fiberglass Double Walled | 2014-08-22 |  | Double-Walled Flex | Pressurized
CALLAWAY SQUARE BUILDING GENERATOR | 120 WEST TRINITY PLACE | DECATUR | DeKalb | 9044389 | 1 | [5 empty] | Removed from Ground | Other | 10000 | Not Marked/Unknown | 1996-11-04 | 1996-11-04 | Not Marked
RALPH SKILLERN/FORMER TEXACO GAS | 307 CLAIRMONT AVE | DECATUR | DeKalb | 4440709 | 4 |  |  | TRUE |  | TRUE | Removed from Ground | Used Oil | 550 | Not Marked/Unknown |  | 1899-12-31 | Not Marked
RALPH SKILLERN/FORMER TEXACO GAS | 307 CLAIRMONT AVE | DECATUR | DeKalb | 4440709 | 5 |  |  | TRUE |  | TRUE | Removed from Ground | Used Oil | 550 | Not Marked/Unknown |  | 1899-12-31 | Not Marked
308 WEST PONCE DE LEON AVENUE | 308 WEST PONCE DE LEON AVENUE | DECATUR | DeKalb | 10002130 | 5 |  |  | FALSE |  | FALSE | Closed in Ground | Used Oil | 550 | Bare Steel | 1947-01-01 | 1985-01-01 | Galvanized Steel
FORMER CHEVRON/CONDOR AUTOMOTIVE | 100 EAST LAKE RD | DECATUR | DeKalb | 10002628 | 7 |  |  | FALSE |  | FALSE | Removed from Ground | Gas (Historical Use) | 5000 | Unknown | 1971-01-01 | 1899-12-31
FORMER CHEVRON/CONDOR AUTOMOTIVE | 100 EAST LAKE RD | DECATUR | DeKalb | 10002628 | 5 |  |  | FALSE |  | FALSE | Removed from Ground | Gas (Historical Use) | 10000 | Unknown | 1971-01-01 | 1899-12-31
FORMER CHEVRON/CONDOR AUTOMOTIVE | 100 EAST LAKE RD | DECATUR | DeKalb | 10002628 | 4 |  |  | FALSE |  | FALSE | Removed from Ground | Gas (Historical Use) | 3000 | Unknown | 1962-01-01 | 1899-12-31
AARYA ALI RIDDHI INC | 4480 GLENWOOD RD | DECATUR | DeKalb | 4440350 | 1 | [5 empty] | Removed from Ground | Gas (Historical Use) | 10000 | Bare Steel | 1969-06-02 | 1992-01-01 | Fiberglass Reinforced Plastic
GEC GEORGIA LLC #521 | 3357 MEMORIAL DR | DECATUR | DeKalb | 9044051 | 1 |  | 1988-04-01 |  | 1988-04-01 |  | Temporarily out of use | Gas (Historical Use) | 10000 | Fiberglass Double Walled | 1988-05-01 |  | Fiberglass Reinforced Plastic | Pressurized
HIRA BUSINESS INC. DBA TEXACO FOOD MART | 527 E COLLEGE AVE | DECATUR | DeKalb | 4440812 | 3 | Ball Float | 1989-01-01 | FALSE | 1989-01-01 | FALSE | Currently in Use | Regular | 5000 | Steel-Impressed Current | 1968-04-18 |  | Fiberglass Reinforced Plastic | Pressurized
MARKET OF COVINGTON | 4274 COVINGTON HWY | DECATUR | DeKalb | 4440814 | 7 | Flapper Valve | 1990-11-26 | FALSE | 1990-11-26 | FALSE | Currently in Use | Premium | 8000 | Fiberglass | 1990-11-13 |  | Fiberglass Reinforced Plastic | Pressurized
MARKET OF COVINGTON | 4274 COVINGTON HWY | DECATUR | DeKalb | 4440814 | 1 | [5 empty] | Removed from Ground | Gas (Historical Use) | 5000 | Bare Steel | 1968-04-18 | 1990-11-01 | Galvanized Steel | Pressurized
MARKET OF COVINGTON | 4274 COVINGTON HWY | DECATUR | DeKalb | 4440814 | 4 | [5 empty] | Removed from Ground | Gas (Historical Use) | 5000 | Bare Steel | 1968-04-18 | 1990-11-01 | Galvanized Steel | Pressurized
TWINER CAR WASH INC | 2500 CANDLER RD | DECATUR | DeKalb | 4440576 | 1 | [5 empty] | Removed from Ground | Gas (Historical Use) | 8000 | Bare Steel | 1972-04-30 | 1989-11-20 | Galvanized Steel
SHELL FOOD MART | 2701 CANDLER RD | DECATUR | DeKalb | 4440525 | 3 | [5 empty] | Removed from Ground | Gas (Historical Use) | 10000 | Fiberglass | 1985-08-28 | 1990-12-16 | Fiberglass Reinforced Plastic | Pressurized
GLENN P CURTIS | 1835 CANDLER ROAD | DECATUR | DeKalb | 9044502 | 3 | [5 empty] | Removed from Ground | Gas (Historical Use) | 2000 | Not Marked/Unknown | 2000-05-18 | 2000-05-18 | Galvanized Steel | Safe Suction (Euro)
AMMAZIN FOOD MART | 3858 COVINGTON HWY | DECATUR | DeKalb | 10002070 | 1 | Overfill Alarm |  | FALSE |  | FALSE | Removed from Ground |  | 2000 | Bare Steel | 2012-03-07 | 2012-03-07 | Unknown
2504 MELLVILLE AVE | 2504 MELLVILLE AVE | DECATUR | DeKalb | 10001208 | 2 |  |  | FALSE |  | FALSE | Removed from Ground | Not Marked/Tank Removed | 0 | Unknown |  | 1899-12-31 | Unknown
SHELL FOODMART | 3152 MEMORIAL DR | DECATUR | DeKalb | 10000067 | 1 | Ball Float | 1999-02-01 | FALSE | 1999-02-01 | FALSE | Currently in Use | Regular | 10000 | Fiberglass | 1999-02-01 |  | Fiberglass Reinforced Plastic | Pressurized
SHELL FOOD MART | 3550 E PONCE DE LEON AVE | SCOTTDALE | DeKalb | 9044496 | 2 | Ball Float | 1999-03-24 | FALSE | 1999-03-24 | FALSE | Currently in Use | Premium | 8000 | Composite | 1999-03-24 |  | Double-Walled Flex | Pressurized
GEORGIA DUCK AND CORDAGE MILL | 21 LAREDO DR | SCOTTDALE | DeKalb | 9044335 | 2 |  |  | FALSE |  | FALSE | Removed from Ground | Diesel | 10000 | Unknown | 2007-05-25 | 2007-07-10 | Unknown
READY MIX USA LLC | 134 MAPLE ST | DECATUR | DeKalb | 9044323 | UO-65 |  |  | TRUE |  | TRUE | Removed from Ground | Used Oil | 3000 | Bare Steel | 1970-02-12 | 1899-12-31 | Galvanized Steel | Suction (American)
MCI | W HOWARD ST @ ATLANTA RD | DECATUR | DeKalb | 9044099 | 2 | Overfill Alarm | 1994-02-01 | FALSE | 1994-02-01 | FALSE | Currently in Use | Diesel | 600 | Fiberglass Double Walled | 1994-02-16 |  | Flex | Suction (American)
KROGER 303 | 3479 MEMORIAL DR | DECATUR | DeKalb | 10002378 | 2A | Overfill Alarm | 2014-09-26 | FALSE | 2014-09-26 | FALSE | Currently in Use | Premium | 10000 | Fiberglass Double Walled | 2014-08-22 |  | Double-Walled Flex | Pressurized
FOOD MART | 4400 SNAPFINGER WOODS Drive | DECATUR | DeKalb | 10002734 | 2 | Flapper Valve | 2016-08-01 | FALSE | 2016-08-01 | FALSE | Currently in Use | Gas (Historical Use) | 3000 | Composite Double Walled | 2016-08-01 |  | Double-Walled Fiberglass | Pressurized
MORGAN CLEANERS & LAUNDRY INC | 533 WEST HOWARD AVE | DECATUR | DeKalb | 4440107 | 1 | [5 empty] | Permanently Out of Use - historical purposes | Other | 750 | Bare Steel | 1966-03-03 | 1899-12-31 | Bare Steel
MARTA/LAREDO DR FACILITY | 277 LAREDO DR | DECATUR | DeKalb | 9044189 | 12 |  |  | TRUE |  | TRUE | Removed from Ground | Used Oil | 550 | Fiberglass | 1983-01-01 | 2000-10-01 | Bare Steel
MARTA/LAREDO DR FACILITY | 277 LAREDO DR | DECATUR | DeKalb | 9044189 | 5 |  | 1998-12-01 | FALSE | 1994-01-01 | FALSE | Closed in Ground | Gas (Historical Use) | 8000 | Fiberglass | 1983-01-01 | 2001-02-01 | Fiberglass Reinforced Plastic | Suction (American)
MARTA/LAREDO DR FACILITY | 277 LAREDO DR | DECATUR | DeKalb | 9044189 | 7 |  | 1998-12-01 | FALSE | 1994-01-01 | FALSE | Closed in Ground |  | 4000 | Fiberglass | 1983-01-01 | 2001-02-01 | Fiberglass Reinforced Plastic | Safe Suction (Euro)
BST/EAST LAKE CO/F1213 | 122 EAST LAKE DR | DECATUR | DeKalb | 9044077 | 1 |  |  | FALSE |  | FALSE | Removed from Ground | Diesel | 1500 | Bare Steel | 1962-01-01 | 1989-05-01
UNOCAL STATION #9023-283 | 777 COMMERCE DR | DECATUR | DeKalb | 4440768 | 5 |  |  | TRUE |  | TRUE | Removed from Ground | Used Oil | 1000 | Bare Steel | 1965-04-14 | 1990-09-01 | Galvanized Steel
MORGAN CLEANERS & LAUNDRY INC | 533 WEST HOWARD AVE | DECATUR | DeKalb | 4440107 | 2 | [5 empty] | Permanently Out of Use - historical purposes | Other | 750 | Bare Steel | 1966-03-03 | 1899-12-31 | Bare Steel
MCI | W HOWARD ST @ ATLANTA RD | DECATUR | DeKalb | 9044099 | 1 | [5 empty] | Closed in Ground | Diesel | 500 | Fiberglass | 1986-06-01 | 1994-02-14 | Not Marked
UTILITY SERVICES INC | 2601 TALLEY ST | DECATUR | DeKalb | 9044085 | 3 | [5 empty] | Removed from Ground | Diesel | 1000 | Bare Steel | 1967-01-01 | 1998-07-13 | Galvanized Steel | Safe Suction (Euro)
SAVE OIL CO/HOWELL OIL CORP | 1429 SCOTT BLVD | DECATUR | DeKalb | 4440690 | 2 | [5 empty] | Removed from Ground | Gas (Historical Use) | 8127 | Bare Steel | 1955-05-07 | 1993-12-10 | Galvanized Steel | Pressurized
SHELL FOOD MART | 2781 E COLLEGE AVE | DECATUR | DeKalb | 4440713 | 2 | [5 empty] | Removed from Ground | Gas (Historical Use) | 12000 | Bare Steel | 1970-05-06 | 1996-01-09 | Galvanized Steel | Pressurized
M & D INVESTMENT | 2695 WESLEY CHAPEL RD | DECATUR | DeKalb | 4440491 | 1 | Ball Float | 1992-04-08 | FALSE | 1992-04-08 | FALSE | Currently in Use | Regular | 10000 | Fiberglass Double Walled | 1992-04-08 |  | Double-Walled Fiberglass | Pressurized
CALLAWAY SQUARE BUILDING GENERATOR | 120 WEST TRINITY PLACE | DECATUR | DeKalb | 9044389 | 3 |  |  | FALSE |  | FALSE | Removed from Ground | Gas (Historical Use) | 12000 | Unknown | 2016-05-12 | 2016-05-12 | Unknown
MARTA/LAREDO DR FACILITY | 277 LAREDO DR | DECATUR | DeKalb | 9044189 | 11 |  |  | TRUE |  | TRUE | Removed from Ground | Used Oil | 550 | Fiberglass | 1983-01-01 | 1995-05-05 | Bare Steel
READY MIX USA LLC | 134 MAPLE ST | DECATUR | DeKalb | 9044323 | DF-65 | [5 empty] | Removed from Ground | Diesel | 3000 | Bare Steel | 1970-02-12 | 1899-12-31 | Galvanized Steel | Suction (American)
MORGAN CLEANERS & LAUNDRY INC | 533 WEST HOWARD AVE | DECATUR | DeKalb | 4440107 | 3 | [5 empty] | Permanently Out of Use - historical purposes | Other | 500 | Bare Steel | 1966-03-03 | 1899-12-31 | Bare Steel
MARTA/LAREDO DR FACILITY | 277 LAREDO DR | DECATUR | DeKalb | 9044189 | 3 |  | 1998-12-01 | FALSE | 1994-01-01 | FALSE | Closed in Ground | Diesel | 20000 | Fiberglass | 1983-01-01 | 2001-02-01 | Fiberglass Reinforced Plastic | Pressurized
MARTA/LAREDO DR FACILITY | 277 LAREDO DR | DECATUR | DeKalb | 9044189 | 13 |  |  | TRUE |  | TRUE | Closed in Ground | Used Oil | 550 | Fiberglass | 1983-01-01 | 2000-10-01 | Bare Steel
MARTA/LAREDO DR FACILITY | 277 LAREDO DR | DECATUR | DeKalb | 9044189 | 4 |  | 1998-12-01 | FALSE | 1994-01-01 | FALSE | Closed in Ground | Diesel | 20000 | Fiberglass | 1983-01-01 | 2001-02-01 | Fiberglass Reinforced Plastic | Pressurized
MARTA/LAREDO DR FACILITY | 277 LAREDO DR | DECATUR | DeKalb | 9044189 | 15 |  |  | TRUE | 1994-01-01 | TRUE | Removed from Ground | Used Oil | 1000 | Fiberglass | 1983-01-01 | 2000-10-01 | Fiberglass Reinforced Plastic
FREDDIES AUTO REPAIR | 641 EAST LAKE DR | DECATUR | DeKalb | 9044362 | 1 | [5 empty] | Closed in Ground | Empty | 8000 | Not Marked/Unknown | 1984-01-01 | 1984-01-01 | Not Marked
PECO CAMPING CENTER | 431 W PONCE DE LEON AVENUE | DECATUR | DeKalb | 9044488 | 1 | [5 empty] | Closed in Ground | Gas (Historical Use) | 500 | Bare Steel | 1950-01-01 | 1950-01-01 | Not Marked
UTILITY SERVICES INC | 2601 TALLEY ST | DECATUR | DeKalb | 9044085 | 1 | [5 empty] | Removed from Ground | Gas (Historical Use) | 6000 | Bare Steel | 1967-01-01 | 1998-07-31 | Galvanized Steel | Safe Suction (Euro)
WALTER T AUSTIN | 506 E HOWARD AVE | DECATUR | DeKalb | 4440634 | 2 | [5 empty] | Removed from Ground | Gas (Historical Use) | 6000 | Bare Steel | 1962-05-05 | 1998-12-08 | Galvanized Steel
SHELL FOOD MART | 2781 E COLLEGE AVE | DECATUR | DeKalb | 4440713 | 1 | [5 empty] | Removed from Ground | Gas (Historical Use) | 12000 | Bare Steel | 1970-05-06 | 1996-01-09 | Galvanized Steel | Pressurized
US POSTAL SERVICE | 520 WEST PONCE DE LEON AVE | DECATUR | DeKalb | 4440483 | 1 | [5 empty] | Removed from Ground | Gas (Historical Use) | 5000 | Bare Steel | 1970-04-03 | 1991-10-04 | Unknown
SCOTT BOULEVARD CHEVRON | 1486 SCOTT BLVD | DECATUR | DeKalb | 4440352 | 6 | Ball Float | 1993-11-01 |  | 1993-11-01 |  | Removed from Ground | Gas (Historical Use) | 10000 | Fiberglass Double Walled | 1993-11-02 | 2016-03-23 | Fiberglass Reinforced Plastic | Pressurized
KRAFT GENERAL FOODS | 501 DEKALB IND WAY | DECATUR | DeKalb | 4440297 | 7 | [5 empty] | Removed from Ground | Diesel | 625 | Bare Steel | 1957-06-13 | 1991-09-17 | Galvanized Steel
AAMCO TRANSMISSION | 223 PONCE DE LEON AVE | DECATUR | DeKalb | 9044469 | 1 |  |  | TRUE |  | TRUE | Permanently Out of Use - historical purposes | Used Oil | 1000 | Marked Unknown |  | 1899-12-31 | Not Marked | Gravity Fed
Petro Mart LLC | 2077 N DECATUR RD | DECATUR | DeKalb | 4440787 | 3 | Ball Float | 1978-05-01 | FALSE | 1978-05-01 | FALSE | Currently in Use | Diesel | 10000 | Galvanic (STIP-3) | 1978-05-01 |  | Fiberglass Reinforced Plastic | Pressurized
UNOCAL SERVICE STATION | 1525 CHURCH ST | DECATUR | DeKalb | 4440767 | 2 | [5 empty] | Removed from Ground | Other | 10000 | Bare Steel | 1967-04-15 | 1989-08-01 | Galvanized Steel
ZEE CONVENIENCE INC | 5401 COVINGTON HWY | DECATUR | DeKalb | 4440489 | 3 | [5 empty] | Removed from Ground | Gas (Historical Use) | 10000 | Double Walled | 1980-04-21 | 1993-09-25 | Fiberglass Reinforced Plastic | Pressurized
FRYE COPYSYSTEMS INC | 196 RIO CIRCLE | DECATUR | DeKalb | 4440287 | 1 | [5 empty] | Closed in Ground | Other | 10000 | Bare Steel | 1963-05-14 | 1971-03-01 | Unknown
LOUDERMILK/ROHRIG | 359 WEST PONCE DE LEON AVE | DECATUR | DeKalb | 4440274 | 8 |  | 1989-11-01 |  | 1989-11-01 |  | Permanently Out Of Use | Gas (Historical Use) | 10000 | Fiberglass | 1989-11-01 | 2001-09-20 | Fiberglass Reinforced Plastic | Pressurized
MEN WITH GAS | 249 E PONCE DE LEON AVE | DECATUR | DeKalb | 4440719 | 4 | Ball Float | 1999-01-26 | TRUE | 1999-01-26 | TRUE | Currently in Use | Used Oil | 500 | Steel-Impressed Current | 1968-03-10 |  | Fiberglass Reinforced Plastic | Gravity
MEN WITH GAS | 249 E PONCE DE LEON AVE | DECATUR | DeKalb | 4440719 | 1 | Ball Float | 1999-01-26 | FALSE | 1999-01-26 | TRUE | Temporarily out of use | Empty | 4000 | Steel-Impressed Current | 1968-03-10 |  | Fiberglass Reinforced Plastic | Pressurized
FULLER TEXACO | 1462 SCOTT BLVD | DECATUR | DeKalb | 4440717 | 3 |  | 1998-11-01 |  | 1998-11-01 |  | Removed from Ground | Gas (Historical Use) | 2000 | Steel-Impressed Current | 1962-01-01 | 2000-07-01 | Cathodically Protected
SHELL FOOD MART | 2781 E COLLEGE AVE | DECATUR | DeKalb | 4440713 | 6 |  |  | FALSE |  | FALSE | Removed from Ground | Used Oil | 500 | Bare Steel | 2006-06-06 | 2006-06-06 | Bare Steel
SCOTT BOULEVARD CHEVRON | 1486 SCOTT BLVD | DECATUR | DeKalb | 4440352 | 1 | [5 empty] | Removed from Ground | Gas (Historical Use) | 5000 | Cathodically Protected Steel | 1969-03-19 | 1993-10-19 | Galvanized Steel | Pressurized
NORTH DECATUR TEXACO | 570 DEKALB INDUSTRIAL WAY | DECATUR | DeKalb | 9044450 | 1 | Ball Float | 1996-08-01 | FALSE | 1996-08-01 | FALSE | Currently in Use | Regular | 12000 | Fiberglass Double Walled | 1996-01-01 |  |  | Pressurized
BST/EAST LAKE CO/F1213 | 122 EAST LAKE DR | DECATUR | DeKalb | 9044077 | 3 | Overfill Alarm | 1998-01-15 | FALSE | 1998-01-15 | FALSE | Currently in Use | Diesel | 6000 | Fiberglass Double Walled | 1998-01-15 |  | Copper | Pressurized
UNOCAL STATION #9023-283 | 777 COMMERCE DR | DECATUR | DeKalb | 4440768 | 6 |  |  | TRUE |  | TRUE | Removed from Ground | Used Oil | 550 | Bare Steel | 1965-04-14 | 1990-09-04 | Galvanized Steel
BELLSOUTH MOBILITY INC/MTSO/SWIT | 1085 KATIE KERR DR | DECATUR | DeKalb | 4440061 | 1 | [5 empty] | Removed from Ground | Diesel | 1000 | Cathodically Protected Steel | 1984-02-26 | 1994-01-24 | Cathodically Protected | Suction (American)
AVONDALE FOOD MART | 2767 E COLLEGE AVE | DECATUR | DeKalb | 9044508 | 2A | Ball Float | 2000-11-21 | FALSE | 2000-11-21 | FALSE | Currently in Use | Premium | 8000 | Composite | 2000-10-14 |  | Fiberglass Reinforced Plastic | Pressurized
BST/EAST LAKE CO/F1213 | 122 EAST LAKE DR | DECATUR | DeKalb | 9044077 | 2 |  | 1989-05-02 | FALSE | 1989-05-02 | FALSE | Removed from Ground |  | 3000 |  | 1989-05-02 | 1997-12-08 | Copper | Suction (American)
SAVE OIL CO/HOWELL OIL CORP | 1429 SCOTT BLVD | DECATUR | DeKalb | 4440690 | 1 | [5 empty] | Removed from Ground | Gas (Historical Use) | 8127 | Bare Steel | 1955-05-07 | 1993-12-10 | Galvanized Steel | Pressurized
UNOCAL STATION #9023-283 | 777 COMMERCE DR | DECATUR | DeKalb | 4440768 | 3 | [5 empty] | Removed from Ground | Gas (Historical Use) | 6000 | Bare Steel | 1965-04-14 | 1988-01-01 | Galvanized Steel
UNOCAL SERVICE STATION | 1525 CHURCH ST | DECATUR | DeKalb | 4440767 | 1 | [5 empty] | Removed from Ground | Other | 10000 | Bare Steel | 1967-04-15 | 1989-08-01 | Galvanized Steel
ZEE CONVENIENCE INC | 5401 COVINGTON HWY | DECATUR | DeKalb | 4440489 | 5 | Ball Float | 1993-10-02 | FALSE | 1993-10-02 | FALSE | Currently in Use | Premium | 10000 | Fiberglass Double Walled | 1993-10-08 |  | Fiberglass Reinforced Plastic | Pressurized
ZEE CONVENIENCE INC | 5401 COVINGTON HWY | DECATUR | DeKalb | 4440489 | 4 | Ball Float | 1993-10-02 | FALSE | 1993-10-02 | FALSE | Currently in Use | Regular | 10000 | Fiberglass Double Walled | 1993-10-08 |  | Fiberglass Reinforced Plastic | Pressurized
THE UNITED METHODIST CHILDREN HM | 500 COLUMBIA DR | DECATUR | DeKalb | 4440308 | 3 | Flapper Valve | 1997-06-12 | FALSE | 1997-06-12 | FALSE | Removed from Ground | Gas (Historical Use) | 6000 | Composite | 1997-07-01 | 2017-11-27 | Fiberglass Reinforced Plastic | Suction (American)
LOUDERMILK/ROHRIG | 359 WEST PONCE DE LEON AVE | DECATUR | DeKalb | 4440274 | 3 | [5 empty] | Removed from Ground | Gas (Historical Use) | 6000 | Bare Steel | 1971-05-08 | 1989-11-01 | Galvanized Steel
DEKALB COUNTY GOVT/COURTHOUSE GE | 556 N MCDONOUGH STREET | DECATUR | DeKalb | 9044440 | 2 | Ball Float | 1996-11-01 | FALSE | 1996-11-01 | FALSE | Currently in Use | Diesel | 5000 | Composite Double Walled | 1996-11-01 |  | Double-Walled Fiberglass | Suction (American)
GEORGIA CABLE TV | 2818 EAST PONCE DE LEON | DECATUR | DeKalb | 9044173 | 1 | [5 empty] | Removed from Ground | Other | 10000 | Marked Unknown | 1993-02-08 | 1993-02-08 | Unknown
GOODYEAR TIRE & RUBBER CO | 1471 CHURCH STREET | DECATUR | DeKalb | 9044297 | 1 |  |  | TRUE |  | TRUE | Removed from Ground | Used Oil | 550 | Not Marked/Unknown | 1995-07-15 | 1995-07-15 | Unknown
FREDDIES AUTO REPAIR | 641 EAST LAKE DR | DECATUR | DeKalb | 9044362 | 2 | [5 empty] | Closed in Ground | Empty | 8000 | Not Marked/Unknown | 1984-01-01 | 1984-01-01 | Not Marked
J & H SERVICE CENTER | 906 EASTLAKE DRIVE | DECATUR | DeKalb | 9044487 | 2 | [5 empty] | Closed in Ground | Empty | 1000 | Marked Unknown | 1984-01-01 | 1984-01-01 | Unknown
FOOD & GAS #115 | 600 W HOWARD ST | DECATUR | DeKalb | 4440691 | 1 | Flapper Valve | 1998-01-13 | FALSE | 1998-01-13 | FALSE | Currently in Use | Diesel | 8100 | STIP-3/Impressed Current | 1962-05-08 |  | Fiberglass Reinforced Plastic | Pressurized
SCOTT BOULEVARD CHEVRON | 1486 SCOTT BLVD | DECATUR | DeKalb | 4440352 | 4 |  |  | TRUE |  | TRUE | Removed from Ground | Used Oil | 1000 | Fiberglass | 1985-03-19 | 1997-09-01 | Fiberglass Reinforced Plastic
SCOTT BOULEVARD CHEVRON | 1486 SCOTT BLVD | DECATUR | DeKalb | 4440352 | 5 | Ball Float | 1993-11-01 |  | 1993-11-01 |  | Removed from Ground | Gas (Historical Use) | 10000 | Fiberglass Double Walled | 1993-11-02 | 2016-03-23 | Fiberglass Reinforced Plastic | Pressurized
BST/NEW ST SCC F1297 | 151 NEW ST | DECATUR | DeKalb | 4440411 | 3 | [5 empty] | Removed from Ground | Gas (Historical Use) | 3000 | Bare Steel | 1987-06-15 | 1987-06-15 | Bare Steel
UNOCAL STATION #9023-283 | 777 COMMERCE DR | DECATUR | DeKalb | 4440768 | 7 |  |  | TRUE |  | TRUE | Removed from Ground | Used Oil | 550 | Bare Steel | 1965-04-14 | 1990-09-04 | Galvanized Steel
UNOCAL STATION #9023-283 | 777 COMMERCE DR | DECATUR | DeKalb | 4440768 | 4 | [5 empty] | Removed from Ground | Gas (Historical Use) | 6000 | Bare Steel | 1965-04-14 | 1988-01-01 | Galvanized Steel
FORMER DEWEY KING BP STATION | 102 W COLLEGE AVE | DECATUR | DeKalb | 4440279 | 5 |  | 1990-07-07 |  | 1990-07-07 |  | Removed from Ground | Gas (Historical Use) | 10000 | Cathodically Protected Steel | 1990-07-07 | 1999-03-01 | Fiberglass Reinforced Plastic | Pressurized
FORMER DEWEY KING BP STATION | 102 W COLLEGE AVE | DECATUR | DeKalb | 4440279 | 7 |  | 1990-07-07 |  | 1990-07-07 |  | Removed from Ground | Gas (Historical Use) | 10000 | Cathodically Protected Steel | 1990-07-07 | 1999-03-01 | Fiberglass Reinforced Plastic
FORMER DEWEY KING BP STATION | 102 W COLLEGE AVE | DECATUR | DeKalb | 4440279 | 4 |  |  | TRUE |  | TRUE | Removed from Ground | Used Oil | 550 | Bare Steel | 1956-05-12 | 1998-11-01 | Unknown
NO LONGER EXISTS/SOUTH DEKALB DI | 125 CLAIRMONT AVE | DECATUR | DeKalb | 4440235 | 1 | [5 empty] | Removed from Ground | Gas (Historical Use) | 3000 | Bare Steel | 1947-12-31 | 1984-05-31 | Unknown
MEDLOCK MARATHON/FORMER BP SITE #24055 | 1489 SCOTT BLVD | DECATUR | DeKalb | 4440208 | 4 |  | 1987-01-01 | TRUE | 1987-01-01 | TRUE | Currently in Use | Used Oil | 550 | Fiberglass | 1988-04-25 |  | Fiberglass Reinforced Plastic
UNOCAL STATION #9023-283 | 777 COMMERCE DR | DECATUR | DeKalb | 4440768 | 8 |  |  | TRUE |  | TRUE | Removed from Ground | Used Oil | 550 | Fiberglass | 1990-09-01 | 1994-04-29 | Fiberglass Reinforced Plastic | Gravity Fed
UNOCAL STATION #9023-283 | 777 COMMERCE DR | DECATUR | DeKalb | 4440768 | 9 | [5 empty] | Removed from Ground | Gas (Historical Use) | 6000 | Bare Steel | 1965-04-14 | 1988-01-01 | Galvanized Steel
AVONDALE FOOD MART | 2767 E COLLEGE AVE | DECATUR | DeKalb | 9044508 | 1 | Ball Float | 2000-11-21 | FALSE | 2000-11-21 | FALSE | Currently in Use | Regular | 10000 | Composite | 2000-10-14 |  | Fiberglass Reinforced Plastic | Pressurized
UTILITY SERVICES INC | 2601 TALLEY ST | DECATUR | DeKalb | 9044085 | 2 | [5 empty] | Removed from Ground | Gas (Historical Use) | 3000 | Bare Steel | 1973-01-01 | 1998-07-13 | Galvanized Steel | Safe Suction (Euro)
SAVE OIL CO/HOWELL OIL CORP | 1429 SCOTT BLVD | DECATUR | DeKalb | 4440690 | 3 | [5 empty] | Removed from Ground | Diesel | 4010 | Bare Steel | 1976-05-06 | 1993-12-10 | Galvanized Steel
SHELL FOOD MART | 2781 E COLLEGE AVE | DECATUR | DeKalb | 4440713 | 3 | [5 empty] | Removed from Ground | Gas (Historical Use) | 12000 | Bare Steel | 1970-05-06 | 1996-01-09 | Galvanized Steel | Pressurized
M & D INVESTMENT | 2695 WESLEY CHAPEL RD | DECATUR | DeKalb | 4440491 | 2 | Ball Float | 1992-04-08 | FALSE | 1992-04-08 | FALSE | Currently in Use | Premium | 10000 | Fiberglass Double Walled | 1992-04-08 |  | Double-Walled Fiberglass | Pressurized
ZEE CONVENIENCE INC | 5401 COVINGTON HWY | DECATUR | DeKalb | 4440489 | 1 | [5 empty] | Removed from Ground | Gas (Historical Use) | 10000 | Double Walled | 1980-04-21 | 1993-09-25 | Fiberglass Reinforced Plastic | Pressurized
KRAFT GENERAL FOODS | 501 DEKALB IND WAY | DECATUR | DeKalb | 4440297 | 3 | [5 empty] | Removed from Ground | Diesel | 580 | Bare Steel | 1957-06-13 | 1991-09-18 | Galvanized Steel
FORMER DEWEY KING BP STATION | 102 W COLLEGE AVE | DECATUR | DeKalb | 4440279 | 2 | [5 empty] | Removed from Ground | Gas (Historical Use) | 6000 | Bare Steel | 1956-05-12 | 1990-06-01 | Unknown
MEDLOCK MARATHON/FORMER BP SITE #24055 | 1489 SCOTT BLVD | DECATUR | DeKalb | 4440208 | 5 | Ball Float | 1987-01-01 | FALSE | 1987-01-01 | FALSE | Currently in Use | Regular | 10000 | Fiberglass | 1987-01-01 |  | Fiberglass Reinforced Plastic | Pressurized
DEKALB COUNTY CALLAWAY | ONE CALLAWAY SQ | DECATUR | DeKalb | 4040610 | 2 |  |  | FALSE |  | FALSE | Removed from Ground | Diesel | 550 | Fiberglass | 1997-01-30 | 1997-01-30
ORKIN PEST CONTROL NO 156 | 2625 TALLEY ST | DECATUR | DeKalb | 9044087 | 1 | [5 empty] | Removed from Ground | Gas (Historical Use) | 6000 | Bare Steel | 1990-09-21 | 1990-09-21 | Galvanized Steel
FOOD & GAS #115 | 600 W HOWARD ST | DECATUR | DeKalb | 4440691 | 2 | Flapper Valve | 1998-01-13 | FALSE | 1998-01-13 | FALSE | Currently in Use | Premium | 10000 | STIP-3/Impressed Current | 1974-05-08 |  | Fiberglass Reinforced Plastic | Pressurized
308 WEST PONCE DE LEON AVENUE | 308 WEST PONCE DE LEON AVENUE | DECATUR | DeKalb | 10002130 | 2 |  |  | FALSE |  | FALSE | Closed in Ground | Gas (Historical Use) | 4000 | Bare Steel | 1947-01-01 | 1985-01-01 | Galvanized Steel
PARK TRACE APARTMENTS | 700 ATLANTA AVENUE | DECATUR | DeKalb | 10001565 | 1 |  |  | FALSE |  | FALSE | Removed from Ground | Diesel | 350 | Bare Steel | 2008-03-13 | 2008-03-13 | Unknown
SCOTT BOULEVARD CHEVRON | 1486 SCOTT BLVD | DECATUR | DeKalb | 4440352 | 7 | Ball Float | 1993-11-01 |  | 1993-11-01 |  | Removed from Ground | Gas (Historical Use) | 10000 | Fiberglass Double Walled | 1993-11-02 | 2016-03-23 | Fiberglass Reinforced Plastic | Pressurized
VANDY'S LAUNDRY INC | 240 WEST PONCE DE LEON AVE | DECATUR | DeKalb | 4440281 | 1 | [5 empty] | Removed from Ground | Other | 0 | Bare Steel | 1998-07-29 | 1998-07-29 | Galvanized Steel
VACANT LOT | 421 /423 EAST COLLEGE AVENUE | DECATUR | DeKalb | 10001252 | 2 |  |  | FALSE |  | FALSE | Removed from Ground | Gas (Historical Use) | 500 | Bare Steel | 2003-10-03 | 2003-10-03 | Bare Steel
NORTH DECATUR TEXACO | 570 DEKALB INDUSTRIAL WAY | DECATUR | DeKalb | 9044450 | 2 | Ball Float | 1996-08-01 | FALSE | 1996-08-01 | FALSE | Currently in Use | Premium | 12000 | Composite | 1996-01-01 |  | Fiberglass Reinforced Plastic | Pressurized
Petro Mart LLC | 2077 N DECATUR RD | DECATUR | DeKalb | 4440787 | 1 | Ball Float | 1978-07-01 | FALSE | 1978-07-01 | FALSE | Currently in Use | Regular | 10000 | Galvanic (STIP-3) | 1978-05-01 |  | Fiberglass Reinforced Plastic | Pressurized
EXXON FOOD MART | 1051 MONTREAL Road | CLARKSTON | DeKalb | 10002735 | 2 | Flapper Valve | 2016-08-02 | FALSE | 2017-02-01 | FALSE | Currently in Use | Premium | 6000 | Composite Double Walled | 2017-02-01 |  | Double-Walled Fiberglass | Pressurized
J & H SERVICE CENTER | 906 EASTLAKE DRIVE | DECATUR | DeKalb | 9044487 | 1 | [5 empty] | Closed in Ground | Empty | 1000 | Marked Unknown | 1984-01-01 | 1984-01-01 | Unknown
UNOCAL STATION #9023-283 | 777 COMMERCE DR | DECATUR | DeKalb | 4440768 | 1 | [5 empty] | Removed from Ground | Gas (Historical Use) | 6000 | Bare Steel | 1965-04-14 | 1988-01-01 | Galvanized Steel
Petro Mart LLC | 2077 N DECATUR RD | DECATUR | DeKalb | 4440787 | 2 | Ball Float | 1978-05-01 | FALSE | 1978-05-01 | FALSE | Currently in Use | Premium | 10000 | Galvanic (STIP-3) | 1978-05-01 |  | Fiberglass Reinforced Plastic | Pressurized
UNOCAL SERVICE STATION | 1525 CHURCH ST | DECATUR | DeKalb | 4440767 | 3 | [5 empty] | Removed from Ground | Other | 10000 | Bare Steel | 1967-04-15 | 1989-08-01 | Galvanized Steel
FULLER TEXACO | 1462 SCOTT BLVD | DECATUR | DeKalb | 4440717 | 1 |  | 1998-11-01 |  | 1998-11-01 |  | Removed from Ground | Gas (Historical Use) | 3000 | Steel-Impressed Current | 1962-01-01 | 2000-07-01 | Cathodically Protected
M & D INVESTMENT | 2695 WESLEY CHAPEL RD | DECATUR | DeKalb | 4440491 | T2 | [5 empty] | Removed from Ground | Gas (Historical Use) | 10000 | Bare Steel | 1983-04-22 | 1992-03-04 | Galvanized Steel | Pressurized
US POSTAL SERVICE | 520 WEST PONCE DE LEON AVE | DECATUR | DeKalb | 4440483 | 3 |  |  | TRUE |  | TRUE | Removed from Ground | Used Oil | 500 | Bare Steel | 1970-04-03 | 1991-10-04 | Unknown
THE UNITED METHODIST CHILDREN HM | 500 COLUMBIA DR | DECATUR | DeKalb | 4440308 | 1 |  |  | FALSE |  | FALSE | Removed from Ground | Gas (Historical Use) | 2005 | Bare Steel | 1980-05-12 | 1899-12-31 | Galvanized Steel | Suction (American)
UNITED PARCEL SERVICE, INC. | 3930 PLEASANTDALE ROAD | DORAVILLE | DeKalb | 4440424 | 8 | [5 empty] | Removed from Ground | Other | 10000 | Fiberglass | 1986-04-17 | 1995-02-01 | Galvanized Steel
UNITED PARCEL SERVICE, INC. | 3930 PLEASANTDALE ROAD | DORAVILLE | DeKalb | 4440424 | 8 | [5 empty] | Removed from Ground | Other | 10000 | Fiberglass | 1986-04-17 | 1995-02-01 | Galvanized Steel
UNITED PARCEL SERVICE, INC. | 3930 PLEASANTDALE ROAD | DORAVILLE | DeKalb | 4440424 | 2 | Flapper Valve | 1995-03-20 |  | 1995-03-20 |  | Currently in Use | Diesel | 25000 | Fiberglass | 1985-04-17 |  | Double-Walled Flex | Pressurized
UNITED PARCEL SERVICE, INC. | 3930 PLEASANTDALE ROAD | DORAVILLE | DeKalb | 4440424 | 2 | Flapper Valve | 1995-03-20 |  | 1995-03-20 |  | Currently in Use | Diesel | 25000 | Fiberglass | 1985-04-17 |  | Double-Walled Flex | Pressurized
MEDLOCK MARATHON/FORMER BP SITE #24055 | 1489 SCOTT BLVD | DECATUR | DeKalb | 4440208 | 6 | Ball Float | 1987-01-01 | FALSE | 1987-01-01 | FALSE | Currently in Use | Premium | 10000 | Fiberglass | 1987-01-01 |  | Fiberglass Reinforced Plastic | Pressurized
DECATUR SHELL | 1265 CLAIRMONT AVE | DECATUR | DeKalb | 9000387 | 3 | [5 empty] | Removed from Ground | Gas (Historical Use) | 10000 | Bare Steel | 1972-05-05 | 1980-01-01 | Galvanized Steel
FOOD MART | 4400 SNAPFINGER WOODS Drive | DECATUR | DeKalb | 10002734 | 1 | Flapper Valve | 2016-08-01 | FALSE | 2016-08-01 | FALSE | Currently in Use | Regular | 12000 | Composite Double Walled | 2016-08-01 |  | Double-Walled Fiberglass | Pressurized
FREDDIES AUTO REPAIR | 641 EAST LAKE DR | DECATUR | DeKalb | 9044362 | 5 |  |  | TRUE |  | TRUE | Closed in Ground | Empty | 500 | Not Marked/Unknown | 1984-01-01 | 1984-01-01 | Not Marked
AVONDALE FOOD MART | 2767 E COLLEGE AVE | DECATUR | DeKalb | 9044508 | 2B | Ball Float | 2000-11-21 | FALSE | 2000-11-21 | FALSE | Currently in Use | Diesel | 4000 | Composite | 2000-10-14 |  | Fiberglass Reinforced Plastic | Pressurized
FOOD & GAS #115 | 600 W HOWARD ST | DECATUR | DeKalb | 4440691 | 3 | Flapper Valve | 1998-01-13 | FALSE | 1998-01-13 | FALSE | Currently in Use | Gas (Historical Use) | 8100 | STIP-3/Impressed Current | 1962-05-08 |  | Fiberglass Reinforced Plastic | Pressurized
UNOCAL STATION #9023-283 | 777 COMMERCE DR | DECATUR | DeKalb | 4440768 | 2 | [5 empty] | Removed from Ground | Gas (Historical Use) | 6000 | Bare Steel | 1965-04-14 | 1988-01-01 | Galvanized Steel
MEN WITH GAS | 249 E PONCE DE LEON AVE | DECATUR | DeKalb | 4440719 | 2 | Ball Float | 1999-01-26 | FALSE | 1999-01-26 | TRUE | Temporarily out of use | Empty | 10000 | Steel-Impressed Current | 1968-03-10 |  | Fiberglass Reinforced Plastic | Pressurized
M & D INVESTMENT | 2695 WESLEY CHAPEL RD | DECATUR | DeKalb | 4440491 | T1 | [5 empty] | Removed from Ground | Gas (Historical Use) | 10000 | Bare Steel | 1983-04-22 | 1992-03-04 | Galvanized Steel | Pressurized
M & D INVESTMENT | 2695 WESLEY CHAPEL RD | DECATUR | DeKalb | 4440491 | T4 | [5 empty] | Removed from Ground | Other | 10000 | Bare Steel | 1983-04-22 | 1992-03-04 | Galvanized Steel | Pressurized
SCOTT BOULEVARD CHEVRON | 1486 SCOTT BLVD | DECATUR | DeKalb | 4440352 | 2 | [5 empty] | Removed from Ground | Gas (Historical Use) | 10000 | Cathodically Protected Steel | 1969-03-19 | 1993-10-19 | Galvanized Steel | Pressurized
LOUDERMILK/ROHRIG | 359 WEST PONCE DE LEON AVE | DECATUR | DeKalb | 4440274 | 7 |  | 1989-11-01 |  | 1989-11-01 |  | Permanently Out Of Use | Gas (Historical Use) | 10000 | Fiberglass | 1989-11-01 | 2001-09-20 | Fiberglass Reinforced Plastic | Pressurized
LOUDERMILK/ROHRIG | 359 WEST PONCE DE LEON AVE | DECATUR | DeKalb | 4440274 | 4 | [5 empty] | Removed from Ground | Gas (Historical Use) | 10000 | Bare Steel | 1971-05-08 | 1989-11-01 | Galvanized Steel
LOUDERMILK/ROHRIG | 359 WEST PONCE DE LEON AVE | DECATUR | DeKalb | 4440274 | 1 | [5 empty] | Removed from Ground | Gas (Historical Use) | 6000 | Bare Steel | 1971-05-08 | 1989-11-01 | Galvanized Steel
LOUDERMILK/ROHRIG | 359 WEST PONCE DE LEON AVE | DECATUR | DeKalb | 4440274 | 2 | [5 empty] | Removed from Ground | Gas (Historical Use) | 6000 | Bare Steel | 1971-05-08 | 1989-11-01 | Galvanized Steel
FORMER DEWEY KING BP STATION | 102 W COLLEGE AVE | DECATUR | DeKalb | 4440279 | 1 | [5 empty] | Removed from Ground | Gas (Historical Use) | 6000 | Bare Steel | 1956-05-12 | 1990-06-01 | Unknown
MEDLOCK MARATHON/FORMER BP SITE #24055 | 1489 SCOTT BLVD | DECATUR | DeKalb | 4440208 | 1 | [5 empty] | Removed from Ground | Gas (Historical Use) | 10000 | Fiberglass | 1973-04-30 | 1987-01-01 | Fiberglass Reinforced Plastic
MEDLOCK MARATHON/FORMER BP SITE #24055 | 1489 SCOTT BLVD | DECATUR | DeKalb | 4440208 | 7 | Ball Float | 1987-01-01 | FALSE | 1987-01-01 | FALSE | Currently in Use | Diesel | 10000 | Fiberglass | 1987-01-01 |  | Fiberglass Reinforced Plastic | Pressurized
T J FOUNTAIN JR | 2320 EAST LAKE RD | DECATUR | DeKalb | 4446200 | 1 | [5 empty] | Removed from Ground | Gas (Historical Use) | 6000 | Bare Steel | 1959-05-08 | 1998-06-23 | Galvanized Steel
DECATUR SHELL | 1265 CLAIRMONT AVE | DECATUR | DeKalb | 9000387 | 2 | [5 empty] | Removed from Ground | Gas (Historical Use) | 10000 | Bare Steel | 1972-05-05 | 1980-01-01 | Galvanized Steel
J & H SERVICE CENTER | 906 EASTLAKE DRIVE | DECATUR | DeKalb | 9044487 | 3 | [5 empty] | Closed in Ground | Empty | 500 | Marked Unknown | 1984-01-01 | 1984-01-01 | Unknown
LENNOX IND INC | 2915 EAST PONCE DE LEON AVE | DECATUR | DeKalb | 9044090 | 1 | [5 empty] | Closed in Ground | Gas (Historical Use) | 1000 | Bare Steel | 1968-01-01 | 1988-12-01 | Galvanized Steel
PRECISION TUNE | 2740 WESLEY CHAPEL RD | DECATUR | DeKalb | 9044089 | 1 |  |  | TRUE |  | TRUE | Removed from Ground | Used Oil | 1000 | Marked Unknown | 1997-10-13 | 1997-10-13 | Galvanized Steel
UNOCAL STATION #9023-283 | 777 COMMERCE DR | DECATUR | DeKalb | 4440768 | 12 | [5 empty] | Removed from Ground | Gas (Historical Use) | 12000 | Fiberglass | 1988-01-10 | 1994-04-29 | Fiberglass Reinforced Plastic | Pressurized
SHELL FOOD MART | 2781 E COLLEGE AVE | DECATUR | DeKalb | 4440713 | 5 | Ball Float | 1996-01-15 | FALSE | 1996-01-15 | FALSE | Currently in Use | Premium | 10000 | Composite | 1996-01-15 |  | Double-Walled Flex | Pressurized
SHELL FOOD MART | 2781 E COLLEGE AVE | DECATUR | DeKalb | 4440713 | 4 | Ball Float | 1996-01-15 | FALSE | 1996-01-15 | FALSE | Currently in Use | Regular | 12000 | Composite | 1996-01-15 |  | Double-Walled Flex | Pressurized
US POSTAL SERVICE | 520 WEST PONCE DE LEON AVE | DECATUR | DeKalb | 4440483 | 5 | [5 empty] | Closed in Ground | Gas (Historical Use) | 12000 | Double Walled | 1985-03-09 | 1998-09-08 | Fiberglass Reinforced Plastic | Pressurized
US POSTAL SERVICE | 520 WEST PONCE DE LEON AVE | DECATUR | DeKalb | 4440483 | 4 | [5 empty] | Removed from Ground | Other | 1000 | Bare Steel | 1970-04-03 | 1991-10-04 | Unknown
KRAFT GENERAL FOODS | 501 DEKALB IND WAY | DECATUR | DeKalb | 4440297 | 5 | [5 empty] | Removed from Ground | Diesel | 30000 | Bare Steel | 1957-06-13 | 1991-09-11 | Galvanized Steel
VACANT LOT | 421 /423 EAST COLLEGE AVENUE | DECATUR | DeKalb | 10001252 | 3 |  |  | FALSE |  | FALSE | Removed from Ground | Gas (Historical Use) | 1000 | Bare Steel | 2003-10-03 | 2003-10-03 | Bare Steel
UNITED PARCEL SERVICE, INC. | 3930 PLEASANTDALE ROAD | DORAVILLE | DeKalb | 4440424 | 4 | Flapper Valve | 1995-03-20 |  | 1995-03-20 |  | Currently in Use | Diesel | 25000 | Fiberglass | 1985-04-17 |  | Double-Walled Flex | Pressurized
UNITED PARCEL SERVICE, INC. | 3930 PLEASANTDALE ROAD | DORAVILLE | DeKalb | 4440424 | 4 | Flapper Valve | 1995-03-20 |  | 1995-03-20 |  | Currently in Use | Diesel | 25000 | Fiberglass | 1985-04-17 |  | Double-Walled Flex | Pressurized
UNITED PARCEL SERVICE, INC. | 3930 PLEASANTDALE ROAD | DORAVILLE | DeKalb | 4440424 | 7 | Flapper Valve | 1995-03-20 |  | 1995-03-20 |  | Currently in Use | Gas (Historical Use) | 10000 | Fiberglass | 1986-04-01 |  | Double-Walled Flex | Pressurized
UNITED PARCEL SERVICE, INC. | 3930 PLEASANTDALE ROAD | DORAVILLE | DeKalb | 4440424 | 7 | Flapper Valve | 1995-03-20 |  | 1995-03-20 |  | Currently in Use | Gas (Historical Use) | 10000 | Fiberglass | 1986-04-01 |  | Double-Walled Flex | Pressurized
FRYE COPYSYSTEMS INC | 196 RIO CIRCLE | DECATUR | DeKalb | 4440287 | 2 | [5 empty] | Closed in Ground | Other | 10000 | Bare Steel | 1963-05-14 | 1971-03-01 | Unknown
FORMER DEWEY KING BP STATION | 102 W COLLEGE AVE | DECATUR | DeKalb | 4440279 | 6 |  | 1990-07-07 |  | 1990-07-07 |  | Removed from Ground | Gas (Historical Use) | 10000 | Cathodically Protected Steel | 1990-07-07 | 1999-03-01 | Fiberglass Reinforced Plastic
FORMER DEWEY KING BP STATION | 102 W COLLEGE AVE | DECATUR | DeKalb | 4440279 | 8 |  | 1990-07-07 |  | 1990-07-07 |  | Removed from Ground | Diesel | 10000 | Cathodically Protected Steel | 1990-07-07 | 1999-03-01 | Fiberglass Reinforced Plastic
FOOD MART | 4400 SNAPFINGER WOODS Drive | DECATUR | DeKalb | 10002734 | 3 | Flapper Valve | 2016-08-01 | FALSE | 2016-08-01 | FALSE | Currently in Use | Diesel | 3000 | Composite Double Walled | 2016-08-01 |  | Double-Walled Fiberglass | Pressurized
Murphy Express #8785 | 6076 Covington Hwy | Decatur | DeKalb | 10002762 | 1 | Flapper Valve |  | FALSE |  | FALSE | Currently in Use | Regular | 25000 | Fiberglass Double Walled | 2017-10-25 |  | Double-Walled Fiberglass | Pressurized
Murphy Express #8785 | 6076 Covington Hwy | Decatur | DeKalb | 10002762 | 1 | Flapper Valve |  | FALSE |  | FALSE | Currently in Use | Regular | 25000 | Fiberglass Double Walled | 2017-10-25 |  | Double-Walled Fiberglass | Pressurized
Murphy Express #8785 | 6076 Covington Hwy | Decatur | DeKalb | 10002762 | 1 | Flapper Valve |  | FALSE |  | FALSE | Currently in Use | Regular | 25000 | Fiberglass Double Walled | 2017-10-25 |  | Double-Walled Fiberglass | Pressurized
ZEE CONVENIENCE INC | 5401 COVINGTON HWY | DECATUR | DeKalb | 4440489 | 6 | Ball Float | 1993-10-02 | FALSE | 1993-10-02 | FALSE | Currently in Use | Diesel | 10000 | Fiberglass Double Walled | 1993-10-08 |  | Fiberglass Reinforced Plastic | Pressurized
US POSTAL SERVICE | 520 WEST PONCE DE LEON AVE | DECATUR | DeKalb | 4440483 | 2 | [5 empty] | Removed from Ground | Gas (Historical Use) | 5000 | Bare Steel | 1970-04-03 | 1991-10-04 | Unknown
KRAFT GENERAL FOODS | 501 DEKALB IND WAY | DECATUR | DeKalb | 4440297 | 2 |  |  | TRUE |  | TRUE | Removed from Ground | Used Oil | 10000 | Bare Steel | 1966-06-13 | 1992-02-22 | Bare Steel
KRAFT GENERAL FOODS | 501 DEKALB IND WAY | DECATUR | DeKalb | 4440297 | 8 | [5 empty] | Removed from Ground | Diesel | 20000 | Bare Steel | 1957-06-13 | 1991-09-26 | Galvanized Steel
LOUDERMILK/ROHRIG | 359 WEST PONCE DE LEON AVE | DECATUR | DeKalb | 4440274 | 10 |  |  | TRUE |  | TRUE | Removed from Ground | Used Oil | 550 | Marked Unknown | 2000-02-10 | 2000-02-10 | Unknown
T J FOUNTAIN JR | 2320 EAST LAKE RD | DECATUR | DeKalb | 4446200 | 2 | [5 empty] | Removed from Ground | Gas (Historical Use) | 6000 | Bare Steel | 1959-05-08 | 1998-06-23 | Galvanized Steel
MEDLOCK MARATHON/FORMER BP SITE #24055 | 1489 SCOTT BLVD | DECATUR | DeKalb | 4440208 | 2 | [5 empty] | Removed from Ground | Gas (Historical Use) | 10000 | Fiberglass | 1973-04-30 | 1987-01-01 | Fiberglass Reinforced Plastic
DECATUR SHELL | 1265 CLAIRMONT AVE | DECATUR | DeKalb | 9000387 | 7 | Ball Float | 1989-01-01 | FALSE | 1989-01-01 | FALSE | Currently in Use | Diesel | 10000 | Fiberglass | 1989-01-01 |  | Fiberglass Reinforced Plastic | Pressurized
DECATUR SHELL | 1265 CLAIRMONT AVE | DECATUR | DeKalb | 9000387 | 1 | [5 empty] | Removed from Ground | Gas (Historical Use) | 10000 | Bare Steel | 1972-05-05 | 1980-01-01 | Galvanized Steel
RaceTrac #2448 - Brookhaven | 3630 CLAIRMONT Road | ATLANTA | DeKalb | 10002755 | 2B | Overfill Alarm | 2017-08-24 | FALSE | 2017-08-31 | FALSE | Currently in Use | E-85 | 10000 | Fiberglass Double Walled | 2017-08-28 |  | Double-Walled Fiberglass | Pressurized
FORMER COLLEGE AVENUE SERVICE STATION | 726 WEST COLLEGE AVENUE | DECATUR | DeKalb | 10001008 | 1 |  |  | FALSE |  | FALSE | Removed from Ground | Gas (Historical Use) | 560 | Bare Steel | 2005-10-27 | 2005-10-27 | Bare Steel
RALPH SKILLERN/FORMER TEXACO GAS | 307 CLAIRMONT AVE | DECATUR | DeKalb | 4440709 | 2 | [5 empty] | Removed from Ground | Gas (Historical Use) | 6000 | Bare Steel | 1968-05-08 | 1899-12-31 | Galvanized Steel
Murphy Express #8785 | 6076 Covington Hwy | Decatur | DeKalb | 10002762 | 1 | Flapper Valve |  | FALSE |  | FALSE | Currently in Use | Regular | 25000 | Fiberglass Double Walled | 2017-10-25 |  | Double-Walled Fiberglass | Pressurized
UNITED PARCEL SERVICE, INC. | 3930 PLEASANTDALE ROAD | DORAVILLE | DeKalb | 4440424 | 11 | [5 empty] | Removed from Ground | Gas (Historical Use) | 10000 | Bare Steel | 1980-04-18 | 1995-02-01 | Bare Steel | Pressurized
KRAFT GENERAL FOODS | 501 DEKALB IND WAY | DECATUR | DeKalb | 4440297 | 1 | [5 empty] | Removed from Ground | Other | 10000 | Fiberglass | 1992-01-13 | 1992-01-13 | Bare Steel
KRAFT GENERAL FOODS | 501 DEKALB IND WAY | DECATUR | DeKalb | 4440297 | 4 | [5 empty] | Removed from Ground | Diesel | 30000 | Bare Steel | 1957-06-13 | 1991-09-11 | Galvanized Steel
RaceTrac #2448 - Brookhaven | 3630 CLAIRMONT Road | ATLANTA | DeKalb | 10002755 | 3B | Overfill Alarm | 2017-08-24 | FALSE | 2017-08-31 | FALSE | Currently in Use | Diesel | 10000 | Fiberglass Double Walled | 2017-07-11 |  | Double-Walled Fiberglass | Pressurized
Speedway #4107 | 5448 E Ponce De Leon Ave | Stone Mountain | DeKalb | 10002920 | 3 | Flapper Valve |  | FALSE |  | FALSE | Currently in Use | Regular | 20000 | Fiberglass Double Walled | 2018-12-10 |  | Double-Walled Flex | Pressurized
UNOCAL SERVICE STATION | 1525 CHURCH ST | DECATUR | DeKalb | 4440767 | 4 | [5 empty] | Removed from Ground | Other | 550 | Bare Steel | 1967-04-15 | 1989-08-01 | Galvanized Steel
FULLER TEXACO | 1462 SCOTT BLVD | DECATUR | DeKalb | 4440717 | 2 |  | 1998-11-01 |  | 1998-11-01 |  | Removed from Ground | Gas (Historical Use) | 3000 | Steel-Impressed Current | 1962-01-01 | 2000-07-01 | Cathodically Protected
M & D INVESTMENT | 2695 WESLEY CHAPEL RD | DECATUR | DeKalb | 4440491 | T3 | [5 empty] | Removed from Ground | Gas (Historical Use) | 10000 | Bare Steel | 1983-04-22 | 1992-03-04 | Galvanized Steel | Pressurized
M & D INVESTMENT | 2695 WESLEY CHAPEL RD | DECATUR | DeKalb | 4440491 | 3 | Ball Float | 1992-04-08 | FALSE | 1992-04-08 | FALSE | Currently in Use | Diesel | 10000 | Fiberglass Double Walled | 1992-04-08 |  | Double-Walled Fiberglass | Pressurized
EXXON FOOD MART | 1051 MONTREAL Road | CLARKSTON | DeKalb | 10002735 | 1 | Flapper Valve | 2016-08-01 | FALSE | 2017-02-01 | FALSE | Currently in Use | Regular | 12000 | Composite Double Walled | 2017-02-01 |  | Double-Walled Fiberglass | Pressurized
RaceTrac #2448 - Brookhaven | 3630 CLAIRMONT Road | ATLANTA | DeKalb | 10002755 | 2A | Overfill Alarm | 2017-08-24 | FALSE | 2017-08-31 | FALSE | Currently in Use | Premium | 10000 | Fiberglass Double Walled | 2017-08-28 |  | Double-Walled Fiberglass | Pressurized
UNITED PARCEL SERVICE, INC. | 3930 PLEASANTDALE ROAD | DORAVILLE | DeKalb | 4440424 | 11 | [5 empty] | Removed from Ground | Gas (Historical Use) | 10000 | Bare Steel | 1980-04-18 | 1995-02-01 | Bare Steel | Pressurized
Murphy Express #8785 | 6076 Covington Hwy | Decatur | DeKalb | 10002762 | 2A | Flapper Valve |  | FALSE |  | FALSE | Currently in Use | Premium | 8000 | Fiberglass Double Walled | 2017-10-25 |  | Double-Walled Fiberglass | Pressurized
Murphy Express #8785 | 6076 Covington Hwy | Decatur | DeKalb | 10002762 | 2A | Flapper Valve |  | FALSE |  | FALSE | Currently in Use | Premium | 8000 | Fiberglass Double Walled | 2017-10-25 |  | Double-Walled Fiberglass | Pressurized
UNITED PARCEL SERVICE, INC. | 3930 PLEASANTDALE ROAD | DORAVILLE | DeKalb | 4440424 | 3 | Flapper Valve | 1995-03-20 |  | 1995-03-20 |  | Currently in Use | Diesel | 25000 | Fiberglass | 1985-04-17 |  | Double-Walled Flex | Pressurized
UNITED PARCEL SERVICE, INC. | 3930 PLEASANTDALE ROAD | DORAVILLE | DeKalb | 4440424 | 3 | Flapper Valve | 1995-03-20 |  | 1995-03-20 |  | Currently in Use | Diesel | 25000 | Fiberglass | 1985-04-17 |  | Double-Walled Flex | Pressurized
Quick Tire & Rims Stop | 2701 Bouldercrest Road | Atlanta | DeKalb | 9044524 | 3 | Ball Float | 2001-10-15 | FALSE | 2001-10-15 | FALSE | Currently in Use | Diesel | 8000 | Composite | 2001-10-09 |  | Fiberglass Reinforced Plastic | Pressurized
Quick Tire & Rims Stop | 2701 Bouldercrest Road | Atlanta | DeKalb | 9044524 | 3 | Ball Float | 2001-10-15 | FALSE | 2001-10-15 | FALSE | Currently in Use | Diesel | 8000 | Composite | 2001-10-09 |  | Fiberglass Reinforced Plastic | Pressurized
RaceTrac #2448 - Brookhaven | 3630 CLAIRMONT Road | ATLANTA | DeKalb | 10002755 | 3A | Overfill Alarm | 2017-08-24 | FALSE | 2017-08-31 | FALSE | Currently in Use | Diesel | 10000 | Fiberglass Double Walled | 2017-07-11 |  | Double-Walled Fiberglass | Pressurized
UNOCAL STATION #9023-283 | 777 COMMERCE DR | DECATUR | DeKalb | 4440768 | 11 | [5 empty] | Removed from Ground | Gas (Historical Use) | 12000 | Fiberglass | 1988-01-10 | 1994-04-29 | Fiberglass Reinforced Plastic | Pressurized
BST/NEW ST SCC F1297 | 151 NEW ST | DECATUR | DeKalb | 4440411 | 1 | [5 empty] | Removed from Ground | Gas (Historical Use) | 12000 | Bare Steel | 1980-07-08 | 1990-11-15 | Copper
FRYE COPYSYSTEMS INC | 196 RIO CIRCLE | DECATUR | DeKalb | 4440287 | 3 | [5 empty] | Closed in Ground | Gas (Historical Use) | 10000 | Bare Steel | 1963-05-14 | 1986-06-15 | Unknown
LOUDERMILK/ROHRIG | 359 WEST PONCE DE LEON AVE | DECATUR | DeKalb | 4440274 | 5 | [5 empty] | Removed from Ground | Diesel | 6000 | Bare Steel | 1984-05-08 | 1989-11-01 | Galvanized Steel
FORMER DEWEY KING BP STATION | 102 W COLLEGE AVE | DECATUR | DeKalb | 4440279 | 3 | [5 empty] | Removed from Ground | Gas (Historical Use) | 6000 | Bare Steel | 1956-05-12 | 1990-06-01 | Unknown
DECATUR SHELL | 1265 CLAIRMONT AVE | DECATUR | DeKalb | 9000387 | 5 | Ball Float | 1989-01-01 | FALSE | 1989-01-01 | FALSE | Currently in Use | Regular | 10000 | Fiberglass | 1989-01-01 |  | Fiberglass Reinforced Plastic | Pressurized
DECATUR SHELL | 1265 CLAIRMONT AVE | DECATUR | DeKalb | 9000387 | 4 | [5 empty] | Removed from Ground | Diesel | 10000 | Bare Steel | 1980-01-01 | 1980-01-01 | Galvanized Steel
DEKALB COUNTY CALLAWAY | ONE CALLAWAY SQ | DECATUR | DeKalb | 4040610 | 1 | [5 empty] | Removed from Ground | Gas (Historical Use) | 10000 | Bare Steel | 1979-05-03 | 1899-12-31 | Galvanized Steel | Suction (American)
MARTA/LAREDO DR FACILITY | 277 LAREDO DR | DECATUR | DeKalb | 9044189 | 10 |  | 1998-12-01 | FALSE | 1994-01-01 | FALSE | Closed in Ground |  | 6000 | Fiberglass | 1983-01-01 | 2001-02-01 | Fiberglass Reinforced Plastic | Safe Suction (Euro)
S & A INDUSTRIES | 141 SAMS STREET | DECATUR | DeKalb | 9044447 | 1 | [5 empty] | Removed from Ground | Gas (Historical Use) | 0 | Not Marked/Unknown | 1994-01-27 | 1994-01-27 | Not Marked
EMORY LONG TERM ACUTE CARE | 450 N CANDLER STREET | DECATUR | DeKalb | 9044370 | 1 | Flapper Valve | 2006-09-11 | FALSE | 2007-09-24 | FALSE | Currently in Use | Diesel | 10000 | Steel-Impressed Current | 1973-01-01 |  | Steel (Impressed Current) | Safe Suction (Euro)
ZEE CONVENIENCE INC | 5401 COVINGTON HWY | DECATUR | DeKalb | 4440489 | 2 | [5 empty] | Removed from Ground | Gas (Historical Use) | 10000 | Double Walled | 1980-04-21 | 1993-09-25 | Fiberglass Reinforced Plastic | Pressurized
UNITED PARCEL SERVICE, INC. | 3930 PLEASANTDALE ROAD | DORAVILLE | DeKalb | 4440424 | 5 |  | 1995-03-20 |  | 1995-03-20 |  | Removed from Ground | Gas (Historical Use) | 10000 | Fiberglass | 1985-04-17 | 1899-12-31 |  | Pressurized
UNITED PARCEL SERVICE, INC. | 3930 PLEASANTDALE ROAD | DORAVILLE | DeKalb | 4440424 | 5 |  | 1995-03-20 |  | 1995-03-20 |  | Removed from Ground | Gas (Historical Use) | 10000 | Fiberglass | 1985-04-17 | 1899-12-31 | Double Walled | Pressurized
Murphy Express #8785 | 6076 Covington Hwy | Decatur | DeKalb | 10002762 | 2B | Flapper Valve |  | FALSE |  | FALSE | Currently in Use | Diesel | 10000 | Fiberglass Double Walled | 2017-10-25 |  | Double-Walled Fiberglass | Pressurized
Murphy Express #8785 | 6076 Covington Hwy | Decatur | DeKalb | 10002762 | 2B | Flapper Valve |  | FALSE |  | FALSE | Currently in Use | Diesel | 10000 | Fiberglass Double Walled | 2017-10-25 |  | Double-Walled Fiberglass | Pressurized
Murphy Express #8785 | 6076 Covington Hwy | Decatur | DeKalb | 10002762 | 2B | Flapper Valve |  | FALSE |  | FALSE | Currently in Use | Diesel | 10000 | Fiberglass Double Walled | 2017-10-25 |  | Double-Walled Fiberglass | Pressurized
QuikTrip #721 | 3249 Buford Hwy NE | Brookhaven | DeKalb | 10002832 | 3B | Flapper Valve | 2018-04-01 | FALSE | 2017-10-01 | FALSE | Currently in Use | Premium | 9500 | Fiberglass Double Walled | 2017-08-31 |  | Double-Walled Fiberglass | Pressurized
QuikTrip #721 | 3249 Buford Hwy NE | Brookhaven | DeKalb | 10002832 | 1 | Flapper Valve | 2018-04-01 | FALSE | 2017-10-01 | FALSE | Currently in Use | Regular | 20000 | Fiberglass Double Walled | 2017-08-31 |  | Double-Walled Fiberglass | Pressurized
Murphy Express #8785 | 6076 Covington Hwy | Decatur | DeKalb | 10002762 | 2A | Flapper Valve |  | FALSE |  | FALSE | Currently in Use | Premium | 8000 | Fiberglass Double Walled | 2017-10-25 |  | Double-Walled Fiberglass | Pressurized
Murphy Express #8785 | 6076 Covington Hwy | Decatur | DeKalb | 10002762 | 2A | Flapper Valve |  | FALSE |  | FALSE | Currently in Use | Premium | 8000 | Fiberglass Double Walled | 2017-10-25 |  | Double-Walled Fiberglass | Pressurized
Quick Tire & Rims Stop | 2701 Bouldercrest Road | Atlanta | DeKalb | 9044524 | 2 | Ball Float | 2001-10-15 | FALSE | 2001-10-15 | FALSE | Currently in Use | Premium | 10000 | Composite | 2001-10-09 |  | Fiberglass Reinforced Plastic | Pressurized
Quick Tire & Rims Stop | 2701 Bouldercrest Road | Atlanta | DeKalb | 9044524 | 2 | Ball Float | 2001-10-15 | FALSE | 2001-10-15 | FALSE | Currently in Use | Premium | 10000 | Composite | 2001-10-09 |  | Fiberglass Reinforced Plastic | Pressurized
Murphy Express #8785 | 6076 Covington Hwy | Decatur | DeKalb | 10002762 | 2B | Flapper Valve |  | FALSE |  | FALSE | Currently in Use | Diesel | 10000 | Fiberglass Double Walled | 2017-10-25 |  | Double-Walled Fiberglass | Pressurized
QuikTrip #721 | 3249 Buford Hwy NE | Brookhaven | DeKalb | 10002832 | 2 | Flapper Valve | 2018-04-01 | FALSE | 2017-10-01 | FALSE | Currently in Use | Regular | 20000 | Fiberglass Double Walled | 2017-08-31 |  | Double-Walled Fiberglass | Pressurized
Park Center Two | 237 Perimeter Center Pkwy | Dunwoody | DeKalb | 10002978 | 3 | Flapper Valve | 2019-07-22 | FALSE | 2019-02-26 | FALSE | Currently in Use | Diesel | 500 | Fiberglass Double Walled | 2018-02-06 |  | Double-Walled Fiberglass | Suction (American)
Speedway #4107 | 5448 E Ponce De Leon Ave | Stone Mountain | DeKalb | 10002920 | 2 | Flapper Valve |  | FALSE |  | FALSE | Currently in Use | Regular | 20000 | Fiberglass Double Walled | 2018-12-10 |  | Double-Walled Flex | Pressurized
QuikTrip #721 | 3249 Buford Hwy NE | Brookhaven | DeKalb | 10002832 | 4 | Flapper Valve | 2018-04-01 | FALSE | 2017-10-01 | FALSE | Currently in Use | Diesel | 12000 | Fiberglass Double Walled | 2017-08-31 |  | Double-Walled Fiberglass | Pressurized
RaceTrac #2448 - Brookhaven | 3630 CLAIRMONT Road | ATLANTA | DeKalb | 10002755 | 1 | Overfill Alarm | 2017-08-24 | FALSE | 2017-08-31 | FALSE | Currently in Use | Regular | 20000 | Fiberglass Double Walled | 2017-07-11 |  | Double-Walled Fiberglass | Pressurized
Murphy Express #8785 | 6076 Covington Hwy | Decatur | DeKalb | 10002762 | 2C | Flapper Valve |  | FALSE |  | FALSE | Currently in Use | E-0 | 8000 | Fiberglass Double Walled | 2017-10-25 |  | Double-Walled Fiberglass | Pressurized
Murphy Express #8785 | 6076 Covington Hwy | Decatur | DeKalb | 10002762 | 2C | Flapper Valve |  | FALSE |  | FALSE | Currently in Use | E-0 | 8000 | Fiberglass Double Walled | 2017-10-25 |  | Double-Walled Fiberglass | Pressurized
Murphy Express #8785 | 6076 Covington Hwy | Decatur | DeKalb | 10002762 | 2C | Flapper Valve |  | FALSE |  | FALSE | Currently in Use | E-0 | 8000 | Fiberglass Double Walled | 2017-10-25 |  | Double-Walled Fiberglass | Pressurized
Murphy Express #8785 | 6076 Covington Hwy | Decatur | DeKalb | 10002762 | 2C | Flapper Valve |  | FALSE |  | FALSE | Currently in Use | E-0 | 8000 | Fiberglass Double Walled | 2017-10-25 |  | Double-Walled Fiberglass | Pressurized
Speedway #4107 | 5448 E Ponce De Leon Ave | Stone Mountain | DeKalb | 10002920 | 5B | Flapper Valve |  | FALSE |  | FALSE | Currently in Use | E-85 | 6000 | Fiberglass Double Walled | 2018-12-10 |  | Double-Walled Flex | Pressurized
QuikTrip #721 | 3249 Buford Hwy NE | Brookhaven | DeKalb | 10002832 | 3A | Flapper Valve | 2018-04-01 | FALSE | 2017-10-01 | FALSE | Currently in Use | E-0 | 10000 | Fiberglass Double Walled | 2017-08-31 |  | Double-Walled Fiberglass | Pressurized
Speedway #4107 | 5448 E Ponce De Leon Ave | Stone Mountain | DeKalb | 10002920 | 1 | Flapper Valve |  | FALSE |  | FALSE | Currently in Use | Diesel On Road | 20000 | Fiberglass Double Walled | 2018-12-10 |  | Double-Walled Flex | Pressurized
Speedway #4107 | 5448 E Ponce De Leon Ave | Stone Mountain | DeKalb | 10002920 | 4 | Flapper Valve |  | FALSE |  | FALSE | Currently in Use | Diesel On Road | 12000 | Fiberglass Double Walled | 2018-12-10 |  | Double-Walled Flex | Pressurized
Speedway #4107 | 5448 E Ponce De Leon Ave | Stone Mountain | DeKalb | 10002920 | 5A | Flapper Valve |  | FALSE |  | FALSE | Currently in Use | Premium | 6000 | Fiberglass Double Walled | 2018-12-10 |  | Double-Walled Flex | Pressurized
DeKalb County Sheriff's Headquarters | 4425 Memorial Dr | Decatur | DeKalb | 10002987 | 2 | Overfill Alarm |  | FALSE |  | FALSE | Currently in Use | Diesel | 10000 | Fiberglass Double Walled | 1992-08-21 |  | Double-Walled Fiberglass | Pressurized
UNITED PARCEL SERVICE, INC. | 3930 PLEASANTDALE ROAD | DORAVILLE | DeKalb | 4440424 | 12 | Flapper Valve | 2002-10-15 | TRUE | 2002-10-15 | TRUE | Currently in Use | Diesel | 12000 | Fiberglass Double Walled | 2002-10-15 |  | Double-Walled Flex | Pressurized
UNITED PARCEL SERVICE, INC. | 3930 PLEASANTDALE ROAD | DORAVILLE | DeKalb | 4440424 | 12 | Flapper Valve | 2002-10-15 | TRUE | 2002-10-15 | TRUE | Currently in Use | Diesel | 12000 | Fiberglass Double Walled | 2002-10-15 |  | Double-Walled Flex | Pressurized
UNITED PARCEL SERVICE, INC. | 3930 PLEASANTDALE ROAD | DORAVILLE | DeKalb | 4440424 | 10 | [5 empty] | Removed from Ground | Gas (Historical Use) | 20000 | Bare Steel | 1980-04-18 | 1995-02-01 | Bare Steel | Pressurized
UNITED PARCEL SERVICE, INC. | 3930 PLEASANTDALE ROAD | DORAVILLE | DeKalb | 4440424 | 10 | [5 empty] | Removed from Ground | Gas (Historical Use) | 20000 | Bare Steel | 1980-04-18 | 1995-02-01 | Bare Steel | Pressurized
UNITED PARCEL SERVICE, INC. | 3930 PLEASANTDALE ROAD | DORAVILLE | DeKalb | 4440424 | 1 | Flapper Valve | 1995-03-20 | FALSE | 1995-03-20 | FALSE | Currently in Use | Diesel | 25000 | Fiberglass | 1985-04-17 |  | Double-Walled Flex | Pressurized
UNITED PARCEL SERVICE, INC. | 3930 PLEASANTDALE ROAD | DORAVILLE | DeKalb | 4440424 | 1 | Flapper Valve | 1995-03-20 | FALSE | 1995-03-20 | FALSE | Currently in Use | Diesel | 25000 | Fiberglass | 1985-04-17 |  | Double-Walled Flex | Pressurized
LITHONIA CIRCLEK INC. | 6429 Covington Hwy | Lithonia | DeKalb | 10003027 | 2A | Flapper Valve | 2020-02-07 | FALSE | 2019-08-26 | FALSE | Currently in Use | Premium | 4000 | Composite Double Walled | 2019-08-21 |  | Double-Walled Flex | Pressurized
LITHONIA CIRCLEK INC. | 6429 Covington Hwy | Lithonia | DeKalb | 10003027 | 2C | Flapper Valve | 2020-02-07 | FALSE | 2019-08-26 | FALSE | Currently in Use | E-85 | 4000 | Composite Double Walled | 2019-08-21 |  | Double-Walled Flex | Pressurized
BP | 4095 PLEASANTDALE RD | DORAVILLE | DeKalb | 10003530 | 1 | Flapper Valve | 2023-06-14 | FALSE | 2023-06-14 | FALSE | Currently in Use | Regular | 12000 | Composite Double Walled | 2023-06-14 |  | Double-Walled Fiberglass | Pressurized
TForce Freight-Atlanta | 2427 MORELAND AVE | ATLANTA | DeKalb | 9044115 | 5 | [5 empty] | Removed from Ground | Diesel | 10000 | Bare Steel | 1957-05-08 | 1990-09-01 | Galvanized Steel
TForce Freight-Atlanta | 2427 MORELAND AVE | ATLANTA | DeKalb | 9044115 | 7 |  |  | TRUE |  | TRUE | Removed from Ground | Used Oil | 6000 | Bare Steel | 1965-05-06 | 1991-09-17 | Galvanized Steel
WHEELS & BRAKES INC | 2621 MORELAND AVENUE SW | ATLANTA | DeKalb | 9000442 | 1 | [5 empty] | Removed from Ground | Other | 10000 | Bare Steel | 1964-01-01 | 1990-01-01 | Galvanized Steel
SULLAIR SALES& SERV | 2600 SCHOOL DR | ATLANTA | DeKalb | 4440319 | 3 |  |  | TRUE |  | TRUE | Removed from Ground | Used Oil | 500 | Bare Steel | 1981-03-27 | 1989-10-01 | Unknown
CHEVRON | 6900 PEACHTREE INDUSTRIAL BLVD STE D | ATLANTA | DeKalb | 10001857 | 2 | Ball Float | 2010-06-30 | FALSE | 2010-06-14 | FALSE | Currently in Use | Premium | 8000 | Composite Double Walled | 2010-06-14 |  | Double-Walled Fiberglass | Pressurized
HESS #10246 | 1856 COLUMBIA DR | DECATUR | DeKalb | 4440547 | 2 | [5 empty] | Removed from Ground | Other | 10000 | Bare Steel | 1970-04-30 | 1899-12-31 | Galvanized Steel
CHEVRON #1272730/GULF STATION (F | 23 AVONDALE PLAZA | AVONDALE ESTATES | DeKalb | 9044183 | 5 | [5 empty] | Closed in Ground | Gas (Historical Use) | 10000 | Bare Steel | 1993-12-13 | 1993-12-13 | Unknown
AVONDALE ESTATES CITY HALL | 21 AVONDALE PLAZA | AVONDALE ESTATES | DeKalb | 9000297 | 2 | [5 empty] | Removed from Ground | Gas (Historical Use) | 3000 | Bare Steel | 1965-05-02 | 1899-12-31 | Galvanized Steel
TRICO V PETROLEUM INC #907 | 2470 WESLEY CHAPEL RD | DECATUR | DeKalb | 4440679 | 1 | [5 empty] | Removed from Ground | Gas (Historical Use) | 12000 | Bare Steel | 1983-05-05 | 1990-01-01 | Galvanized Steel
METROPOLITAN GOLF & COUNTRY CLUB | 5800 ROCK SPRINGS RD | DECATUR | DeKalb | 9044505 | 1 | [5 empty] | Removed from Ground | Gas (Historical Use) | 1000 | Not Marked/Unknown | 1998-12-22 | 1998-12-22 | Not Marked
CHEVRON USA INC | 4444 MEMORIAL DR | DECATUR | DeKalb | 4440828 | 3 | [5 empty] | Permanently Out of Use - historical purposes | Gas (Historical Use) | 10000 | Bare Steel | 1969-03-19 | 1899-12-31 | Galvanized Steel
Park Center Two | 237 Perimeter Center Pkwy | Dunwoody | DeKalb | 10002978 | 2 | Flapper Valve | 2019-07-22 | FALSE | 2019-02-26 | FALSE | Currently in Use | Diesel | 5000 | Fiberglass Double Walled | 2018-02-06 |  | Double-Walled Fiberglass | Suction (American)
DeKalb County Sheriff's Headquarters | 4425 Memorial Dr | Decatur | DeKalb | 10002987 | 3 | Overfill Alarm |  | FALSE |  | FALSE | Currently in Use | Diesel | 10000 | Fiberglass Double Walled | 1992-08-21 |  | Fiberglass Reinforced Plastic | Pressurized
Park Center Two | 237 Perimeter Center Pkwy | Dunwoody | DeKalb | 10002978 | 1 | Flapper Valve | 2019-07-22 | FALSE | 2019-02-26 | FALSE | Currently in Use | Diesel | 5000 | Fiberglass Double Walled | 2018-02-06 |  | Double-Walled Fiberglass | Suction (American)
Emory University Hospital | 1364 Clifton Rd. NE | Atlanta | DeKalb | 10002893 | 1 | Flapper Valve | 2017-05-01 | FALSE | 2017-05-01 | FALSE | Currently in Use | Diesel | 40000 | Fiberglass Double Walled | 2017-04-08 |  | Double-Walled Fiberglass | Pressurized
GERMAN AUTO SALES & SERVICE | 3527 CHAMBLEE DUNWOODY RD | CHAMBLEE | DeKalb | 10002941 | 1 |  |  | FALSE |  | FALSE | Removed from Ground | Used Oil | 550 | Bare Steel |  | 2019-07-22
GLENWOOD FOOD MART | 4275 Glenwood Rd | Decatur | DeKalb | 10002994 | 2B | Flapper Valve |  | FALSE |  | FALSE | Currently in Use | Diesel On Road | 4000 | Composite Double Walled | 2019-02-07 |  | Double-Walled Flex | Pressurized
GLENWOOD FOOD MART | 4275 Glenwood Rd | Decatur | DeKalb | 10002994 | 2C | Flapper Valve |  | FALSE |  | FALSE | Currently in Use | E-85 | 4000 | Composite Double Walled | 2019-02-07 |  | Double-Walled Flex | Pressurized
GLENWOOD FOOD MART | 4275 Glenwood Rd | Decatur | DeKalb | 10002994 | 1 | Flapper Valve |  | FALSE |  | FALSE | Currently in Use | Regular | 12000 | Composite Double Walled | 2019-02-07 |  | Double-Walled Flex | Pressurized
LITHONIA CIRCLEK INC. | 6429 Covington Hwy | Lithonia | DeKalb | 10003027 | 2B | Flapper Valve | 2020-02-07 | FALSE | 2019-08-26 | FALSE | Currently in Use | Diesel On Road | 4000 | Composite Double Walled | 2019-08-21 |  | Double-Walled Flex | Pressurized
Kroger | 3559 Chamblee Tucker Rd | Atlanta | DeKalb | 10003049 | 2A | Overfill Alarm | 2020-06-24 | FALSE | 2020-06-24 | FALSE | Currently in Use | Diesel | 10000 | Fiberglass Double Walled | 2020-05-07 |  | Double-Walled Flex | Pressurized
Kroger | 3559 Chamblee Tucker Rd | Atlanta | DeKalb | 10003049 | 2B | Overfill Alarm | 2020-06-24 | FALSE | 2020-06-24 | FALSE | Currently in Use | Premium | 8000 | Fiberglass Double Walled | 2020-05-07 |  | Double-Walled Flex | Pressurized
LITHONIA CIRCLEK INC. | 6429 Covington Hwy | Lithonia | DeKalb | 10003027 | 1 | Flapper Valve | 2020-02-07 | FALSE | 2019-08-26 | FALSE | Currently in Use | Regular | 12000 | Composite Double Walled | 2019-08-21 |  | Double-Walled Flex | Pressurized
QuikTrip #1713 | 7170 Covington Hwy | Stonecrest | DeKalb | 10003124 | 4 | Flapper Valve | 2021-06-01 | FALSE | 2021-04-01 | FALSE | Currently in Use | Premium | 15000 | Fiberglass Double Walled | 2021-03-11 |  | Double-Walled Fiberglass | Pressurized
QuikTrip #1713 | 7170 Covington Hwy | Stonecrest | DeKalb | 10003124 | 5 | Flapper Valve | 2021-06-01 | FALSE | 2021-04-01 | FALSE | Currently in Use | Diesel | 15000 | Fiberglass Double Walled | 2021-03-11 |  | Double-Walled Fiberglass | Pressurized
DeKalb County Sheriff's Headquarters | 4425 Memorial Dr | Decatur | DeKalb | 10002987 | 1 | Overfill Alarm |  | FALSE |  | FALSE | Currently in Use | Diesel | 10000 | Fiberglass Double Walled | 1992-08-21 |  | Double-Walled Fiberglass | Pressurized
QuikTrip #1713 | 7170 Covington Hwy | Stonecrest | DeKalb | 10003124 | 1 | Flapper Valve | 2021-06-01 | FALSE | 2021-04-01 | FALSE | Currently in Use | Regular | 15000 | Fiberglass Double Walled | 2021-03-11 |  | Double-Walled Fiberglass | Pressurized
QuikTrip #1713 | 7170 Covington Hwy | Stonecrest | DeKalb | 10003124 | 3 | Flapper Valve | 2021-06-01 | FALSE | 2021-04-01 | FALSE | Currently in Use | E-0 | 15000 | Fiberglass Double Walled | 2021-03-11 |  | Double-Walled Fiberglass | Pressurized
Kroger | 3559 Chamblee Tucker Rd | Atlanta | DeKalb | 10003049 | 1 | Overfill Alarm | 2020-06-24 | FALSE | 2020-06-24 | FALSE | Currently in Use | Regular | 20000 | Fiberglass Double Walled | 2020-05-07 |  | Double-Walled Flex | Pressurized
TITLE BUCKS - Baggett Ent. | 5785 LAWRENCEVILLE HWY | TUCKER | DeKalb | 10003158 | 1 |  |  | FALSE |  | FALSE | Removed from Ground |  |  |  |  | 1990-01-01
QuikTrip #1713 | 7170 Covington Hwy | Stonecrest | DeKalb | 10003124 | 2 | Flapper Valve | 2021-06-01 | FALSE | 2021-04-01 | FALSE | Currently in Use | Regular | 15000 | Fiberglass Double Walled | 2021-03-11 |  | Double-Walled Fiberglass | Pressurized
BUFORD HWY C-STORE | 3892 BUFORD HWY NE | ATLANTA | DeKalb | 10003292 | 1A | Flapper Valve | 2024-03-28 | FALSE | 2024-03-28 | FALSE | Currently in Use | Regular | 15000 | Composite Double Walled | 2024-03-28 |  | Double-Walled Fiberglass | Pressurized
CHOA Central Utility Plant | 2220 N. DRUID HILLS RD NE | ATLANTA | DeKalb | 10003556 | 1 | Flapper Valve | 2021-04-01 | FALSE | 2021-04-01 | FALSE | Currently in Use | Diesel | 50044 | Fiberglass Double Walled | 2021-04-01 |  | Double-Walled Fiberglass | Pressurized
MARTA/LAREDO DR FACILITY | 277 LAREDO DR | DECATUR | DeKalb | 9044189 | 9 |  |  | FALSE |  | FALSE | Closed in Ground |  | 2000 | Fiberglass | 1983-01-01 | 2001-02-01 | Fiberglass Reinforced Plastic | Safe Suction (Euro)
MARTA/LAREDO DR FACILITY | 277 LAREDO DR | DECATUR | DeKalb | 9044189 | 14 | Flapper Valve | 1998-12-01 | FALSE | 1994-01-01 | FALSE | Currently in Use | New Oil | 6000 | Fiberglass | 1983-01-01 |  | Fiberglass Reinforced Plastic | Safe Suction (Euro)
MARTA/LAREDO DR FACILITY | 277 LAREDO DR | DECATUR | DeKalb | 9044189 | 8 |  | 1998-12-01 | FALSE | 1994-01-01 | FALSE | Closed in Ground |  | 4000 | Fiberglass | 1983-01-01 | 2001-02-01 | Fiberglass Reinforced Plastic | Safe Suction (Euro)
MARTA/LAREDO DR FACILITY | 277 LAREDO DR | DECATUR | DeKalb | 9044189 | 16 | Flapper Valve | 1998-12-01 | FALSE | 1994-01-01 | FALSE | Currently in Use | Diesel | 4000 | Fiberglass | 1983-01-01 |  | Fiberglass Reinforced Plastic | Safe Suction (Euro)
MARTA/LAREDO DR FACILITY | 277 LAREDO DR | DECATUR | DeKalb | 9044189 | 6 |  | 1998-12-01 | FALSE | 1994-01-01 | FALSE | Closed in Ground | Gas (Historical Use) | 8000 | Fiberglass | 1983-01-01 | 2001-02-01 | Fiberglass Reinforced Plastic | Suction (American)
FUNB DECATUR MAIN BRANCH GA0328 | 250 E PONCE DE LEON AVE | DECATUR | DeKalb | 9044314 | 1 | [5 empty] | Removed from Ground | Diesel | 2500 | Bare Steel | 1998-12-10 | 1998-12-10 | Copper | Suction (American)
FREDDIES AUTO REPAIR | 641 EAST LAKE DR | DECATUR | DeKalb | 9044362 | 3 | [5 empty] | Closed in Ground | Empty | 8000 | Not Marked/Unknown | 1984-01-01 | 1984-01-01 | Not Marked
QUIKTRIP #712R | 4733 MEMORIAL DR | DECATUR | DeKalb | 10003619 | 2 | Overfill Alarm | 2025-05-01 | FALSE | 2025-03-01 | FALSE | Currently in Use | E-10 | 15000 | Fiberglass Double Walled | 2024-12-06 |  |  | Pressurized
NO FACILITY NAME/COLEMAN AMERICA | 4212 NE EXP | NORCROSS | DeKalb | 9067004 | 1 | [5 empty] | Removed from Ground | Gas (Historical Use) | 5000 | Bare Steel | 1993-08-25 | 1993-08-25 | Bare Steel | Safe Suction (Euro)
WALTER T AUSTIN | 506 E HOWARD AVE | DECATUR | DeKalb | 4440634 | 1 | [5 empty] | Removed from Ground | Gas (Historical Use) | 6000 | Bare Steel | 1962-05-05 | 1998-12-08 | Galvanized Steel
UNOCAL STATION #9023-283 | 777 COMMERCE DR | DECATUR | DeKalb | 4440768 | 10 | [5 empty] | Removed from Ground | Gas (Historical Use) | 12000 | Fiberglass | 1988-01-10 | 1994-04-29 | Fiberglass Reinforced Plastic | Pressurized
MEN WITH GAS | 249 E PONCE DE LEON AVE | DECATUR | DeKalb | 4440719 | 3 | Ball Float | 1999-01-26 | FALSE | 1999-01-26 | TRUE | Temporarily out of use | Empty | 10000 | Steel-Impressed Current | 1968-03-10 |  | Fiberglass Reinforced Plastic | Pressurized
SCOTT BOULEVARD CHEVRON | 1486 SCOTT BLVD | DECATUR | DeKalb | 4440352 | 3 | [5 empty] | Removed from Ground | Gas (Historical Use) | 10000 | Cathodically Protected Steel | 1969-03-19 | 1993-10-19 | Galvanized Steel | Pressurized
BST/NEW ST SCC F1297 | 151 NEW ST | DECATUR | DeKalb | 4440411 | 2 | [5 empty] | Removed from Ground | Gas (Historical Use) | 12000 | Double Walled | 1990-11-21 | 1993-08-02 | Fiberglass Reinforced Plastic | Pressurized
LOUDERMILK/ROHRIG | 359 WEST PONCE DE LEON AVE | DECATUR | DeKalb | 4440274 | 6 |  | 1989-11-01 |  | 1989-11-01 |  | Permanently Out Of Use | Gas (Historical Use) | 10000 | Fiberglass | 1989-11-01 | 2001-09-20 | Fiberglass Reinforced Plastic | Pressurized
LOUDERMILK/ROHRIG | 359 WEST PONCE DE LEON AVE | DECATUR | DeKalb | 4440274 | 9 |  | 1989-11-01 |  | 1989-11-01 |  | Permanently Out Of Use | Diesel | 6000 | Fiberglass | 1989-11-01 | 2001-09-20 | Fiberglass Reinforced Plastic | Pressurized
MEDLOCK MARATHON/FORMER BP SITE #24055 | 1489 SCOTT BLVD | DECATUR | DeKalb | 4440208 | 3 | [5 empty] | Removed from Ground | Gas (Historical Use) | 10000 | Bare Steel | 1973-04-30 | 1987-01-01 | Galvanized Steel
DECATUR SHELL | 1265 CLAIRMONT AVE | DECATUR | DeKalb | 9000387 | 6 | Ball Float | 1989-01-01 | FALSE | 1989-01-01 | FALSE | Currently in Use | Premium | 10000 | Fiberglass | 1989-01-01 |  | Fiberglass Reinforced Plastic | Pressurized
VACANT LOT | 421 /423 EAST COLLEGE AVENUE | DECATUR | DeKalb | 10001252 | 1 |  |  | FALSE |  | FALSE | Removed from Ground | Gas (Historical Use) | 500 | Bare Steel | 2003-10-03 | 2003-10-03 | Bare Steel
DEKALB CO/FIRE STATION #1 | 1619 CLIFTON RD | ATLANTA | DeKalb | 4440268 | L295158 | [5 empty] | Removed from Ground | Diesel | 1044 | Tank Jacket | 1992-11-25 | 1995-04-18 | Fiberglass Reinforced Plastic | Safe Suction (Euro)
DEKALB CO/FIRE STATION #1 | 1619 CLIFTON RD | ATLANTA | DeKalb | 4440268 | 1 | [5 empty] | Removed from Ground | Gas (Historical Use) | 1000 | Bare Steel | 1971-05-03 | 1992-10-30 | Galvanized Steel | Suction (American)
Chevron Food Mart | 3635 CHURCH ST | CLARKSTON | DeKalb | 4440231 | 5 | Ball Float | 1995-12-24 | FALSE | 1995-12-24 | FALSE | Currently in Use | Premium | 8000 | STIP-3/Impressed Current | 1985-04-21 |  | Fiberglass Reinforced Plastic | Pressurized
DEKALB CO/FIRE STATION #23 | 1265 BROCKETT RD | CLARKSTON | DeKalb | 440529 | 1 | [5 empty] | Removed from Ground | Gas (Historical Use) | 1000 | Fiberglass | 1986-01-30 | 1998-09-16 | Fiberglass Reinforced Plastic | Pressurized
CHEVRON | 2964 MORELAND AVE | CONLEY | DeKalb | 4440650 | 7 | Ball Float | 1998-11-01 | FALSE | 1998-11-01 | FALSE | Currently in Use | Regular | 10000 | Composite | 1998-11-01 |  | Double-Walled Flex | Pressurized
CHEVRON | 2964 MORELAND AVE | CONLEY | DeKalb | 4440650 | 1 | [5 empty] | Temporarily out of use | Gas (Historical Use) | 10000 | Bare Steel | 1980-05-05 |  | Galvanized Steel
CHEVRON | 2964 MORELAND AVE | CONLEY | DeKalb | 4440650 | 4 | [5 empty] | Temporarily out of use | Gas (Historical Use) | 4000 | Bare Steel | 1976-05-05 |  | Galvanized Steel
CHEVRON FOOD MART | 1540 CEDAR GROVE RD | CONLEY | DeKalb | 10000826 | 1 | Ball Float | 2004-04-26 | FALSE | 2004-04-26 | FALSE | Currently in Use | Regular | 12000 | Fiberglass | 2004-04-19 |  | Double-Walled Flex | Pressurized
METRO AUTO SALES | 3779 BUFORD HWY | ATLANTA | DeKalb | 9044468 | 3 | [5 empty] | Removed from Ground | Gas (Historical Use) | 8000 | Not Marked/Unknown | 1998-03-18 | 1998-03-18 | Not Marked
QUIKTRIP #723 | 2375 N DRUID HILLS | ATLANTA | DeKalb | 9044193 | 2 | Flapper Valve | 1992-04-01 | FALSE | 1992-04-01 | FALSE | Currently in Use | Regular | 12000 | Fiberglass Double Walled | 1992-04-29 |  | Double-Walled Flex | Pressurized
BP #23784 | 1605 N DECATUR RD | ATLANTA | DeKalb | 4440213 | 5 |  |  | TRUE |  | TRUE | Removed from Ground | Used Oil | 500 | Bare Steel | 1997-08-01 | 1997-08-01 | Bare Steel
FREEMAN COMPANIES | 1721 DEKALB AVE | ATLANTA | DeKalb | 4440653 | 1 | [5 empty] | Removed from Ground | Empty | 3000 | Bare Steel | 1977-05-05 | 1987-01-01 | Unknown
BIG H FOOD STORE #52 | 10 MORELAND AVE | ATLANTA | DeKalb | 9044102 | 2 |  | 1999-04-01 |  | 1999-04-01 |  | Removed from Ground | Gas (Historical Use) | 6000 | Steel-Impressed Current | 1999-04-01 | 2009-08-05 | Fiberglass Reinforced Plastic | Pressurized
ASPLUNDH TREE EXPERT CO | 3255 CHURCH ST | CLARKSTON | DeKalb | 4440399 | 1 | [5 empty] | Removed from Ground | Gas (Historical Use) | 3000 | Bare Steel | 1974-07-08 | 1996-01-05 | Bare Steel
DRUID HILLS GOLF CLUB | 740 CLIFTON RD NE | ATLANTA | DeKalb | 601392 | 1 | [5 empty] | Removed from Ground | Gas (Historical Use) | 550 | Bare Steel | 1956-01-09 | 1991-06-01 | Galvanized Steel
WANSLEY MOVING & STORAGE | 1522 DEKALB AVE NE | ATLANTA | DeKalb | 4440160 | 3 | [5 empty] | Removed from Ground | Diesel | 3000 | Bare Steel | 1971-05-04 | 1995-05-02 | Galvanized Steel
DOLLAR KING | 475 MORELAND AVE NW | ATLANTA | DeKalb | 4440446 | 1 | [5 empty] | Removed from Ground | Gas (Historical Use) | 3000 | Bare Steel |  | 1899-12-31 | Galvanized Steel
PACIFIC & SOUTHERN INC WXIA TV | 110 ARIZONA AVE | ATLANTA | DeKalb | 4440625 | 1 | [5 empty] | Removed from Ground | Diesel | 1000 | Bare Steel | 1973-05-06 | 1995-09-22 | Galvanized Steel
BIG H FOOD STORE #52 | 10 MORELAND AVE | ATLANTA | DeKalb | 9044102 | 1 |  | 1999-04-01 |  | 1999-04-01 |  | Removed from Ground | Gas (Historical Use) | 6000 | Steel-Impressed Current | 1999-04-01 | 2009-08-05 | Fiberglass Reinforced Plastic | Pressurized
UNIFORM RENTAL SERVICE INC | 1278 DEKALB AVE NE | ATLANTA | DeKalb | 9044101 | 1 | [5 empty] | Removed from Ground | Gas (Historical Use) | 6000 | Cathodically Protected Steel | 1971-01-01 | 1989-12-15 | Galvanized Steel
EMORY IMPORTS | 1794 NORTH DECATUR RD | ATLANTA | DeKalb | 9044228 | 3 | [5 empty] | Removed from Ground | Empty | 2000 | Bare Steel | 1993-07-01 | 1993-07-01 | Galvanized Steel | Safe Suction (Euro)
CLARKSTON SITE NO 3 | 3358 MONTREAL STATION | CLARKSTON | DeKalb | 9044027 | 1 |  | 1997-12-30 |  | 1997-12-30 |  | Removed from Ground | Diesel | 275 | Cathodically Protected Steel | 1986-01-01 | 2001-10-25 | Double Walled
CLARKSTON FOODMART | 3874 EAST PONCE DE LEON AVE | CLARKSTON | DeKalb | 9044028 | 3 | Ball Float | 1989-08-01 | FALSE | 1989-08-01 | FALSE | Currently in Use | Plus | 10000 | Galvanic (STIP-3) | 1989-08-01 |  | Fiberglass Reinforced Plastic | Pressurized
CITGO FOOD MART | 1307 BROCKETT RD | CLARKSTON | DeKalb | 4440465 | 3 | Ball Float | 1993-12-21 | FALSE | 1993-12-21 | FALSE | Currently in Use | Gas (Historical Use) | 10000 | Fiberglass | 1993-12-12 |  | Fiberglass Reinforced Plastic | Pressurized
BP #23784 | 1605 N DECATUR RD | ATLANTA | DeKalb | 4440213 | 1 | Ball Float | 1984-04-01 |  | 1984-04-01 |  | Removed from Ground | Gas (Historical Use) | 10000 | Fiberglass | 1984-04-30 | 2009-08-03 | Fiberglass Reinforced Plastic | Pressurized
BP #23784 | 1605 N DECATUR RD | ATLANTA | DeKalb | 4440213 | 4 | Ball Float | 1984-04-01 |  | 1984-04-01 |  | Removed from Ground | Diesel | 10000 | Fiberglass | 1984-04-30 | 2009-08-03 | Fiberglass Reinforced Plastic | Pressurized
Gas Express #221 | 4556 E PONCE DE LEON AV | CLARKSTON | DeKalb | 9044298 | 1 | Ball Float | 1986-01-01 | FALSE | 1986-01-01 | FALSE | Currently in Use | Regular | 10000 | Fiberglass | 1986-01-01 |  | Fiberglass Reinforced Plastic | Pressurized
GEORGIA PERIMETER COLLEGE | BUILDING M | CLARKSTON | DeKalb | 9044197 | 3 | Flapper Valve | 1991-02-01 | FALSE | 1991-02-01 | FALSE | Temporarily out of use | Diesel | 2500 | Fiberglass Double Walled | 1991-02-01 |  | Double-Walled Fiberglass | Suction (American)
LARRY'S SERVICE STATION | 3611 CHURCH ST | CLARKSTON | DeKalb | 4440512 | 3 | [5 empty] | Removed from Ground | Gas (Historical Use) | 4000 | Cathodically Protected Steel | 1962-05-03 | 1987-05-08 | Galvanized Steel
HENDERSON ELECTRIC CO INC | 799 MICKEL DR | CLARKSTON | DeKalb | 4440450 | 3 |  |  | FALSE |  | FALSE | Removed from Ground | Diesel | 3000 | Unknown | 2014-06-23 | 2014-06-23 | Unknown
CITGO FOOD MART | 1307 BROCKETT RD | CLARKSTON | DeKalb | 4440465 | 2 | Ball Float | 1993-12-21 | FALSE | 1993-12-21 | FALSE | Currently in Use | Gas (Historical Use) | 10000 | Fiberglass | 1993-12-21 |  | Fiberglass Reinforced Plastic | Pressurized
DEKALB CO/FIRE STATION #23 | 1265 BROCKETT RD | CLARKSTON | DeKalb | 440529 | L514062 | Flapper Valve | 1998-10-29 | FALSE | 1998-10-29 | FALSE | Currently in Use | Regular | 1000 | Tank Jacket | 1998-10-08 |  | Double-Walled Flex | Pressurized
CEDARGROVE FOOD Z GAS INC | 2136 CEDAR GROVE RD | CONLEY | DeKalb | 4440700 | 1 | Flapper Valve | 1998-01-21 | FALSE | 1998-01-21 | FALSE | Currently in Use | Regular | 10000 | Steel-Impressed Current | 1972-04-22 |  | Steel (Impressed Current) | Pressurized
QUIKTRIP #838 | 2746 CLAIRMONT RD NE | ATLANTA | DeKalb | 10002166 | 1 | Overfill Alarm | 2012-04-17 | FALSE | 2012-04-17 | FALSE | Currently in Use | Regular | 20000 | Fiberglass Double Walled | 2012-04-17 |  | Fiberglass Reinforced Plastic | Pressurized
LONDON FELDMAN PROP/RONS GULF SE | 2195 BRIARCLIFF RD NE | ATLANTA | DeKalb | 600870 | 2 | [5 empty] | Removed from Ground | Gas (Historical Use) | 6000 | Bare Steel | 1986-02-18 | 1995-05-19 | Galvanized Steel
BP #23784 | 1605 N DECATUR RD | ATLANTA | DeKalb | 4440213 | 3 | Ball Float | 1984-04-01 |  | 1984-04-01 |  | Removed from Ground | Gas (Historical Use) | 10000 | Fiberglass | 1984-04-30 | 2009-08-03 | Fiberglass Reinforced Plastic | Pressurized
DOLLAR KING | 475 MORELAND AVE NW | ATLANTA | DeKalb | 4440446 | 5 |  |  | FALSE |  | FALSE | Removed from Ground | Used Oil | 500 | Unknown | 2008-09-22 | 2008-09-22
DOLLAR KING | 475 MORELAND AVE NW | ATLANTA | DeKalb | 4440446 | 4 |  |  | TRUE |  | TRUE | Removed from Ground | Used Oil | 1000 | Bare Steel |  | 1899-12-31 | Galvanized Steel
EMORY CHEVRON #40740 | 1574 N DECATUR RD | ATLANTA | DeKalb | 4440825 | 3 |  | 1998-12-24 |  | 1998-12-24 |  | Removed from Ground | Gas (Historical Use) | 5000 | Steel-Impressed Current | 1978-03-19 | 2015-07-08 | Fiberglass Reinforced Plastic | Pressurized
LARRY'S SERVICE STATION | 3611 CHURCH ST | CLARKSTON | DeKalb | 4440512 | 5 | [5 empty] | Removed from Ground | Kerosene | 500 | Cathodically Protected Steel | 1962-05-03 | 1987-05-08 | Galvanized Steel
LARRY'S SERVICE STATION | 3611 CHURCH ST | CLARKSTON | DeKalb | 4440512 | 7 | [5 empty] | Removed from Ground | Gas (Historical Use) | 6000 | Bare Steel | 1987-01-01 | 1996-07-10 | Galvanized Steel | Suction (American)
LARRY'S SERVICE STATION | 3611 CHURCH ST | CLARKSTON | DeKalb | 4440512 | 4 |  |  | TRUE |  | TRUE | Removed from Ground | Used Oil | 500 | Cathodically Protected Steel | 1962-05-03 | 1987-05-08 | Galvanized Steel
BROCKETT CHEVRON | 1382 BROCKETT RD | CLARKSTON | DeKalb | 4440301 | 3 | [5 empty] | Removed from Ground | Gas (Historical Use) | 10000 | Bare Steel | 1998-05-29 | 1998-05-29 | Unknown | Pressurized
PHMP KRISH LLC | 3906 E PONCE DE LEON AVE | CLARKSTON | DeKalb | 9000217 | 3 | [5 empty] | Removed from Ground | Gas (Historical Use) | 5000 | Bare Steel | 1969-07-01 | 1997-08-22 | Galvanized Steel | Pressurized
OLD DOMINION FREIGHT LINE | 4271 BOWMAN INDUSTRIAL CT | CONLEY | DeKalb | 600323 | 3 |  |  | TRUE |  | TRUE | Removed from Ground | Used Oil | 2000 | Bare Steel | 1978-03-29 | 1991-02-25 | Galvanized Steel | Pressurized
FORMER SHELL STATION | 4170 EAST PONCE DE LEON AVE | CLARKSTON | DeKalb | 9044477 | 3 | [5 empty] | Removed from Ground | Empty | 0 | Not Marked/Unknown |  | 1899-12-31 | Not Marked
CLARKSTON AUTO SERVICE | 4186 EAST PONCE DE LEON AVE | CLARKSTON | DeKalb | 4440558 | 2 | [5 empty] | Closed in Ground | Gas (Historical Use) | 3000 | Bare Steel | 1976-03-28 | 1991-10-01 | Galvanized Steel
UNITED CONSULTING GROUP LTD/HILL | 808 PARK NORTH BLVD | CLARKSTON | DeKalb | 4440327 | 428711 | [5 empty] | Closed in Ground | Gas (Historical Use) | 10000 | Cathodically Protected Steel | 1986-05-02 | 1899-12-31 | Galvanized Steel
CHEVRON FOOD MART | 3100 MORELAND AVE | CONLEY | DeKalb | 4440560 | 5 | [5 empty] | Removed from Ground | Other | 4000 | Bare Steel | 1968-04-01 | 1990-03-01 | Bare Steel
DEKALB CO/FIRE STATION #1 | 1619 CLIFTON RD | ATLANTA | DeKalb | 4440268 | 2 | [5 empty] | Removed from Ground | Diesel | 1000 | Bare Steel | 1971-05-03 | 1992-10-30 | Galvanized Steel | Suction (American)
HAYES AUTO SERVICE | 1950 DEKALB AVE NE | ATLANTA | DeKalb | 9044507 | 3 | [5 empty] | Removed from Ground | Gas (Historical Use) | 500 | Bare Steel | 1950-01-01 | 2001-01-18 | Unknown
GEORGIA PERIMETER COLLEGE | BUILDING M | CLARKSTON | DeKalb | 9044197 | 4 |  |  | TRUE | 1991-02-01 | TRUE | Removed from Ground | Used Oil | 560 | Marked Unknown | 1989-01-01 | 2008-12-04
NEXT LEVEL FUEL | 1109 MONTREAL RD | CLARKSTON | DeKalb | 9044026 | 2 | Ball Float | 1998-12-21 | FALSE | 1998-12-21 | FALSE | Currently in Use | Premium | 10000 | Fiberglass | 1986-03-01 |  | Fiberglass Reinforced Plastic | Pressurized
CLARKSTON AUTO SERVICE | 4186 EAST PONCE DE LEON AVE | CLARKSTON | DeKalb | 4440558 | 3 | [5 empty] | Closed in Ground | Gas (Historical Use) | 4000 | Bare Steel | 1960-01-01 | 1991-10-01 | Galvanized Steel
HENDERSON ELECTRIC CO INC | 799 MICKEL DR | CLARKSTON | DeKalb | 4440450 | 1 | [5 empty] | Removed from Ground | Gas (Historical Use) | 1000 | Bare Steel | 1968-04-01 | 1988-08-02 | Galvanized Steel
DEKALB CO/FIRE STATION #23 | 1265 BROCKETT RD | CLARKSTON | DeKalb | 440529 | 2 | [5 empty] | Removed from Ground | Diesel | 1000 | Fiberglass | 1986-01-30 | 1998-09-16 | Fiberglass Reinforced Plastic | Pressurized
CHEVRON FOOD MART | 3100 MORELAND AVE | CONLEY | DeKalb | 4440560 | 10 | Ball Float | 2001-08-02 | FALSE | 2001-08-02 | FALSE | Currently in Use | Diesel | 4000 | Composite | 2012-01-06 |  | Fiberglass Reinforced Plastic | Pressurized
FELTON PEARSON CO | 3458 MORELAND AVE | CONLEY | DeKalb | 4440591 | 1 | Flapper Valve | 1998-07-01 | FALSE | 1998-07-01 | FALSE | Currently in Use | Diesel | 10134 | Steel-Impressed Current | 1966-04-18 |  | Steel (Impressed Current) | Safe Suction (Euro)
CHEVRON | 2964 MORELAND AVE | CONLEY | DeKalb | 4440650 | 3 | [5 empty] | Temporarily out of use | Gas (Historical Use) | 4000 | Bare Steel | 1976-05-05 |  | Galvanized Steel
ATLANTA GAS LIGHT SERVICE CENTER | 1251 CAROLINE ST NE | ATLANTA | DeKalb | 9000618 | 2 | [5 empty] | Removed from Ground | Gas (Historical Use) | 20000 | Bare Steel | 1976-05-09 | 1990-07-01 | Galvanized Steel
EMORY CHEVRON #40740 | 1574 N DECATUR RD | ATLANTA | DeKalb | 4440825 | 2 | Flapper Valve | 1998-12-24 |  | 1998-12-24 |  | Removed from Ground | Gas (Historical Use) | 10000 | Steel-Impressed Current | 1978-03-19 | 2015-07-08 | Fiberglass Reinforced Plastic | Pressurized
EMORY IMPORTS | 1794 NORTH DECATUR RD | ATLANTA | DeKalb | 9044228 | 6 | [5 empty] | Removed from Ground | Gas (Historical Use) | 250 | Bare Steel | 1993-07-01 | 1993-07-01 | Galvanized Steel | Safe Suction (Euro)
NEXT LEVEL FUEL | 1109 MONTREAL RD | CLARKSTON | DeKalb | 9044026 | 1 | Ball Float | 1998-12-21 | FALSE | 1998-12-21 | FALSE | Currently in Use | Regular | 10000 | Fiberglass | 1986-03-01 |  | Fiberglass Reinforced Plastic | Pressurized
CLARKSTON AUTO SERVICE | 4186 EAST PONCE DE LEON AVE | CLARKSTON | DeKalb | 4440558 | 1 | [5 empty] | Closed in Ground | Gas (Historical Use) | 4000 | Bare Steel | 1960-01-01 | 1991-10-01 | Galvanized Steel
Chevron Food Mart | 3635 CHURCH ST | CLARKSTON | DeKalb | 4440231 | 3 | Ball Float | 1995-12-24 |  | 1995-12-24 |  | Removed from Ground | Gas (Historical Use) | 4000 | Steel-Impressed Current | 1971-04-22 | 2008-07-09 | Fiberglass Reinforced Plastic | Pressurized
EMORY CHEVRON #40740 | 1574 N DECATUR RD | ATLANTA | DeKalb | 4440825 | 6 | Flapper Valve |  |  |  |  | Closed in Ground | Gas (Historical Use) | 2000 | Bare Steel | 1968-03-19 | 1999-03-17 | Galvanized Steel
EMORY IMPORTS | 1794 NORTH DECATUR RD | ATLANTA | DeKalb | 9044228 | 2 | [5 empty] | Removed from Ground | Gas (Historical Use) | 2000 | Bare Steel | 1993-07-01 | 1993-07-01 | Galvanized Steel | Safe Suction (Euro)
HAYES AUTO SERVICE | 1950 DEKALB AVE NE | ATLANTA | DeKalb | 9044507 | 2 | [5 empty] | Removed from Ground | Gas (Historical Use) | 500 | Bare Steel | 1950-01-01 | 2001-01-18 | Unknown
FORMER SHELL STATION | 4170 EAST PONCE DE LEON AVE | CLARKSTON | DeKalb | 9044477 | 1 | [5 empty] | Removed from Ground | Gas (Historical Use) | 0 | Not Marked/Unknown | 1982-01-01 | 1982-01-01 | Not Marked
CLARKSTON FOODMART | 3874 EAST PONCE DE LEON AVE | CLARKSTON | DeKalb | 9044028 | 4 | Ball Float | 1989-08-01 |  | 1989-08-01 |  | Currently in Use | Diesel | 10000 | Galvanic (STIP-3) | 1989-08-01 |  | Fiberglass Reinforced Plastic | Pressurized
EMORY CHEVRON #40740 | 1574 N DECATUR RD | ATLANTA | DeKalb | 4440825 | 5 | [5 empty] | Closed in Ground | Gas (Historical Use) | 2000 | Bare Steel | 1968-03-19 | 1999-03-17 | Galvanized Steel
GEORGIA PERIMETER COLLEGE | BUILDING M | CLARKSTON | DeKalb | 9044197 | 1 | Ball Float | 1991-02-01 | FALSE | 1991-02-01 | FALSE | Removed from Ground | Gas (Historical Use) | 6000 | Fiberglass Double Walled | 1991-02-01 | 2008-12-04 | Double-Walled Fiberglass | Suction (American)
JACKSON TRUCKING INC | 4351 THURMOND RD | CONLEY | DeKalb | 601348 | 1 |  | 1988-02-25 |  | 1988-02-25 |  | Removed from Ground | Diesel | 8000 | Bare Steel | 1974-06-05 | 1998-10-01 | Fiberglass Reinforced Plastic | Pressurized
MORGAN SOUTHERN INC | 1500 CEDAR GROVE RD | CONLEY | DeKalb | 9044049 | 2 | [5 empty] | Removed from Ground | Gas (Historical Use) | 10153 | Bare Steel | 1966-04-01 | 2005-05-04 | Galvanized Steel
ATLANTA TRAVEL CENTER | 4215 THURMAN RD | CONLEY | DeKalb | 9044127 | 2 | Overfill Alarm | 1998-09-01 |  | 1998-09-01 |  | Removed from Ground | Diesel | 20000 | Cathodically Protected Steel | 1976-05-01 | 2013-12-06 | Fiberglass Reinforced Plastic | Pressurized
ATLANTA TRAVEL CENTER | 4215 THURMAN RD | CONLEY | DeKalb | 9044127 | 9 |  | 1998-09-01 |  | 1998-09-01 |  | Removed from Ground | Other | 8000 | Fiberglass | 1985-05-01 | 2013-12-13 | Fiberglass Reinforced Plastic | Suction (American)
ATLANTA TRAVEL CENTER | 4215 THURMAN RD | CONLEY | DeKalb | 9044127 | 8 | Overfill Alarm | 1998-09-01 |  | 1998-09-01 |  | Removed from Ground | Diesel | 12000 | Cathodically Protected Steel | 1976-05-01 | 2013-12-02 | Fiberglass Reinforced Plastic | Suction (American)
LONDON FELDMAN PROP/RONS GULF SE | 2195 BRIARCLIFF RD NE | ATLANTA | DeKalb | 600870 | 1 | [5 empty] | Removed from Ground | Gas (Historical Use) | 6000 | Bare Steel | 1986-02-18 | 1995-05-19 | Galvanized Steel
LONDON FELDMAN PROP/RONS GULF SE | 2195 BRIARCLIFF RD NE | ATLANTA | DeKalb | 600870 | 4 | [5 empty] | Removed from Ground | Gas (Historical Use) | 500 | Bare Steel | 1986-02-18 | 1995-05-19 | Galvanized Steel
BP #/GULF #270504 | 2845 NORTH DRUID HILLS RD | ATLANTA | DeKalb | 4440214 | 2 | [5 empty] | Removed from Ground | Gas (Historical Use) | 0 | Fiberglass | 1974-04-30 | 1987-01-01 | Fiberglass Reinforced Plastic
TEXACO SVC STA (FORMER) | 2881 CLAIRMONT RD NE | ATLANTA | DeKalb | 9044201 | 2 | [5 empty] | Removed from Ground | Gas (Historical Use) | 10000 | Marked Unknown | 1984-01-01 | 1984-01-01 | Unknown
QUIKTRIP #745 | 1836 BRIARCLIFF Road | ATLANTA | DeKalb | 9044271 | 3 | Ball Float | 1994-06-01 | FALSE | 1994-06-01 | FALSE | Removed from Ground | Gas (Historical Use) | 12000 | Fiberglass | 1994-08-12 | 2017-08-01 | Double-Walled Fiberglass | Pressurized
JET | 1675 LAVISTA RD NE | ATLANTA | DeKalb | 4440773 | 1 | [5 empty] | Removed from Ground | Gas (Historical Use) | 8000 | Bare Steel | 1978-04-15 | 1998-05-04 | Galvanized Steel | Pressurized
JET | 1675 LAVISTA RD NE | ATLANTA | DeKalb | 4440773 | 4 | [5 empty] | Removed from Ground | Other | 500 | Not Marked/Unknown | 1998-05-04 | 1998-05-04 | Not Marked
WESLEY HOMES INC | 1825 CLIFTON ROAD NE | ATLANTA | DeKalb | 9044473 | 1 | [5 empty] | Removed from Ground | Diesel | 5000 | Not Marked/Unknown | 1998-06-22 | 1998-06-22 | Not Marked
BUFORD SHELL | 3799 BUFORD HWY NE | ATLANTA | DeKalb | 9044124 | 2 | Ball Float | 1998-12-16 | FALSE | 1998-12-16 | FALSE | Currently in Use | Premium | 12000 | Composite | 1991-04-01 |  | Fiberglass Reinforced Plastic | Pressurized
TEXACO SVC STA (FORMER) | 2881 CLAIRMONT RD NE | ATLANTA | DeKalb | 9044201 | 3 | [5 empty] | Removed from Ground | Gas (Historical Use) | 10000 | Marked Unknown | 1984-01-01 | 1984-01-01 | Unknown
QUIKTRIP #745 | 1836 BRIARCLIFF Road | ATLANTA | DeKalb | 9044271 | 4 |  | 2017-10-01 | FALSE | 2017-10-01 | FALSE | Currently in Use | Gas (Historical Use) | 20000 | Fiberglass Double Walled | 2017-08-01 |  | Double-Walled Fiberglass | Pressurized
QUIKTRIP #745 | 1836 BRIARCLIFF Road | ATLANTA | DeKalb | 9044271 | 5 |  | 2017-10-01 | FALSE | 2017-10-01 | FALSE | Currently in Use | Gas (Historical Use) | 20000 | Fiberglass Double Walled | 2017-08-01 |  | Double-Walled Fiberglass | Pressurized
QUIKTRIP #745 | 1836 BRIARCLIFF Road | ATLANTA | DeKalb | 9044271 | 6B |  | 2017-10-01 | FALSE | 2017-10-01 | FALSE | Currently in Use | Gas (Historical Use) | 9500 | Fiberglass Double Walled | 2017-08-01 |  | Double-Walled Fiberglass | Pressurized
QUIKTRIP #745 | 1836 BRIARCLIFF Road | ATLANTA | DeKalb | 9044271 | 6A |  |  | FALSE |  | FALSE | Currently in Use | Gas (Historical Use) | 10000 | Fiberglass Double Walled | 2017-08-01 |  | Double-Walled Fiberglass | Pressurized
QUIKTRIP #745 | 1836 BRIARCLIFF Road | ATLANTA | DeKalb | 9044271 | 7 |  | 2017-10-01 | FALSE | 2017-10-01 | FALSE | Currently in Use | Diesel | 12000 |  | 2017-08-01 |  | Double-Walled Fiberglass | Pressurized
WGNX TRANSMITTER SITE CH 46 | 1810 BRIARCLIFF RD | ATLANTA | DeKalb | 9044230 | 1 | [5 empty] | Removed from Ground | Diesel | 1000 | Not Marked/Unknown | 1994-03-18 | 1994-03-18 | Not Marked
HONEYWELL INC | 1190 W DRUID HILLS DR | ATLANTA | DeKalb | 9044104 | 1 | [5 empty] | Removed from Ground | Diesel | 2006 | Bare Steel | 1982-01-01 | 1993-12-15 | Bare Steel | Gravity
PAK & SAC ENTERPRISES INC | 2289 N DRUID HILL RD | ATLANTA | DeKalb | 4440802 | 3 | Ball Float | 1986-02-01 | FALSE | 1986-02-01 | FALSE | Currently in Use | Diesel | 10000 | Galvanic (STIP-3) | 1986-02-01 |  | Fiberglass Reinforced Plastic | Pressurized
U-HAUL/DARNELL UNION 76 | 2154 BRIARCLIFF RD | ATLANTA | DeKalb | 4440741 | 1 | [5 empty] | Removed from Ground | Gas (Historical Use) | 4000 | Bare Steel | 1963-03-14 | 1992-07-08 | Galvanized Steel
ASPLUNDH TREE EXPERT CO | 3255 CHURCH ST | CLARKSTON | DeKalb | 4440399 | 2 |  |  | TRUE |  | TRUE | Removed from Ground | Used Oil | 550 | Epoxy | 1993-12-28 | 1993-12-28 | Bare Steel
CHEVRON FOOD MART | 3100 MORELAND AVE | CONLEY | DeKalb | 4440560 | 7 | Ball Float | 1990-03-01 | FALSE | 1990-03-01 | FALSE | Currently in Use | Plus | 8000 | Galvanic (STIP-3) | 2012-01-06 |  | Fiberglass Reinforced Plastic | Pressurized
CHEVRON FOOD MART | 3100 MORELAND AVE | CONLEY | DeKalb | 4440560 | 4 | [5 empty] | Removed from Ground | Other | 4000 | Bare Steel | 1968-04-01 | 1990-03-01 | Bare Steel
CHEVRON FOOD MART | 3100 MORELAND AVE | CONLEY | DeKalb | 4440560 | 1 | [5 empty] | Removed from Ground | Other | 4000 | Bare Steel | 1968-04-01 | 1990-03-01 | Bare Steel
ATLANTA TRAVEL CENTER | 4215 THURMAN RD | CONLEY | DeKalb | 9044127 | 6 | Overfill Alarm | 1998-09-01 |  | 1998-09-01 |  | Removed from Ground | Diesel | 12000 | Cathodically Protected Steel | 1976-05-01 | 2013-12-02 | Fiberglass Reinforced Plastic | Suction (American)
ABF FREIGHT SYSTEM INC | 1165 WILBURN RD | CONLEY | DeKalb | 9004050 | 7 | Flapper Valve | 1990-01-01 | FALSE | 1990-01-01 | FALSE | Currently in Use | Diesel | 20000 | Fiberglass | 1990-01-01 |  | Fiberglass Reinforced Plastic | Pressurized
CIRCLE #8445/7-ELEVEN STORE 1433 | 3912 BUFORD HWY | ATLANTA | DeKalb | 4440132 | 2 | [5 empty] | Removed from Ground | Gas (Historical Use) | 12000 | Bare Steel | 1981-08-01 | 1993-08-25 | Galvanized Steel | Pressurized
CITGO | 3107 BUFORD HWY | ATLANTA | DeKalb | 4440022 | 1 | Ball Float | 1991-06-01 | FALSE | 1991-06-01 | FALSE | Temporarily out of use | Regular | 10000 | Fiberglass | 1979-04-22 |  | Double-Walled Fiberglass | Pressurized
BST/TOCO HILLS/F5407 | 2204 LAVISTA RD | ATLANTA | DeKalb | 9044194 | 1 |  |  | FALSE |  | FALSE | Removed from Ground | Kerosene | 10000 | Bare Steel | 1972-01-01 | 1992-12-29 | Copper | Suction (American)
CUMULUS MEDIA | 1800 BRIARCLIFF RD | ATLANTA | DeKalb | 9044113 | 1 | Flapper Valve | 1994-01-01 | FALSE | 1994-01-01 | FALSE | Currently in Use | Diesel | 2000 | Composite | 1994-01-01 |  |  | Safe Suction (Euro)
TUNE-UP CLINIC/EXPRESS OIL CHANG | 2778 CLAIRMONT RD | ATLANTA | DeKalb | 4440715 | 2 |  |  | TRUE | 1993-09-08 | TRUE | Temporarily out of use | Used Oil | 500 | Bare Steel | 1983-05-07 |  | Galvanized Steel | Gravity Fed
FOOD MART #60 | 3145 BRIARCLIFF RD NE | ATLANTA | DeKalb | 4440239 | 3 | [5 empty] | Removed from Ground | Gas (Historical Use) | 6000 | Cathodically Protected Steel | 1984-04-21 | 1990-09-24 | Galvanized Steel | Suction (American)
CANDLER PARK GOLF CLUBHOUSE | 585 CANDLER PARK DR NE | ATLANTA | DeKalb | 440526 | 1 | [5 empty] | Removed from Ground | Gas (Historical Use) | 500 | Bare Steel | 1986-05-08 | 1998-10-01 | Unknown | Suction (American)
WANSLEY MOVING & STORAGE | 1522 DEKALB AVE NE | ATLANTA | DeKalb | 4440160 | 1 |  |  | TRUE |  | TRUE | Removed from Ground | Used Oil | 500 | Marked Unknown | 1971-03-04 | 1995-05-02 | Unknown
DOLLAR KING | 475 MORELAND AVE NW | ATLANTA | DeKalb | 4440446 | 3 | [5 empty] | Removed from Ground | Gas (Historical Use) | 3000 | Bare Steel |  | 1899-12-31 | Galvanized Steel
NO FACILITY NAME GIVEN | 320 MELL AVE | ATLANTA | DeKalb | 9044251 | 1 | [5 empty] | Removed from Ground | Gas (Historical Use) | 1000 | Bare Steel | 1969-01-01 | 1994-07-05 | Unknown | Safe Suction (Euro)
LANCE WIRE & CABLE | 4007 B CHURCH STREET | CLARKSTON | DeKalb | 9044511 | 1 | [5 empty] | Removed from Ground | Gas (Historical Use) | 1000 | Not Marked/Unknown | 2001-04-01 | 2001-04-01 | Bare Steel
BROCKETT CHEVRON | 1382 BROCKETT RD | CLARKSTON | DeKalb | 4440301 | 6 | Flapper Valve | 2022-08-12 | FALSE | 1998-08-01 | FALSE | Currently in Use | Premium | 12000 | Epoxy | 1998-08-01 |  | Fiberglass Reinforced Plastic | Pressurized
PHMP KRISH LLC | 3906 E PONCE DE LEON AVE | CLARKSTON | DeKalb | 9000217 | 6 | Ball Float | 1997-09-30 | FALSE | 1997-09-30 | FALSE | Currently in Use | Premium | 10000 | Composite | 1997-09-30 |  | Fiberglass Reinforced Plastic | Pressurized
CHEVRON | 2964 MORELAND AVE | CONLEY | DeKalb | 4440650 | 5 | [5 empty] | Temporarily out of use | Diesel | 10000 | Bare Steel | 1979-05-06 |  | Galvanized Steel
MORGAN SOUTHERN INC | 1500 CEDAR GROVE RD | CONLEY | DeKalb | 9044049 | 3 | [5 empty] | Removed from Ground | Diesel | 10673 | Bare Steel | 1966-04-01 | 2005-05-04 | Galvanized Steel
ATLANTA TRAVEL CENTER | 4215 THURMAN RD | CONLEY | DeKalb | 9044127 | 11 | [5 empty] | Removed from Ground | Other | 8000 | Epoxy | 1985-05-01 | 1994-05-03 | Galvanized Steel | Suction (American)
PLAZA HOTEL | 1447 NORTHEAST EXPRESSWAY | ATLANTA | DeKalb | 10001672 | 1 |  |  | FALSE |  | FALSE | Removed from Ground | Not Marked/Tank Removed | 0 | Unknown | 1970-01-01 | 1970-01-01 | Unknown
DRUID HILLS EXXON | 2055 N DRUID HILLS RD | ATLANTA | DeKalb | 4440659 | 4 |  | 1988-06-01 | TRUE | 1988-06-01 | TRUE | Removed from Ground | Used Oil | 1000 | Fiberglass | 1981-05-06 | 1992-01-19 | Double-Walled Fiberglass
GOORDY TIRE | 2081 NORTH DRUID HILLS RD | ATLANTA | DeKalb | 4440514 | 2 | [5 empty] | Removed from Ground | Gas (Historical Use) | 3850 | Bare Steel | 1996-11-26 | 1996-11-26 | Bare Steel
JIFFY LUBE #135 | 5503 MEMORIAL DR | STONE MOUNTAIN | DeKalb | 4440020 | 2 | [5 empty] | Removed from Ground | Other | 4000 | Bare Steel | 1981-05-06 | 1998-09-02 | Galvanized Steel
GA FC/DEKALB CO UNIT | 6835 MEMORIAL DR | STONE MOUNTAIN | DeKalb | 4440025 | 3 |  | 1989-09-20 |  | 1989-09-20 |  | Removed from Ground | Gas (Historical Use) | 1000 | Cathodically Protected Steel | 1989-09-20 | 1997-04-17 | Cathodically Protected | Safe Suction (Euro)
FIRESTONE STORE #07H1 | 5034 MEMORIAL DR | STONE MOUNTAIN | DeKalb | 4440085 | 1 |  |  | TRUE |  | TRUE | Removed from Ground | Used Oil | 270 | Marked Unknown | 1976-02-28 | 1995-04-25 | Unknown
LABEL AMERICAN | 5430 EAST PONCE DE LEON AVE | STONE MOUNTAIN | DeKalb | 4440368 | 2 | [5 empty] | Currently in Use | Hazardous Substance | 1000 | Bare Steel | 1982-04-08 |  | Galvanized Steel
CHEVRON | 2964 MORELAND AVE | CONLEY | DeKalb | 4440650 | 2 | [5 empty] | Temporarily out of use | Gas (Historical Use) | 6000 | Bare Steel | 1980-05-05 |  | Galvanized Steel
CHEVRON | 2964 MORELAND AVE | CONLEY | DeKalb | 4440650 | 8 | Ball Float | 1998-11-01 | FALSE | 1998-11-01 | FALSE | Currently in Use | Premium | 10000 | Composite | 1998-11-01 |  | Double-Walled Flex | Pressurized
CONLEY CITGO EXPRESS | 3400 MORELAND AVE | CONLEY | DeKalb | 9044376 | 2 | Flapper Valve | 1999-06-01 | FALSE | 1999-06-01 | FALSE | Currently in Use | Regular | 10000 | Epoxy | 1999-06-01 |  | Fiberglass Reinforced Plastic | Pressurized
CHEVRON FOOD MART | 1540 CEDAR GROVE RD | CONLEY | DeKalb | 10000826 | 2 | Ball Float | 2004-04-26 | FALSE | 2004-04-26 | FALSE | Currently in Use | Premium | 12000 | Fiberglass | 2004-04-19 |  | Double-Walled Flex | Pressurized
QUIKTRIP #838 | 2746 CLAIRMONT RD NE | ATLANTA | DeKalb | 10002166 | 3 | Overfill Alarm | 2012-04-17 | FALSE | 2012-04-17 | FALSE | Currently in Use | Premium | 12000 | Fiberglass Double Walled | 2012-04-17 |  | Double-Walled Fiberglass | Pressurized
CITGO | 3107 BUFORD HWY | ATLANTA | DeKalb | 4440022 | 4 | Ball Float | 1991-06-01 | FALSE | 1991-06-01 | FALSE | Temporarily out of use | Diesel | 10000 | Fiberglass | 1979-04-22 |  | Double-Walled Fiberglass | Pressurized
POST APARTMENTS | 1685 LAVISTA ROAD | ATLANTA | DeKalb | 9044453 | 1 | [5 empty] | Removed from Ground | Used Oil | 1400 | Not Marked/Unknown | 1997-03-21 | 1997-03-21 | Not Marked
DEKALB CO/FIRE STATION #8 | 2711 CLAIRMONT RD | ATLANTA | DeKalb | 9044215 | 3 | Flapper Valve | 1993-03-01 | FALSE | 1993-03-01 | FALSE | Currently in Use | Regular | 1037 | Tank Jacket | 1993-03-01 |  | Fiberglass Reinforced Plastic | Safe Suction (Euro)
2898 Quickmart LLC | 2898 CLAIRMONT RD | ATLANTA | DeKalb | 4440791 | 3 |  | 1980-04-30 |  | 1980-04-30 |  | Removed from Ground | Gas (Historical Use) | 10000 | Galvanic (STIP-3) | 1980-04-30 | 2000-01-01 | Cathodically Protected
CHEVRON FOOD MART #71 | 2755 CLAIRMONT RD | ATLANTA | DeKalb | 4440176 | 3 | Ball Float | 1992-12-01 | FALSE | 1992-12-01 | FALSE | Currently in Use | E-85 | 8000 | Steel-Impressed Current | 1982-03-10 |  | Fiberglass Reinforced Plastic | Pressurized
DRUID HILLS CHEVRON | 2995 N DRUID HILLS RD | ATLANTA | DeKalb | 4440415 | 9 | Ball Float | 1991-08-14 | FALSE | 1991-08-14 | FALSE | Temporarily out of use | Diesel | 10000 | Composite | 1991-08-14 |  | Fiberglass Reinforced Plastic | Pressurized
AL MADINAH LLC | 2983 PANOLA RD | LITHONIA | DeKalb | 10000060 | 2 | Flapper Valve | 2002-03-01 | FALSE | 2002-03-01 | FALSE | Currently in Use | Premium | 15000 | Epoxy | 2002-03-01 |  | Double-Walled Flex | Pressurized
JET | 1675 LAVISTA RD NE | ATLANTA | DeKalb | 4440773 | 2 | [5 empty] | Removed from Ground | Gas (Historical Use) | 8000 | Bare Steel | 1978-04-15 | 1998-05-04 | Galvanized Steel | Pressurized
ADNAN SHELL | 3259 BUFORD HWY | ATLANTA | DeKalb | 4440788 | 2 |  | 1978-04-30 |  | 1978-04-30 |  | Removed from Ground | Gas (Historical Use) | 10000 | Steel-Impressed Current | 1978-04-30 | 2003-10-09 | Galvanized Steel | Pressurized
JG GULLETT HI SPEED CAR WASH | 2024 N DRUID HILLS RD | ATLANTA | DeKalb | 4440670 | 3 |  | 1992-07-01 |  | 1992-07-01 |  | Removed from Ground | Gas (Historical Use) | 2000 | Bare Steel | 1971-05-08 | 1995-11-01 | Galvanized Steel | Suction (American)
FOOD MART #60 | 3145 BRIARCLIFF RD NE | ATLANTA | DeKalb | 4440239 | 1 | [5 empty] | Removed from Ground | Gas (Historical Use) | 6000 | Cathodically Protected Steel | 1984-04-21 | 1990-09-24 | Galvanized Steel | Suction (American)
TARHEEL UNDERGROUND UTILITIES IN | 1664 ROADHAVEN DR | STONE MOUNTAIN | DeKalb | 9044139 | 1 | [5 empty] | Currently in Use | Gas (Historical Use) | 0 | Bare Steel |  |  | Galvanized Steel
TARHEEL UNDERGROUND UTILITIES IN | 1664 ROADHAVEN DR | STONE MOUNTAIN | DeKalb | 9044139 | 4 |  |  | TRUE |  | TRUE | Currently in Use | Used Oil | 0 | Bare Steel |  |  | Galvanized Steel
COUNTRY FOOD EXXON | 4091 REDAN RD | STONE MOUNTAIN | DeKalb | 10000943 | 1 | Ball Float | 2013-01-01 | FALSE | 2013-01-02 | FALSE | Currently in Use | Regular | 12000 | Composite | 2005-08-08 |  | Double-Walled Fiberglass | Pressurized
STONE MOUNTAIN STREETSCAPE I | 928 MAIN STREET | STONE MOUNTAIN | DeKalb | 10001951 | 1 |  |  | FALSE |  | FALSE | Removed from Ground | Gas (Historical Use) | 500 | Unknown | 2010-09-28 | 2010-09-28 | Unknown
EXXON FOOD MART | 3545 PANOLA RD | LITHONIA | DeKalb | 10001226 | 1 | Ball Float | 2006-01-14 | FALSE | 2006-10-15 | FALSE | Currently in Use | Regular | 12000 | Epoxy | 2006-03-22 |  | Fiberglass Reinforced Plastic | Pressurized
WEEYUMS PHILLY STEAK & HOAGIES | 900 MAIN STREET | STONE MOUNTAIN | DeKalb | 10001185 | 1 |  |  | FALSE |  | FALSE | Removed from Ground | Gas (Historical Use) | 2000 | Bare Steel | 1973-01-01 | 2006-10-10
WHITE GMC TRUCKS OF ATLANTA/FRIT | 3588 OAKCLIFF RD | DORAVILLE | DeKalb | 4440688 | 1 | [5 empty] | Removed from Ground | Gas (Historical Use) | 10000 | Bare Steel | 1964-05-06 | 1989-12-23 | Galvanized Steel
CARNETTS BUFORD HWY CARWASH INC | 5432 BUFORD HWY | DORAVILLE | DeKalb | 4440707 | 1 |  | 1990-02-14 |  | 1990-02-14 |  | Removed from Ground | Gas (Historical Use) | 4000 | Bare Steel | 1971-05-07 | 1997-05-12 | Fiberglass Reinforced Plastic | Pressurized
BIG H FOOD STORE #52 | 10 MORELAND AVE | ATLANTA | DeKalb | 9044102 | 3 |  | 1999-04-01 |  | 1999-04-01 |  | Removed from Ground | Gas (Historical Use) | 6000 | Steel-Impressed Current | 1999-04-01 | 2009-08-05 | Fiberglass Reinforced Plastic | Pressurized
GEORGIA PERIMETER COLLEGE | BUILDING M | CLARKSTON | DeKalb | 9044197 | 2 | Flapper Valve | 1991-02-01 | FALSE | 1991-02-01 | FALSE | Temporarily out of use | Gas (Historical Use) | 6000 | Fiberglass Double Walled | 1991-02-01 |  | Double-Walled Fiberglass | Suction (American)
LARRY'S SERVICE STATION | 3611 CHURCH ST | CLARKSTON | DeKalb | 4440512 | 2 | [5 empty] | Removed from Ground | Gas (Historical Use) | 6000 | Cathodically Protected Steel | 1962-05-03 | 1987-05-08 | Galvanized Steel
BST/INDIAN CREEK/F1206 | 467 N INDIAN CREEK RD | CLARKSTON | DeKalb | 4440404 | 1 |  |  | FALSE |  | FALSE | Removed from Ground |  | 10000 | Bare Steel | 1970-07-03 | 1997-09-05 | Copper | Suction (American)
BROCKETT CHEVRON | 1382 BROCKETT RD | CLARKSTON | DeKalb | 4440301 | 1 | [5 empty] | Removed from Ground | Gas (Historical Use) | 10000 | Cathodically Protected Steel | 1998-05-29 | 1998-05-29 | Cathodically Protected | Pressurized
DEKALB CO/FIRE STATION #23 | 1265 BROCKETT RD | CLARKSTON | DeKalb | 440529 | L514065 | Flapper Valve | 1998-10-29 | FALSE | 1998-10-29 | FALSE | Currently in Use | Diesel | 1000 | Tank Jacket | 1998-10-08 |  | Double-Walled Flex | Pressurized
CONLEY CITGO EXPRESS | 3400 MORELAND AVE | CONLEY | DeKalb | 9044376 | 1 | [5 empty] | Removed from Ground | Gas (Historical Use) | 0 | Not Marked/Unknown | 1975-01-01 | 1975-01-01 | Not Marked
ABF FREIGHT SYSTEM INC | 1165 WILBURN RD | CONLEY | DeKalb | 9004050 | 10 | Flapper Valve | 1990-01-01 | TRUE | 1990-01-01 | TRUE | Currently in Use | Used Oil | 6000 | Fiberglass | 1990-01-01 |  | Fiberglass Reinforced Plastic
CHEVRON FOOD MART | 1540 CEDAR GROVE RD | CONLEY | DeKalb | 10000826 | 3 | Ball Float | 2004-04-26 | FALSE | 2004-04-26 | FALSE | Currently in Use | Diesel | 12000 | Fiberglass | 2004-04-19 |  | Double-Walled Flex | Pressurized
QUIKTRIP #838 | 2746 CLAIRMONT RD NE | ATLANTA | DeKalb | 10002166 | 2 | Overfill Alarm | 2012-04-17 | FALSE | 2012-04-17 | FALSE | Currently in Use | Regular | 20000 | Fiberglass Double Walled | 2012-04-17 |  | Double-Walled Fiberglass | Pressurized
CIRCLE #8445/7-ELEVEN STORE 1433 | 3912 BUFORD HWY | ATLANTA | DeKalb | 4440132 | 3 | [5 empty] | Removed from Ground | Gas (Historical Use) | 12000 | Bare Steel | 1981-08-01 | 1993-08-25 | Galvanized Steel | Pressurized
QUIKTRIP #723 | 2375 N DRUID HILLS | ATLANTA | DeKalb | 9044193 | 1 | Flapper Valve | 1992-04-01 | FALSE | 1992-04-01 | FALSE | Currently in Use | Regular | 12000 | Fiberglass Double Walled | 1992-04-29 |  | Double-Walled Flex | Pressurized
DEKALB CO/FIRE STATION #8 | 2711 CLAIRMONT RD | ATLANTA | DeKalb | 9044215 | 4 | Flapper Valve | 1993-03-01 | FALSE | 1993-03-01 | FALSE | Currently in Use | Diesel | 1037 | Tank Jacket | 1993-03-01 |  | Fiberglass Reinforced Plastic | Safe Suction (Euro)
PAK & SAC ENTERPRISES INC | 2289 N DRUID HILL RD | ATLANTA | DeKalb | 4440802 | 4 |  |  | TRUE | 1986-02-01 | TRUE | Removed from Ground | Used Oil | 550 |  | 1986-02-01 | 2002-02-09 | Galvanized Steel
VOL-REPAIR | 3080 BRIARCLIFF RD | ATLANTA | DeKalb | 4440745 | 2 | [5 empty] | Removed from Ground | Other | 6000 | Bare Steel | 1964-03-19 | 2015-02-04 | Galvanized Steel
VOL-REPAIR | 3080 BRIARCLIFF RD | ATLANTA | DeKalb | 4440745 | 3 |  |  | TRUE |  | TRUE | Removed from Ground | Used Oil | 550 | Bare Steel | 1964-03-19 | 2015-02-04 | Galvanized Steel
A C COUCH UNION 76/COUCH AUTO SV | 2910 BUFORD HWY | ATLANTA | DeKalb | 4440740 | 2 | [5 empty] | Removed from Ground | Gas (Historical Use) | 4000 | Bare Steel | 1962-03-13 | 1994-07-01 | Galvanized Steel
2898 Quickmart LLC | 2898 CLAIRMONT RD | ATLANTA | DeKalb | 4440791 | 6 | Ball Float | 2000-04-01 | FALSE | 2000-04-01 | FALSE | Currently in Use | Premium | 10000 | Fiberglass | 2000-02-16 |  | Fiberglass Reinforced Plastic | Pressurized
DRUID HILLS GOLF CLUB | 740 CLIFTON RD NE | ATLANTA | DeKalb | 601392 | 2 | Flapper Valve | 1991-04-01 | FALSE | 1991-04-01 | FALSE | Currently in Use | Regular | 1000 | Tank Jacket | 1991-04-01 |  | Fiberglass Reinforced Plastic | Safe Suction (Euro)
WANSLEY MOVING & STORAGE | 1522 DEKALB AVE NE | ATLANTA | DeKalb | 4440160 | 2 | [5 empty] | Removed from Ground | Gas (Historical Use) | 500 | Not Marked/Unknown | 1995-05-02 | 1995-05-02 | Unknown
BP #23784 | 1605 N DECATUR RD | ATLANTA | DeKalb | 4440213 | 2 | Ball Float | 1984-04-01 |  | 1984-04-01 |  | Removed from Ground | Gas (Historical Use) | 10000 | Fiberglass | 1984-04-30 | 2009-08-03 | Fiberglass Reinforced Plastic | Pressurized
EMORY IMPORTS | 1794 NORTH DECATUR RD | ATLANTA | DeKalb | 9044228 | 7 | [5 empty] | Removed from Ground | Gas (Historical Use) | 250 | Bare Steel | 1993-07-01 | 1993-07-01 | Galvanized Steel | Safe Suction (Euro)
EMORY IMPORTS | 1794 NORTH DECATUR RD | ATLANTA | DeKalb | 9044228 | 4 |  |  | TRUE |  | TRUE | Removed from Ground | Empty | 250 | Bare Steel | 1993-07-01 | 1993-07-01 | Galvanized Steel | Safe Suction (Euro)
EMORY IMPORTS | 1794 NORTH DECATUR RD | ATLANTA | DeKalb | 9044228 | 5 |  |  | TRUE |  | TRUE | Removed from Ground | Empty | 250 | Bare Steel | 1993-07-01 | 1993-07-01 | Galvanized Steel | Safe Suction (Euro)
CLARKSTON AUTO SERVICE | 4186 EAST PONCE DE LEON AVE | CLARKSTON | DeKalb | 4440558 | 4 | [5 empty] | Closed in Ground | Gas (Historical Use) | 560 | Bare Steel | 1960-01-01 | 1991-10-01 | Galvanized Steel
LIVE OAK LANDFILL | 1189 HENRICO RD | CONLEY | DeKalb | 440534 | 1 |  |  | TRUE |  | TRUE | Removed from Ground | Used Oil | 500 | Bare Steel | 1986-01-01 | 1990-04-23 | Galvanized Steel
JACKSON TRUCKING INC | 4351 THURMOND RD | CONLEY | DeKalb | 601348 | 2 |  | 1988-02-25 |  | 1988-02-25 |  | Removed from Ground | Diesel | 8000 | Bare Steel | 1974-06-05 | 1998-10-01 | Fiberglass Reinforced Plastic | Pressurized
CHEVRON FOOD MART | 3100 MORELAND AVE | CONLEY | DeKalb | 4440560 | 8 | Ball Float | 1990-03-01 | FALSE | 1990-03-01 | FALSE | Currently in Use | Premium | 8000 | Galvanic (STIP-3) | 2012-01-06 |  | Fiberglass Reinforced Plastic | Pressurized
CHEVRON FOOD MART | 3100 MORELAND AVE | CONLEY | DeKalb | 4440560 | 2 | [5 empty] | Removed from Ground | Other | 4000 | Bare Steel | 1968-04-01 | 1990-03-01 | Bare Steel
ATLANTA TRAVEL CENTER | 4215 THURMAN RD | CONLEY | DeKalb | 9044127 | 3 | Overfill Alarm | 1998-09-01 |  | 1998-09-01 |  | Removed from Ground | Diesel | 20000 | Cathodically Protected Steel | 1976-05-01 | 2013-12-06 | Cathodically Protected | Pressurized
TOCO HILLS SHOPPING CENTER | 2351 N DRUID HILLS | ATLANTA | DeKalb | 10001870 | G556 |  |  | FALSE |  | FALSE | Removed from Ground | Not Marked/Tank Removed | 1100 | Bare Steel | 2010-06-08 | 2010-06-08
BP #/GULF #270504 | 2845 NORTH DRUID HILLS RD | ATLANTA | DeKalb | 4440214 | 3 | [5 empty] | Removed from Ground | Gas (Historical Use) | 0 | Fiberglass | 1974-04-30 | 1987-01-01 | Fiberglass Reinforced Plastic
CITGO | 3107 BUFORD HWY | ATLANTA | DeKalb | 4440022 | 2 | Ball Float | 1991-06-01 | FALSE | 1991-06-01 | FALSE | Temporarily out of use | Plus | 10000 | Fiberglass | 1979-04-22 |  | Double-Walled Fiberglass | Pressurized
FIRESTONE STORE #07KT | 2460 N DRUID HILLS ROAD | ATLANTA | DeKalb | 9044374 | 1 |  |  | TRUE |  | TRUE | Removed from Ground | Used Oil | 550 | Not Marked/Unknown | 1986-01-01 | 1996-06-01 | Not Marked
RALLY'S RESTAURANT (Former) | 2440 N Druid Hills Rd | ATLANTA | DeKalb | 9044475 | 1 | [5 empty] | Installed | Other | 0 | Not Marked/Unknown |  |  | Not Marked
COEUR D'ALENE DEVELOPMENT | 2801 BUFORD HWY | ATLANTA | DeKalb | 9044119 | 1 | [5 empty] | Closed in Ground | Diesel | 500 | Marked Unknown | 1982-01-01 | 1990-03-22 | Unknown
OLD DOMINION FREIGHT LINE | 4271 BOWMAN INDUSTRIAL CT | CONLEY | DeKalb | 600323 | 4 | Flapper Valve | 1997-03-01 | FALSE | 1997-03-01 | FALSE | Currently in Use | Diesel | 20000 | Fiberglass | 1997-03-01 |  | Fiberglass Reinforced Plastic | Pressurized
OLD DOMINION FREIGHT LINE | 4271 BOWMAN INDUSTRIAL CT | CONLEY | DeKalb | 600323 | 7 | Flapper Valve | 2009-03-31 | FALSE | 2009-03-31 | FALSE | Currently in Use | Diesel | 25000 | Composite Double Walled | 2009-03-31 |  | Double-Walled Fiberglass | Pressurized
OLD DOMINION FREIGHT LINE | 4271 BOWMAN INDUSTRIAL CT | CONLEY | DeKalb | 600323 | 5 | Flapper Valve | 1997-03-01 | FALSE | 1997-03-01 | FALSE | Currently in Use | Diesel | 20000 | Fiberglass | 1997-03-01 |  | Fiberglass Reinforced Plastic | Pressurized
CHEVRON FOOD MART | 3100 MORELAND AVE | CONLEY | DeKalb | 4440560 | 6 | Ball Float | 1990-03-01 | FALSE | 1990-03-01 | FALSE | Currently in Use | Regular | 8000 | Galvanic (STIP-3) | 2012-01-06 |  | Fiberglass Reinforced Plastic | Pressurized
CHEVRON FOOD MART | 3100 MORELAND AVE | CONLEY | DeKalb | 4440560 | 9 | Ball Float | 1990-03-01 | FALSE | 1990-03-01 | FALSE | Currently in Use | Diesel | 4000 | Composite | 2012-01-06 |  | Fiberglass Reinforced Plastic | Pressurized
Blackstone Center | 1797 NORTHEAST EXPRESSWAY NE | ATLANTA | DeKalb | 9044196 | 1 | Flapper Valve | 1986-01-01 | FALSE | 1986-01-01 | FALSE | Removed from Ground | Diesel | 4000 | Fiberglass | 1986-01-01 |  | Double-Walled Fiberglass | Suction (American)
A C COUCH UNION 76/COUCH AUTO SV | 2910 BUFORD HWY | ATLANTA | DeKalb | 4440740 | 3 | [5 empty] | Removed from Ground | Gas (Historical Use) | 4000 | Bare Steel | 1962-03-13 | 1994-07-01 | Galvanized Steel
JET | 1675 LAVISTA RD NE | ATLANTA | DeKalb | 4440773 | 3 | [5 empty] | Removed from Ground | Gas (Historical Use) | 8000 | Bare Steel | 1978-04-15 | 1998-05-04 | Galvanized Steel | Pressurized
ADNAN SHELL | 3259 BUFORD HWY | ATLANTA | DeKalb | 4440788 | 3 |  | 1978-04-30 |  | 1978-04-30 |  | Removed from Ground | Gas (Historical Use) | 10000 | Steel-Impressed Current | 1978-04-30 | 2003-10-09 | Galvanized Steel | Pressurized
JG GULLETT HI SPEED CAR WASH | 2024 N DRUID HILLS RD | ATLANTA | DeKalb | 4440670 | 2 |  | 1992-07-01 |  | 1992-07-01 |  | Closed in Ground | Gas (Historical Use) | 6000 | Bare Steel | 1966-05-07 | 1995-11-01 | Galvanized Steel | Suction (American)
COUNTRY FOOD EXXON | 4091 REDAN RD | STONE MOUNTAIN | DeKalb | 10000943 | 2B | Ball Float | 2013-01-01 | FALSE | 2013-01-02 | FALSE | Currently in Use | Diesel | 4000 | Composite | 2005-08-08 |  | Double-Walled Fiberglass | Pressurized
QUIKTRIP #721 | 3292 BUFORD HWY | ATLANTA | DeKalb | 4440296 | 1 | Ball Float | 1989-05-01 | FALSE | 1989-05-01 | FALSE | Removed from Ground | Gas (Historical Use) | 12000 | Fiberglass | 1988-12-16 | 2018-08-22 | Steel (Impressed Current) | Pressurized
CARSMETICS AUTO BOUTIQUE/ESTATE | 4929 MEMORIAL DRIVE | STONE MOUNTAIN | DeKalb | 9044340 | 1 | [5 empty] | Removed from Ground | Gas (Historical Use) | 4000 | Marked Unknown | 1995-11-16 | 1995-11-16 | Unknown
JIFFY LUBE #135 | 5503 MEMORIAL DR | STONE MOUNTAIN | DeKalb | 4440020 | 3 |  |  | TRUE |  | TRUE | Removed from Ground | Used Oil | 4000 | Bare Steel | 1981-05-06 | 1998-09-02 | Galvanized Steel
GA FC/DEKALB CO UNIT | 6835 MEMORIAL DR | STONE MOUNTAIN | DeKalb | 4440025 | 4 |  | 1989-09-20 |  | 1989-09-20 |  | Removed from Ground | Diesel | 1000 | Cathodically Protected Steel | 1989-09-20 | 1997-04-17 | Cathodically Protected | Safe Suction (Euro)
GA FC/DEKALB CO UNIT | 6835 MEMORIAL DR | STONE MOUNTAIN | DeKalb | 4440025 | 1 | [5 empty] | Removed from Ground | Gas (Historical Use) | 560 | Bare Steel | 1955-01-25 | 1990-10-17 | Galvanized Steel
KING PETRO INC | 4635 ROCKBRIDGE RD | STONE MOUNTAIN | DeKalb | 10000518 | 1 | Ball Float | 2003-01-01 | FALSE | 2003-01-01 | FALSE | Currently in Use | Regular | 15000 | Fiberglass | 2002-12-01 |  | Double-Walled Fiberglass | Pressurized
DEKALB CO CENTRAL RECV | 7565 HONEYCREEK COURT | LITHONIA | DeKalb | 9044458 | 2 | Flapper Valve | 1996-12-12 | FALSE | 1996-12-12 | FALSE | Currently in Use | Diesel | 2500 | Fiberglass Double Walled | 1996-10-01 |  | Fiberglass Reinforced Plastic | Safe Suction (Euro)
TEXACO FOOD MART | 3860 PANOLA RD | LITHONIA | DeKalb | 9044504 | 3 | Ball Float | 1999-09-01 | FALSE | 1999-09-01 | FALSE | Currently in Use | Diesel | 10000 | Composite | 1999-09-01 |  | Fiberglass Reinforced Plastic | Pressurized
CITGO TRUCK STOP | 2900 EVANS MILL RD | LITHONIA | DeKalb | 4440177 | E | Flapper Valve | 1994-10-13 | FALSE | 1994-10-13 | FALSE | Currently in Use | Diesel | 15000 | STIP-3/Impressed Current | 1994-10-13 |  | Fiberglass Reinforced Plastic | Pressurized
KLONDIKE CORNERS/BP | 6768 BROWNS MILL RD | STONE CREST | DeKalb | 440547 | 5C | Flapper Valve | 2018-04-19 | FALSE | 2018-04-19 | FALSE | Currently in Use | E-0 | 4000 | Composite Double Walled | 2018-04-19 |  | Double-Walled Fiberglass | Pressurized
STATE OF GA-STONE MOUNTAIN MEMOR |  | STONE MOUNTAIN | DeKalb | 440548 | 11 | [5 empty] | Removed from Ground | Diesel | 1000 | Bare Steel | 1965-01-01 | 1990-02-01 | Bare Steel
STONE MOUNTAIN BRITT MEMORIAL AI | 6600 BERMUDA ROAD | STONE MOUNTAIN | DeKalb | 9044341 | 2 | [5 empty] | Removed from Ground | Gas (Historical Use) | 8000 | Cathodically Protected Steel | 1972-01-01 | 1996-04-15 | Galvanized Steel | Suction (American)
BUCKHEAD ELECTRIC CO INC | 3836 B STEWART RD | DORAVILLE | DeKalb | 4440563 | 1 | [5 empty] | Removed from Ground | Empty | 1000 | Bare Steel | 1982-01-01 | 1998-11-01 | Galvanized Steel
TILLY MILL EXXON/EXXON #4-6784 | 4401 TILLY MILL RD | DORAVILLE | DeKalb | 4440511 | 2 | [5 empty] | Removed from Ground | Gas (Historical Use) | 6000 | Cathodically Protected Steel | 1969-05-02 | 1994-02-18 | Galvanized Steel | Pressurized
CARNETTS BUFORD HWY CARWASH INC | 5432 BUFORD HWY | DORAVILLE | DeKalb | 4440707 | 5 | Ball Float | 1997-07-01 | TRUE | 1997-07-01 | TRUE | Removed from Ground | Gas (Historical Use) | 6000 | Composite | 1997-07-01 |  | Double-Walled Flex | Pressurized
PENSKE TRUCK LEASING CO LP | 4460 NE EXPRESSWAY | DORAVILLE | DeKalb | 4440693 | 4 | [5 empty] | Removed from Ground | Other | 560 | Bare Steel | 1977-05-07 | 1987-11-01 | Unknown
PENSKE TRUCK LEASING CO LP | 4460 NE EXPRESSWAY | DORAVILLE | DeKalb | 4440693 | 1 | [5 empty] | Removed from Ground | Gas (Historical Use) | 10000 | Bare Steel | 1977-05-07 | 1987-11-01 | Unknown
SYSCO FACILITY | 6814 BEST FRIEND RD | DORAVILLE | DeKalb | 9044065 | 2 | [5 empty] | Removed from Ground | Diesel | 5000 | Bare Steel | 1976-01-01 | 1990-12-05 | Unknown
UPS DORAVILLE (UST) | 3930 PLEASANTDALE RD | DORAVILLE | DeKalb | 4440424 | 4 | Flapper Valve | 1995-03-20 | FALSE | 1995-03-20 | FALSE | Currently in Use | Diesel | 25000 | Fiberglass | 1985-04-17 |  | Double-Walled Flex | Pressurized
UPS DORAVILLE (UST) | 3930 PLEASANTDALE RD | DORAVILLE | DeKalb | 4440424 | 4 | Flapper Valve | 1995-03-20 | FALSE | 1995-03-20 | FALSE | Currently in Use | Diesel | 25000 | Fiberglass | 1985-04-17 |  | Double-Walled Flex | Pressurized
UPS DORAVILLE (UST) | 3930 PLEASANTDALE RD | DORAVILLE | DeKalb | 4440424 | 7 | Flapper Valve | 1995-03-20 | FALSE | 1995-03-20 | FALSE | Currently in Use | Regular | 10000 | Fiberglass | 1986-04-01 |  | Double-Walled Flex | Pressurized
UPS DORAVILLE (UST) | 3930 PLEASANTDALE RD | DORAVILLE | DeKalb | 4440424 | 7 | Flapper Valve | 1995-03-20 | FALSE | 1995-03-20 | FALSE | Currently in Use | Regular | 10000 | Fiberglass | 1986-04-01 |  | Double-Walled Flex | Pressurized
PHILLIPS ANGLERS CORNER | 5425 BUFORD HWY | DORAVILLE | DeKalb | 4440416 | 3 | Ball Float | 1998-12-22 | FALSE | 1998-12-22 | FALSE | Currently in Use | Diesel | 3000 | Steel-Impressed Current | 2002-01-18 |  | Fiberglass Reinforced Plastic | Pressurized
JG GULLETT HI SPEED CAR WASH | 2024 N DRUID HILLS RD | ATLANTA | DeKalb | 4440670 | 4 |  | 1992-07-01 |  | 1992-07-01 |  | Removed from Ground | Diesel | 4000 | Cathodically Protected Steel | 1971-05-08 | 1995-11-01 | Galvanized Steel | Suction (American)
JG GULLETT HI SPEED CAR WASH | 2024 N DRUID HILLS RD | ATLANTA | DeKalb | 4440670 | 1 |  | 1992-07-01 |  | 1992-07-01 |  | Closed in Ground | Gas (Historical Use) | 6000 | Bare Steel | 1966-05-07 | 1995-11-01 | Galvanized Steel | Suction (American)
TARHEEL UNDERGROUND UTILITIES IN | 1664 ROADHAVEN DR | STONE MOUNTAIN | DeKalb | 9044139 | 2 | [5 empty] | Currently in Use | Gas (Historical Use) | 0 | Bare Steel |  |  | Galvanized Steel
COUNTRY FOOD EXXON | 4091 REDAN RD | STONE MOUNTAIN | DeKalb | 10000943 | 2A | Ball Float | 2013-01-01 | FALSE | 2013-01-02 | FALSE | Currently in Use | Premium | 8000 | Composite | 2005-08-08 |  | Double-Walled Fiberglass | Pressurized
FORMER BARFIELD PURE OIL STATION | 4988 MEMORIAL DRIVE | STONE MOUNTAIN | DeKalb | 10001566 | 1 |  |  | FALSE |  | FALSE | Removed from Ground |  | 0 | Unknown |  | 1899-12-31
MURPHY USA #7067 | 5425 FAIRINGTON RD | LITHONIA | DeKalb | 10000668 | 2A | Flapper Valve | 2004-08-02 | FALSE | 2004-08-02 | FALSE | Currently in Use | Diesel | 12000 | Fiberglass Double Walled | 2004-04-22 |  | Double-Walled Flex | Pressurized
CITGO TRUCK STOP | 2900 EVANS MILL RD | LITHONIA | DeKalb | 4440177 | G | Flapper Valve | 1994-10-13 | FALSE | 1994-10-13 | FALSE | Currently in Use | Regular | 10000 | STIP-3/Impressed Current | 1994-10-13 |  | Fiberglass Reinforced Plastic | Pressurized
CITGO TRUCK STOP | 2900 EVANS MILL RD | LITHONIA | DeKalb | 4440177 | A | [5 empty] | Removed from Ground | Gas (Historical Use) | 8000 | Bare Steel | 1981-03-10 | 1994-10-12 | Galvanized Steel | Pressurized
KLONDIKE CORNERS/BP | 6768 BROWNS MILL RD | STONE CREST | DeKalb | 440547 | 203605 | Ball Float | 1994-01-03 | FALSE | 1994-01-03 | FALSE | Removed from Ground | Gas (Historical Use) | 1000 | Galvanic (STIP-3) | 1994-01-03 |  | Galvanized Steel | Pressurized
KLONDIKE CORNERS/BP | 6768 BROWNS MILL RD | STONE CREST | DeKalb | 440547 | 2 |  |  | FALSE |  | FALSE | Removed from Ground | Empty | 1000 | Bare Steel | 1993-11-16 | 1993-11-16 | Unknown
AMOCO FOOD MART | 4580 WINTERS CHAPEL RD | DORAVILLE | DeKalb | 9044260 | 2 | [5 empty] | Removed from Ground | Gas (Historical Use) | 10000 | Bare Steel | 1982-01-01 | 1994-11-12 | Galvanized Steel | Safe Suction (Euro)
PEACH STATE MACHINERY FIAT ALLIS | 3512 OAKCLIFF RD | DORAVILLE | DeKalb | 9044161 | 2 | [5 empty] | Removed from Ground | Diesel | 2000 | Marked Unknown | 1992-03-02 | 1992-03-02 | Unknown
THE PEP BOYS - MANNY MOE & JACK | 5848 MEMORIAL DR | STONE MOUNTAIN | DeKalb | 442005 | 2 |  |  | TRUE |  | TRUE | Removed from Ground | Used Oil | 550 | Fiberglass | 1987-09-17 | 1998-06-30 | Fiberglass Reinforced Plastic | Gravity Fed
CHEVRON FOOD MART | 3316 SNAPFINGER RD SUITE A | LITHONIA | DeKalb | 10000808 | 2 | Ball Float | 2005-01-11 | FALSE | 2005-01-11 | FALSE | Currently in Use | Premium | 8000 | Composite | 2004-06-01 |  | Flex | Pressurized
MURPHY USA #7067 | 5425 FAIRINGTON RD | LITHONIA | DeKalb | 10000668 | 2B | Flapper Valve | 2004-08-02 | FALSE | 2004-08-02 | FALSE | Currently in Use | Premium | 8000 | Fiberglass Double Walled | 2004-04-22 |  | Double-Walled Flex | Pressurized
TEXACO FOOD MART | 3860 PANOLA RD | LITHONIA | DeKalb | 9044504 | 2 | Ball Float | 1999-09-01 | FALSE | 1999-09-01 | FALSE | Currently in Use | Premium | 10000 | Composite | 1999-09-01 |  | Fiberglass Reinforced Plastic | Pressurized
GA POWER/MINOLA GARAGE | 5195 A MINOLA DR | LITHONIA | DeKalb | 4440233 | 3 |  |  | TRUE |  | TRUE | Removed from Ground | Used Oil | 1000 | Bare Steel | 1977-01-01 | 1992-10-05 | Galvanized Steel | Gravity Fed
STATE OF GA-STONE MOUNTAIN MEMOR |  | STONE MOUNTAIN | DeKalb | 440548 | 7 | [5 empty] | Removed from Ground | Other | 4000 | Bare Steel | 1965-01-01 | 1985-01-01 | Bare Steel
STATE OF GA-STONE MOUNTAIN MEMOR |  | STONE MOUNTAIN | DeKalb | 440548 | 4 | [5 empty] | Removed from Ground | Gas (Historical Use) | 2000 | Marked Unknown | 1987-01-01 | 1899-12-31 | Unknown
STATE OF GA-STONE MOUNTAIN MEMOR |  | STONE MOUNTAIN | DeKalb | 440548 | 5 | [5 empty] | Removed from Ground | Gas (Historical Use) | 5000 | Marked Unknown | 1987-01-01 | 1899-12-31 | Galvanized Steel
SCHUETZ CONTAINER SYSTEMS INC | 2150 -F BUTTON GWINNETT DRIVE | DORAVILLE | DeKalb | 10000158 | 2 |  |  | FALSE |  | FALSE | Closed in Ground | Used Oil | 200 | Concrete | 1999-01-01 | 2002-06-15
AMOCO FOOD MART | 4580 WINTERS CHAPEL RD | DORAVILLE | DeKalb | 9044260 | 3 | [5 empty] | Removed from Ground | Gas (Historical Use) | 10000 | Bare Steel | 1982-01-01 | 1994-11-12 | Galvanized Steel | Safe Suction (Euro)
KENAN TRANSPORT CO | 4159 WINTERS CHAPEL ROAD | DORAVILLE | DeKalb | 9044262 | 7 |  |  | TRUE |  | TRUE | Removed from Ground | Used Oil | 1000 | Bare Steel | 1994-07-11 | 1994-07-11 | Not Marked
KENAN TRANSPORT CO | 4159 WINTERS CHAPEL ROAD | DORAVILLE | DeKalb | 9044262 | 4 |  |  | TRUE |  | TRUE | Removed from Ground | Used Oil | 1000 | Bare Steel | 1994-07-11 | 1994-07-11 | Not Marked
DRUID HILLS EXXON | 2055 N DRUID HILLS RD | ATLANTA | DeKalb | 4440659 | 1 | Ball Float | 1986-06-01 | FALSE | 1986-06-01 | FALSE | Currently in Use | Gas (Historical Use) | 6000 | Fiberglass | 1981-05-06 |  | Double-Walled Fiberglass | Pressurized
CITGO | 2320 N DRUID HILLS RD | ATLANTA | DeKalb | 4440463 | 3 |  | 1997-08-02 |  | 1997-08-02 |  | Removed from Ground | Gas (Historical Use) | 10000 | Cathodically Protected Steel | 1980-03-31 | 2007-01-02 | Fiberglass Reinforced Plastic | Pressurized
SHAW EQUIPMENT CO INC | 5500 EAST PONCE DE LEON | STONE MOUNTAIN | DeKalb | 4440128 | 2 | [5 empty] | Removed from Ground | Gas (Historical Use) | 1 | Bare Steel | 1988-06-01 | 1988-06-01 | Galvanized Steel
STATE OF GA-STONE MOUNTAIN MEMOR |  | STONE MOUNTAIN | DeKalb | 440548 | 1 | [5 empty] | Removed from Ground | Diesel | 2000 | Marked Unknown | 1987-01-01 | 1899-12-31 | Unknown
GA00357 1550 LILBURN-STONE | 1550 LILBURN-STONE MOUNTAIN RD | STONE MOUNTAIN | DeKalb | 9044353 | 3 | Ball Float | 1990-06-01 |  | 1990-06-01 |  | Currently in Use | Gas (Historical Use) | 10000 | Fiberglass | 1990-06-01 |  | Double-Walled Flex | Pressurized
PHILLIPS 66 SAFAI INC | 2696 ROCKBRIDGE RD | STONE MOUNTAIN | DeKalb | 9044275 | 2 |  | 1988-01-01 |  | 1988-01-01 |  | Temporarily out of use | Gas (Historical Use) | 10000 | Fiberglass | 1988-01-01 |  | Fiberglass Reinforced Plastic | Pressurized
KENAN TRANSPORT CO | 4159 WINTERS CHAPEL ROAD | DORAVILLE | DeKalb | 9044262 | 1 | [5 empty] | Removed from Ground | Diesel | 8000 | Bare Steel | 1994-07-11 | 1994-07-11 | Not Marked
PHILLIPS PIPE LINE CO | 4149 WINTERS CHAPEL RD | DORAVILLE | DeKalb | 4440612 | 1 | [5 empty] | Removed from Ground | Other | 10000 | Fiberglass | 1975-11-02 | 1995-12-19 | Not Marked
NATIONAL DUST CONTROL | 4400 J BANKERS CIRCLE | DORAVILLE | DeKalb | 4440677 | 1 | [5 empty] | Removed from Ground | Other | 5000 | Marked Unknown | 1979-04-18 | 1991-08-08 | Unknown
EXXON #45787 | 5593 BUFORD HWY | DORAVILLE | DeKalb | 4440569 | 3 | [5 empty] | Removed from Ground | Diesel | 10000 | Fiberglass | 1985-04-01 | 1992-12-11 | Fiberglass Reinforced Plastic | Pressurized
AMOCO OIL CO/TERMINAL SITE #251 | 6430 NEW PEACHTREE RD | DORAVILLE | DeKalb | 4440580 | 2 | [5 empty] | Removed from Ground | Gas (Historical Use) | 0 | Bare Steel | 1975-01-01 | 1988-06-13 | Galvanized Steel
PENSKE TRUCK LEASING CO LP | 4460 NE EXPRESSWAY | DORAVILLE | DeKalb | 4440693 | 2 | [5 empty] | Removed from Ground | Diesel | 10000 | Bare Steel | 1977-05-07 | 1987-11-01 | Unknown
CARNETTS BUFORD HWY CARWASH INC | 5432 BUFORD HWY | DORAVILLE | DeKalb | 4440707 | 4 |  | 1990-02-14 |  | 1990-02-14 |  | Removed from Ground | Gas (Historical Use) | 4000 | Bare Steel | 1971-05-07 | 1997-05-12 | Fiberglass Reinforced Plastic | Pressurized
THE C STORE | 5915 BUFORD HWY | DORAVILLE | DeKalb | 4440739 | 3 |  |  | TRUE |  | TRUE | Removed from Ground | Used Oil | 500 | Bare Steel | 1969-03-24 | 1996-09-30 | Galvanized Steel
CHEVRON TERMINAL | 4026 WINTERS CHAPEL RD | DORAVILLE | DeKalb | 4440834 | 1 |  |  | TRUE |  | TRUE | Removed from Ground | Used Oil | 1000 | Bare Steel | 1966-03-19 | 1975-01-01 | Galvanized Steel
ASK PETROLEUM I LLC | 3635 NORTHCREST NE | DORAVILLE | DeKalb | 4440205 | 3 | [5 empty] | Removed from Ground | Gas (Historical Use) | 10000 | Fiberglass | 1983-05-01 | 1899-12-31 | Fiberglass Reinforced Plastic
CITGO SHALLOWFORD | 3666 SHALLOWFORD RD | DORAVILLE | DeKalb | 4440199 | 3 | Flapper Valve | 1998-12-20 |  | 1998-12-20 |  | Currently in Use | Gas (Historical Use) | 8000 | Steel-Impressed Current | 1980-04-29 |  | Fiberglass Reinforced Plastic | Pressurized
UPS TRUCK LEASING | 3549 MCCALL PLACE | DORAVILLE | DeKalb | 4440109 | 2 | [5 empty] | Removed from Ground | Diesel | 10000 | Bare Steel | 1980-01-23 | 1991-01-01 | Unknown
QUIKTRIP #736 | 3975 FLATSHOALS PKWY | DECATUR | DeKalb | 10002576 | 3B | Flapper Valve |  | FALSE |  | FALSE | Currently in Use | E-0 | 9500 | Fiberglass Double Walled | 2016-03-01 |  | Double-Walled Fiberglass | Pressurized
CHEVRON | 3402 FLAT SHOALS RD | DECATUR | DeKalb | 10001992 | 1 | Ball Float | 2011-03-01 | FALSE | 2011-03-01 | FALSE | Currently in Use | Regular | 12000 | Epoxy Double-Walled | 2011-03-12 |  | Double-Walled Fiberglass | Pressurized
QUIKTRIP #780 | 2753 WESLEY CHAPEL RD | DECATUR | DeKalb | 10001665 | 2 | Flapper Valve | 2006-09-01 | FALSE | 2006-09-01 | FALSE | Currently in Use | Regular | 20000 | Fiberglass Double Walled | 2008-05-22 |  | Double-Walled Fiberglass | Pressurized
KROGER GA-475 | 4919 FLAT SHOALS PKWY | DECATUR | DeKalb | 10000025 | 1 | Overfill Alarm | 2001-09-28 | FALSE | 2001-09-28 | FALSE | Currently in Use | Regular | 20000 | Fiberglass Double Walled | 2001-09-28 |  | Double-Walled Fiberglass | Pressurized
CITGO MARKET | 7046 COVINGTON HWY | LITHONIA | DeKalb | 10000152 | 2 | Ball Float | 2001-10-01 | FALSE | 2001-10-01 | FALSE | Currently in Use | Premium | 8000 | Fiberglass | 2002-02-01 |  | Fiberglass Reinforced Plastic | Pressurized
CHEVRON FOOD MART | 2038 STONE MTN LITHONIA RD | LITHONIA | DeKalb | 9044514 | 2 | Flapper Valve | 2023-12-28 | FALSE | 2000-09-01 | FALSE | Currently in Use | Premium | 12000 | Epoxy | 2000-09-01 |  | Flex | Pressurized
RESIDENTIAL DWELLING HOUSE | 669 NORTHERN AVE | CLARKSTON | DeKalb | 9044186 | 1 | [5 empty] | Removed from Ground | Diesel | 500 | Bare Steel | 1992-09-18 | 1992-09-18 | Bare Steel | Safe Suction (Euro)
CITGO FOOD MART | 1307 BROCKETT RD | CLARKSTON | DeKalb | 4440465 | 4 | [5 empty] | Removed from Ground | Gas (Historical Use) | 10270 | Bare Steel | 1977-03-31 | 1993-11-08 | Galvanized Steel | Pressurized
ASPLUNDH TREE EXPERT CO | 3255 CHURCH ST | CLARKSTON | DeKalb | 4440399 | 3 | [5 empty] | Removed from Ground | Gas (Historical Use) | 12000 | Marked Unknown | 1996-01-05 | 1996-01-05 | Unknown
STOP N GO MARKET #1183 | 461 NORTH INDIAN CREEK DR | CLARKSTON | DeKalb | 9000265 | 2 | [5 empty] | Removed from Ground | Gas (Historical Use) | 10000 | Bare Steel | 1973-05-11 | 1989-05-15 | Galvanized Steel
OLD DOMINION FREIGHT LINE | 4271 BOWMAN INDUSTRIAL CT | CONLEY | DeKalb | 600323 | 2 | [5 empty] | Removed from Ground | Diesel | 8068 | Bare Steel | 1978-03-29 | 1997-03-01 | Galvanized Steel | Pressurized
ATLANTA TRAVEL CENTER | 4215 THURMAN RD | CONLEY | DeKalb | 9044127 | 5 | Overfill Alarm | 1998-09-01 |  | 1998-09-01 |  | Removed from Ground | Diesel | 12000 | Cathodically Protected Steel | 1976-05-01 | 2013-12-02 | Fiberglass Reinforced Plastic | Suction (American)
ATLANTA TRAVEL CENTER | 4215 THURMAN RD | CONLEY | DeKalb | 9044127 | 4 | Overfill Alarm | 1998-09-01 |  | 1998-09-01 |  | Removed from Ground | Diesel | 20000 | Cathodically Protected Steel | 1976-05-01 | 2013-12-06 | Cathodically Protected | Pressurized
ATLANTA TRAVEL CENTER | 4215 THURMAN RD | CONLEY | DeKalb | 9044127 | 7 | Overfill Alarm | 1998-09-01 |  | 1998-09-01 |  | Removed from Ground | Diesel | 12000 | Cathodically Protected Steel | 1976-05-01 | 2013-12-02 | Fiberglass Reinforced Plastic | Suction (American)
ABF FREIGHT SYSTEM INC | 1165 WILBURN RD | CONLEY | DeKalb | 9004050 | 9 | Flapper Valve | 1990-01-01 | FALSE | 1990-01-01 | FALSE | Currently in Use | Diesel | 20000 | Fiberglass | 1990-01-01 |  | Fiberglass Reinforced Plastic | Pressurized
ABF FREIGHT SYSTEM INC | 1165 WILBURN RD | CONLEY | DeKalb | 9004050 | 8 | Flapper Valve | 1990-01-01 | FALSE | 1990-01-01 | FALSE | Currently in Use | Diesel | 20000 | Fiberglass | 1990-01-01 |  | Fiberglass Reinforced Plastic | Pressurized
ABF FREIGHT SYSTEM INC | 1165 WILBURN RD | CONLEY | DeKalb | 9004050 | 6 | Flapper Valve | 1990-01-01 | FALSE | 1990-01-01 | FALSE | Currently in Use | Diesel | 20000 | Fiberglass | 1990-01-01 |  | Fiberglass Reinforced Plastic | Pressurized
T C W INC | 4353 BOWMAN INDUSTRIAL CT | CONLEY | DeKalb | 10000841 | 1 | Ball Float | 2004-12-06 | FALSE | 2004-12-06 | FALSE | Currently in Use | Diesel | 20000 | Fiberglass Double Walled | 2004-12-01 |  | Double-Walled Fiberglass | Pressurized
ASR BLDG | 1784 NORTH DECATUR RD | ATLANTA | DeKalb | 9044220 | 1 |  |  | TRUE |  | TRUE | Removed from Ground | Used Oil | 250 | Bare Steel | 1993-07-01 | 1993-07-01 | Unknown | Gravity Fed
HAYES AUTO SERVICE | 1950 DEKALB AVE NE | ATLANTA | DeKalb | 9044507 | 4 | [5 empty] | Removed from Ground | Gas (Historical Use) | 500 | Bare Steel | 1950-01-01 | 2001-01-18 | Unknown
Gas Express #221 | 4556 E PONCE DE LEON AV | CLARKSTON | DeKalb | 9044298 | 3 | Ball Float | 1986-01-01 | FALSE | 1986-01-01 | FALSE | Currently in Use | Diesel | 10000 | Fiberglass | 1986-01-01 |  | Fiberglass Reinforced Plastic | Pressurized
NEXT LEVEL FUEL | 1109 MONTREAL RD | CLARKSTON | DeKalb | 9044026 | 3 | Ball Float | 1998-12-21 | FALSE | 1998-12-21 | FALSE | Currently in Use | Diesel | 10000 | Fiberglass | 1986-03-01 |  | Fiberglass Reinforced Plastic | Pressurized
MEMORIAL DRIVE CENTER LLC | 5517 MEMORIAL DR | STONE MOUNTAIN | DeKalb | 4440532 | 6 |  |  | TRUE |  | TRUE | Removed from Ground | Used Oil | 550 | Fiberglass | 1985-04-09 | 2008-11-12 | Fiberglass Reinforced Plastic
RaceWay #6920 - Global Forum | 7140 BUFORD HWY | DORAVILLE | DeKalb | 10002213 | 1 | Ball Float | 2013-04-11 | FALSE | 2013-04-11 | FALSE | Currently in Use | Regular | 20000 | Composite Double Walled | 2013-04-11 |  | Double-Walled Fiberglass | Pressurized
GENERAL MOTORS WAREHOUSING & DIS | 4060 MOTORS INDUSTRIAL WAY | DORAVILLE | DeKalb | 4440704 | 3 | [5 empty] | Removed from Ground | Diesel | 20000 | Not Marked/Unknown | 1993-01-20 | 1993-01-20 | Not Marked
PENSKE TRUCK LEASING CO | 2340 PLEASANTDALE RD | DORAVILLE | DeKalb | 9044071 | 3 | [5 empty] | Removed from Ground | Other | 6000 | Bare Steel | 1978-01-01 | 1992-07-01 | Bare Steel | Safe Suction (Euro)
QUIKTRIP #848 | 5500 BUFORD HWY | DORAVILLE | DeKalb | 4440468 | 1 |  |  | FALSE |  | FALSE | Removed from Ground | Gas (Historical Use) | 15060 | Bare Steel | 1972-03-31 | 1991-01-07 | Galvanized Steel
US POSTAL SERVICE | 4700 LONGMIRE EXT | DORAVILLE | DeKalb | 4440484 | 2 | [5 empty] | Currently in Use | Gas (Historical Use) | 12000 | Fiberglass |  |  | Unknown | Pressurized
BP OIL #23059/GULF SERVICE STATI | 4421 BUFORD HWY | DORAVILLE | DeKalb | 4440229 | 2 | [5 empty] | Removed from Ground | Gas (Historical Use) | 3000 | Bare Steel | 1962-04-30 | 1899-12-31 | Galvanized Steel
GA-PACIFIC CORP/DORAVILLE CONTAI | 4600 NORTHEAST EXPRESSWAY | DORAVILLE | DeKalb | 4440091 | 2 | [5 empty] | Closed in Ground | Diesel | 8000 | Bare Steel | 1966-03-03 | 1993-06-15 | Galvanized Steel | Pressurized
RICH'S S DEKALB | 2731 CANDLER RD | DECATUR | DeKalb | 9044311 | 6 | [5 empty] | Removed from Ground | Gas (Historical Use) | 1 | Not Marked/Unknown | 1969-01-01 | 1899-12-31 | Not Marked
ONE STOP 3 SHOPS | 3727 PANTHERSVILLE ROAD | DECATUR | DeKalb | 9044336 | 2 | [5 empty] | Removed from Ground | Gas (Historical Use) | 0 | Not Marked/Unknown | 1989-08-19 | 1989-08-19 | Not Marked
CHEVRON FOOD MARKET | 3230 PANTHERSVILLE RD | DECATUR | DeKalb | 9044512 | 2 | Ball Float | 2000-12-14 | FALSE | 2000-12-14 | FALSE | Currently in Use | Premium | 10000 | Epoxy | 2000-12-08 |  | Double-Walled Flex | Pressurized
SEAN COMER PROPERTIES LLC | 7977 ROCKBRIDGE RD | LITHONIA | DeKalb | 10000532 | 1A | Ball Float | 2002-12-01 | FALSE | 2002-12-01 | FALSE | Currently in Use | Gas (Historical Use) | 12000 | Epoxy | 2002-12-01 |  | Double-Walled Flex | Pressurized
WHITE GMC TRUCKS OF ATLANTA/FRIT | 3588 OAKCLIFF RD | DORAVILLE | DeKalb | 4440688 | 3 | [5 empty] | Removed from Ground | Gas (Historical Use) | 10000 | Bare Steel | 1964-05-06 | 1989-12-23 | Galvanized Steel
THE C STORE | 5915 BUFORD HWY | DORAVILLE | DeKalb | 4440739 | 1 | [5 empty] | Removed from Ground | Gas (Historical Use) | 4000 | Bare Steel | 1969-03-24 | 1996-09-30 | Galvanized Steel
NORTHSIDE TOOL RENTAL INC | 3695 CHESTNUT DR | DORAVILLE | DeKalb | 4440355 | 1 | [5 empty] | Removed from Ground | Gas (Historical Use) | 1000 | Bare Steel | 1975-05-09 | 1994-05-09 | Bare Steel | Suction (American)
QUIKTRIP #848 | 5500 BUFORD HWY | DORAVILLE | DeKalb | 4440468 | 4 |  |  | FALSE |  | FALSE | Removed from Ground | Gas (Historical Use) | 15060 | Bare Steel | 1972-03-31 | 1991-01-07 | Galvanized Steel
QUIKTRIP #848 | 5500 BUFORD HWY | DORAVILLE | DeKalb | 4440468 | 5 | Ball Float | 1991-02-12 | FALSE | 1991-02-12 | FALSE | Removed from Ground | Diesel | 12000 | Fiberglass | 1991-01-09 | 2011-08-10 | Fiberglass Reinforced Plastic | Pressurized
QUIKTRIP #848 | 5500 BUFORD HWY | DORAVILLE | DeKalb | 4440468 | 7 | Ball Float | 1991-02-12 | FALSE | 1991-02-12 | FALSE | Removed from Ground | Gas (Historical Use) | 12000 | Fiberglass | 1991-01-09 | 2011-08-10 | Fiberglass Reinforced Plastic | Pressurized
ASK PETROLEUM I LLC | 3635 NORTHCREST NE | DORAVILLE | DeKalb | 4440205 | 10 | Ball Float | 1985-01-01 | FALSE | 1985-01-01 | FALSE | Currently in Use | Diesel | 10000 | Fiberglass | 1985-01-01 |  | Fiberglass Reinforced Plastic | Pressurized
QUICK BUY INC/TENNECO #12809 | 4381 TILLY MILL RD | DORAVILLE | DeKalb | 4440151 | 2 | [5 empty] | Removed from Ground | Gas (Historical Use) | 12000 | Bare Steel | 1961-02-09 | 1989-07-14 | Galvanized Steel
BP #24057/GULF #269688 | 6023 PEACHTREE IND BLVD | DORAVILLE | DeKalb | 4440228 | 5 | [5 empty] | Removed from Ground | Gas (Historical Use) | 10000 | Bare Steel | 1974-04-30 | 1991-08-01 | Galvanized Steel
BP #24057/GULF #269688 | 6023 PEACHTREE IND BLVD | DORAVILLE | DeKalb | 4440228 | 4 | [5 empty] | Removed from Ground | Gas (Historical Use) | 10000 | Bare Steel | 1968-04-30 | 1899-12-31 | Galvanized Steel
BP #24057/GULF #269688 | 6023 PEACHTREE IND BLVD | DORAVILLE | DeKalb | 4440228 | 7 | [5 empty] | Removed from Ground | Gas (Historical Use) | 6000 | Bare Steel | 1968-04-30 | 1991-08-01 | Galvanized Steel
RICH'S S DEKALB | 2731 CANDLER RD | DECATUR | DeKalb | 9044311 | 9 | [5 empty] | Removed from Ground | Diesel | 1 | Not Marked/Unknown | 1969-01-01 | 1899-12-31 | Not Marked
CLARKSTON FOODMART | 3874 EAST PONCE DE LEON AVE | CLARKSTON | DeKalb | 9044028 | 1 | Ball Float | 1989-08-01 | FALSE | 1989-08-01 | FALSE | Currently in Use | Regular | 10000 | Galvanic (STIP-3) | 1989-08-01 |  | Fiberglass Reinforced Plastic | Pressurized
LARRY'S SERVICE STATION | 3611 CHURCH ST | CLARKSTON | DeKalb | 4440512 | 6 | [5 empty] | Removed from Ground | Diesel | 6000 | Bare Steel | 1987-01-01 | 1996-07-10 | Galvanized Steel | Suction (American)
LARRY'S SERVICE STATION | 3611 CHURCH ST | CLARKSTON | DeKalb | 4440512 | 8 | [5 empty] | Removed from Ground | Gas (Historical Use) | 6000 | Bare Steel | 1987-01-01 | 1996-07-10 | Galvanized Steel | Suction (American)
LARRY'S SERVICE STATION | 3611 CHURCH ST | CLARKSTON | DeKalb | 4440512 | 9 |  |  | TRUE |  | TRUE | Removed from Ground | Used Oil | 500 | Bare Steel | 1980-01-01 | 1996-07-18 | Galvanized Steel
HENDERSON ELECTRIC CO INC | 799 MICKEL DR | CLARKSTON | DeKalb | 4440450 | 2 |  |  | FALSE |  | FALSE | Removed from Ground | Gas (Historical Use) | 6000 | Unknown | 2014-06-23 | 2014-06-23
BROCKETT CHEVRON | 1382 BROCKETT RD | CLARKSTON | DeKalb | 4440301 | 4 | [5 empty] | Removed from Ground | Gas (Historical Use) | 10000 | Bare Steel | 1998-05-29 | 1998-05-29 | Unknown | Pressurized
BROCKETT CHEVRON | 1382 BROCKETT RD | CLARKSTON | DeKalb | 4440301 | 5 | Flapper Valve | 2022-08-12 | FALSE | 1998-08-01 | FALSE | Currently in Use | Diesel | 8000 | Epoxy | 1998-08-01 |  | Fiberglass Reinforced Plastic | Pressurized
BROCKETT CHEVRON | 1382 BROCKETT RD | CLARKSTON | DeKalb | 4440301 | 7 | Flapper Valve | 2022-08-12 | FALSE | 1998-08-01 | FALSE | Currently in Use | Regular | 12000 | Epoxy | 1998-08-01 |  | Fiberglass Reinforced Plastic | Pressurized
PHMP KRISH LLC | 3906 E PONCE DE LEON AVE | CLARKSTON | DeKalb | 9000217 | 5 | Ball Float | 1997-09-30 | FALSE | 1997-09-30 | FALSE | Currently in Use | Regular | 1000 | Composite | 1997-09-30 |  | Fiberglass Reinforced Plastic | Pressurized
PHMP KRISH LLC | 3906 E PONCE DE LEON AVE | CLARKSTON | DeKalb | 9000217 | 4 | [5 empty] | Removed from Ground | Gas (Historical Use) | 5000 | Bare Steel | 1969-07-01 | 1997-08-22 | Galvanized Steel | Pressurized
MORGAN SOUTHERN INC | 1500 CEDAR GROVE RD | CONLEY | DeKalb | 9044049 | 4 |  |  | TRUE |  | TRUE | Removed from Ground | Used Oil | 1003 | Bare Steel | 1966-04-01 | 2005-05-04 | Galvanized Steel
MORGAN SOUTHERN INC | 1500 CEDAR GROVE RD | CONLEY | DeKalb | 9044049 | 5 |  |  | TRUE |  | TRUE | Removed from Ground | Used Oil | 1000 | Bare Steel | 1966-04-01 | 2005-05-04 | Galvanized Steel
PHMP KRISH LLC | 3906 E PONCE DE LEON AVE | CLARKSTON | DeKalb | 9000217 | 1 | [5 empty] | Removed from Ground | Gas (Historical Use) | 5000 | Bare Steel | 1969-07-01 | 1997-08-22 | Galvanized Steel | Pressurized
OLD DOMINION FREIGHT LINE | 4271 BOWMAN INDUSTRIAL CT | CONLEY | DeKalb | 600323 | 1 | [5 empty] | Removed from Ground | Diesel | 25262 | Bare Steel | 1978-03-29 | 1997-03-01 | Galvanized Steel | Pressurized
CONLEY CITGO EXPRESS | 3400 MORELAND AVE | CONLEY | DeKalb | 9044376 | 3 | Flapper Valve | 1999-06-01 | FALSE | 1999-06-01 | FALSE | Currently in Use | Premium | 10000 | Epoxy | 1999-06-01 |  | Fiberglass Reinforced Plastic | Pressurized
CIRCLE #8445/7-ELEVEN STORE 1433 | 3912 BUFORD HWY | ATLANTA | DeKalb | 4440132 | 1 | [5 empty] | Removed from Ground | Gas (Historical Use) | 12000 | Bare Steel | 1981-08-01 | 1993-08-25 | Galvanized Steel | Pressurized
VY-VX UPSOUTH CORP | 1802 BRIARCLIFF ROAD | ATLANTA | DeKalb | 9044386 | 1 | [5 empty] | Closed in Ground | Diesel | 5000 | Marked Unknown | 1998-07-01 | 1998-07-01 | Unknown
QUIKTRIP #723 | 2375 N DRUID HILLS | ATLANTA | DeKalb | 9044193 | 3 | Flapper Valve | 1992-04-01 | FALSE | 1992-04-01 | FALSE | Currently in Use | Premium | 12000 | Fiberglass Double Walled | 1992-04-29 |  | Double-Walled Flex | Pressurized
BST/TOCO HILLS/F5407 | 2204 LAVISTA RD | ATLANTA | DeKalb | 9044194 | 2 | Flapper Valve | 1993-01-21 | FALSE | 1993-01-21 | FALSE | Currently in Use | Diesel | 10000 | Composite Double Walled | 1993-01-21 |  | Copper | Suction (American)
TEXACO SVC STA (FORMER) | 2881 CLAIRMONT RD NE | ATLANTA | DeKalb | 9044201 | 4 | [5 empty] | Removed from Ground | Other | 1000 | Marked Unknown | 1984-01-01 | 1984-01-01 | Unknown
TEXACO SVC STA (FORMER) | 2881 CLAIRMONT RD NE | ATLANTA | DeKalb | 9044201 | 5 |  |  | TRUE |  | TRUE | Removed from Ground | Used Oil | 550 | Marked Unknown | 1984-01-01 | 1984-01-01 | Unknown
RELAY HEALTH AKA MCKESSON INC | 2 NATIONAL DATA PLAZA NE | ATLANTA | DeKalb | 9044294 | 1 | Flapper Valve | 1992-09-01 | FALSE | 1992-09-01 | FALSE | Currently in Use | Diesel | 15000 | Steel-Impressed Current | 1977-11-01 |  | Fiberglass Reinforced Plastic | Safe Suction (Euro)
DEKALB CO/FIRE STATION #8 | 2711 CLAIRMONT RD | ATLANTA | DeKalb | 9044215 | 2 |  |  | FALSE |  | FALSE | Removed from Ground | Gas (Historical Use) | 1000 | Bare Steel | 1993-01-05 | 1993-01-05 | Galvanized Steel | Suction (American)
PAK & SAC ENTERPRISES INC | 2289 N DRUID HILL RD | ATLANTA | DeKalb | 4440802 | 2 | Ball Float | 1986-02-01 | FALSE | 1986-02-01 | FALSE | Currently in Use | Regular | 10000 | Galvanic (STIP-3) | 1986-02-01 |  | Fiberglass Reinforced Plastic | Pressurized
CIRCLE M FOOD SHOP #91 | 2830 TURNER HILL RD | LITHONIA | DeKalb | 9044467 | 1 | Flapper Valve | 1996-09-01 | FALSE | 1996-09-01 | FALSE | Currently in Use | Regular | 10000 | Epoxy | 1993-09-01 |  | Fiberglass Reinforced Plastic | Pressurized
MARTIN GROCERY | 3869 PANOLA RD | LITHONIA | DeKalb | 9044286 | 3 | [5 empty] | Removed from Ground | Gas (Historical Use) | 1060 | Bare Steel | 1978-01-01 | 1899-12-31 | Galvanized Steel
JAMES BROWN TRUCKING CO | 6937 CHAPMAN RD | LITHONIA | DeKalb | 9044175 | 1 | [5 empty] | Removed from Ground | Diesel | 12000 | Bare Steel | 1982-01-01 | 1992-02-24 | Galvanized Steel
SPEEDWAY #193/GATE #218 | 2761 EVANS MILL RD | LITHONIA | DeKalb | 4440643 | C | [5 empty] | Removed from Ground | Gas (Historical Use) | 12000 | Bare Steel | 1971-05-07 | 1993-11-02 | Galvanized Steel
GODDARD OAK GROVE CONV STORE/BIL | 4434 KLONDIKE RD | LITHONIA | DeKalb | 4440752 | 3 | [5 empty] | Removed from Ground | Gas (Historical Use) | 4000 | Bare Steel | 1994-01-21 | 1994-01-21 | Galvanized Steel
QUIKTRIP #722 | 7225 ROCKBRIDGE RD | LITHONIA | DeKalb | 9044064 | 1 | Flapper Valve | 1990-04-01 | FALSE | 1990-04-01 | FALSE | Currently in Use | Premium | 12000 | Fiberglass Double Walled | 1990-01-01 |  | Double-Walled Flex | Pressurized
DEKALB COUNTY GOV/ EAST PRECINCT | 2484 BRUCE STREET | LITHONIA | DeKalb | 9044053 | 525415 | Flapper Valve | 1997-05-21 | FALSE | 1997-05-21 | FALSE | Currently in Use | Regular | 9816 | Epoxy | 1997-05-21 |  | Double-Walled Fiberglass | Safe Suction (Euro)
HYDRO CONDUIT CORP | 6890 CHAPMAN RD | LITHONIA | DeKalb | 4440183 | 3 | [5 empty] | Removed from Ground | Kerosene | 2000 | Bare Steel | 1974-03-28 | 1996-11-19 | Galvanized Steel
DEKALB CO FIRE STATION #14 | 7207 COVINGTON HWY | LITHONIA | DeKalb | 4440260 | F602461 | [5 empty] | Removed from Ground | Diesel | 500 | Bare Steel | 1974-05-03 | 1992-06-10 | Galvanized Steel | Suction (American)
BP #24071 | 288 EVANS MILL RD | LITHONIA | DeKalb | 4440222 | 2 | [5 empty] | Removed from Ground | Gas (Historical Use) | 6000 | Bare Steel | 1968-04-30 | 1899-12-31 | Galvanized Steel
LOWER CROOKED CREEK SEWAGE PUMP #3 | 7120 MADDOX RD | LITHONIA | DeKalb | 440552 | 2 | Ball Float | 1995-03-28 | FALSE | 1995-03-28 | FALSE | Currently in Use | Diesel | 3000 | Fiberglass Double Walled | 1995-03-28 |  | Fiberglass Reinforced Plastic | Safe Suction (Euro)
QUIKTRIP #701 | 3509 COVINGTON HWY | DECATUR | DeKalb | 440560 | 3 |  | 1993-12-01 |  | 1993-12-01 |  | Removed from Ground | Gas (Historical Use) | 12000 | Fiberglass | 1987-01-01 | 2004-06-01 | Copper | Pressurized
CHEVRON FOOD MART #71 | 2755 CLAIRMONT RD | ATLANTA | DeKalb | 4440176 | 2 | Ball Float | 1992-12-01 | FALSE | 1992-12-01 | FALSE | Currently in Use | Regular | 12000 | Steel-Impressed Current | 1982-03-10 |  | Fiberglass Reinforced Plastic | Pressurized
CITGO | 2320 N DRUID HILLS RD | ATLANTA | DeKalb | 4440463 | 2 |  | 1997-08-02 |  | 1997-08-02 |  | Removed from Ground | Gas (Historical Use) | 10000 | Cathodically Protected Steel | 1980-03-31 | 2007-01-02 | Fiberglass Reinforced Plastic | Pressurized
SHAW EQUIPMENT CO INC | 5500 EAST PONCE DE LEON | STONE MOUNTAIN | DeKalb | 4440128 | 1 |  | 1997-04-24 |  | 1997-04-24 |  | Removed from Ground | Gas (Historical Use) | 1000 | Steel-Impressed Current | 1978-01-01 | 2005-06-15 | Steel (Impressed Current) | Gravity Fed
DUPREE PROPERTY | 3444 KLONDIKE ROAD | LITHONIA | DeKalb | 10002324 | 1 |  |  | FALSE |  | FALSE | Removed from Ground | Gas (Historical Use) | 0 | Unknown |  | 1899-12-31
CHEVRON FOOD SHOP | 5154 BROWNSMILL Road | LITHONIA | DeKalb | 10001224 | 1 | Ball Float | 2006-03-08 | FALSE | 2006-03-08 | FALSE | Currently in Use | Regular | 8000 | Epoxy | 2006-02-20 |  | Double-Walled Fiberglass | Pressurized
AL MADINAH LLC | 2983 PANOLA RD | LITHONIA | DeKalb | 10000060 | 1 | Flapper Valve | 2002-03-01 | FALSE | 2002-03-01 | FALSE | Currently in Use | Regular | 15000 | Epoxy | 2002-03-01 |  | Double-Walled Flex | Pressurized
AR6 Investment Business LLC | 5980 FAIRINGTON RD | LITHONIA | DeKalb | 4440552 | 2 | Ball Float | 1998-03-16 | FALSE | 1998-03-16 | FALSE | Temporarily out of use | Premium | 10000 | Steel-Impressed Current | 1998-11-05 |  | Fiberglass Reinforced Plastic | Pressurized
KLONDIKE CORNERS/BP | 6768 BROWNS MILL RD | STONE CREST | DeKalb | 440547 | 203616 | Ball Float | 1994-01-03 | FALSE | 1994-01-03 | FALSE | Removed from Ground | Gas (Historical Use) | 1500 | Galvanic (STIP-3) | 1994-01-03 |  | Galvanized Steel | Pressurized
STATE OF GA-STONE MOUNTAIN MEMOR |  | STONE MOUNTAIN | DeKalb | 440548 | 12 | [5 empty] | Removed from Ground | Diesel | 1000 | Bare Steel | 1965-01-01 | 1990-02-01 | Bare Steel
MEMORIAL DRIVE CENTER LLC | 5517 MEMORIAL DR | STONE MOUNTAIN | DeKalb | 4440532 | 1 |  | 1996-10-22 | FALSE | 1996-10-22 | FALSE | Removed from Ground | Gas (Historical Use) | 8000 | Lined Interior | 1972-04-09 | 2008-12-05 | Fiberglass Reinforced Plastic | Pressurized
STONE MOUNTAIN FOOD MART | 1535 LILBURN ST MTN RD | STONE MOUNTAIN | DeKalb | 9044328 | 2 | Ball Float | 1995-07-27 | FALSE | 1995-07-27 | FALSE | Currently in Use | Premium | 12017 | Composite | 1995-07-27 |  | Double-Walled Fiberglass | Pressurized
REEVES SOUTHEASTERN CORP | 3614 OAKCLIFF RD | DORAVILLE | DeKalb | 4440735 | 7 | [5 empty] | Removed from Ground | Gas (Historical Use) | 12000 | Cathodically Protected Steel | 1988-01-01 | 1998-10-01 | Cathodically Protected | Pressurized
REEVES SOUTHEASTERN CORP | 3614 OAKCLIFF RD | DORAVILLE | DeKalb | 4440735 | 1 | [5 empty] | Removed from Ground | Diesel | 8000 | Bare Steel | 1985-01-01 | 1988-01-01 | Galvanized Steel | Pressurized
CHEVON USA INC #40738 | 5499 BUFORD HWY | DORAVILLE | DeKalb | 4440824 | 5 |  |  | TRUE |  | TRUE | Removed from Ground | Used Oil | 550 | Bare Steel | 1966-03-19 | 1991-09-03 | Galvanized Steel
CHEVON USA INC #40738 | 5499 BUFORD HWY | DORAVILLE | DeKalb | 4440824 | 4 | [5 empty] | Removed from Ground | Gas (Historical Use) | 10000 | Bare Steel | 1975-03-20 | 1991-09-03 | Galvanized Steel
BP FOODMART | 5625 BUFORD HWY | DORAVILLE | DeKalb | 4440790 | 3 | Flapper Valve | 1985-04-30 | FALSE | 1985-04-30 | FALSE | Currently in Use | Regular | 10000 | Steel-Impressed Current | 1985-04-30 |  | Steel (Impressed Current) | Pressurized
PENSKE TRUCK LEASING CO | 2340 PLEASANTDALE RD | DORAVILLE | DeKalb | 9044071 | 6 |  |  | TRUE |  | TRUE | Removed from Ground | Used Oil | 500 | Bare Steel | 1983-04-24 | 1992-07-01 | Unknown
COMMERCIAL CARRIERS INC/COMPLETE | 4000 MOTORS IND WAY | DORAVILLE | DeKalb | 4440318 | 5 | [5 empty] | Removed from Ground | Other | 6000 | Marked Unknown | 1976-05-06 | 1989-12-19 | Unknown
UPS DORAVILLE (UST) | 3930 PLEASANTDALE RD | DORAVILLE | DeKalb | 4440424 | 2 | Flapper Valve | 1995-03-20 | FALSE | 1995-03-20 | FALSE | Currently in Use | Diesel | 25000 | Fiberglass | 1985-04-17 |  | Double-Walled Flex | Pressurized
UPS DORAVILLE (UST) | 3930 PLEASANTDALE RD | DORAVILLE | DeKalb | 4440424 | 2 | Flapper Valve | 1995-03-20 | FALSE | 1995-03-20 | FALSE | Currently in Use | Diesel | 25000 | Fiberglass | 1985-04-17 |  | Double-Walled Flex | Pressurized
UPS DORAVILLE (UST) | 3930 PLEASANTDALE RD | DORAVILLE | DeKalb | 4440424 | 8 | [5 empty] | Removed from Ground | Other | 10000 | Fiberglass | 1986-04-17 | 1995-02-01 | Galvanized Steel
UPS DORAVILLE (UST) | 3930 PLEASANTDALE RD | DORAVILLE | DeKalb | 4440424 | 8 | [5 empty] | Removed from Ground | Other | 10000 | Fiberglass | 1986-04-17 | 1995-02-01 | Galvanized Steel
NORTHWOODS TEXACO | 5097 BUFORD HWY | DORAVILLE | DeKalb | 4440426 | 2 |  | 1997-09-01 |  | 1997-09-01 |  | Removed from Ground | Gas (Historical Use) | 3000 | Steel-Impressed Current | 1956-05-02 | 2003-02-24 | Bare Steel | Safe Suction (Euro)
KENAN TRANSPORT CO | 4159 WINTERS CHAPEL ROAD | DORAVILLE | DeKalb | 9044262 | 5 | [5 empty] | Removed from Ground | Diesel | 500 | Bare Steel | 1994-07-11 | 1994-07-11 | Not Marked
PEACH STATE MACHINERY FIAT ALLIS | 3512 OAKCLIFF RD | DORAVILLE | DeKalb | 9044161 | 1 | [5 empty] | Removed from Ground | Diesel | 2000 | Marked Unknown | 1992-03-02 | 1992-03-02 | Unknown
PHILLIPS PIPE LINE CO | 4149 WINTERS CHAPEL RD | DORAVILLE | DeKalb | 4440612 | 4 | [5 empty] | Removed from Ground | Diesel | 1000 | Bare Steel | 1965-01-01 | 1989-12-21 | Galvanized Steel
PHILLIPS PIPE LINE CO | 4149 WINTERS CHAPEL RD | DORAVILLE | DeKalb | 4440612 | 5 | [5 empty] | Removed from Ground | Diesel | 1000 | Bare Steel | 1965-01-01 | 1989-12-21 | Galvanized Steel
WHITE GMC TRUCKS OF ATLANTA/FRIT | 3588 OAKCLIFF RD | DORAVILLE | DeKalb | 4440688 | 4 | [5 empty] | Removed from Ground | Diesel | 10000 | Bare Steel | 1964-05-06 | 1989-12-23 | Galvanized Steel
WHITE GMC TRUCKS OF ATLANTA/FRIT | 3588 OAKCLIFF RD | DORAVILLE | DeKalb | 4440688 | 5 | [5 empty] | Removed from Ground | Diesel | 10000 | Bare Steel | 1964-05-06 | 1989-12-23 | Galvanized Steel
GIBBS LANDSCAPE CO | 2584 CHESTNUT DR NORTH | DORAVILLE | DeKalb | 4440723 | 1 | [5 empty] | Removed from Ground | Gas (Historical Use) | 4000 | Bare Steel | 1981-03-05 | 1999-08-02 | Galvanized Steel
REEVES SOUTHEASTERN CORP | 3614 OAKCLIFF RD | DORAVILLE | DeKalb | 4440735 | 5 |  |  | TRUE |  | TRUE | Removed from Ground | Used Oil | 1000 | Bare Steel | 1985-01-01 | 1988-01-01 | Galvanized Steel | Pressurized
REEVES SOUTHEASTERN CORP | 3614 OAKCLIFF RD | DORAVILLE | DeKalb | 4440735 | 4 | [5 empty] | Removed from Ground | Empty | 10000 | Bare Steel | 1985-01-01 | 1987-06-01 | Galvanized Steel | Pressurized
CHEVON USA INC #40738 | 5499 BUFORD HWY | DORAVILLE | DeKalb | 4440824 | 1 | [5 empty] | Removed from Ground | Gas (Historical Use) | 4000 | Bare Steel | 1966-03-19 | 1991-09-03 | Galvanized Steel
COMMERCIAL CARRIERS INC/COMPLETE | 4000 MOTORS IND WAY | DORAVILLE | DeKalb | 4440318 | 4 | [5 empty] | Removed from Ground | Diesel | 15000 | Marked Unknown | 1976-05-06 | 1989-12-19 | Unknown
COMMERCIAL CARRIERS INC/COMPLETE | 4000 MOTORS IND WAY | DORAVILLE | DeKalb | 4440318 | 1 | [5 empty] | Removed from Ground | Other | 3000 | Marked Unknown | 1955-05-07 | 1989-12-19 | Unknown
CLARKSTON FOODMART | 3874 EAST PONCE DE LEON AVE | CLARKSTON | DeKalb | 9044028 | 2 | Ball Float | 1989-08-01 | FALSE | 1989-08-01 | FALSE | Currently in Use | Premium | 10000 | Galvanic (STIP-3) | 1989-08-01 |  | Fiberglass Reinforced Plastic | Pressurized
CITGO FOOD MART | 1307 BROCKETT RD | CLARKSTON | DeKalb | 4440465 | 1 | Ball Float | 1993-12-21 | FALSE | 1993-12-21 | FALSE | Currently in Use | Gas (Historical Use) | 10000 | Fiberglass | 1993-12-21 |  | Fiberglass Reinforced Plastic | Pressurized
Chevron Food Mart | 3635 CHURCH ST | CLARKSTON | DeKalb | 4440231 | 6 | Ball Float | 2008-07-10 | FALSE | 2008-07-10 | FALSE | Currently in Use | Plus | 8000 | Tank Jacket Double Walled | 2008-07-10 |  | Fiberglass Reinforced Plastic | Pressurized
OLD DOMINION FREIGHT LINE | 4271 BOWMAN INDUSTRIAL CT | CONLEY | DeKalb | 600323 | 6 | Flapper Valve | 2009-03-31 | FALSE | 2009-03-31 | FALSE | Currently in Use | Diesel | 25000 | Composite Double Walled | 2009-03-31 |  | Double-Walled Fiberglass | Pressurized
CEDARGROVE FOOD Z GAS INC | 2136 CEDAR GROVE RD | CONLEY | DeKalb | 4440700 | 2 | Flapper Valve | 1998-01-21 | FALSE | 1998-01-21 | FALSE | Currently in Use | Diesel | 3000 | Steel-Impressed Current | 1972-04-22 |  | Steel (Impressed Current) | Pressurized
MORGAN SOUTHERN INC | 1500 CEDAR GROVE RD | CONLEY | DeKalb | 9044049 | 1 | [5 empty] | Removed from Ground | Diesel | 10673 | Bare Steel | 1966-04-01 | 2005-05-04 | Galvanized Steel | Safe Suction (Euro)
ATLANTA TRAVEL CENTER | 4215 THURMAN RD | CONLEY | DeKalb | 9044127 | 1 | Overfill Alarm | 1998-09-01 |  | 1998-09-01 |  | Removed from Ground | Diesel | 20000 | Cathodically Protected Steel | 1976-05-01 | 2013-12-06 | Fiberglass Reinforced Plastic | Pressurized
1717 KOPPERS ROAD | 1717 KOPPERS ROAD | CONLEY | DeKalb | 10002494 | 1 |  |  | FALSE |  | FALSE | Removed from Ground | Used Oil | 500 | Bare Steel | 2015-09-01 | 2015-09-01 | Bare Steel
PLAZA HOTEL | 1447 NORTHEAST EXPRESSWAY | ATLANTA | DeKalb | 10001672 | 3 |  |  | FALSE |  | FALSE | Removed from Ground | Not Marked/Tank Removed | 0 | Unknown | 1970-01-01 | 1970-01-01 | Unknown
BP #/GULF #270504 | 2845 NORTH DRUID HILLS RD | ATLANTA | DeKalb | 4440214 | 1 | [5 empty] | Removed from Ground | Gas (Historical Use) | 0 | Fiberglass | 1974-04-30 | 1987-01-01 | Fiberglass Reinforced Plastic
VY-VX UPSOUTH CORP | 1802 BRIARCLIFF ROAD | ATLANTA | DeKalb | 9044386 | 2 | [5 empty] | Removed from Ground | Diesel | 1000 | Marked Unknown | 1998-07-01 | 1998-07-01 | Unknown
QUIKTRIP #745 | 1836 BRIARCLIFF Road | ATLANTA | DeKalb | 9044271 | 2 | Ball Float | 1994-06-01 | FALSE | 1994-06-01 | FALSE | Removed from Ground | Gas (Historical Use) | 12000 | Fiberglass | 1994-08-12 | 2017-08-01 | Double-Walled Fiberglass | Pressurized
UNOCAL STATION #9023-134 | 2870 N DRUID HILLS RD | ATLANTA | DeKalb | 4440763 | 3 | [5 empty] | Removed from Ground | Gas (Historical Use) | 12000 | Bare Steel | 1978-04-14 | 1992-11-09 | Galvanized Steel
2898 Quickmart LLC | 2898 CLAIRMONT RD | ATLANTA | DeKalb | 4440791 | 1 |  | 1980-04-30 |  | 1980-04-30 |  | Removed from Ground | Gas (Historical Use) | 10000 | Galvanic (STIP-3) | 1980-04-30 | 2000-01-01 | Cathodically Protected
JG GULLETT HI SPEED CAR WASH | 2024 N DRUID HILLS RD | ATLANTA | DeKalb | 4440670 | 6 | Ball Float | 1995-11-01 |  | 1995-11-01 |  | Removed from Ground | Gas (Historical Use) | 4000 | Galvanic (STIP-3) | 1995-11-01 | 2013-07-24 | Fiberglass Reinforced Plastic | Pressurized
QUIKTRIP #721 | 3292 BUFORD HWY | ATLANTA | DeKalb | 4440296 | 2 | Ball Float | 1989-05-01 | FALSE | 1989-05-10 | FALSE | Removed from Ground | Gas (Historical Use) | 12000 | Fiberglass | 1988-12-16 | 2018-08-22 | Steel (Impressed Current) | Pressurized
CHEVRON FOOD MART #71 | 2755 CLAIRMONT RD | ATLANTA | DeKalb | 4440176 | 1 | Ball Float | 1992-12-01 | FALSE | 1992-12-01 | FALSE | Currently in Use | Premium | 12000 | Steel-Impressed Current | 1982-03-10 |  | Fiberglass Reinforced Plastic | Pressurized
THOMPSON INDUSTRIES | 4680 LEWIS RD | STONE MOUNTAIN | DeKalb | 4440623 | 2 | [5 empty] | Removed from Ground | Other | 12000 | Marked Unknown | 1975-05-07 | 1988-01-01 | Unknown
2944 QM LLC | 2944 PANOLA RD | LITHONIA | DeKalb | 9044472 | 3 |  | 1998-02-09 |  | 1998-02-09 |  | Currently in Use | Gas (Historical Use) | 10000 | Fiberglass | 1998-02-09 |  | Fiberglass Reinforced Plastic | Pressurized
AR6 Investment Business LLC | 5980 FAIRINGTON RD | LITHONIA | DeKalb | 4440552 | 1 | Ball Float | 1998-03-16 | FALSE | 1998-03-16 | FALSE | Currently in Use | Regular | 10000 | Steel-Impressed Current | 1998-11-05 |  | Fiberglass Reinforced Plastic | Pressurized
CITGO TRUCK STOP | 2900 EVANS MILL RD | LITHONIA | DeKalb | 4440177 | B | [5 empty] | Removed from Ground | Gas (Historical Use) | 12000 | Bare Steel | 1981-03-10 | 1994-10-12 | Galvanized Steel | Pressurized
DEKALB COUNTY REDAN PANOLA BOOST | 1300 PANOLA RD | LITHONIA | DeKalb | 4440312 | 2 | Overfill Alarm | 1994-11-01 | FALSE | 1994-11-01 | FALSE | Closed in Ground | Diesel | 2000 | Fiberglass | 1994-11-01 | 2021-02-24 | Fiberglass Reinforced Plastic
KLONDIKE CORNERS/BP | 6768 BROWNS MILL RD | STONE CREST | DeKalb | 440547 | 3 | [5 empty] | Removed from Ground | Kerosene | 250 | Not Marked/Unknown | 1998-08-21 | 1998-08-21
MEMORIAL DRIVE CENTER LLC | 5517 MEMORIAL DR | STONE MOUNTAIN | DeKalb | 4440532 | 8 | Ball Float | 2009-02-09 | FALSE | 2009-02-09 | FALSE | Currently in Use | Regular | 15000 | Fiberglass Double Walled | 2008-12-01 |  | Fiberglass Reinforced Plastic | Pressurized
DUPREE PROPERTY | 3444 KLONDIKE ROAD | LITHONIA | DeKalb | 10002324 | 2 |  |  | FALSE |  | FALSE | Removed from Ground | Gas (Historical Use) | 0 | Unknown |  | 1899-12-31
EXXON FOOD MART | 3545 PANOLA RD | LITHONIA | DeKalb | 10001226 | 2 | Ball Float | 2006-04-14 | FALSE | 2006-12-15 | FALSE | Currently in Use | Premium | 8000 | Epoxy | 2006-03-22 |  | Fiberglass Reinforced Plastic | Pressurized
CHEVRON FOOD SHOP | 5154 BROWNSMILL Road | LITHONIA | DeKalb | 10001224 | 2 | Ball Float | 2006-02-20 | FALSE | 2006-02-20 | FALSE | Currently in Use | Premium | 12000 | Epoxy | 2006-02-20 |  | Double-Walled Fiberglass | Pressurized
GA POWER/MINOLA GARAGE | 5195 A MINOLA DR | LITHONIA | DeKalb | 4440233 | 2 | [5 empty] | Removed from Ground | Diesel | 10000 | Bare Steel | 1977-01-01 | 1989-12-01 | Galvanized Steel
GA POWER/MINOLA GARAGE | 5195 A MINOLA DR | LITHONIA | DeKalb | 4440233 | 552006 | Flapper Valve | 1990-05-01 | FALSE | 1990-05-01 | FALSE | Currently in Use | Diesel | 10000 | Fiberglass Double Walled | 1990-05-01 |  | Double-Walled Fiberglass | Pressurized
BELLSOUTH TELECOMMUNICATIONS PAN | 5225 MINOLA RD | LITHONIA | DeKalb | 4440395 | 1 | [5 empty] | Removed from Ground | Other | 10000 | Bare Steel | 1971-07-09 | 1997-08-07 | Copper | Suction (American)
3685 CHESTNUT DRIVE | 3685 CHESTNUT DRIVE | DORAVILLE | DeKalb | 10002537 | 1 |  |  | FALSE |  | FALSE | Removed from Ground | Gas (Historical Use) | 550 | Bare Steel | 2015-11-05 | 2015-11-05 | Bare Steel
WESTVACO/USENVELOPE DIVISION | 5625 NEW PEACHTREE RD | DORAVILLE | DeKalb | 4440543 | 2 | [5 empty] | Removed from Ground | Hazardous Substance | 500 | Bare Steel | 1978-04-17 | 1988-09-20 | Bare Steel
TILLY MILL EXXON/EXXON #4-6784 | 4401 TILLY MILL RD | DORAVILLE | DeKalb | 4440511 | 1 | [5 empty] | Removed from Ground | Gas (Historical Use) | 6000 | Cathodically Protected Steel | 1969-05-02 | 1994-02-18 | Galvanized Steel | Pressurized
CARNETTS BUFORD HWY CARWASH INC | 5432 BUFORD HWY | DORAVILLE | DeKalb | 4440707 | 6 | Ball Float | 1997-07-01 | TRUE | 1997-07-01 | TRUE | Removed from Ground | Gas (Historical Use) | 6000 | Composite | 1997-07-01 |  | Double-Walled Flex | Pressurized
ORKIN PEST CONTROL #152 | 3816 DEKALB TECH PKY | DORAVILLE | DeKalb | 9044060 | 1 | [5 empty] | Removed from Ground | Gas (Historical Use) | 6000 | Bare Steel | 1965-01-01 | 1990-09-21 | Galvanized Steel
TARGET STORE T-372 | 5766 BUFORD HWY | DORAVILLE | DeKalb | 9044076 | 1 |  |  | TRUE |  | TRUE | Removed from Ground | Used Oil | 500 | Bare Steel |  | 1899-12-31 | Galvanized Steel
LARRY'S SERVICE STATION | 3611 CHURCH ST | CLARKSTON | DeKalb | 4440512 | 1 | [5 empty] | Removed from Ground | Gas (Historical Use) | 6000 | Cathodically Protected Steel | 1962-05-03 | 1987-05-08 | Galvanized Steel
Chevron Food Mart | 3635 CHURCH ST | CLARKSTON | DeKalb | 4440231 | 1 | Ball Float | 1995-12-24 |  | 1995-12-24 |  | Removed from Ground | Gas (Historical Use) | 4000 | Steel-Impressed Current | 1971-04-22 | 2008-07-09 | Fiberglass Reinforced Plastic | Pressurized
LIVE OAK LANDFILL | 1189 HENRICO RD | CONLEY | DeKalb | 440534 | 2 | [5 empty] | Removed from Ground | Diesel | 10000 | Bare Steel | 1986-01-01 | 1992-08-01 | Galvanized Steel
JACKSON TRUCKING INC | 4351 THURMOND RD | CONLEY | DeKalb | 601348 | 4 | [5 empty] | Removed from Ground | Diesel | 4000 | Bare Steel | 1974-06-05 | 1998-10-01 | Fiberglass Reinforced Plastic | Pressurized
JACKSON TRUCKING INC | 4351 THURMOND RD | CONLEY | DeKalb | 601348 | 5 |  |  | TRUE |  | TRUE | Removed from Ground | Used Oil | 500 | Fiberglass | 1974-06-05 | 1998-10-01 | Galvanized Steel | Gravity Fed
CHARLES THOMSON | 4039 BONSAL RD | CONLEY | DeKalb | 4440656 | 1 |  | 1989-01-01 |  | 1989-01-01 |  | Temporarily out of use | Diesel | 20000 | Fiberglass | 1989-01-01 |  | Fiberglass Reinforced Plastic | Suction (American)
CHEVRON | 2964 MORELAND AVE | CONLEY | DeKalb | 4440650 | 6 | Ball Float | 1998-11-01 | FALSE | 1998-11-01 | FALSE | Currently in Use | Regular | 10000 | Composite | 1998-11-01 |  | Double-Walled Flex | Pressurized
CHEVRON | 2964 MORELAND AVE | CONLEY | DeKalb | 4440650 | 9 | Ball Float | 1998-11-01 | FALSE | 1998-11-01 | FALSE | Currently in Use | Diesel | 12000 | Composite Double Walled | 1998-11-01 |  | Double-Walled Flex | Pressurized
CEDARGROVE FOOD Z GAS INC | 2136 CEDAR GROVE RD | CONLEY | DeKalb | 4440700 | 3 | Flapper Valve | 1998-01-21 | FALSE | 1998-01-21 | FALSE | Currently in Use | Premium | 10000 | Steel-Impressed Current | 1972-04-22 |  | Steel (Impressed Current) | Pressurized
MORGAN SOUTHERN INC | 1500 CEDAR GROVE RD | CONLEY | DeKalb | 9044049 | 6 | [5 empty] | Removed from Ground | Diesel | 2000 | Bare Steel | 1966-04-01 | 1899-12-31 | Galvanized Steel | Safe Suction (Euro)
ATLANTA TRAVEL CENTER | 4215 THURMAN RD | CONLEY | DeKalb | 9044127 | 10 |  | 1998-12-20 | TRUE | 1998-12-20 | TRUE | Removed from Ground | Used Oil | 4000 | Fiberglass | 1985-05-01 | 2013-12-13 | Fiberglass Reinforced Plastic | Gravity Fed
LONDON FELDMAN PROP/RONS GULF SE | 2195 BRIARCLIFF RD NE | ATLANTA | DeKalb | 600870 | 5 | [5 empty] | Removed from Ground | Kerosene | 500 | Bare Steel | 1986-02-18 | 1995-05-19 | Galvanized Steel
RICH'S S DEKALB | 2731 CANDLER RD | DECATUR | DeKalb | 9044311 | 2 | [5 empty] | Removed from Ground | Empty | 50 | Not Marked/Unknown | 1969-01-01 | 1899-12-31 | Not Marked
RICH'S S DEKALB | 2731 CANDLER RD | DECATUR | DeKalb | 9044311 | 8 | [5 empty] | Removed from Ground | Gas (Historical Use) | 1 | Not Marked/Unknown | 1969-01-01 | 1899-12-31 | Not Marked
KROGER GA-475 | 4919 FLAT SHOALS PKWY | DECATUR | DeKalb | 10000025 | 2A | Overfill Alarm | 2001-09-28 | FALSE | 2001-09-28 | FALSE | Currently in Use | Premium | 8000 | Fiberglass Double Walled | 2001-09-28 |  | Double-Walled Fiberglass | Pressurized
10LVP | 7550 COVINGTON HWY | LITHONIA | DeKalb | 4440675 | 2 | [5 empty] | Removed from Ground | Gas (Historical Use) | 8000 | Bare Steel | 1973-05-02 | 1987-12-12 | Galvanized Steel
TRITON PROPERTIES INC DBA BP Food Mart | 6651 COVINGTON HWY | LITHONIA | DeKalb | 10000459 | 2A | Ball Float | 2003-06-01 | FALSE | 2003-06-01 | FALSE | Currently in Use | Diesel | 4000 | Fiberglass | 2003-06-01 |  | Fiberglass Reinforced Plastic | Pressurized
SHELL FOOD MART | 6039 HILLANDALE DRIVE | LITHONIA | DeKalb | 10001436 | R149006B |  | 2007-09-17 | FALSE | 2007-09-17 | FALSE | Currently in Use | Diesel | 7000 | Fiberglass Double Walled | 2007-09-05 |  | Fiberglass Reinforced Plastic | Pressurized
SHELL FOOD MART | 6039 HILLANDALE DRIVE | LITHONIA | DeKalb | 10001436 | P770238 |  | 2007-09-17 | FALSE | 2007-09-17 | FALSE | Currently in Use | Regular | 15000 | Fiberglass Double Walled | 2007-09-05 |  | Fiberglass Reinforced Plastic | Pressurized
QUIKTRIP #747 | 2776 PANOLA ROAD | LITHONIA | DeKalb | 9044381 | 7B | Flapper Valve |  | FALSE |  | FALSE | Currently in Use | Premium | 9500 | Fiberglass Double Walled | 2016-01-01 |  | Double-Walled Fiberglass | Pressurized
JAMES BROWN TRUCKING CO | 6908 CHAPMAN RD | LITHONIA | DeKalb | 9044371 | 1 | Ball Float | 1991-04-01 | FALSE | 1991-04-01 | FALSE | Currently in Use | Diesel | 20000 | Fiberglass | 1991-04-01 |  | Fiberglass Reinforced Plastic | Pressurized
STONE CONTAINER CORP | 1995 LITHONIA IND BLVD | LITHONIA | DeKalb | 4440608 | 1 | [5 empty] | Removed from Ground | Diesel | 20000 | Bare Steel | 1975-05-02 | 1992-10-01 | Bare Steel
TEXACO #100433 | 2827 EVANS MILLS RD | LITHONIA | DeKalb | 4440534 | 2 |  | 1994-01-01 |  | 1991-01-01 |  | Removed from Ground | Gas (Historical Use) | 10000 | Fiberglass | 1982-01-01 | 2003-05-01 | Fiberglass Reinforced Plastic | Pressurized
MAVERICK MATERIALS INC | 6905 CHAPMAN RD | LITHONIA | DeKalb | 4440606 | 2 | [5 empty] | Removed from Ground | Diesel | 10000 | Bare Steel | 1981-04-09 | 1999-03-22 | Galvanized Steel | Safe Suction (Euro)
ASK PETROLEUM I LLC | 3635 NORTHCREST NE | DORAVILLE | DeKalb | 4440205 | 2 | [5 empty] | Removed from Ground | Gas (Historical Use) | 10000 | Fiberglass | 1983-05-01 | 1899-12-31 | Fiberglass Reinforced Plastic
RUBY SHELL | 5020 WINTERS CHAPEL RD | DORAVILLE | DeKalb | 4440159 | 4 | Ball Float | 1994-01-01 |  | 1985-01-01 |  | Currently in Use | Diesel | 10000 | Fiberglass | 1985-02-06 |  | Fiberglass Reinforced Plastic | Pressurized
CITY OF DORAVILLE | 3760 PARK AVE | DORAVILLE | DeKalb | 4440067 | 1 | [5 empty] | Removed from Ground | Gas (Historical Use) | 1000 | Bare Steel | 1975-02-15 | 1997-03-25 | Galvanized Steel | Suction (American)
COVINGTON AUTO CARE CENTER | 4918 COVINGTON HIGHWAY | DECATUR | DeKalb | 9044380 | 1 | [5 empty] | Removed from Ground | Gas (Historical Use) | 500 | Not Marked/Unknown | 1995-03-01 | 1995-03-01 | Not Marked
BP | 4840 FLAT SHOALS PKWY | DECATUR | DeKalb | 9044480 | 2 | Ball Float | 1998-08-01 | FALSE | 1998-08-01 | FALSE | Currently in Use | Premium | 12000 | Fiberglass Double Walled | 1998-08-01 |  | Double-Walled Flex | Pressurized
CHEVRON | 3402 FLAT SHOALS RD | DECATUR | DeKalb | 10001992 | 3 | Ball Float | 2011-03-01 | FALSE | 2011-03-01 | FALSE | Currently in Use | Diesel | 4000 | Epoxy Double-Walled | 2011-03-12 |  | Double-Walled Fiberglass | Pressurized
DEKALB REGIONAL YOUTH DETENTION CENTER | 2946 CLIFTON SPRINGS RD | DECATUR | DeKalb | 10001241 | 1 |  |  | FALSE |  | FALSE | Removed from Ground | Diesel | 500 | Fiberglass Double Walled | 2006-11-29 | 1899-12-31 | Double-Walled Fiberglass
CITGO MARKET | 7046 COVINGTON HWY | LITHONIA | DeKalb | 10000152 | 1 | Ball Float | 2001-10-01 | FALSE | 2001-10-01 | FALSE | Currently in Use | Regular | 12000 | Fiberglass | 2002-02-01 |  | Fiberglass Reinforced Plastic | Pressurized
CHEVRON FOOD MART | 1115 ROCKCHAPEL RD | LITHONIA | DeKalb | 10001517 | 3 | Ball Float | 2008-04-01 | FALSE | 2008-04-01 | FALSE | Currently in Use | Diesel | 4000 | Composite | 2008-04-01 |  | Double-Walled Fiberglass | Pressurized
QUIKTRIP #747 | 2776 PANOLA ROAD | LITHONIA | DeKalb | 9044381 | 8 | Flapper Valve |  | FALSE |  | FALSE | Currently in Use | Diesel | 12000 | Fiberglass Double Walled | 2016-01-01 |  | Double-Walled Fiberglass | Pressurized
QUIKTRIP #747 | 2776 PANOLA ROAD | LITHONIA | DeKalb | 9044381 | 6 | Flapper Valve |  | FALSE |  | FALSE | Currently in Use | Regular | 20000 | Fiberglass Double Walled | 2016-01-01 |  | Double-Walled Fiberglass | Pressurized
SPEEDWAY #193/GATE #218 | 2761 EVANS MILL RD | LITHONIA | DeKalb | 4440643 | A | [5 empty] | Removed from Ground | Gas (Historical Use) | 12000 | Bare Steel | 1971-05-07 | 1993-11-02 | Galvanized Steel
RaceTrac #124 - Lithonia | 2294 ROCK CHAPEL RD | LITHONIA | DeKalb | 10000618 | 3 | Overfill Alarm | 2004-04-21 | FALSE | 2004-04-21 | FALSE | Currently in Use | Diesel | 12000 | Composite Double Walled | 2004-04-21 |  | Double-Walled Fiberglass | Pressurized
ROCK CHAPEL FOOD & GAS LLC | 1898 ROCK CHAPEL RD | LITHONIA | DeKalb | 9044519 | 2B | Ball Float | 2001-12-20 | FALSE | 2001-12-20 | FALSE | Currently in Use | Diesel | 4000 | Composite | 2001-12-20 |  | Double-Walled Flex | Pressurized
J&L AUTO AUTO SERVICE | 1981 ROCK CHAPEL RD | LITHONIA | DeKalb | 4440574 | 1 | [5 empty] | Removed from Ground | Gas (Historical Use) | 1000 | Bare Steel | 1976-04-30 | 1899-12-31 | Galvanized Steel
DAP INC | 6770 CHAPMAN RD | LITHONIA | DeKalb | 4440777 | 7 | [5 empty] | Removed from Ground | Hazardous Substance | 6000 | Bare Steel | 1979-04-19 | 1988-09-01 | Galvanized Steel
DAP INC | 6770 CHAPMAN RD | LITHONIA | DeKalb | 4440777 | 4 | [5 empty] | Removed from Ground | Hazardous Substance | 6000 | Bare Steel | 1979-04-19 | 1988-09-01 | Galvanized Steel
DAP INC | 6770 CHAPMAN RD | LITHONIA | DeKalb | 4440777 | 1 | [5 empty] | Removed from Ground | Hazardous Substance | 6000 | Bare Steel | 1979-04-19 | 1988-09-01 | Galvanized Steel
QUIKTRIP #722 | 7225 ROCKBRIDGE RD | LITHONIA | DeKalb | 9044064 | 3 | Flapper Valve | 1990-04-01 | FALSE | 1990-04-01 | FALSE | Currently in Use | Regular | 12000 | Fiberglass Double Walled | 1990-01-01 |  | Double-Walled Flex | Pressurized
BP FOOD MART | 2685 EVANS MILL RD | LITHONIA | DeKalb | 9044063 | 3 | Ball Float | 1989-08-01 |  | 1989-08-01 |  | Currently in Use | Diesel | 12000 | Fiberglass | 1989-01-01 |  | Fiberglass Reinforced Plastic | Pressurized
DEKALB COUNTY GOV/ EAST PRECINCT | 2484 BRUCE STREET | LITHONIA | DeKalb | 9044053 | 1 | [5 empty] | Removed from Ground | Gas (Historical Use) | 10000 | Fiberglass | 1988-01-01 | 1899-12-31 | Galvanized Steel | Suction (American)
Evans Mill Texaco Food Mart | 2782 EVANS MILL RD | LITHONIA | DeKalb | 9044047 | 4 | Ball Float | 1988-04-14 | FALSE | 1988-04-14 | FALSE | Temporarily out of use | Diesel | 10000 | Steel-Impressed Current | 1988-04-14 |  | Cathodically Protected | Pressurized
Evans Mill Texaco Food Mart | 2782 EVANS MILL RD | LITHONIA | DeKalb | 9044047 | 4 | Ball Float | 1988-04-14 | FALSE | 1988-04-14 | FALSE | Temporarily out of use | Diesel | 10000 | Steel-Impressed Current | 1988-04-14 |  | Cathodically Protected | Pressurized
Evans Mill Texaco Food Mart | 2782 EVANS MILL RD | LITHONIA | DeKalb | 9044047 | 4 | Ball Float | 1988-04-14 | FALSE | 1988-04-14 | FALSE | Temporarily out of use | Diesel | 10000 | Steel-Impressed Current | 1988-04-14 |  | Cathodically Protected | Pressurized
TRITON INC CORP OFFICE | 4267 WINTERS CHAPEL RD | DORAVILLE | DeKalb | 4440412 | 2 | [5 empty] | Removed from Ground | Gas (Historical Use) | 1000 | Bare Steel | 1981-04-30 | 1991-09-01 | Galvanized Steel | Safe Suction (Euro)
QUIKTRIP #848 | 5500 BUFORD HWY | DORAVILLE | DeKalb | 4440468 | 10 | Flapper Valve | 2011-12-01 | FALSE | 2011-12-01 | FALSE | Currently in Use | Gas (Historical Use) | 12000 | Fiberglass Double Walled | 2011-10-01 |  | Double-Walled Fiberglass | Pressurized
UPS DORAVILLE (UST) | 3930 PLEASANTDALE RD | DORAVILLE | DeKalb | 4440424 | 11 | [5 empty] | Removed from Ground | Gas (Historical Use) | 10000 | Bare Steel | 1980-04-18 | 1995-02-01 | Bare Steel | Pressurized
UPS DORAVILLE (UST) | 3930 PLEASANTDALE RD | DORAVILLE | DeKalb | 4440424 | 11 | [5 empty] | Removed from Ground | Gas (Historical Use) | 10000 | Bare Steel | 1980-04-18 | 1995-02-01 | Bare Steel | Pressurized
PHILLIPS ANGLERS CORNER | 5425 BUFORD HWY | DORAVILLE | DeKalb | 4440416 | 1 | Ball Float | 1998-12-16 | FALSE | 1998-12-16 | FALSE | Currently in Use | Regular | 10000 | Steel-Impressed Current | 2002-01-18 |  | Fiberglass Reinforced Plastic | Pressurized
RUBY SHELL | 5020 WINTERS CHAPEL RD | DORAVILLE | DeKalb | 4440159 | 2 | Ball Float | 1994-01-01 |  | 1985-01-01 |  | Currently in Use | Gas (Historical Use) | 10000 | Fiberglass | 1985-02-06 |  | Fiberglass Reinforced Plastic | Pressurized
BP #24057/GULF #269688 | 6023 PEACHTREE IND BLVD | DORAVILLE | DeKalb | 4440228 | 6 | [5 empty] | Removed from Ground | Diesel | 10000 | Bare Steel | 1980-04-30 | 1991-08-01 | Galvanized Steel
JQ LIL SUPPLY CO | 5115 BUFORD HWY | DORAVILLE | DeKalb | 4440134 | 2 | [5 empty] | Removed from Ground | Gas (Historical Use) | 12000 | Bare Steel | 1983-01-03 | 1993-05-01 | Bare Steel | Pressurized
RICH'S S DEKALB | 2731 CANDLER RD | DECATUR | DeKalb | 9044311 | 3 | [5 empty] | Removed from Ground | Gas (Historical Use) | 50 | Not Marked/Unknown | 1969-01-01 | 1899-12-31 | Not Marked
PANOLA (MARCADO) FOOD TOWN | 6125 COVINGTON HWY | DECATUR | DeKalb | 442002 | 3 | [5 empty] | Removed from Ground | Gas (Historical Use) | 10000 | Composite | 1987-11-04 | 1990-11-14 | Fiberglass Reinforced Plastic
WESLEY CHAPEL EXXON | 2586 WESLEY CHAPEL RD | DECATUR | DeKalb | 670118 | 3 |  | 1985-01-01 | FALSE | 1985-01-01 | FALSE | Temporarily out of use | Gas (Historical Use) | 10000 | Fiberglass | 1985-05-06 |  | Fiberglass Reinforced Plastic | Pressurized
CHEVRON FOOD MART | 1115 ROCKCHAPEL RD | LITHONIA | DeKalb | 10001517 | 1 | Ball Float | 2008-04-01 | FALSE | 2008-04-01 | FALSE | Currently in Use | Regular | 12000 | Composite | 2008-04-01 |  | Double-Walled Fiberglass | Pressurized
Gas Express #221 | 4556 E PONCE DE LEON AV | CLARKSTON | DeKalb | 9044298 | 2 | Ball Float | 1986-01-01 | FALSE | 1986-01-01 | FALSE | Currently in Use | Premium | 10000 | Fiberglass | 1986-01-01 |  | Fiberglass Reinforced Plastic | Pressurized
BST/INDIAN CREEK/F1206 | 467 N INDIAN CREEK RD | CLARKSTON | DeKalb | 4440404 | 2 | Flapper Valve | 1997-08-25 | FALSE | 1997-08-25 | FALSE | Currently in Use | Diesel | 6000 | Fiberglass Double Walled | 1997-08-25 |  | Double-Walled Fiberglass | Suction (American)
BROCKETT CHEVRON | 1382 BROCKETT RD | CLARKSTON | DeKalb | 4440301 | 2 | [5 empty] | Removed from Ground | Gas (Historical Use) | 10000 | Bare Steel | 1998-05-29 | 1998-05-29 | Unknown | Pressurized
Chevron Food Mart | 3635 CHURCH ST | CLARKSTON | DeKalb | 4440231 | 2 | Ball Float | 1995-12-24 |  | 1995-12-24 |  | Removed from Ground | Gas (Historical Use) | 4000 | Steel-Impressed Current | 1971-04-22 | 2008-07-09 | Fiberglass Reinforced Plastic | Pressurized
PHMP KRISH LLC | 3906 E PONCE DE LEON AVE | CLARKSTON | DeKalb | 9000217 | 2 | [5 empty] | Removed from Ground | Gas (Historical Use) | 5000 | Bare Steel | 1969-07-01 | 1997-08-22 | Galvanized Steel | Pressurized
LIVE OAK LANDFILL | 1189 HENRICO RD | CONLEY | DeKalb | 440534 | 3 | Overfill Alarm | 1994-08-19 |  | 1994-08-19 |  | Removed from Ground | Diesel | 3000 | Tank Jacket | 1994-08-19 | 2006-08-02 | Double Walled | Pressurized
JACKSON TRUCKING INC | 4351 THURMOND RD | CONLEY | DeKalb | 601348 | 6 | Flapper Valve | 1998-10-12 | FALSE | 1998-10-12 | FALSE | Temporarily out of use | Diesel | 20000 | Fiberglass | 1998-10-01 |  | Fiberglass Reinforced Plastic | Pressurized
WILLIAMS LAW BUILDING | 1612 N.E EXPRESSWAY | ATLANTA | DeKalb | 9060723 | 1 | [5 empty] | Removed from Ground | Gas (Historical Use) | 1000 | Not Marked/Unknown | 1998-03-11 | 1998-03-11 | Not Marked
PLAZA HOTEL | 1447 NORTHEAST EXPRESSWAY | ATLANTA | DeKalb | 10001672 | 2 |  |  | FALSE |  | FALSE | Removed from Ground | Not Marked/Tank Removed | 0 | Unknown | 1970-01-01 | 1970-01-01 | Unknown
LONDON FELDMAN PROP/RONS GULF SE | 2195 BRIARCLIFF RD NE | ATLANTA | DeKalb | 600870 | 3 | [5 empty] | Removed from Ground | Gas (Historical Use) | 6000 | Bare Steel | 1986-02-18 | 1995-05-19 | Galvanized Steel
BUFORD SHELL | 3799 BUFORD HWY NE | ATLANTA | DeKalb | 9044124 | 3 | Ball Float | 1998-12-16 | FALSE | 1998-12-16 | FALSE | Currently in Use | Regular | 12000 | Composite | 1991-04-01 |  | Fiberglass Reinforced Plastic | Pressurized
VOL-REPAIR | 3080 BRIARCLIFF RD | ATLANTA | DeKalb | 4440745 | 1 | [5 empty] | Removed from Ground | Diesel | 6000 | Bare Steel | 1964-03-19 | 2015-02-04 | Galvanized Steel
2898 Quickmart LLC | 2898 CLAIRMONT RD | ATLANTA | DeKalb | 4440791 | 5 | Ball Float | 2000-04-01 | FALSE | 2000-04-01 | FALSE | Currently in Use | Regular | 10000 | Fiberglass | 2000-02-16 |  | Fiberglass Reinforced Plastic | Pressurized
2898 Quickmart LLC | 2898 CLAIRMONT RD | ATLANTA | DeKalb | 4440791 | 4 |  | 1980-04-30 |  | 1980-04-30 |  | Removed from Ground | Diesel | 10000 | Galvanic (STIP-3) | 1980-04-30 | 2000-01-01 | Cathodically Protected
2898 Quickmart LLC | 2898 CLAIRMONT RD | ATLANTA | DeKalb | 4440791 | 7 | Ball Float | 2000-04-01 | FALSE | 2000-04-01 | FALSE | Currently in Use | Diesel | 10000 | Fiberglass | 2000-02-16 |  | Fiberglass Reinforced Plastic | Pressurized
CHEVRON FOOD MART #71 | 2755 CLAIRMONT RD | ATLANTA | DeKalb | 4440176 | 5 | Ball Float | 1992-12-01 | FALSE | 1992-12-01 | FALSE | Temporarily out of use | Kerosene | 3000 | Steel-Impressed Current | 1982-03-10 |  | Fiberglass Reinforced Plastic | Pressurized
CHEVRON FOOD MART #71 | 2755 CLAIRMONT RD | ATLANTA | DeKalb | 4440176 | 4 | Ball Float | 1992-12-01 | FALSE | 1992-12-01 | FALSE | Currently in Use | Diesel | 8000 | Steel-Impressed Current | 1982-03-10 |  | Fiberglass Reinforced Plastic | Pressurized
WATL TRANSMITTER | 1800 BRIARCLIFF RD | ATLANTA | DeKalb | 4440354 | 1 |  | 1998-12-03 |  | 1998-12-03 |  | Removed from Ground | Diesel | 10196 | Cathodically Protected Steel | 1986-07-01 | 2003-01-15 | Cathodically Protected | Suction (American)
CARSMETICS AUTO BOUTIQUE/ESTATE | 4929 MEMORIAL DRIVE | STONE MOUNTAIN | DeKalb | 9044340 | 3 | [5 empty] | Removed from Ground | Other | 2000 | Marked Unknown | 1995-11-16 | 1995-11-16 | Unknown
JIFFY LUBE #135 | 5503 MEMORIAL DR | STONE MOUNTAIN | DeKalb | 4440020 | 1 | [5 empty] | Removed from Ground | Other | 4000 | Bare Steel | 1981-05-06 | 1998-09-02 | Galvanized Steel
QUICK BUY INC/TENNECO #12809 | 4381 TILLY MILL RD | DORAVILLE | DeKalb | 4440151 | 6 | [5 empty] | Removed from Ground | Gas (Historical Use) | 8000 | Cathodically Protected Steel | 1992-02-09 | 1899-12-31 | Fiberglass Reinforced Plastic | Pressurized
CITY OF DORAVILLE | 3760 PARK AVE | DORAVILLE | DeKalb | 4440067 | 2 | [5 empty] | Removed from Ground | Gas (Historical Use) | 1000 | Bare Steel | 1984-02-15 | 1997-03-25 | Galvanized Steel | Suction (American)
GEORGIA CORRECTIONAL INDUSTRIES | 2984 CLIFTON SPRINGS ROAD | DECATUR | DeKalb | 9044331 | 1 | Ball Float | 1988-01-01 |  | 1988-01-01 |  | Removed from Ground | Diesel | 8000 | Fiberglass | 1988-01-01 | 2008-08-27 | Fiberglass Reinforced Plastic | Pressurized
BP | 4840 FLAT SHOALS PKWY | DECATUR | DeKalb | 9044480 | 1 | Ball Float | 1998-08-01 | FALSE | 1998-08-01 | FALSE | Currently in Use | Regular | 12000 | Fiberglass Double Walled | 1998-08-01 |  | Double-Walled Flex | Pressurized
10LVP | 7550 COVINGTON HWY | LITHONIA | DeKalb | 4440675 | 1 |  |  | TRUE |  | TRUE | Removed from Ground | Used Oil | 550 | Bare Steel | 1973-05-02 | 1987-12-12 | Galvanized Steel
FORMER REDAN FACILITY | S STONE MOUNTAIN-LITHONIA RD @ WELLBORN | LITHONIA | DeKalb | 10001606 | 2 |  |  | FALSE |  | FALSE | Removed from Ground | Gas (Historical Use) | 2000 | Bare Steel | 2008-08-20 | 2008-08-20
QUIKTRIP #747 | 2776 PANOLA ROAD | LITHONIA | DeKalb | 9044381 | 4 | Ball Float | 1996-04-08 |  | 1996-04-08 |  | Removed from Ground | Diesel | 8000 | Fiberglass | 1996-02-16 | 2015-11-24 | Double Walled | Pressurized
QUIKTRIP #747 | 2776 PANOLA ROAD | LITHONIA | DeKalb | 9044381 | 5 | Flapper Valve | 2016-01-01 | FALSE | 2016-01-01 | FALSE | Currently in Use | Regular | 20000 | Fiberglass Double Walled | 2016-01-01 |  | Double-Walled Fiberglass | Pressurized
EXXON RK FOOD STORE/MOONS MINI M | 3416 GA HWY 124 | LITHONIA | DeKalb | 9044205 | 2 | [5 empty] | Removed from Ground | Gas (Historical Use) | 6000 | Bare Steel | 1984-01-01 | 1994-12-02 | Galvanized Steel
Thomas Concrete Lithonia Plant | 7728 OLD COVINGTON HWY | LITHONIA | DeKalb | 9044214 | 618577 |  | 1993-06-15 | FALSE | 1993-06-15 | FALSE | Currently in Use | Diesel | 10000 | Fiberglass | 1993-06-15 |  | Fiberglass Reinforced Plastic | Pressurized
Stop & Shop | 2984 PANOLA RD | LITHONIA | DeKalb | 9044056 | 2 | Flapper Valve | 1998-01-08 | FALSE | 1998-01-08 | FALSE | Currently in Use | Plus | 8000 | Galvanic (STIP-3) | 1985-01-01 |  | Fiberglass Reinforced Plastic | Pressurized
Evans Mill Texaco Food Mart | 2782 EVANS MILL RD | LITHONIA | DeKalb | 9044047 | 3 | Ball Float | 1988-04-14 | FALSE | 1988-04-14 | FALSE | Currently in Use | Premium | 10000 | Steel-Impressed Current | 1988-04-14 |  | Steel (Impressed Current) | Pressurized
U-HAUL/DARNELL UNION 76 | 2154 BRIARCLIFF RD | ATLANTA | DeKalb | 4440741 | 3 |  |  | TRUE |  | TRUE | Removed from Ground | Used Oil | 550 | Bare Steel | 1963-03-14 | 1992-07-08 | Galvanized Steel
GOORDY TIRE | 2081 NORTH DRUID HILLS RD | ATLANTA | DeKalb | 4440514 | 3 | [5 empty] | Removed from Ground | Gas (Historical Use) | 3850 | Bare Steel | 1996-11-26 | 1996-11-26 | Bare Steel
CITGO | 2320 N DRUID HILLS RD | ATLANTA | DeKalb | 4440463 | 4 |  | 1997-08-02 |  | 1997-08-02 |  | Removed from Ground | Gas (Historical Use) | 10000 | Cathodically Protected Steel | 1980-03-31 | 2007-01-02 | Fiberglass Reinforced Plastic | Pressurized
GA FC/DEKALB CO UNIT | 6835 MEMORIAL DR | STONE MOUNTAIN | DeKalb | 4440025 | 2 | [5 empty] | Removed from Ground | Gas (Historical Use) | 560 | Bare Steel | 1990-10-17 | 1990-10-17 | Galvanized Steel
U-HAUL #77651 | 4940 MEMORIAL DR | STONE MOUNTAIN | DeKalb | 4440031 | 1 | [5 empty] | Removed from Ground | Gas (Historical Use) | 4000 | Bare Steel | 1975-01-01 | 1998-12-17 | Bare Steel | Suction (American)
GA POWER/MINOLA GARAGE | 5195 A MINOLA DR | LITHONIA | DeKalb | 4440233 | 552000 | Flapper Valve | 1990-05-01 | FALSE | 1990-05-01 | FALSE | Currently in Use | Regular | 10000 | Fiberglass Double Walled | 1990-05-01 |  | Double-Walled Fiberglass | Pressurized
GA POWER/MINOLA GARAGE | 5195 A MINOLA DR | LITHONIA | DeKalb | 4440233 | 6 | [5 empty] | Removed from Ground | Other | 1000 | Bare Steel | 1977-01-01 | 1992-10-05 | Galvanized Steel | Gravity Fed
ROCKBRIDGE CHEVRON | 6549 ROCKBRIDGE RD | STONE MOUNTAIN | DeKalb | 9000021 | 2 | Flapper Valve | 1998-12-01 | FALSE | 1998-12-01 | FALSE | Currently in Use | Gas (Historical Use) | 8000 | Steel-Impressed Current | 1977-05-15 |  | Fiberglass Reinforced Plastic | Pressurized
RaceWay #6920 - Global Forum | 7140 BUFORD HWY | DORAVILLE | DeKalb | 10002213 | 2 | Ball Float | 2013-04-11 | FALSE | 2013-04-11 | FALSE | Currently in Use | Premium | 12000 | Composite Double Walled | 2013-04-11 |  | Double-Walled Fiberglass | Pressurized
AMOCO FOOD MART | 4580 WINTERS CHAPEL RD | DORAVILLE | DeKalb | 9044260 | 5 | Flapper Valve | 1994-11-21 | FALSE | 1994-11-21 | FALSE | Currently in Use | Regular | 10000 | Composite | 1994-11-21 |  | Fiberglass Reinforced Plastic | Pressurized
AMOCO FOOD MART | 4580 WINTERS CHAPEL RD | DORAVILLE | DeKalb | 9044260 | 4 | Flapper Valve | 1994-11-21 | FALSE | 1994-11-21 | FALSE | Currently in Use | Premium | 10000 | Composite | 1994-11-21 |  | Fiberglass Reinforced Plastic | Pressurized
MEMORIAL DRIVE CENTER LLC | 5517 MEMORIAL DR | STONE MOUNTAIN | DeKalb | 4440532 | 2 |  |  | FALSE |  | FALSE | Removed from Ground | Gas (Historical Use) | 8000 | Lined Interior | 1972-04-09 | 2008-12-05 | Fiberglass Reinforced Plastic
WEEYUMS PHILLY STEAK & HOAGIES | 900 MAIN STREET | STONE MOUNTAIN | DeKalb | 10001185 | 2 |  |  | FALSE |  | FALSE | Removed from Ground | Gas (Historical Use) | 2000 | Bare Steel | 1973-01-01 | 2006-10-10
EXXON #45787 | 5593 BUFORD HWY | DORAVILLE | DeKalb | 4440569 | 2 | [5 empty] | Removed from Ground | Gas (Historical Use) | 10000 | Fiberglass | 1985-04-01 | 1992-12-11 | Fiberglass Reinforced Plastic | Pressurized
TILLY MILL EXXON/EXXON #4-6784 | 4401 TILLY MILL RD | DORAVILLE | DeKalb | 4440511 | 4 |  |  | TRUE |  | TRUE | Removed from Ground | Used Oil | 1000 | Cathodically Protected Steel | 1969-05-02 | 1994-08-24 | Galvanized Steel | Gravity Fed
CARNETTS BUFORD HWY CARWASH INC | 5432 BUFORD HWY | DORAVILLE | DeKalb | 4440707 | 2 |  | 1990-02-14 |  | 1990-02-14 |  | Removed from Ground | Gas (Historical Use) | 4000 | Bare Steel | 1971-05-07 | 1997-05-12 | Fiberglass Reinforced Plastic | Pressurized
MINGS AUTO SERVICE INC | 5945 BUFORD HWY | DORAVILLE | DeKalb | 4440335 | 4 | [5 empty] | Closed in Ground | Other | 1000 | Bare Steel | 1999-11-12 | 1899-12-31 | Not Marked
NORTHWOODS TEXACO | 5097 BUFORD HWY | DORAVILLE | DeKalb | 4440426 | 3 |  | 1997-09-01 |  | 1997-09-01 |  | Removed from Ground | Gas (Historical Use) | 3000 | Steel-Impressed Current | 1956-05-02 | 2003-02-24 | Bare Steel | Safe Suction (Euro)
ASK PETROLEUM I LLC | 3635 NORTHCREST NE | DORAVILLE | DeKalb | 4440205 | 5 |  |  | TRUE |  | TRUE | Removed from Ground | Used Oil | 550 | Bare Steel | 1962-04-30 | 1899-12-31 | Galvanized Steel
ASK PETROLEUM I LLC | 3635 NORTHCREST NE | DORAVILLE | DeKalb | 4440205 | 4 | [5 empty] | Removed from Ground | Diesel | 10000 | Fiberglass | 1983-05-01 | 1899-12-31 | Fiberglass Reinforced Plastic
ASK PETROLEUM I LLC | 3635 NORTHCREST NE | DORAVILLE | DeKalb | 4440205 | 7 | Ball Float | 1985-01-01 | FALSE | 1985-01-01 | FALSE | Currently in Use | Regular | 10000 | Fiberglass | 1985-01-01 |  | Fiberglass Reinforced Plastic | Pressurized
CITGO SHALLOWFORD | 3666 SHALLOWFORD RD | DORAVILLE | DeKalb | 4440199 | 2 | Flapper Valve | 1998-12-20 |  | 1998-12-20 |  | Currently in Use | Gas (Historical Use) | 10000 | Steel-Impressed Current | 1980-04-29 |  | Fiberglass Reinforced Plastic | Pressurized
CONOCO INC/SOUTHERN FACILITIES | 2797 WOODWIN RD | DORAVILLE | DeKalb | 4440043 | 1 | [5 empty] | Removed from Ground | Diesel | 3000 | Bare Steel | 1976-03-13 | 1988-12-08 | Bare Steel
RUGGLES PERFORMANCE PRODUCTS | 2305 VARKEL WAY | LITHONIA | DeKalb | 9044320 | 2 |  | 1991-07-01 |  | 1991-07-01 |  | Removed from Ground | Gas (Historical Use) | 1000 | Galvanic (STIP-3) | 1991-03-01 | 1998-09-14 | Galvanized Steel | Suction (American)
HUGGINS FOOD MART | 2206 S STONE MOUNTAIN LITHONIA RD | LITHONIA | DeKalb | 9044232 | 1 | Ball Float | 1994-01-31 | FALSE | 1994-01-31 | FALSE | Currently in Use | Diesel | 8000 | Galvanic (STIP-3) | 1994-01-31 |  | Fiberglass Reinforced Plastic | Pressurized
SPEEDWAY #193/GATE #218 | 2761 EVANS MILL RD | LITHONIA | DeKalb | 4440643 | D | [5 empty] | Removed from Ground | Diesel | 12000 | Bare Steel | 1971-05-07 | 1992-03-09 | Galvanized Steel
J&L AUTO AUTO SERVICE | 1981 ROCK CHAPEL RD | LITHONIA | DeKalb | 4440574 | 2 | [5 empty] | Removed from Ground | Gas (Historical Use) | 1000 | Bare Steel | 1976-04-30 | 1899-12-31 | Galvanized Steel
J&L AUTO AUTO SERVICE | 1981 ROCK CHAPEL RD | LITHONIA | DeKalb | 4440574 | 3 | [5 empty] | Removed from Ground | Gas (Historical Use) | 550 | Bare Steel | 1976-04-30 | 1899-12-31 | Galvanized Steel
CHEVRON STATION #40247 | 2891 EVANS MILL RD | LITHONIA | DeKalb | 4440835 | 5 |  |  | TRUE |  | TRUE | Removed from Ground | Used Oil | 550 | Bare Steel | 1970-03-19 | 1987-10-14 | Galvanized Steel
BP FOOD MART | 2685 EVANS MILL RD | LITHONIA | DeKalb | 9044063 | 1 | Ball Float | 1989-08-01 |  | 1989-08-01 |  | Currently in Use | Gas (Historical Use) | 10000 | Fiberglass | 1989-01-01 |  | Fiberglass Reinforced Plastic | Pressurized
GEORGIA MASONRY SUPPLY-LITHONIA | 6708 CHAPMAN RD | LITHONIA | DeKalb | 9044073 | 3 |  |  | TRUE |  | TRUE | Removed from Ground | Used Oil | 1000 | Bare Steel | 1993-01-14 | 1993-01-14 | Bare Steel | Suction (American)
DART CONTAINER OF GEORGIA | 2120 LITHONIA INDUSTRIAL BLVD | LITHONIA | DeKalb | 4440363 | 1 | Overfill Alarm | 1992-05-07 | FALSE | 1992-05-07 | FALSE | Currently in Use | Diesel | 20000 | Fiberglass Double Walled | 1992-05-07 |  | Double-Walled Fiberglass | Pressurized
TEXACO FOOD MART | 6139 COVINGTON HWY | LITHONIA | DeKalb | 4440180 | 2 | Flapper Valve | 1994-10-01 | FALSE | 1994-10-01 | FALSE | Currently in Use | Premium | 10000 | Steel-Impressed Current | 1980-03-10 |  | Fiberglass Reinforced Plastic | Pressurized
DEKALB CO FIRE #17 | 3900 EVANS MILL RD | LITHONIA | DeKalb | 4440258 | L295150 | Flapper Valve | 1992-12-21 | FALSE | 1992-12-21 | FALSE | Currently in Use | Diesel | 1000 | Tank Jacket Double Walled | 1992-10-28 |  | Double-Walled Fiberglass | Safe Suction (Euro)
QuikTrip #823 | 2841 Turner Hill Rd | Lithonia | DeKalb | 4440276 | 1 | [5 empty] | Removed from Ground | Gas (Historical Use) | 6000 | Bare Steel | 1975-05-08 | 1997-04-01 | Galvanized Steel
BP #24071 | 288 EVANS MILL RD | LITHONIA | DeKalb | 4440222 | 1 |  |  | TRUE |  | TRUE | Removed from Ground | Used Oil | 550 | Bare Steel | 1968-04-30 | 1899-12-31 | Galvanized Steel
BP #24071 | 288 EVANS MILL RD | LITHONIA | DeKalb | 4440222 | 7 | [5 empty] | Removed from Ground | Gas (Historical Use) | 10000 | Fiberglass | 1988-04-25 | 1997-06-19 | Fiberglass Reinforced Plastic
FLOWERS THRIFT STORE & WHSE | 2601 STONE MOUNTAIN RD | LITHONIA | DeKalb | 4440038 | 1 | [5 empty] | Removed from Ground | Gas (Historical Use) | 10000 | Bare Steel | 1962-03-14 | 1899-12-31 | Galvanized Steel
BST/LITHONIA CO/F5604 | 2601 JOHNSON ST | LITHONIA | DeKalb | 670502 | 1 | [5 empty] | Removed from Ground | Diesel | 1000 | Bare Steel | 1977-01-01 | 1992-10-18 | Copper | Suction (American)
COVINGTON FOOD MART | 6470 COVINGTON HWY | LITHONIA | DeKalb | 9004059 | 2 | Flapper Valve | 1995-01-19 |  | 1995-01-19 |  | Currently in Use | Gas (Historical Use) | 10000 | Fiberglass | 1988-12-01 |  | Fiberglass Reinforced Plastic | Pressurized
DEKALB CO-FLEET MAINT (A-SHOP | 772 CAMP DR | DECATUR | DeKalb | 9000456 | L514071 |  | 1999-01-22 |  | 1999-01-22 |  | Removed from Ground | Other | 4000 | Tank Jacket | 1999-01-12 | 2013-10-28 | Double-Walled Flex | Safe Suction (Euro)
DEKALB CO-FLEET MAINT (A-SHOP | 772 CAMP DR | DECATUR | DeKalb | 9000456 | L514078 |  | 1999-01-22 |  | 1999-01-22 |  | Removed from Ground | Other | 4000 | Tank Jacket | 1999-01-12 | 2013-10-28 | Double-Walled Flex | Safe Suction (Euro)
DEKALB CO-FLEET MAINT (A-SHOP | 772 CAMP DR | DECATUR | DeKalb | 9000456 | 2 | [5 empty] | Removed from Ground | Gas (Historical Use) | 10700 | Bare Steel | 1961-05-13 | 1899-12-31 | Galvanized Steel
TEXACO FOOD MART | 3902 COVINGTON HWY | DECATUR | DeKalb | 9000420 | 1 | Ball Float | 2001-08-08 | FALSE | 2001-08-08 | FALSE | Currently in Use | Regular | 8000 | Galvanic (STIP-3) | 2000-10-27 |  | Fiberglass Reinforced Plastic | Pressurized
GEORGIA-ALABAMA COMMERCIAL INVESTMENT LLC | 3364 GLENWOOD RD | DECATUR | DeKalb | 9000231 | 4 | Flapper Valve | 1998-10-11 | FALSE | 1998-10-11 | FALSE | Currently in Use | Regular | 5000 | Galvanic (STIP-3) | 1970-02-07 |  |  | Pressurized
SHELL FOOD MART | 4144 MEMORIAL DR | DECATUR | DeKalb | 9000014 | 3 | [5 empty] | Removed from Ground | Gas (Historical Use) | 4000 | Bare Steel | 1962-05-06 | 1989-12-04 | Galvanized Steel
EMORY UNIVERSITY WHITEHEAD RESEARCH BLDG | 615 MICHAEL ST | ATLANTA | DeKalb | 10000557 | 1 | Flapper Valve | 2002-08-01 | FALSE | 2002-08-01 | FALSE | Currently in Use | Diesel | 8000 | Fiberglass | 2002-08-01 |  | Fiberglass Reinforced Plastic | Pressurized
METRO AUTO SALES | 3779 BUFORD HWY | ATLANTA | DeKalb | 9044468 | 2 | [5 empty] | Removed from Ground | Gas (Historical Use) | 8000 | Not Marked/Unknown | 1998-03-18 | 1998-03-18 | Not Marked
A C COUCH UNION 76/COUCH AUTO SV | 2910 BUFORD HWY | ATLANTA | DeKalb | 4440740 | 1 | [5 empty] | Removed from Ground | Gas (Historical Use) | 4000 | Bare Steel | 1962-03-13 | 1994-07-01 | Galvanized Steel
JG GULLETT HI SPEED CAR WASH | 2024 N DRUID HILLS RD | ATLANTA | DeKalb | 4440670 | 5 | Ball Float | 1995-11-01 |  | 1995-11-01 |  | Removed from Ground | Gas (Historical Use) | 10000 | Galvanic (STIP-3) | 1995-11-01 | 2013-07-24 | Fiberglass Reinforced Plastic | Pressurized
DRUID HILLS EXXON | 2055 N DRUID HILLS RD | ATLANTA | DeKalb | 4440659 | 3 | Ball Float | 1988-06-01 | FALSE | 1988-06-01 | FALSE | Currently in Use | Gas (Historical Use) | 8000 | Fiberglass | 1981-05-06 |  | Fiberglass Reinforced Plastic | Pressurized
CITGO | 2320 N DRUID HILLS RD | ATLANTA | DeKalb | 4440463 | 1 |  | 1997-08-02 |  | 1997-08-02 |  | Removed from Ground | Gas (Historical Use) | 10000 | Cathodically Protected Steel | 1980-03-31 | 2007-01-02 | Fiberglass Reinforced Plastic | Pressurized
KING PETRO INC | 4635 ROCKBRIDGE RD | STONE MOUNTAIN | DeKalb | 10000518 | 2B | Ball Float | 2003-12-01 | FALSE | 2003-12-01 | FALSE | Currently in Use | Diesel | 5000 | Fiberglass | 2002-12-01 |  | Double-Walled Fiberglass | Pressurized
2944 QM LLC | 2944 PANOLA RD | LITHONIA | DeKalb | 9044472 | 1 |  | 1998-02-09 |  | 1998-02-09 |  | Currently in Use | Gas (Historical Use) | 10000 | Fiberglass | 1998-02-09 |  | Fiberglass Reinforced Plastic | Pressurized
STATE OF GA-STONE MOUNTAIN MEMOR |  | STONE MOUNTAIN | DeKalb | 440548 | 3 | [5 empty] | Removed from Ground | Gas (Historical Use) | 2000 | Marked Unknown | 1987-01-01 | 1899-12-31 | Unknown
ROCKBRIDGE CHEVRON | 6549 ROCKBRIDGE RD | STONE MOUNTAIN | DeKalb | 9000021 | 1 | Flapper Valve | 1998-12-01 | FALSE | 1998-12-01 | FALSE | Currently in Use | Regular | 8000 | Steel-Impressed Current | 1977-05-15 |  | Fiberglass Reinforced Plastic | Pressurized
GA00357 1550 LILBURN-STONE | 1550 LILBURN-STONE MOUNTAIN RD | STONE MOUNTAIN | DeKalb | 9044353 | 1 | Ball Float | 1990-06-01 |  | 1990-06-01 |  | Currently in Use | Gas (Historical Use) | 10000 | Fiberglass | 1990-06-01 |  | Double-Walled Flex | Pressurized
Evans Mill Texaco Food Mart | 2782 EVANS MILL RD | LITHONIA | DeKalb | 9044047 | 4 | Ball Float | 1988-04-14 | FALSE | 1988-04-14 | FALSE | Temporarily out of use | Diesel | 10000 | Steel-Impressed Current | 1988-04-14 |  | Cathodically Protected | Pressurized
CHEVRON FOOD MART | 2799 EVANS MILL RD | LITHONIA | DeKalb | 4440488 | 3 | Ball Float | 1994-07-15 | FALSE | 1994-07-15 | FALSE | Currently in Use | Premium | 10000 | Fiberglass | 1985-04-21 |  | Fiberglass Reinforced Plastic | Pressurized
BP #24071 | 288 EVANS MILL RD | LITHONIA | DeKalb | 4440222 | 4 | [5 empty] | Removed from Ground | Diesel | 6000 | Bare Steel | 1968-04-30 | 1899-12-31 | Galvanized Steel
BP #24071 | 288 EVANS MILL RD | LITHONIA | DeKalb | 4440222 | 5 | [5 empty] | Removed from Ground | Gas (Historical Use) | 10000 | Bare Steel | 1977-04-30 | 1899-12-31 | Galvanized Steel
LOWER CROOKED CREEK SEWAGE PUMP | 7364 DRAKE AVE | LITHONIA | DeKalb | 440554 | 2 | Flapper Valve |  | FALSE | 1995-03-15 | FALSE | Currently in Use | Diesel | 3000 | Fiberglass | 1995-03-15 |  | Fiberglass Reinforced Plastic | Suction (American)
QUIKTRIP #701 | 3509 COVINGTON HWY | DECATUR | DeKalb | 440560 | 1 |  | 1993-12-01 |  | 1993-12-01 |  | Removed from Ground | Gas (Historical Use) | 12000 | Fiberglass | 1987-01-01 | 2004-06-01 | Copper | Pressurized
GEORGIA-ALABAMA COMMERCIAL INVESTMENT LLC | 3364 GLENWOOD RD | DECATUR | DeKalb | 9000231 | 1 | Flapper Valve | 1998-10-11 | FALSE | 1998-10-11 | FALSE | Currently in Use | Premium | 5000 | Galvanic (STIP-3) | 1970-02-07 |  |  | Pressurized
BP #/GULF #270504 | 2845 NORTH DRUID HILLS RD | ATLANTA | DeKalb | 4440214 | 4 | [5 empty] | Removed from Ground | Gas (Historical Use) | 0 | Fiberglass | 1974-04-30 | 1987-01-01 | Fiberglass Reinforced Plastic
BP #/GULF #270504 | 2845 NORTH DRUID HILLS RD | ATLANTA | DeKalb | 4440214 | 5 | [5 empty] | Removed from Ground | Diesel | 0 | Bare Steel | 1980-04-30 | 1987-01-01 | Galvanized Steel
TARGET STORE T-377 | 2400 NORTH DRUID HILLS RD | ATLANTA | DeKalb | 9044145 | 1 |  |  | TRUE |  | TRUE | Removed from Ground | Used Oil | 500 | Bare Steel |  | 1899-12-31 | Galvanized Steel
TEXACO SVC STA (FORMER) | 2881 CLAIRMONT RD NE | ATLANTA | DeKalb | 9044201 | 1 | [5 empty] | Removed from Ground | Gas (Historical Use) | 10000 | Marked Unknown | 1984-01-01 | 1984-01-01 | Unknown
PAK & SAC ENTERPRISES INC | 2289 N DRUID HILL RD | ATLANTA | DeKalb | 4440802 | 1 | Ball Float | 1986-02-01 | FALSE | 1986-02-01 | FALSE | Currently in Use | Premium | 10000 | Galvanic (STIP-3) | 1986-02-01 |  | Fiberglass Reinforced Plastic | Pressurized
ADNAN SHELL | 3259 BUFORD HWY | ATLANTA | DeKalb | 4440788 | 1 |  | 1978-04-30 |  | 1978-04-30 |  | Removed from Ground | Gas (Historical Use) | 10000 | Steel-Impressed Current | 1978-04-30 | 2003-10-09 | Galvanized Steel | Pressurized
FOOD MART #60 | 3145 BRIARCLIFF RD NE | ATLANTA | DeKalb | 4440239 | 2 | [5 empty] | Removed from Ground | Gas (Historical Use) | 6000 | Cathodically Protected Steel | 1984-04-21 | 1990-09-24 | Galvanized Steel | Suction (American)
GA POWER/MINOLA GARAGE | 5195 A MINOLA DR | LITHONIA | DeKalb | 4440233 | 5 | [5 empty] | Removed from Ground | Other | 560 | Bare Steel | 1977-01-01 | 1992-10-01 | Galvanized Steel | Gravity Fed
GA POWER/MINOLA GARAGE | 5195 A MINOLA DR | LITHONIA | DeKalb | 4440233 | 7 | [5 empty] | Removed from Ground | Gas (Historical Use) | 10000 | Bare Steel | 1977-01-01 | 1989-12-01 | Galvanized Steel
GA POWER/MINOLA GARAGE | 5195 A MINOLA DR | LITHONIA | DeKalb | 4440233 | 4 |  |  | TRUE |  | TRUE | Removed from Ground | Used Oil | 1000 | Bare Steel | 1977-01-01 | 1992-10-01 | Unknown
CITGO TRUCK STOP | 2900 EVANS MILL RD | LITHONIA | DeKalb | 4440177 | F | Flapper Valve | 1994-10-13 | FALSE | 1994-10-13 | FALSE | Currently in Use | Premium | 15000 | STIP-3/Impressed Current | 1994-10-13 |  | Fiberglass Reinforced Plastic | Pressurized
CITGO TRUCK STOP | 2900 EVANS MILL RD | LITHONIA | DeKalb | 4440177 | C | [5 empty] | Removed from Ground | Gas (Historical Use) | 12000 | Bare Steel | 1981-03-10 | 1994-10-12 | Galvanized Steel | Pressurized
METRO AUTO SALES | 3779 BUFORD HWY | ATLANTA | DeKalb | 9044468 | 1 | [5 empty] | Removed from Ground | Gas (Historical Use) | 8000 | Not Marked/Unknown | 1998-03-18 | 1998-03-18 | Not Marked
BUFORD SHELL | 3799 BUFORD HWY NE | ATLANTA | DeKalb | 9044124 | 1 | Ball Float | 1998-12-16 | FALSE | 1998-12-16 | FALSE | Currently in Use | Diesel | 12000 | Composite | 1991-04-01 |  | Fiberglass Reinforced Plastic | Pressurized
WESLEY WOOD GERIATRIC HOSPITAL | 1821 CLIFTON ROAD NE | ATLANTA | DeKalb | 9044327 | 1 | [5 empty] | Removed from Ground | Diesel | 2000 | Epoxy | 1987-01-01 | 1998-09-11 | Galvanized Steel | Suction (American)
DEKALB CO/FIRE STATION #8 | 2711 CLAIRMONT RD | ATLANTA | DeKalb | 9044215 | 1 |  |  | FALSE |  | FALSE | Removed from Ground | Diesel | 1000 | Bare Steel | 1993-01-05 | 1993-01-05 | Galvanized Steel | Suction (American)
HONEYWELL INC | 1190 W DRUID HILLS DR | ATLANTA | DeKalb | 9044104 | 2 | Flapper Valve | 1994-06-01 | FALSE | 1994-06-01 | FALSE | Currently in Use | Diesel | 2250 | Fiberglass Double Walled | 1994-06-01 |  | Double-Walled Fiberglass | Suction (American)
UNOCAL STATION #9023-134 | 2870 N DRUID HILLS RD | ATLANTA | DeKalb | 4440763 | 4 | [5 empty] | Removed from Ground | Gas (Historical Use) | 12000 | Bare Steel | 1978-04-14 | 1992-11-09 | Galvanized Steel
2898 Quickmart LLC | 2898 CLAIRMONT RD | ATLANTA | DeKalb | 4440791 | 2 |  | 1980-04-30 |  | 1980-04-30 |  | Removed from Ground | Gas (Historical Use) | 10000 | Galvanic (STIP-3) | 1980-04-30 | 2000-01-01 | Cathodically Protected
BERGEN BRUNSWIG DRUG CO | 1824 NORTHEAST FREEWAY NE | ATLANTA | DeKalb | 4440645 | 1 | [5 empty] | Removed from Ground | Diesel | 4000 | Marked Unknown | 1959-04-26 | 1988-11-01 | Unknown
GOORDY TIRE | 2081 NORTH DRUID HILLS RD | ATLANTA | DeKalb | 4440514 | 1 | [5 empty] | Removed from Ground | Gas (Historical Use) | 3850 | Bare Steel | 1996-11-26 | 1996-11-26 | Bare Steel
GOORDY TIRE | 2081 NORTH DRUID HILLS RD | ATLANTA | DeKalb | 4440514 | 4 |  |  | TRUE |  | TRUE | Removed from Ground | Used Oil | 500 | Bare Steel | 1996-11-26 | 1996-11-26 | Bare Steel
CHEVRON FOOD MART | 3316 SNAPFINGER RD SUITE A | LITHONIA | DeKalb | 10000808 | 1 | Ball Float | 2005-01-11 | FALSE | 2005-01-11 | FALSE | Currently in Use | Regular | 12000 | Composite | 2004-06-01 |  | Flex | Pressurized
DEKALB COUNTY REDAN PANOLA BOOST | 1300 PANOLA RD | LITHONIA | DeKalb | 4440312 | 1 | [5 empty] | Removed from Ground | Diesel | 1500 | Tank Jacket | 1994-11-01 | 1994-11-11 | Fiberglass Reinforced Plastic
UPS DORAVILLE (UST) | 3930 PLEASANTDALE RD | DORAVILLE | DeKalb | 4440424 | 12 | Flapper Valve | 2002-10-15 | TRUE | 2002-10-15 | TRUE | Currently in Use | Diesel | 12000 | Fiberglass Double Walled | 2002-10-15 |  | Double-Walled Flex | Pressurized
UPS DORAVILLE (UST) | 3930 PLEASANTDALE RD | DORAVILLE | DeKalb | 4440424 | 12 | Flapper Valve | 2002-10-15 | TRUE | 2002-10-15 | TRUE | Currently in Use | Diesel | 12000 | Fiberglass Double Walled | 2002-10-15 |  | Double-Walled Flex | Pressurized
US POSTAL SERVICE | 4700 LONGMIRE EXT | DORAVILLE | DeKalb | 4440484 | 1 | [5 empty] | Currently in Use | Gas (Historical Use) | 12000 | Fiberglass |  |  | Unknown | Pressurized
BP #24057/GULF #269688 | 6023 PEACHTREE IND BLVD | DORAVILLE | DeKalb | 4440228 | 1 |  |  | TRUE |  | TRUE | Removed from Ground | Used Oil | 550 | Bare Steel | 1964-04-30 | 1991-08-01 | Galvanized Steel
BP OIL #23059/GULF SERVICE STATI | 4421 BUFORD HWY | DORAVILLE | DeKalb | 4440229 | 3 | [5 empty] | Removed from Ground | Diesel | 3000 | Bare Steel | 1962-04-30 | 1899-12-31 | Galvanized Steel
GEORGIA BAPTIST HARVEST HEIGHTS | 3200 PANTHERSVILLE ROAD | DECATUR | DeKalb | 9044482 | 1 | [5 empty] | Closed in Ground | Diesel | 1000 | Marked Unknown | 1998-12-04 | 1998-12-04 | Not Marked
QUIKTRIP #736 | 3975 FLATSHOALS PKWY | DECATUR | DeKalb | 10002576 | 3A | Flapper Valve |  | FALSE |  | FALSE | Currently in Use | Premium | 10000 | Fiberglass Double Walled | 2016-03-01 |  | Double-Walled Fiberglass | Pressurized
QUIKTRIP #780 | 2753 WESLEY CHAPEL RD | DECATUR | DeKalb | 10001665 | 3 | Flapper Valve | 2006-09-01 | FALSE | 2006-09-01 | FALSE | Currently in Use | Premium | 12000 | Fiberglass Double Walled | 2008-05-22 |  | Double-Walled Fiberglass | Pressurized
KROGER GA-475 | 4919 FLAT SHOALS PKWY | DECATUR | DeKalb | 10000025 | 2B | Overfill Alarm | 2001-09-28 | FALSE | 2001-09-28 | FALSE | Currently in Use | Diesel | 8000 | Fiberglass Double Walled | 2001-09-28 |  | Double-Walled Fiberglass | Pressurized
EMORY HILLANDALE HOSPITAL | 2801 DEKALB MEDICAL PKWY | LITHONIA | DeKalb | 10000720 | 1 | Flapper Valve | 2004-08-31 | FALSE | 2004-08-31 | FALSE | Currently in Use | Diesel | 15000 | Composite Double Walled | 2004-05-17 |  | Double-Walled Fiberglass | Pressurized
KROGER GA-445 | 6678 COVINGTON HWY | LITHONIA | DeKalb | 10000235 | 1A | Ball Float | 2002-10-08 | FALSE | 2002-10-07 | FALSE | Currently in Use | Regular | 20000 | Fiberglass Double Walled | 2002-10-02 |  | Double-Walled Flex | Pressurized
CITGO MARKET | 7046 COVINGTON HWY | LITHONIA | DeKalb | 10000152 | 3 | Ball Float | 2001-10-01 | FALSE | 2001-10-01 | FALSE | Currently in Use | Diesel | 8000 | Fiberglass | 2002-02-01 |  | Fiberglass Reinforced Plastic | Pressurized
STONE MOUNTAIN DRIVER ED RANGE | 5265 MIMOSA ST | STONE MOUNTAIN | DeKalb | 4440079 | 1 | [5 empty] | Removed from Ground | Gas (Historical Use) | 3000 | Bare Steel | 1978-03-04 | 1987-09-01 | Unknown
LABEL AMERICAN | 5430 EAST PONCE DE LEON AVE | STONE MOUNTAIN | DeKalb | 4440368 | 1 | [5 empty] | Currently in Use | Hazardous Substance | 1000 | Bare Steel | 1982-04-08 |  | Galvanized Steel
THOMPSON INDUSTRIES | 4680 LEWIS RD | STONE MOUNTAIN | DeKalb | 4440623 | 1 | [5 empty] | Removed from Ground | Diesel | 8000 | Marked Unknown | 1967-05-07 | 1988-01-01 | Unknown
KING PETRO INC | 4635 ROCKBRIDGE RD | STONE MOUNTAIN | DeKalb | 10000518 | 2A | Ball Float | 2003-12-01 | FALSE | 2003-12-01 | FALSE | Currently in Use | Premium | 10000 | Fiberglass | 2002-12-01 |  | Double-Walled Fiberglass | Pressurized
THE PEP BOYS - MANNY MOE & JACK | 5848 MEMORIAL DR | STONE MOUNTAIN | DeKalb | 442005 | 1 |  |  | TRUE |  | TRUE | Removed from Ground | Used Oil | 550 | Fiberglass | 1987-09-17 | 1998-06-30 | Fiberglass Reinforced Plastic | Gravity Fed
CHEVRON FOOD MART | 3316 SNAPFINGER RD SUITE A | LITHONIA | DeKalb | 10000808 | 3 | Ball Float | 2005-01-11 | FALSE | 2005-01-11 | FALSE | Currently in Use | Diesel | 4000 | Composite | 2004-06-01 |  | Flex | Pressurized
MURPHY USA #7067 | 5425 FAIRINGTON RD | LITHONIA | DeKalb | 10000668 | 1 | Flapper Valve | 2004-08-02 | FALSE | 2004-08-02 | FALSE | Currently in Use | Regular | 20000 | Fiberglass Double Walled | 2004-04-22 |  | Double-Walled Flex | Pressurized
TEXACO FOOD MART | 3860 PANOLA RD | LITHONIA | DeKalb | 9044504 | 1 | Ball Float | 1999-09-01 | FALSE | 1999-09-01 | FALSE | Currently in Use | Regular | 10000 | Composite | 1999-09-01 |  | Fiberglass Reinforced Plastic | Pressurized
STATE OF GA-STONE MOUNTAIN MEMOR |  | STONE MOUNTAIN | DeKalb | 440548 | 6 | [5 empty] | Removed from Ground | Other | 4000 | Bare Steel | 1965-01-01 | 1985-01-01 | Bare Steel
STATE OF GA-STONE MOUNTAIN MEMOR |  | STONE MOUNTAIN | DeKalb | 440548 | 9 | [5 empty] | Removed from Ground | Diesel | 1000 | Bare Steel | 1965-01-01 | 1990-02-01 | Bare Steel
STATE OF GA-STONE MOUNTAIN MEMOR |  | STONE MOUNTAIN | DeKalb | 440548 | 8 | [5 empty] | Removed from Ground | Diesel | 1000 | Bare Steel | 1965-01-01 | 1990-02-01 | Bare Steel
GOODYEAR TIRE CENTER #5474 | 5217 HWY 78 | STONE MOUNTAIN | DeKalb | 4440630 | 1 |  |  | TRUE |  | TRUE | Removed from Ground | Used Oil | 500 | Bare Steel | 1964-12-31 | 1899-12-31 | Bare Steel
GENERAL MOTORS WAREHOUSING & DIS | 4060 MOTORS INDUSTRIAL WAY | DORAVILLE | DeKalb | 4440704 | 4 | [5 empty] | Removed from Ground | Diesel | 20000 | Not Marked/Unknown | 1993-01-20 | 1993-01-20 | Not Marked
GIBBS LANDSCAPE CO | 2584 CHESTNUT DR NORTH | DORAVILLE | DeKalb | 4440723 | 2 | [5 empty] | Removed from Ground | Diesel | 3000 | Bare Steel | 1981-03-05 | 1999-08-02 | Galvanized Steel
REEVES SOUTHEASTERN CORP | 3614 OAKCLIFF RD | DORAVILLE | DeKalb | 4440735 | 3 | [5 empty] | Removed from Ground | Other | 2000 | Bare Steel | 1985-01-01 | 1987-06-01 | Galvanized Steel | Safe Suction (Euro)
PENSKE TRUCK LEASING CO | 2340 PLEASANTDALE RD | DORAVILLE | DeKalb | 9044071 | 4 |  |  | TRUE |  | TRUE | Removed from Ground | Used Oil | 1500 | Bare Steel | 1978-01-01 | 1992-07-01 | Bare Steel | Gravity Fed
PENSKE TRUCK LEASING CO | 2340 PLEASANTDALE RD | DORAVILLE | DeKalb | 9044071 | 5 |  | 1991-07-01 |  | 1991-07-01 |  | Removed from Ground | Gas (Historical Use) | 10000 | Composite | 1991-07-01 | 2001-08-28 | Fiberglass Reinforced Plastic | Pressurized
QUIKTRIP #848 | 5500 BUFORD HWY | DORAVILLE | DeKalb | 4440468 | 2 |  |  | FALSE |  | FALSE | Removed from Ground | Gas (Historical Use) | 10270 | Bare Steel | 1978-03-31 | 1991-01-07 | Galvanized Steel
UPS DORAVILLE (UST) | 3930 PLEASANTDALE RD | DORAVILLE | DeKalb | 4440424 | 10 | [5 empty] | Removed from Ground | Gas (Historical Use) | 20000 | Bare Steel | 1980-04-18 | 1995-02-01 | Bare Steel | Pressurized
UPS DORAVILLE (UST) | 3930 PLEASANTDALE RD | DORAVILLE | DeKalb | 4440424 | 10 | [5 empty] | Removed from Ground | Gas (Historical Use) | 20000 | Bare Steel | 1980-04-18 | 1995-02-01 | Bare Steel | Pressurized
PHILLIPS ANGLERS CORNER | 5425 BUFORD HWY | DORAVILLE | DeKalb | 4440416 | 6 |  | 1998-12-16 | FALSE | 1998-12-16 | FALSE | Temporarily out of use | Kerosene | 4000 | Steel-Impressed Current | 1987-01-01 |  | Fiberglass Reinforced Plastic | Pressurized
QUICK BUY INC/TENNECO #12809 | 4381 TILLY MILL RD | DORAVILLE | DeKalb | 4440151 | 4 | [5 empty] | Removed from Ground | Diesel | 10000 | Bare Steel | 1961-02-09 | 1989-07-14 | Galvanized Steel
QUICK BUY INC/TENNECO #12809 | 4381 TILLY MILL RD | DORAVILLE | DeKalb | 4440151 | 5 | [5 empty] | Removed from Ground | Gas (Historical Use) | 10000 | Cathodically Protected Steel | 1992-02-09 | 1899-12-31 | Fiberglass Reinforced Plastic | Pressurized
DORAVILLE DRIVER EDUCATION RANGE | 3932 FLOWERS RD | DORAVILLE | DeKalb | 4440076 | DT-3 | [5 empty] | Removed from Ground | Gas (Historical Use) | 3000 | Bare Steel | 1978-03-04 | 1998-07-22 | Unknown | Suction (American)
TUNE-UP CLINIC/EXPRESS OIL CHANG | 2778 CLAIRMONT RD | ATLANTA | DeKalb | 4440715 | 1 |  |  | FALSE | 1993-09-08 | FALSE | Removed from Ground |  | 500 | Bare Steel | 1983-05-07 |  | Galvanized Steel | Suction (American)
U-HAUL/DARNELL UNION 76 | 2154 BRIARCLIFF RD | ATLANTA | DeKalb | 4440741 | 2 | [5 empty] | Removed from Ground | Gas (Historical Use) | 4000 | Bare Steel | 1963-03-14 | 1992-07-08 | Galvanized Steel
UNOCAL STATION #9023-134 | 2870 N DRUID HILLS RD | ATLANTA | DeKalb | 4440763 | 1 | [5 empty] | Removed from Ground | Gas (Historical Use) | 6000 | Bare Steel | 1978-04-14 | 1992-11-09 | Galvanized Steel
ADNAN SHELL | 3259 BUFORD HWY | ATLANTA | DeKalb | 4440788 | 5 | Ball Float | 2003-10-01 | FALSE | 2003-10-20 | TRUE | Currently in Use | Premium | 0 | Composite | 2003-10-19 |  | Double-Walled Fiberglass | Pressurized
ADNAN SHELL | 3259 BUFORD HWY | ATLANTA | DeKalb | 4440788 | 4 | Ball Float | 2003-10-01 | FALSE | 2003-10-20 | TRUE | Currently in Use | Regular | 0 | Composite | 2003-10-19 |  | Double-Walled Fiberglass | Pressurized
DRUID HILLS EXXON | 2055 N DRUID HILLS RD | ATLANTA | DeKalb | 4440659 | 2 | Ball Float | 1988-06-01 | FALSE | 1988-06-01 | FALSE | Currently in Use | Gas (Historical Use) | 6000 | Fiberglass | 1981-05-06 |  | Double-Walled Fiberglass | Pressurized
JIFFY LUBE #135 | 5503 MEMORIAL DR | STONE MOUNTAIN | DeKalb | 4440020 | 4 |  |  | TRUE |  | TRUE | Removed from Ground | Used Oil | 4000 | Bare Steel | 1981-05-06 | 1998-09-02 | Galvanized Steel
TARHEEL UNDERGROUND UTILITIES IN | 1664 ROADHAVEN DR | STONE MOUNTAIN | DeKalb | 9044139 | 3 | [5 empty] | Currently in Use | Diesel | 0 | Bare Steel |  |  | Galvanized Steel
DEKALB CENTER/MARKET CHEVROLET | 8057 ACCESS RD | LITHONIA | DeKalb | 9044006 | 0 |  |  | TRUE |  | TRUE | Removed from Ground | Used Oil | 0 | Concrete | 1990-10-26 | 1990-10-26 | Not Marked
GA POWER/MINOLA GARAGE | 5195 A MINOLA DR | LITHONIA | DeKalb | 4440233 | 1 | [5 empty] | Removed from Ground | Gas (Historical Use) | 10000 | Bare Steel | 1977-01-01 | 1989-12-01 | Galvanized Steel
STATE OF GA-STONE MOUNTAIN MEMOR |  | STONE MOUNTAIN | DeKalb | 440548 | 2 | [5 empty] | Removed from Ground | Gas (Historical Use) | 2000 | Marked Unknown | 1987-01-01 | 1899-12-31 | Unknown
RaceWay #6920 - Global Forum | 7140 BUFORD HWY | DORAVILLE | DeKalb | 10002213 | 3 | Ball Float | 2013-04-11 | FALSE | 2013-04-11 | FALSE | Currently in Use | Diesel | 12000 | Composite Double Walled | 2013-04-11 |  | Double-Walled Fiberglass | Pressurized
CITY OF DORAVILLE | 3760 PARK AVE | DORAVILLE | DeKalb | 4440067 | 3 | Flapper Valve | 1997-03-27 |  | 1997-03-27 | TRUE | Closed in Ground | Gas (Historical Use) | 2000 | Fiberglass | 1997-03-27 | 2014-11-05 | Fiberglass Reinforced Plastic | Safe Suction (Euro)
GASLO 743 | 5766 BUFORD HWY | DORAVILLE | DeKalb | 4440088 | 2 | [5 empty] | Removed from Ground | Gas (Historical Use) | 10000 | Bare Steel | 1976-03-01 | 1988-10-01 | Galvanized Steel
CHEVRON FOOD MART | 3726 Panthersville Road | Decatur | DeKalb | 10000807 | 3 | Ball Float | 2002-12-04 | FALSE | 2002-12-04 | FALSE | Currently in Use | Regular | 10000 | Composite | 2002-11-26 |  | Fiberglass Reinforced Plastic | Pressurized
RaceTrac #124 - Lithonia | 2294 ROCK CHAPEL RD | LITHONIA | DeKalb | 10000618 | 1 | Overfill Alarm | 2004-04-21 | FALSE | 2004-04-21 | FALSE | Currently in Use | Gas (Historical Use) | 20000 | Composite Double Walled | 2004-04-21 |  | Double-Walled Fiberglass | Pressurized
ROCK CHAPEL STOP | 1801 ROCK CHAPEL ROAD | LITHONIA | DeKalb | 9044510 | 2 | Ball Float | 2000-12-01 | FALSE | 2000-12-01 | FALSE | Currently in Use | Premium | 12000 | Composite | 2000-12-01 |  | Fiberglass Reinforced Plastic | Pressurized
JAMES BROWN TRUCKING CO | 6908 CHAPMAN RD | LITHONIA | DeKalb | 9044371 | 2 | Exempted |  | FALSE |  | FALSE | Currently in Use | Used Oil | 1000 | Fiberglass | 1991-04-01 |  |  | Gravity
JAMES BROWN TRUCKING CO | 6908 CHAPMAN RD | LITHONIA | DeKalb | 9044371 | 2 | Exempted |  | FALSE |  | FALSE | Currently in Use | Used Oil | 1000 | Fiberglass | 1991-04-01 |  | Fiberglass Reinforced Plastic
CIRCLE M FOOD SHOP #91 | 2830 TURNER HILL RD | LITHONIA | DeKalb | 9044467 | 2 | Flapper Valve |  | FALSE | 2022-04-01 | FALSE | Currently in Use | Regular | 10000 | Epoxy | 1993-09-01 |  | Fiberglass Reinforced Plastic | Pressurized
EXXON RK FOOD STORE/MOONS MINI M | 3416 GA HWY 124 | LITHONIA | DeKalb | 9044205 | 3 | [5 empty] | Removed from Ground | Gas (Historical Use) | 6000 | Bare Steel | 1984-01-01 | 1994-12-02 | Galvanized Steel
DAP INC | 6770 CHAPMAN RD | LITHONIA | DeKalb | 4440777 | 5 | [5 empty] | Removed from Ground | Hazardous Substance | 6000 | Bare Steel | 1979-04-19 | 1988-09-01 | Galvanized Steel
CHEVRON STATION #40247 | 2891 EVANS MILL RD | LITHONIA | DeKalb | 4440835 | 4A |  |  | TRUE |  | TRUE | Removed from Ground | Used Oil | 1000 | Fiberglass | 1987-10-14 | 1990-04-11 | Fiberglass Reinforced Plastic
SHELL | 2854 PANOLA RD | LITHONIA | DeKalb | 9044070 | 4 | Flapper Valve | 1994-08-04 | FALSE | 1994-08-04 | FALSE | Currently in Use | Diesel | 10000 | Galvanic (STIP-3) | 1988-01-01 |  | Fiberglass Reinforced Plastic | Pressurized
WATERS SHELL SERVICE | 5632 BUFORD HWY NE | DORAVILLE | DeKalb | 10002203 | 1 |  |  | FALSE |  | FALSE | Removed from Ground |  | 0 | Unknown | 1962-01-01 | 1972-01-01
AMOCO FOOD MART | 4580 WINTERS CHAPEL RD | DORAVILLE | DeKalb | 9044260 | 6 | Flapper Valve | 1994-11-21 | FALSE | 1994-11-21 | FALSE | Currently in Use | Diesel On Road | 10000 | Composite | 1994-11-21 |  | Fiberglass Reinforced Plastic | Pressurized
KENAN TRANSPORT CO | 4159 WINTERS CHAPEL ROAD | DORAVILLE | DeKalb | 9044262 | 3 | [5 empty] | Removed from Ground | Gas (Historical Use) | 2000 | Bare Steel | 1994-07-11 | 1994-07-11 | Not Marked
PENSKE TRUCK LEASING CO LP | 4460 NE EXPRESSWAY | DORAVILLE | DeKalb | 4440693 | 5 |  |  | TRUE |  | TRUE | Removed from Ground | Used Oil | 560 | Bare Steel | 1977-05-07 | 1987-11-01 | Unknown
GOODYEAR ASC | 5781 BUFORD HWY | DORAVILLE | DeKalb | 4440697 | 1 |  |  | TRUE |  | TRUE | Removed from Ground | Used Oil | 500 | Bare Steel | 1971-04-16 | 1992-08-07 | Bare Steel | Gravity Fed
CHEVON USA INC #40738 | 5499 BUFORD HWY | DORAVILLE | DeKalb | 4440824 | 2 | [5 empty] | Removed from Ground | Gas (Historical Use) | 4000 | Bare Steel | 1966-03-19 | 1991-09-03 | Galvanized Steel
COMMERCIAL CARRIERS INC/COMPLETE | 4000 MOTORS IND WAY | DORAVILLE | DeKalb | 4440318 | 2 |  |  | TRUE |  | TRUE | Removed from Ground | Used Oil | 3000 | Marked Unknown | 1955-05-07 | 1989-12-19 | Unknown
MINGS AUTO SERVICE INC | 5945 BUFORD HWY | DORAVILLE | DeKalb | 4440335 | 2 | [5 empty] | Closed in Ground | Other | 550 | Bare Steel | 1999-11-12 | 1899-12-31 | Not Marked
QUIKTRIP #848 | 5500 BUFORD HWY | DORAVILLE | DeKalb | 4440468 | 11 | Flapper Valve | 2011-12-01 | FALSE | 2011-12-01 | FALSE | Currently in Use | Diesel | 12000 | Fiberglass Double Walled | 2011-10-01 |  | Double-Walled Fiberglass | Pressurized
UPS DORAVILLE (UST) | 3930 PLEASANTDALE RD | DORAVILLE | DeKalb | 4440424 | 5 |  | 1995-03-20 |  | 1995-03-20 |  | Removed from Ground | Gas (Historical Use) | 10000 | Fiberglass | 1985-04-17 | 1899-12-31 |  | Pressurized
UPS DORAVILLE (UST) | 3930 PLEASANTDALE RD | DORAVILLE | DeKalb | 4440424 | 5 |  | 1995-03-20 |  | 1995-03-20 |  | Removed from Ground | Gas (Historical Use) | 10000 | Fiberglass | 1985-04-17 | 1899-12-31 | Double Walled | Pressurized
ASK PETROLEUM I LLC | 3635 NORTHCREST NE | DORAVILLE | DeKalb | 4440205 | 9 | Ball Float | 1985-01-01 | FALSE | 1985-01-01 | FALSE | Currently in Use | Plus | 10000 | Fiberglass | 1985-01-01 |  | Fiberglass Reinforced Plastic | Pressurized
Evans Mill Texaco Food Mart | 2782 EVANS MILL RD | LITHONIA | DeKalb | 9044047 | 3 | Ball Float | 1988-04-14 | FALSE | 1988-04-14 | FALSE | Currently in Use | Premium | 10000 | Steel-Impressed Current | 1988-04-14 |  | Steel (Impressed Current) | Pressurized
Evans Mill Texaco Food Mart | 2782 EVANS MILL RD | LITHONIA | DeKalb | 9044047 | 3 | Ball Float | 1988-04-14 | FALSE | 1988-04-14 | FALSE | Currently in Use | Premium | 10000 | Steel-Impressed Current | 1988-04-14 |  | Steel (Impressed Current) | Pressurized
Evans Mill Texaco Food Mart | 2782 EVANS MILL RD | LITHONIA | DeKalb | 9044047 | 3 | Ball Float | 1988-04-14 | FALSE | 1988-04-14 | FALSE | Currently in Use | Premium | 10000 | Steel-Impressed Current | 1988-04-14 |  | Steel (Impressed Current) | Pressurized
CHEVRON FOOD MART | 2799 EVANS MILL RD | LITHONIA | DeKalb | 4440488 | 2 | Ball Float | 1994-07-15 | FALSE | 1994-07-15 | FALSE | Currently in Use | Plus | 10000 | Fiberglass | 1985-04-21 |  | Fiberglass Reinforced Plastic | Pressurized
DEKALB CO FIRE STATION #14 | 7207 COVINGTON HWY | LITHONIA | DeKalb | 4440260 | F602450 | [5 empty] | Removed from Ground | Gas (Historical Use) | 500 | Bare Steel | 1974-05-03 | 1992-06-10 | Galvanized Steel | Suction (American)
QuikTrip #823 | 2841 Turner Hill Rd | Lithonia | DeKalb | 4440276 | 10 | Flapper Valve | 2019-07-01 | FALSE | 2019-06-01 | FALSE | Currently in Use | E-10 | 20000 | Fiberglass Double Walled | 2019-04-11 |  | Double-Walled Fiberglass | Pressurized
QuikTrip #823 | 2841 Turner Hill Rd | Lithonia | DeKalb | 4440276 | 7 |  | 1995-03-01 | FALSE | 1995-03-01 | FALSE | Removed from Ground | Diesel | 10000 | Steel-Impressed Current | 1983-05-08 | 2019-03-20 | Fiberglass Reinforced Plastic | Pressurized
QuikTrip #823 | 2841 Turner Hill Rd | Lithonia | DeKalb | 4440276 | 5 |  | 1995-03-01 | FALSE | 1995-03-01 | FALSE | Removed from Ground | Gas (Historical Use) | 10000 | Steel-Impressed Current | 1983-05-08 | 2019-03-20 | Fiberglass Reinforced Plastic | Pressurized
QuikTrip #823 | 2841 Turner Hill Rd | Lithonia | DeKalb | 4440276 | 4 |  | 1995-03-01 | FALSE | 1995-03-01 | FALSE | Removed from Ground | Gas (Historical Use) | 10000 | Steel-Impressed Current | 1983-05-08 | 2019-03-20 |  | Pressurized
BST/LITHONIA CO/F5604 | 2601 JOHNSON ST | LITHONIA | DeKalb | 670502 | 2 | Flapper Valve | 1997-05-12 | FALSE | 1997-05-12 | FALSE | Currently in Use | Diesel | 2500 | Fiberglass | 1992-08-15 |  | Copper | Suction (American)
UNION 76 STATION/C M FARRILL JR | 6895 MAIN ST | LITHONIA | DeKalb | 9000339 | 2 | [5 empty] | Removed from Ground | Gas (Historical Use) | 3000 | Bare Steel | 1951-01-01 | 1989-02-01 | Galvanized Steel
QuikTrip #823 | 2841 Turner Hill Rd | Lithonia | DeKalb | 4440276 | 13 | Flapper Valve | 2019-07-01 | FALSE | 2019-06-01 | FALSE | Currently in Use | Diesel | 12000 | Fiberglass Double Walled | 2019-04-11 |  | Double-Walled Fiberglass | Pressurized
APAC-GA INC MACDOUGALD CONST DIV | 6840 MARBUT RD | LITHONIA | DeKalb | 4440057 | 4 | [5 empty] | Removed from Ground | Diesel | 6000 | Bare Steel | 1981-02-25 | 1991-01-01 | Bare Steel
MAPCO EXPRESS #1136/DELTA #1136 | 2848 PANOLA RD | LITHONIA | DeKalb | 4440102 | 1 |  | 1993-08-22 |  | 1993-08-22 |  | Removed from Ground | Gas (Historical Use) | 15000 | Bare Steel | 1977-01-21 | 1899-12-31 | Fiberglass Reinforced Plastic | Pressurized
EXXON RETAIL STORE #4-4432 | 2911 PANOLA RD | LITHONIA | DeKalb | 9000019 | 4A |  |  | TRUE |  | TRUE | Removed from Ground | Used Oil | 1000 | Fiberglass | 1987-01-01 | 1987-01-01 | Fiberglass Reinforced Plastic
COUNTRY CORNER | 8329 NORRIS LAKE RD | LITHONIA | DeKalb | 9000490 | 1 | [5 empty] | Removed from Ground | Gas (Historical Use) | 1000 | Cathodically Protected Steel | 1987-04-01 | 1987-04-01 | Galvanized Steel | Suction (American)
DEKALB CO-FLEET MAINT (A-SHOP | 772 CAMP DR | DECATUR | DeKalb | 9000456 | 3 | [5 empty] | Removed from Ground | Diesel | 10000 | Bare Steel | 1961-05-13 | 1899-12-31 | Galvanized Steel
TEXACO FOOD MART | 3902 COVINGTON HWY | DECATUR | DeKalb | 9000420 | 2 | Ball Float | 2001-08-08 | FALSE | 2001-08-08 | FALSE | Currently in Use | Premium | 8000 | Galvanic (STIP-3) | 2000-10-27 |  | Fiberglass Reinforced Plastic | Pressurized
STONE MOUNTAIN BAPTIST TABERNACL | 5931 SHADOW ROCK DR | LITHONIA | DeKalb | 4440749 | 1 | [5 empty] | Removed from Ground | Gas (Historical Use) | 1000 | Bare Steel | 1977-03-07 | 2001-06-18 | Unknown
CHEVRON STATION #40247 | 2891 EVANS MILL RD | LITHONIA | DeKalb | 4440835 | 2 | [5 empty] | Removed from Ground | Gas (Historical Use) | 3000 | Bare Steel | 1970-03-19 | 1987-10-14 | Galvanized Steel
CHEVRON STATION #40247 | 2891 EVANS MILL RD | LITHONIA | DeKalb | 4440835 | 2A | [5 empty] | Removed from Ground | Gas (Historical Use) | 10000 | Fiberglass | 1987-10-14 | 1990-04-11 | Fiberglass Reinforced Plastic
GEORGIA MASONRY SUPPLY-LITHONIA | 6708 CHAPMAN RD | LITHONIA | DeKalb | 9044073 | 1 | Flapper Valve | 1998-01-01 |  | 1998-01-01 |  | Removed from Ground | Diesel | 10000 | Bare Steel | 1970-01-01 | 2011-01-10 | Cathodically Protected | Pressurized
LITHONIA QUARRY | 2 MILES EAST OF LITHONIA ON US # | LITHONIA | DeKalb | 9044069 | 2 |  |  | TRUE |  | TRUE | Removed from Ground | Used Oil | 500 | Bare Steel | 1980-01-01 | 1989-11-01 | Unknown
SHELL | 2854 PANOLA RD | LITHONIA | DeKalb | 9044070 | 2 | Ball Float | 1994-08-04 | FALSE | 1994-08-04 | FALSE | Currently in Use | Premium | 10000 | Galvanic (STIP-3) | 1988-01-01 |  | Fiberglass Reinforced Plastic | Pressurized
Evans Mill Texaco Food Mart | 2782 EVANS MILL RD | LITHONIA | DeKalb | 9044047 | 1 | Ball Float | 1988-04-14 | FALSE | 1988-04-14 | FALSE | Currently in Use | Regular | 10000 | Steel-Impressed Current | 1988-04-14 |  | Steel (Impressed Current) | Pressurized
Evans Mill Texaco Food Mart | 2782 EVANS MILL RD | LITHONIA | DeKalb | 9044047 | 1 | Ball Float | 1988-04-14 | FALSE | 1988-04-14 | FALSE | Currently in Use | Regular | 10000 | Steel-Impressed Current | 1988-04-14 |  | Steel (Impressed Current) | Pressurized
Evans Mill Texaco Food Mart | 2782 EVANS MILL RD | LITHONIA | DeKalb | 9044047 | 1 | Ball Float | 1988-04-14 | FALSE | 1988-04-14 | FALSE | Currently in Use | Regular | 10000 | Steel-Impressed Current | 1988-04-14 |  | Steel (Impressed Current) | Pressurized
Evans Mill Texaco Food Mart | 2782 EVANS MILL RD | LITHONIA | DeKalb | 9044047 | 1 | Ball Float | 1988-04-14 | FALSE | 1988-04-14 | FALSE | Currently in Use | Regular | 10000 | Steel-Impressed Current | 1988-04-14 |  | Steel (Impressed Current) | Pressurized
QuikTrip #823 | 2841 Turner Hill Rd | Lithonia | DeKalb | 4440276 | 3 | [5 empty] | Removed from Ground | Gas (Historical Use) | 6000 | Bare Steel | 1975-05-08 | 1997-04-01 | Galvanized Steel
QuikTrip #823 | 2841 Turner Hill Rd | Lithonia | DeKalb | 4440276 | 11 | Flapper Valve | 2019-07-01 | FALSE | 2019-06-01 | FALSE | Currently in Use | E-10 | 20000 | Fiberglass Double Walled | 2019-04-11 |  | Double-Walled Fiberglass | Pressurized
DEKALB COUNTY FIRE STATION #25 | 7136 ROCK BRIDGE ROAD | STONE MOUNTAIN | DeKalb | 10000507 | N628081 | Flapper Valve | 2003-11-20 | FALSE | 2003-11-20 | FALSE | Currently in Use | Regular | 1000 | Composite | 2003-11-05 |  | Double-Walled Fiberglass | Pressurized
DEKALB COUNTY FIRE STATION #25 | 7136 ROCK BRIDGE ROAD | STONE MOUNTAIN | DeKalb | 10000507 | N628082 | Flapper Valve | 2003-11-20 | FALSE | 2003-11-20 | FALSE | Currently in Use | Diesel | 1000 | Composite | 2003-11-05 |  | Double-Walled Fiberglass | Pressurized
SCHUETZ CONTAINER SYSTEMS INC | 2150 -F BUTTON GWINNETT DRIVE | DORAVILLE | DeKalb | 10000158 | 1 |  |  | FALSE |  | FALSE | Closed in Ground | Used Oil | 300 | Concrete | 2000-01-01 | 2002-06-15
KENAN TRANSPORT CO | 4159 WINTERS CHAPEL ROAD | DORAVILLE | DeKalb | 9044262 | 6 | [5 empty] | Removed from Ground | Diesel | 1000 | Bare Steel | 1994-07-11 | 1994-07-11 | Not Marked
AMOCO OIL CO/TERMINAL SITE #251 | 6430 NEW PEACHTREE RD | DORAVILLE | DeKalb | 4440580 | 4 | [5 empty] | Removed from Ground | Gas (Historical Use) | 8000 | Cathodically Protected Steel | 1971-04-23 | 1990-10-09 | Cathodically Protected
CARNETTS BUFORD HWY CARWASH INC | 5432 BUFORD HWY | DORAVILLE | DeKalb | 4440707 | 3 |  | 1990-02-14 |  | 1990-02-14 |  | Removed from Ground | Gas (Historical Use) | 4000 | Bare Steel | 1971-05-07 | 1997-05-12 | Fiberglass Reinforced Plastic | Pressurized
BP FOODMART | 5625 BUFORD HWY | DORAVILLE | DeKalb | 4440790 | 1 | Flapper Valve | 1985-04-30 | FALSE | 1985-04-30 | FALSE | Currently in Use | Diesel | 10000 | Steel-Impressed Current | 1985-04-30 |  | Steel (Impressed Current) | Pressurized
PENSKE TRUCK LEASING CO | 2340 PLEASANTDALE RD | DORAVILLE | DeKalb | 9044071 | 2 |  | 1990-04-01 |  | 1990-04-01 |  | Removed from Ground | Diesel | 10000 | Fiberglass | 1986-01-01 | 2001-08-28 | Fiberglass Reinforced Plastic | Pressurized
RUBY SHELL | 5020 WINTERS CHAPEL RD | DORAVILLE | DeKalb | 4440159 | 3 | Ball Float | 1994-01-01 |  | 1985-01-01 |  | Currently in Use | Gas (Historical Use) | 10000 | Fiberglass | 1985-02-06 |  | Fiberglass Reinforced Plastic | Pressurized
CITY OF DORAVILLE | 3725 PARK AVE/PO BOX 47096 | DORAVILLE | DeKalb | 4440068 | 1 | [5 empty] | Removed from Ground | Gas (Historical Use) | 500 | Bare Steel | 1995-12-21 | 1995-12-21 | Galvanized Steel
ONE STOP 3 SHOPS | 3727 PANTHERSVILLE ROAD | DECATUR | DeKalb | 9044336 | 3 | [5 empty] | Removed from Ground | Empty | 1000 | Epoxy | 1989-08-01 | 1996-02-01 | Galvanized Steel | Suction (American)
BP | 4840 FLAT SHOALS PKWY | DECATUR | DeKalb | 9044480 | 3 | Ball Float | 1998-08-01 | FALSE | 1998-08-01 | FALSE | Currently in Use | Regular | 12000 | Fiberglass Double Walled | 1998-08-01 |  | Double-Walled Flex | Pressurized
KLONDIKE CORNERS/BP | 6768 BROWNS MILL RD | STONE CREST | DeKalb | 440547 | 5B | Flapper Valve | 2018-04-19 | FALSE | 2018-04-19 | FALSE | Currently in Use | Diesel On Road | 4000 | Composite Double Walled | 2018-04-19 |  | Double-Walled Fiberglass | Pressurized
KLONDIKE CORNERS/BP | 6768 BROWNS MILL RD | STONE CREST | DeKalb | 440547 | 1 |  |  | FALSE |  | FALSE | Removed from Ground | Empty | 1000 | Bare Steel | 1993-11-16 | 1993-11-16 | Unknown
MEMORIAL DRIVE CENTER LLC | 5517 MEMORIAL DR | STONE MOUNTAIN | DeKalb | 4440532 | 7 | Ball Float | 2009-02-09 | FALSE | 2009-02-09 | FALSE | Currently in Use | Premium | 10000 | Fiberglass Double Walled | 2008-12-01 |  | Fiberglass Reinforced Plastic | Pressurized
MEMORIAL DRIVE CENTER LLC | 5517 MEMORIAL DR | STONE MOUNTAIN | DeKalb | 4440532 | 4 | Ball Float | 1996-10-22 | FALSE | 1996-10-22 | FALSE | Currently in Use | Diesel | 10000 | Lined Interior | 1980-04-09 |  | Fiberglass Reinforced Plastic | Pressurized
WHITE GMC TRUCKS OF ATLANTA/FRIT | 3588 OAKCLIFF RD | DORAVILLE | DeKalb | 4440688 | 6 |  |  | TRUE |  | TRUE | Removed from Ground | Used Oil | 500 | Not Marked/Unknown | 1964-05-06 | 1989-12-23 | Not Marked
EXXON #45787 | 5593 BUFORD HWY | DORAVILLE | DeKalb | 4440569 | 1 | [5 empty] | Removed from Ground | Gas (Historical Use) | 12000 | Fiberglass | 1985-04-01 | 1992-12-11 | Fiberglass Reinforced Plastic | Pressurized
TILLY MILL EXXON/EXXON #4-6784 | 4401 TILLY MILL RD | DORAVILLE | DeKalb | 4440511 | 3 | [5 empty] | Removed from Ground | Gas (Historical Use) | 6000 | Cathodically Protected Steel | 1969-05-02 | 1994-02-18 | Galvanized Steel | Pressurized
GENERAL MOTORS WAREHOUSING & DIS | 4060 MOTORS INDUSTRIAL WAY | DORAVILLE | DeKalb | 4440704 | 2 |  | 1991-01-01 |  | 1991-01-01 |  | Removed from Ground | Gas (Historical Use) | 500 | Cathodically Protected Steel | 1991-01-01 | 1996-12-01 | Fiberglass Reinforced Plastic
THE C STORE | 5915 BUFORD HWY | DORAVILLE | DeKalb | 4440739 | 2 | [5 empty] | Removed from Ground | Gas (Historical Use) | 4000 | Bare Steel | 1969-03-24 | 1996-09-30 | Galvanized Steel
TRITON INC CORP OFFICE | 4267 WINTERS CHAPEL RD | DORAVILLE | DeKalb | 4440412 | 1 | [5 empty] | Removed from Ground | Gas (Historical Use) | 2000 | Bare Steel | 1981-04-30 | 1991-09-01 | Galvanized Steel | Suction (American)
QUIKTRIP #848 | 5500 BUFORD HWY | DORAVILLE | DeKalb | 4440468 | 9 | Flapper Valve | 2011-12-01 | FALSE | 2011-12-01 | FALSE | Currently in Use | Gas (Historical Use) | 20000 | Fiberglass Double Walled | 2011-10-01 |  | Double-Walled Fiberglass | Pressurized
STONE MOUNTAIN BRITT MEMORIAL AI | 6600 BERMUDA ROAD | STONE MOUNTAIN | DeKalb | 9044341 | 1 | [5 empty] | Removed from Ground | Gas (Historical Use) | 8000 | Cathodically Protected Steel | 1972-01-01 | 1996-04-15 | Galvanized Steel | Suction (American)
GA00357 1550 LILBURN-STONE | 1550 LILBURN-STONE MOUNTAIN RD | STONE MOUNTAIN | DeKalb | 9044353 | 2 | Ball Float | 1990-06-01 |  | 1990-01-01 |  | Currently in Use | Gas (Historical Use) | 10000 | Fiberglass | 1990-06-01 |  | Double-Walled Flex | Pressurized
PHILLIPS 66 SAFAI INC | 2696 ROCKBRIDGE RD | STONE MOUNTAIN | DeKalb | 9044275 | 1 |  | 1988-01-01 |  | 1988-01-01 |  | Temporarily out of use | Gas (Historical Use) | 10000 | Fiberglass | 1988-01-01 |  | Fiberglass Reinforced Plastic | Pressurized
ALLIED CONCRETE | 6350 NEW PEACHTREE RD | DORAVILLE | DeKalb | 9044247 | 1 | [5 empty] | Removed from Ground | Diesel | 10000 | Not Marked/Unknown | 1992-12-01 | 1992-12-01 | Not Marked
DILLARD PAPER CO | 50 BEST FRIEND RD | DORAVILLE | DeKalb | 9044174 | 1 | [5 empty] | Removed from Ground | Diesel | 20000 | Bare Steel | 1992-02-24 | 1992-02-24 | Galvanized Steel | Pressurized
WESTVACO/USENVELOPE DIVISION | 5625 NEW PEACHTREE RD | DORAVILLE | DeKalb | 4440543 | 1 | [5 empty] | Removed from Ground | Hazardous Substance | 500 | Bare Steel | 1978-04-17 | 1988-09-20 | Bare Steel
AMOCO OIL CO/TERMINAL SITE #251 | 6430 NEW PEACHTREE RD | DORAVILLE | DeKalb | 4440580 | 1 | [5 empty] | Removed from Ground | Diesel | 4000 | Bare Steel | 1971-04-23 | 1990-10-15 | Unknown
PENSKE TRUCK LEASING CO LP | 4460 NE EXPRESSWAY | DORAVILLE | DeKalb | 4440693 | 3 | [5 empty] | Removed from Ground | Diesel | 10000 | Bare Steel | 1977-05-07 | 1987-11-01 | Unknown
REEVES SOUTHEASTERN CORP | 3614 OAKCLIFF RD | DORAVILLE | DeKalb | 4440735 | 8 | [5 empty] | Removed from Ground | Other | 2000 | Cathodically Protected Steel | 1987-11-01 | 1998-10-01 | Cathodically Protected | Safe Suction (Euro)
REEVES SOUTHEASTERN CORP | 3614 OAKCLIFF RD | DORAVILLE | DeKalb | 4440735 | 6 | [5 empty] | Removed from Ground | Diesel | 20000 | Cathodically Protected Steel | 1988-01-01 | 1998-10-01 | Cathodically Protected | Pressurized
REEVES SOUTHEASTERN CORP | 3614 OAKCLIFF RD | DORAVILLE | DeKalb | 4440735 | 9 |  |  | TRUE |  | TRUE | Removed from Ground | Used Oil | 2000 | Cathodically Protected Steel | 1987-11-01 | 1998-10-01 | Cathodically Protected | Pressurized
SYSCO FACILITY | 6814 BEST FRIEND RD | DORAVILLE | DeKalb | 9044065 | 1 | [5 empty] | Removed from Ground | Diesel | 5000 | Bare Steel | 1976-01-01 | 1990-12-05 | Unknown
MARTIN GROCERY | 3869 PANOLA RD | LITHONIA | DeKalb | 9044286 | 2 | [5 empty] | Removed from Ground | Gas (Historical Use) | 560 | Bare Steel |  | 1899-12-31 | Galvanized Steel
MAVERICK MATERIALS INC | 6905 CHAPMAN RD | LITHONIA | DeKalb | 4440606 | 3 | Overfill Alarm | 1999-03-29 |  | 1999-03-29 |  | Removed from Ground | Diesel | 10000 | Composite | 1999-03-29 | 2016-09-07 | Fiberglass Reinforced Plastic | Suction (American)
MYSTERY VALLEY GOLF COURSE | 6100 SHADOW ROCK DR | LITHONIA | DeKalb | 9044019 | 1 | [5 empty] | Removed from Ground | Gas (Historical Use) | 1000 | Bare Steel | 1976-01-01 | 1991-10-29 | Galvanized Steel | Suction (American)
QUIKTRIP #722 | 7225 ROCKBRIDGE RD | LITHONIA | DeKalb | 9044064 | 2 | Flapper Valve | 1990-04-01 | FALSE | 1990-04-01 | FALSE | Currently in Use | Regular | 12000 | Fiberglass Double Walled | 1990-01-01 |  | Double-Walled Flex | Pressurized
3 BROTHERS FOODMART | 1544 WELLBORN RD | LITHONIA | DeKalb | 4440389 | 1 | Ball Float | 2009-02-12 | FALSE |  | FALSE | Currently in Use | Regular | 10000 | Composite | 1982-07-01 |  | Fiberglass Reinforced Plastic | Pressurized
BP #24071 | 288 EVANS MILL RD | LITHONIA | DeKalb | 4440222 | 3 | [5 empty] | Removed from Ground | Gas (Historical Use) | 6000 | Bare Steel | 1968-04-30 | 1899-12-31 | Galvanized Steel
LOWER CROOKED CREEK SEWAGE PUMP #2 | 1485 ROCK CHAPEL RD | LITHONIA | DeKalb | 440551 | 3 | Ball Float | 1995-01-10 | FALSE | 1995-01-10 | FALSE | Removed from Ground | Diesel | 3000 | Fiberglass | 1995-01-10 | 2010-07-05 | Double-Walled Fiberglass | Suction (American)
RAVIS FOOD MART | 7705 COVINGTON HWY | LITHONIA | DeKalb | 5044001 | 1 | [5 empty] | Removed from Ground | Gas (Historical Use) | 2000 | Not Marked/Unknown | 1999-02-01 | 1999-02-01 | Not Marked
COUNTRY CORNER | 8329 NORRIS LAKE RD | LITHONIA | DeKalb | 9000490 | 3B | Ball Float | 2002-02-13 | FALSE | 2002-02-13 | FALSE | Currently in Use | Premium | 5000 | Composite | 2002-02-13 |  | Double-Walled Flex | Pressurized
GEORGIA DEPARTMENT OF TRANSPORTA | 803 GEORGE LUTHER DR | DECATUR | DeKalb | 440559 | 070D1 | [5 empty] | Removed from Ground | Diesel | 4000 | Bare Steel | 1983-10-01 | 1997-09-11 | Galvanized Steel
SHELL FOOD MART | 4144 MEMORIAL DR | DECATUR | DeKalb | 9000014 | 2 | [5 empty] | Removed from Ground | Gas (Historical Use) | 4000 | Bare Steel | 1962-05-06 | 1989-12-04 | Galvanized Steel
JQ LIL SUPPLY CO | 5115 BUFORD HWY | DORAVILLE | DeKalb | 4440134 | 3 | [5 empty] | Removed from Ground | Gas (Historical Use) | 12000 | Bare Steel | 1983-01-03 | 1993-05-01 | Bare Steel | Pressurized
RENTAL WORLD | 5317 BUFORD HWY | DORAVILLE | DeKalb | 4440126 | 1 | [5 empty] | Removed from Ground | Gas (Historical Use) | 6000 | Bare Steel | 1981-02-24 | 1899-12-31 | Galvanized Steel | Safe Suction (Euro)
ONE STOP 3 SHOPS | 3727 PANTHERSVILLE ROAD | DECATUR | DeKalb | 9044336 | 1 | [5 empty] | Removed from Ground | Gas (Historical Use) | 0 | Not Marked/Unknown | 1989-08-19 | 1989-08-19 | Not Marked
QUIKTRIP #736R | 3930 FLAT SHOALS PKWY | DECATUR | DeKalb | 10000216 | 1 | Ball Float | 2002-07-01 | FALSE | 2002-09-01 | FALSE | Removed from Ground | Gas (Historical Use) | 20000 | Fiberglass Double Walled | 2002-07-01 | 2016-09-01 | Double-Walled Fiberglass | Pressurized
WESLEY CHAPEL EXXON | 2586 WESLEY CHAPEL RD | DECATUR | DeKalb | 670118 | 2 |  | 1985-01-01 | FALSE | 1985-01-01 | FALSE | Temporarily out of use | Gas (Historical Use) | 10000 | Fiberglass | 1985-05-06 |  | Fiberglass Reinforced Plastic | Pressurized
CHEVRON FOOD MART | 1115 ROCKCHAPEL RD | LITHONIA | DeKalb | 10001517 | 2 | Ball Float | 2008-04-01 | FALSE | 2008-04-01 | FALSE | Currently in Use | Premium | 8000 | Composite | 2008-04-01 |  | Double-Walled Fiberglass | Pressurized
QUIKTRIP #747 | 2776 PANOLA ROAD | LITHONIA | DeKalb | 9044381 | 3 | Ball Float | 1996-04-08 |  | 1996-04-08 |  | Removed from Ground | Gas (Historical Use) | 12000 | Fiberglass | 1996-02-16 | 2015-12-17 | Double Walled | Pressurized
TEXACO #100433 | 2827 EVANS MILLS RD | LITHONIA | DeKalb | 4440534 | 4 |  | 1994-01-01 |  | 1991-01-01 |  | Removed from Ground | Diesel | 10000 | Fiberglass | 1982-01-01 | 2003-05-01 | Fiberglass Reinforced Plastic | Pressurized
J&L AUTO AUTO SERVICE | 1981 ROCK CHAPEL RD | LITHONIA | DeKalb | 4440574 | 5 | [5 empty] | Removed from Ground | Gas (Historical Use) | 4000 | Bare Steel | 1976-04-30 | 1899-12-31 | Galvanized Steel
GODDARD OAK GROVE CONV STORE/BIL | 4434 KLONDIKE RD | LITHONIA | DeKalb | 4440752 | 2 | [5 empty] | Removed from Ground | Gas (Historical Use) | 4000 | Bare Steel | 1994-01-21 | 1994-01-21 | Galvanized Steel
CHEVRON STATION #40247 | 2891 EVANS MILL RD | LITHONIA | DeKalb | 4440835 | 3 | [5 empty] | Removed from Ground | Gas (Historical Use) | 10000 | Bare Steel | 1970-03-19 | 1987-10-14 | Galvanized Steel
DART CONTAINER OF GEORGIA | 2120 LITHONIA INDUSTRIAL BLVD | LITHONIA | DeKalb | 4440363 | 2 | [5 empty] | Removed from Ground | Other | 500 | Bare Steel | 1982-05-07 | 1997-01-01 | Galvanized Steel
DEKALB CO-FLEET MAINT (A-SHOP | 772 CAMP DR | DECATUR | DeKalb | 9000456 | L213037 | Flapper Valve | 1990-04-06 |  | 1990-04-06 |  | Removed from Ground | Gas (Historical Use) | 20000 | Tank Jacket | 1990-04-06 | 2015-10-14 | Double-Walled Fiberglass | Pressurized
ASK PETROLEUM I LLC | 3635 NORTHCREST NE | DORAVILLE | DeKalb | 4440205 | 6 |  |  | TRUE |  | TRUE | Removed from Ground | Used Oil | 550 | Bare Steel | 1965-04-30 | 1899-12-31 | Galvanized Steel
ASK PETROLEUM I LLC | 3635 NORTHCREST NE | DORAVILLE | DeKalb | 4440205 | 8 | Ball Float | 1985-01-01 | FALSE | 1985-01-01 | FALSE | Currently in Use | Premium | 10000 | Fiberglass | 1985-01-01 |  | Fiberglass Reinforced Plastic | Pressurized
RUBY SHELL | 5020 WINTERS CHAPEL RD | DORAVILLE | DeKalb | 4440159 | 1 | Ball Float | 1994-01-01 |  | 1985-01-01 |  | Currently in Use | Gas (Historical Use) | 12000 | Fiberglass | 1985-02-06 |  | Fiberglass Reinforced Plastic | Pressurized
QUIKTRIP #780 | 2753 WESLEY CHAPEL RD | DECATUR | DeKalb | 10001665 | 1 | Flapper Valve | 2006-09-01 | FALSE | 2006-09-01 | FALSE | Currently in Use | Regular | 20000 | Fiberglass Double Walled | 2008-05-22 |  | Double-Walled Fiberglass | Pressurized
QUIKTRIP #736R | 3930 FLAT SHOALS PKWY | DECATUR | DeKalb | 10000216 | 2 | Ball Float | 2002-07-01 | FALSE | 2002-09-01 | FALSE | Removed from Ground | Gas (Historical Use) | 20000 | Fiberglass Double Walled | 2002-07-01 | 2016-09-01 | Double-Walled Fiberglass | Pressurized
FLAT SHOALS ROAD STATION | 3830 FLAT SHOALS ROAD | DECATUR | DeKalb | 10001205 | 1 |  |  | FALSE |  | FALSE | Removed from Ground | Used Oil | 500 | Unknown | 2006-09-15 | 2006-09-15 | Unknown
ROCK CHAPEL FOOD & GAS LLC | 1898 ROCK CHAPEL RD | LITHONIA | DeKalb | 9044519 | 1 | Ball Float | 2001-12-20 | FALSE | 2001-12-20 | FALSE | Currently in Use | Regular | 12000 | Composite | 2001-12-20 |  | Double-Walled Flex | Pressurized
QUIKTRIP #747 | 2776 PANOLA ROAD | LITHONIA | DeKalb | 9044381 | 2 | Ball Float | 1996-04-08 | FALSE | 1996-04-08 | FALSE | Removed from Ground | Gas (Historical Use) | 12000 | Fiberglass | 1996-02-16 | 2015-11-24 | Double Walled | Pressurized
UFO # 7 | 2490 LITHONIA INDUSTRIAL BLVD | LITHONIA | DeKalb | 9044454 | 3 | Ball Float | 1997-03-26 | FALSE | 1997-03-26 | FALSE | Currently in Use | Regular | 10000 | Composite | 1997-03-26 |  | Fiberglass Reinforced Plastic | Pressurized
HUGGINS FOOD MART | 2206 S STONE MOUNTAIN LITHONIA RD | LITHONIA | DeKalb | 9044232 | 3 | Ball Float | 1994-01-31 | FALSE | 1994-01-31 | FALSE | Currently in Use | Regular | 8000 | Galvanic (STIP-3) | 1994-01-31 |  | Fiberglass Reinforced Plastic | Pressurized
SWIFT ECKRICH INC BEATRICE MEATS | 2581 STONE MOUNTAIN-LITHONIA RD | LITHONIA | DeKalb | 4440770 | 1 | [5 empty] | Removed from Ground | Diesel | 10000 | Bare Steel | 1974-04-16 | 1993-02-08 | Galvanized Steel | Safe Suction (Euro)
STONE MOUNTAIN FOOD MART | 1535 LILBURN ST MTN RD | STONE MOUNTAIN | DeKalb | 9044328 | 1 | Ball Float | 1995-07-27 | FALSE | 1995-07-27 | FALSE | Currently in Use | Regular | 12017 | Composite | 1995-07-27 |  | Double-Walled Fiberglass | Pressurized
PHILLIPS 66 SAFAI INC | 2696 ROCKBRIDGE RD | STONE MOUNTAIN | DeKalb | 9044275 | 3 |  | 1988-01-01 |  | 1988-01-01 |  | Temporarily out of use | Gas (Historical Use) | 10000 | Fiberglass | 1988-01-01 |  | Fiberglass Reinforced Plastic | Pressurized
AMOCO FOOD MART | 4580 WINTERS CHAPEL RD | DORAVILLE | DeKalb | 9044260 | 1 | [5 empty] | Removed from Ground | Gas (Historical Use) | 10000 | Bare Steel | 1982-01-01 | 1994-11-12 | Galvanized Steel | Safe Suction (Euro)
AMOCO OIL CO/TERMINAL SITE #251 | 6430 NEW PEACHTREE RD | DORAVILLE | DeKalb | 4440580 | 3 | [5 empty] | Removed from Ground | Gas (Historical Use) | 0 | Bare Steel | 1975-01-01 | 1990-04-10 | Galvanized Steel
GENERAL MOTORS WAREHOUSING & DIS | 4060 MOTORS INDUSTRIAL WAY | DORAVILLE | DeKalb | 4440704 | 1 | [5 empty] | Removed from Ground | Gas (Historical Use) | 1000 | Bare Steel | 1966-04-21 | 1990-12-03 | Bare Steel
FIRESTONE STORE #07EN | 5885 BUFORD HWY | DORAVILLE | DeKalb | 4440724 | 1 |  |  | TRUE |  | TRUE | Removed from Ground | Used Oil | 500 | Bare Steel | 1983-03-13 | 1995-04-21 | Galvanized Steel
KINNETT DAIRIES INC | 3116 CHESTNUT DR | DORAVILLE | DeKalb | 4440778 | 1 | [5 empty] | Removed from Ground | Diesel | 10000 | Bare Steel | 1957-12-31 | 1990-12-01 | Unknown
CHEVON USA INC #40738 | 5499 BUFORD HWY | DORAVILLE | DeKalb | 4440824 | 3 | [5 empty] | Removed from Ground | Gas (Historical Use) | 10000 | Bare Steel | 1975-03-20 | 1991-09-03 | Galvanized Steel
BP FOODMART | 5625 BUFORD HWY | DORAVILLE | DeKalb | 4440790 | 2 | Flapper Valve | 1985-04-30 | FALSE | 1985-04-30 | FALSE | Currently in Use | Premium | 10000 | Steel-Impressed Current | 1985-04-30 |  | Steel (Impressed Current) | Pressurized
PENSKE TRUCK LEASING CO | 2340 PLEASANTDALE RD | DORAVILLE | DeKalb | 9044071 | 1 |  | 1990-04-01 |  | 1990-04-01 |  | Removed from Ground | Diesel | 10000 | Fiberglass | 1986-01-01 | 2001-08-28 | Fiberglass Reinforced Plastic | Pressurized
SYSCO FACILITY | 6814 BEST FRIEND RD | DORAVILLE | DeKalb | 9044065 | 3 | [5 empty] | Removed from Ground | Diesel | 5000 | Bare Steel | 1976-01-01 | 1990-12-05 | Unknown
COMMERCIAL CARRIERS INC/COMPLETE | 4000 MOTORS IND WAY | DORAVILLE | DeKalb | 4440318 | 3 | [5 empty] | Removed from Ground | Diesel | 15000 | Marked Unknown | 1976-05-06 | 1989-12-19 | Unknown
COVINGTON FOOD MART | 6470 COVINGTON HWY | LITHONIA | DeKalb | 9004059 | 3 | Flapper Valve | 1995-01-19 |  | 1995-01-19 |  | Currently in Use | Gas (Historical Use) | 10000 | Fiberglass | 1988-12-01 |  | Fiberglass Reinforced Plastic | Pressurized
EXXON RETAIL STORE #4-4432 | 2911 PANOLA RD | LITHONIA | DeKalb | 9000019 | 4 |  |  | TRUE |  | TRUE | Removed from Ground | Used Oil | 500 | Bare Steel | 1969-05-10 | 1987-01-01 | Galvanized Steel
UNION 76 STATION/C M FARRILL JR | 6895 MAIN ST | LITHONIA | DeKalb | 9000339 | 3 | [5 empty] | Removed from Ground | Gas (Historical Use) | 4000 | Cathodically Protected Steel | 1989-02-15 | 2003-05-02 | Fiberglass Reinforced Plastic | Safe Suction (Euro)
GEORGIA DEPARTMENT OF TRANSPORTA | 803 GEORGE LUTHER DR | DECATUR | DeKalb | 440559 | 10070-1 |  |  | TRUE |  | TRUE | Removed from Ground | Other | 500 | Not Marked/Unknown | 1993-11-30 | 1993-11-30 | Not Marked
SHELL FOOD MART | 4144 MEMORIAL DR | DECATUR | DeKalb | 9000014 | 8 | Ball Float | 1994-09-01 | FALSE | 1994-09-01 | FALSE | Currently in Use | Gas (Historical Use) | 10000 | Composite | 1990-02-10 |  | Fiberglass Reinforced Plastic | Pressurized
CHEVRON FOOD MARKET | 3230 PANTHERSVILLE RD | DECATUR | DeKalb | 9044512 | 3 | Ball Float | 2000-12-14 | FALSE | 2000-12-14 | FALSE | Currently in Use | Diesel | 8000 | Epoxy | 2000-12-08 |  | Double-Walled Flex | Pressurized
QUIKTRIP #736 | 3975 FLATSHOALS PKWY | DECATUR | DeKalb | 10002576 | 4 |  |  | FALSE |  | FALSE | Currently in Use | Diesel | 12000 | Fiberglass Double Walled | 2016-03-01 |  | Double-Walled Fiberglass | Pressurized
CHEVRON | 3402 FLAT SHOALS RD | DECATUR | DeKalb | 10001992 | 2 | Ball Float | 2011-03-01 | FALSE | 2011-03-01 | FALSE | Currently in Use | Premium | 8000 | Epoxy Double-Walled | 2011-03-12 |  | Double-Walled Fiberglass | Pressurized
QUIKTRIP #736R | 3930 FLAT SHOALS PKWY | DECATUR | DeKalb | 10000216 | 3 | Ball Float | 2002-07-01 | FALSE | 2002-09-01 | FALSE | Removed from Ground | Gas (Historical Use) | 12000 | Fiberglass Double Walled | 2002-07-01 | 2016-09-01 | Double-Walled Fiberglass | Pressurized
CHEVRON FOOD MART | 3726 Panthersville Road | Decatur | DeKalb | 10000807 | 4 | Ball Float | 2002-12-04 | FALSE | 2002-12-04 | FALSE | Temporarily out of use | Kerosene | 2000 | Composite | 2002-11-26 |  | Fiberglass Reinforced Plastic | Safe Suction (Euro)
LEWIS CONTRACTING SERVICES LLC | 8584 COVINGTON HWY | LITHONIA | DeKalb | 10001311 | 1 |  |  | FALSE |  | FALSE | Currently in Use | Diesel | 12000 | Fiberglass Double Walled | 2022-12-08 |  | Double-Walled Fiberglass | Pressurized
CHEVRON FOOD MART | 2038 STONE MTN LITHONIA RD | LITHONIA | DeKalb | 9044514 | 1 | Flapper Valve | 2023-12-28 | FALSE | 2000-09-01 | FALSE | Currently in Use | Regular | 12000 | Epoxy | 2000-09-01 |  | Flex | Pressurized
QUIKTRIP #747 | 2776 PANOLA ROAD | LITHONIA | DeKalb | 9044381 | 1 | Ball Float | 1996-04-08 |  | 1996-04-08 |  | Removed from Ground | Gas (Historical Use) | 12000 | Fiberglass | 1996-02-16 | 2015-11-24 | Double Walled | Pressurized
DEKA GILLESPIE | 2165 LITHONIA INDUSTRIAL BLVD | LITHONIA | DeKalb | 9044388 | 1 | [5 empty] | Removed from Ground | Gas (Historical Use) | 6000 | Not Marked/Unknown | 1996-11-20 | 1996-11-20 | Not Marked
5 R PROCESSORS FACILITY | 2445 STONE MOUNTAIN-LITHONIA RD | LITHONIA | DeKalb | 9044319 | 1 | [5 empty] | Removed from Ground | Gas (Historical Use) | 500 | Bare Steel | 1995-08-10 | 1995-08-10 | Bare Steel | Safe Suction (Euro)
MARTIN GROCERY | 3869 PANOLA RD | LITHONIA | DeKalb | 9044286 | 1 | [5 empty] | Removed from Ground | Gas (Historical Use) | 1060 | Bare Steel |  | 1899-12-31 | Galvanized Steel
SPEEDWAY #193/GATE #218 | 2761 EVANS MILL RD | LITHONIA | DeKalb | 4440643 | B | [5 empty] | Removed from Ground | Gas (Historical Use) | 12000 | Bare Steel | 1971-05-07 | 1993-11-02 | Galvanized Steel
APAC-GA INC MACDOUGALD CONST DIV | 6840 MARBUT RD | LITHONIA | DeKalb | 4440057 | 2 | [5 empty] | Removed from Ground | Other | 20000 | Bare Steel | 1977-02-25 | 1995-04-10 | Unknown
EXXON RETAIL STORE #4-4432 | 2911 PANOLA RD | LITHONIA | DeKalb | 9000019 | 2 | [5 empty] | Removed from Ground | Gas (Historical Use) | 10000 | Fiberglass | 1987-01-01 | 1998-12-05 | Fiberglass Reinforced Plastic | Pressurized
EXXON RETAIL STORE #4-4432 | 2911 PANOLA RD | LITHONIA | DeKalb | 9000019 | 2A |  |  | TRUE |  | TRUE | Removed from Ground | Used Oil | 1000 | Fiberglass | 1987-01-01 | 1998-12-05 | Fiberglass Reinforced Plastic | Pressurized
UNION 76 STATION/C M FARRILL JR | 6895 MAIN ST | LITHONIA | DeKalb | 9000339 | 1 | [5 empty] | Removed from Ground | Gas (Historical Use) | 3000 | Bare Steel | 1951-01-01 | 1989-02-01 | Galvanized Steel
LOWER CROOKED CREEK SEWAGE PUMP #2 | 1485 ROCK CHAPEL RD | LITHONIA | DeKalb | 440551 | 1 | [5 empty] | Removed from Ground | Diesel | 3000 | Bare Steel | 1986-01-01 | 1994-12-29 | Bare Steel
E R SNELL CONTRACTOR INC | 6909 ROGERS LAKE RD | LITHONIA | DeKalb | 9000654 | 3 | Flapper Valve | 1991-03-14 | FALSE | 1991-03-14 | FALSE | Currently in Use | Diesel | 10000 | Composite | 1991-03-14 |  | Fiberglass Reinforced Plastic | Pressurized
COUNTRY CORNER | 8329 NORRIS LAKE RD | LITHONIA | DeKalb | 9000490 | 3A | Ball Float | 2002-02-13 | FALSE | 2002-02-13 | FALSE | Currently in Use | Regular | 10000 | Composite | 2002-02-13 |  | Double-Walled Flex | Pressurized
KENAN TRANSPORT CO | 4159 WINTERS CHAPEL ROAD | DORAVILLE | DeKalb | 9044262 | 2 | [5 empty] | Removed from Ground | Diesel | 3000 | Bare Steel | 1994-07-11 | 1994-07-11 | Not Marked
PEACH STATE MACHINERY FIAT ALLIS | 3512 OAKCLIFF RD | DORAVILLE | DeKalb | 9044161 | 3 |  |  | TRUE |  | TRUE | Removed from Ground | Used Oil | 2000 | Marked Unknown | 1992-03-02 | 1992-03-02 | Unknown
WHITE GMC TRUCKS OF ATLANTA/FRIT | 3588 OAKCLIFF RD | DORAVILLE | DeKalb | 4440688 | 2 |  |  | TRUE |  | TRUE | Removed from Ground | Used Oil | 500 | Bare Steel | 1964-05-06 | 1989-12-23 | Galvanized Steel
EXXON #45787 | 5593 BUFORD HWY | DORAVILLE | DeKalb | 4440569 | 4 | [5 empty] | Removed from Ground | Gas (Historical Use) | 8000 | Fiberglass | 1985-04-01 | 1992-12-11 | Fiberglass Reinforced Plastic | Pressurized
REEVES SOUTHEASTERN CORP | 3614 OAKCLIFF RD | DORAVILLE | DeKalb | 4440735 | 2 | [5 empty] | Removed from Ground | Diesel | 8000 | Bare Steel | 1985-01-01 | 1988-01-01 | Galvanized Steel | Pressurized
NORTHWOODS TEXACO | 5097 BUFORD HWY | DORAVILLE | DeKalb | 4440426 | 1 |  | 1997-09-01 |  | 1997-09-01 |  | Removed from Ground | Gas (Historical Use) | 4000 | Steel-Impressed Current | 1978-05-02 | 2003-02-24 | Bare Steel | Safe Suction (Euro)
QUICK BUY INC/TENNECO #12809 | 4381 TILLY MILL RD | DORAVILLE | DeKalb | 4440151 | 3 | [5 empty] | Removed from Ground | Gas (Historical Use) | 10000 | Bare Steel | 1961-02-09 | 1989-07-14 | Galvanized Steel
BP OIL #23059/GULF SERVICE STATI | 4421 BUFORD HWY | DORAVILLE | DeKalb | 4440229 | 4 | [5 empty] | Removed from Ground | Gas (Historical Use) | 3000 | Bare Steel | 1962-04-30 | 1899-12-31 | Galvanized Steel
RICH'S S DEKALB | 2731 CANDLER RD | DECATUR | DeKalb | 9044311 | 1 |  |  | TRUE |  | TRUE | Removed from Ground | Used Oil | 250 | Not Marked/Unknown | 1969-01-01 | 1899-12-31 | Bare Steel
PANOLA (MARCADO) FOOD TOWN | 6125 COVINGTON HWY | DECATUR | DeKalb | 442002 | 1 | [5 empty] | Removed from Ground | Gas (Historical Use) | 10000 | Composite | 1987-11-04 | 1990-11-14 | Fiberglass Reinforced Plastic
10LVP | 7550 COVINGTON HWY | LITHONIA | DeKalb | 4440675 | 3 | [5 empty] | Removed from Ground | Gas (Historical Use) | 6000 | Bare Steel | 1973-05-02 | 1987-12-12 | Galvanized Steel
KROGER GA-445 | 6678 COVINGTON HWY | LITHONIA | DeKalb | 10000235 | 1B | Ball Float | 2002-10-08 | FALSE | 2002-10-08 | FALSE | Currently in Use | Premium | 8000 | Fiberglass Double Walled | 2002-10-08 |  | Double-Walled Fiberglass | Pressurized
MINGS AUTO SERVICE INC | 5945 BUFORD HWY | DORAVILLE | DeKalb | 4440335 | 3 |  |  | TRUE |  | TRUE | Closed in Ground | Used Oil | 550 | Bare Steel | 1999-11-12 | 1899-12-31 | Not Marked
UPS DORAVILLE (UST) | 3930 PLEASANTDALE RD | DORAVILLE | DeKalb | 4440424 | 3 | Flapper Valve | 1995-03-20 | FALSE | 1995-03-20 | FALSE | Currently in Use | Diesel | 25000 | Fiberglass | 1985-04-17 |  | Double-Walled Flex | Pressurized
UPS DORAVILLE (UST) | 3930 PLEASANTDALE RD | DORAVILLE | DeKalb | 4440424 | 3 | Flapper Valve | 1995-03-20 | FALSE | 1995-03-20 | FALSE | Currently in Use | Diesel | 25000 | Fiberglass | 1985-04-17 |  | Double-Walled Flex | Pressurized
PHILLIPS ANGLERS CORNER | 5425 BUFORD HWY | DORAVILLE | DeKalb | 4440416 | 5 | Ball Float | 1998-12-16 | FALSE | 1998-12-16 | FALSE | Temporarily out of use | Diesel | 3000 | Steel-Impressed Current | 1977-04-30 |  | Fiberglass Reinforced Plastic | Pressurized
PHILLIPS ANGLERS CORNER | 5425 BUFORD HWY | DORAVILLE | DeKalb | 4440416 | 4 | Ball Float | 1998-12-16 | FALSE | 1998-12-16 | FALSE | Temporarily out of use | Diesel | 3000 | Steel-Impressed Current | 1977-04-30 |  | Fiberglass Reinforced Plastic | Pressurized
ASK PETROLEUM I LLC | 3635 NORTHCREST NE | DORAVILLE | DeKalb | 4440205 | 1 | [5 empty] | Removed from Ground | Gas (Historical Use) | 10000 | Fiberglass | 1983-05-01 | 1899-12-31 | Fiberglass Reinforced Plastic
CITGO SHALLOWFORD | 3666 SHALLOWFORD RD | DORAVILLE | DeKalb | 4440199 | 1 | Flapper Valve | 1998-12-20 |  | 1998-12-20 |  | Currently in Use | Diesel | 12000 | Steel-Impressed Current | 1980-04-29 |  | Fiberglass Reinforced Plastic | Pressurized
JQ LIL SUPPLY CO | 5115 BUFORD HWY | DORAVILLE | DeKalb | 4440134 | 1 | [5 empty] | Removed from Ground | Gas (Historical Use) | 12000 | Bare Steel | 1982-11-01 | 1993-05-23 | Bare Steel | Pressurized
QUIKTRIP #736 | 3975 FLATSHOALS PKWY | DECATUR | DeKalb | 10002576 | 1 | Flapper Valve |  | FALSE |  | FALSE | Currently in Use | Regular | 20000 | Fiberglass Double Walled | 2016-03-01 |  | Double-Walled Fiberglass | Pressurized
CHEVRON FOOD MART | 3726 Panthersville Road | Decatur | DeKalb | 10000807 | 1 | Ball Float | 2002-12-04 | FALSE | 2002-12-04 | FALSE | Currently in Use | Diesel | 4000 | Composite | 2002-11-26 |  | Fiberglass Reinforced Plastic | Pressurized
WESLEY CHAPEL EXXON | 2586 WESLEY CHAPEL RD | DECATUR | DeKalb | 670118 | 1 |  | 1985-01-01 | FALSE | 1985-01-01 | FALSE | Temporarily out of use | Gas (Historical Use) | 12000 | Fiberglass | 1985-05-06 |  | Fiberglass Reinforced Plastic | Pressurized
WESLEY CHAPEL EXXON | 2586 WESLEY CHAPEL RD | DECATUR | DeKalb | 670118 | 4 |  | 1985-01-01 | FALSE | 1985-01-01 | FALSE | Temporarily out of use | Diesel | 8000 | Fiberglass | 1985-05-06 |  | Fiberglass Reinforced Plastic | Pressurized
TEXACO FOOD MART | 6139 COVINGTON HWY | LITHONIA | DeKalb | 4440180 | 1 | Flapper Valve | 1994-10-01 | FALSE | 1994-10-01 | FALSE | Currently in Use | Regular | 8000 | Steel-Impressed Current | 1980-03-10 |  | Fiberglass Reinforced Plastic | Pressurized
QuikTrip #823 | 2841 Turner Hill Rd | Lithonia | DeKalb | 4440276 | 12A | Flapper Valve | 2019-07-01 | FALSE | 2019-06-01 | FALSE | Currently in Use | E-0 | 10000 | Fiberglass Double Walled | 2019-04-11 |  | Double-Walled Fiberglass | Pressurized
HONEY CREEK SEWAGE PUMP STATION #1 | 7501 ROCKLAND RD | LITHONIA | DeKalb | 440553 | 2 | Overfill Alarm | 1994-12-08 | FALSE | 2010-06-30 | FALSE | Removed from Ground | Diesel | 3000 | Fiberglass | 1994-12-08 | 2018-01-31 | Fiberglass Reinforced Plastic | Suction (American)
QUIKTRIP #701 | 3509 COVINGTON HWY | DECATUR | DeKalb | 440560 | 2 |  | 1993-12-01 |  | 1993-12-01 |  | Removed from Ground | Gas (Historical Use) | 12000 | Fiberglass | 1987-01-01 | 2004-06-01 | Copper | Pressurized
DEKALB CO-FLEET MAINT (A-SHOP | 772 CAMP DR | DECATUR | DeKalb | 9000456 | 5 |  |  | TRUE |  | TRUE | Removed from Ground | Used Oil | 1000 | Bare Steel | 1961-05-13 | 1991-02-01 | Galvanized Steel
TEXACO FOOD MART | 3902 COVINGTON HWY | DECATUR | DeKalb | 9000420 | 3 | Ball Float | 2001-08-08 | FALSE | 2001-08-08 | FALSE | Currently in Use | Diesel | 8000 | Galvanic (STIP-3) | 2000-10-27 |  | Fiberglass Reinforced Plastic | Pressurized
GEORGIA-ALABAMA COMMERCIAL INVESTMENT LLC | 3364 GLENWOOD RD | DECATUR | DeKalb | 9000231 | 2 | Flapper Valve | 1998-10-11 | FALSE | 1998-10-11 | FALSE | Currently in Use | Premium | 5000 | Galvanic (STIP-3) | 1970-02-07 |  |  | Pressurized
QUIKTRIP #848 | 5500 BUFORD HWY | DORAVILLE | DeKalb | 4440468 | 8 | Flapper Valve | 2012-04-01 | FALSE | 2012-04-01 | FALSE | Currently in Use | Gas (Historical Use) | 20000 | Fiberglass Double Walled | 2011-10-01 |  | Double-Walled Fiberglass | Pressurized
QUIKTRIP #848 | 5500 BUFORD HWY | DORAVILLE | DeKalb | 4440468 | 6 | Ball Float | 1991-02-12 | FALSE | 1991-02-12 | FALSE | Removed from Ground | Gas (Historical Use) | 10000 | Fiberglass | 1991-01-09 | 2011-08-10 | Fiberglass Reinforced Plastic | Pressurized
NORTHWOODS TEXACO | 5097 BUFORD HWY | DORAVILLE | DeKalb | 4440426 | 4 |  | 1997-09-01 |  | 1997-09-01 |  | Removed from Ground | Diesel | 3000 | Steel-Impressed Current | 1956-05-02 | 2003-02-24 | Galvanized Steel | Safe Suction (Euro)
NORTHWOODS TEXACO | 5097 BUFORD HWY | DORAVILLE | DeKalb | 4440426 | 5 |  |  | TRUE | 1997-09-01 | TRUE | Removed from Ground | Used Oil | 500 | Steel-Impressed Current | 1956-05-02 | 2003-02-24 | Bare Steel | Safe Suction (Euro)
KMART #4451 | 5597 BUFORD HWY | DORAVILLE | DeKalb | 4440436 | 1 |  |  | TRUE |  | TRUE | Removed from Ground | Used Oil | 1000 | Bare Steel | 1970-04-01 | 1990-01-05 | Galvanized Steel
ASK PETROLEUM I LLC | 3635 NORTHCREST NE | DORAVILLE | DeKalb | 4440205 | 11 | Ball Float |  | TRUE | 1985-01-01 | TRUE | Temporarily out of use | Used Oil | 1000 | Fiberglass | 1985-01-01 |  | Fiberglass Reinforced Plastic | Gravity
BP #24057/GULF #269688 | 6023 PEACHTREE IND BLVD | DORAVILLE | DeKalb | 4440228 | 3 | [5 empty] | Removed from Ground | Gas (Historical Use) | 6000 | Bare Steel | 1968-04-30 | 1991-08-01 | Galvanized Steel
BP OIL #23059/GULF SERVICE STATI | 4421 BUFORD HWY | DORAVILLE | DeKalb | 4440229 | 1 | [5 empty] | Removed from Ground | Gas (Historical Use) | 3000 | Bare Steel | 1962-04-30 | 1899-12-31 | Galvanized Steel
GA-PACIFIC CORP/DORAVILLE CONTAI | 4600 NORTHEAST EXPRESSWAY | DORAVILLE | DeKalb | 4440091 | 3 | [5 empty] | Closed in Ground | Diesel | 20000 | Bare Steel | 1978-03-03 | 1993-06-15 | Galvanized Steel | Pressurized
GASLO 743 | 5766 BUFORD HWY | DORAVILLE | DeKalb | 4440088 | 1 | [5 empty] | Removed from Ground | Gas (Historical Use) | 10000 | Bare Steel | 1976-03-01 | 1988-10-01 | Galvanized Steel
RICH'S S DEKALB | 2731 CANDLER RD | DECATUR | DeKalb | 9044311 | 7 | [5 empty] | Removed from Ground | Gas (Historical Use) | 1 | Not Marked/Unknown | 1969-01-01 | 1899-12-31 | Not Marked
RICH'S S DEKALB | 2731 CANDLER RD | DECATUR | DeKalb | 9044311 | 5 | [5 empty] | Removed from Ground | Diesel | 50 | Not Marked/Unknown | 1969-01-01 | 1899-12-31 | Not Marked
CHEVRON STATION #40247 | 2891 EVANS MILL RD | LITHONIA | DeKalb | 4440835 | 3A | [5 empty] | Removed from Ground | Diesel | 10000 | Fiberglass | 1987-10-14 | 1990-04-11 | Fiberglass Reinforced Plastic
LAFARGE AGGREGATES SE | 7621 ROCK MOUNTAIN RD | LITHONIA | DeKalb | 4440349 | 1 | [5 empty] | Removed from Ground | Gas (Historical Use) | 10000 | Bare Steel | 1981-01-01 | 1994-10-28 | Galvanized Steel | Safe Suction (Euro)
3 BROTHERS FOODMART | 1544 WELLBORN RD | LITHONIA | DeKalb | 4440389 | 3 | Ball Float | 2009-02-12 | FALSE |  | FALSE | Currently in Use | Diesel | 8000 | Composite | 1982-07-01 |  | Fiberglass Reinforced Plastic | Pressurized
HYDRO CONDUIT CORP | 6890 CHAPMAN RD | LITHONIA | DeKalb | 4440183 | 2 | [5 empty] | Removed from Ground | Diesel | 4000 | Bare Steel | 1974-03-28 | 1996-11-19 | Galvanized Steel
MAPCO EXPRESS #1136/DELTA #1136 | 2848 PANOLA RD | LITHONIA | DeKalb | 4440102 | 2 |  | 1993-08-22 |  | 1993-08-22 |  | Removed from Ground | Gas (Historical Use) | 10000 | Bare Steel | 1977-01-21 | 1899-12-31 | Fiberglass Reinforced Plastic | Pressurized
EXXON RETAIL STORE #4-4432 | 2911 PANOLA RD | LITHONIA | DeKalb | 9000019 | 3A | [5 empty] | Removed from Ground | Gas (Historical Use) | 10000 | Fiberglass | 1987-01-01 | 1987-01-01 | Fiberglass Reinforced Plastic
UNION 76 STATION/C M FARRILL JR | 6895 MAIN ST | LITHONIA | DeKalb | 9000339 | 5 | [5 empty] | Removed from Ground | Other | 550 | Bare Steel | 1991-07-08 | 1991-07-08 | Bare Steel
UNION 76 STATION/C M FARRILL JR | 6895 MAIN ST | LITHONIA | DeKalb | 9000339 | 4 | [5 empty] | Removed from Ground | Gas (Historical Use) | 4000 | Cathodically Protected Steel | 1989-02-15 | 2003-05-02 | Fiberglass Reinforced Plastic | Safe Suction (Euro)
DEKALB CTR/NEW MALL SITE | I-20/TURNER HILL RD | LITHONIA | DeKalb | 9000543 | 1 | [5 empty] | Removed from Ground | Gas (Historical Use) | 1100 | Bare Steel | 1990-03-07 | 1990-03-07 | Bare Steel
COUNTRY CORNER | 8329 NORRIS LAKE RD | LITHONIA | DeKalb | 9000490 | 1G | [5 empty] | Removed from Ground | Gas (Historical Use) | 1050 | Bare Steel | 1987-10-01 | 2001-08-01 | Galvanized Steel | Suction (American)
COUNTRY CORNER | 8329 NORRIS LAKE RD | LITHONIA | DeKalb | 9000490 | 2 | [5 empty] | Removed from Ground | Gas (Historical Use) | 1000 | Cathodically Protected Steel | 1987-04-01 | 1987-04-01 | Galvanized Steel | Suction (American)
TEXACO FOOD MART | 3902 COVINGTON HWY | DECATUR | DeKalb | 9000420 | 4 | [5 empty] | Permanently Out of Use - historical purposes | Diesel | 6000 | Bare Steel | 1959-02-07 | 1899-12-31 | Galvanized Steel
RICH'S S DEKALB | 2731 CANDLER RD | DECATUR | DeKalb | 9044311 | 4 | [5 empty] | Removed from Ground | Gas (Historical Use) | 50 | Not Marked/Unknown | 1969-01-01 | 1899-12-31 | Not Marked
RaceTrac #124 - Lithonia | 2294 ROCK CHAPEL RD | LITHONIA | DeKalb | 10000618 | 2 | Overfill Alarm | 2004-04-21 | FALSE | 2004-04-21 | FALSE | Currently in Use | Premium | 12000 | Composite Double Walled | 2004-04-21 |  | Double-Walled Fiberglass | Pressurized
TRITON PROPERTIES INC DBA BP Food Mart | 6651 COVINGTON HWY | LITHONIA | DeKalb | 10000459 | 1 | Ball Float | 2003-06-01 | FALSE | 2003-06-01 | FALSE | Currently in Use | Regular | 10000 | Fiberglass | 2003-06-01 |  | Fiberglass Reinforced Plastic | Pressurized
ESTATE OF R STRICKLAND | 2641 REAGIN STREET | LITHONIA | DeKalb | 9044509 | 1 | [5 empty] | Removed from Ground | Gas (Historical Use) | 1000 | Bare Steel | 1970-01-01 | 1999-05-06 | Not Marked
RUGGLES PERFORMANCE PRODUCTS | 2305 VARKEL WAY | LITHONIA | DeKalb | 9044320 | 1 |  | 1991-07-01 |  | 1991-07-01 |  | Removed from Ground | Gas (Historical Use) | 1000 | Galvanic (STIP-3) | 1991-07-01 | 1998-09-14 | Galvanized Steel | Suction (American)
INFAX INC | 2485 LITHONIA IND BLVD | LITHONIA | DeKalb | 9044165 | 1 | [5 empty] | Removed from Ground | Gas (Historical Use) | 6000 | Not Marked/Unknown | 1992-02-10 | 1992-02-10 | Not Marked
MAVERICK MATERIALS INC | 6905 CHAPMAN RD | LITHONIA | DeKalb | 4440606 | 1 | [5 empty] | Removed from Ground | Gas (Historical Use) | 5000 | Bare Steel | 1976-04-09 | 1999-03-23 | Galvanized Steel | Safe Suction (Euro)
J&L AUTO AUTO SERVICE | 1981 ROCK CHAPEL RD | LITHONIA | DeKalb | 4440574 | 4 | [5 empty] | Removed from Ground | Gas (Historical Use) | 4000 | Bare Steel | 1976-04-30 | 1899-12-31 | Galvanized Steel
DAP INC | 6770 CHAPMAN RD | LITHONIA | DeKalb | 4440777 | 6 | [5 empty] | Removed from Ground | Hazardous Substance | 6000 | Bare Steel | 1979-04-19 | 1988-09-01 | Galvanized Steel
BP FOOD MART | 2685 EVANS MILL RD | LITHONIA | DeKalb | 9044063 | 2 | Ball Float | 1989-08-01 |  | 1989-08-01 |  | Currently in Use | Gas (Historical Use) | 12000 | Fiberglass | 1989-01-01 |  | Fiberglass Reinforced Plastic | Pressurized
CHEVRON FOOD MART | 2799 EVANS MILL RD | LITHONIA | DeKalb | 4440488 | 4 | [5 empty] | Removed from Ground | Empty | 10000 | Fiberglass | 1985-04-21 | 1994-07-07 | Fiberglass Reinforced Plastic | Pressurized
DEKALB CO FIRE #17 | 3900 EVANS MILL RD | LITHONIA | DeKalb | 4440258 | 1 | [5 empty] | Removed from Ground | Gas (Historical Use) | 1000 | Bare Steel | 1971-05-03 | 1992-05-19 | Galvanized Steel
TEXACO FOOD MART | 3902 COVINGTON HWY | DECATUR | DeKalb | 9000420 | 5 | [5 empty] | Permanently Out of Use - historical purposes | Gas (Historical Use) | 6000 | Bare Steel | 1959-02-07 | 1899-12-31 | Galvanized Steel
SHELL FOOD MART | 4144 MEMORIAL DR | DECATUR | DeKalb | 9000014 | 10 | Ball Float | 1994-09-01 | FALSE | 1994-09-01 | FALSE | Currently in Use | Gas (Historical Use) | 10000 | Composite | 1990-02-10 |  | Fiberglass Reinforced Plastic | Pressurized
ROCK CHAPEL STOP | 1801 ROCK CHAPEL ROAD | LITHONIA | DeKalb | 9044510 | 5 | Flapper Valve | 2000-12-01 | FALSE | 2000-12-01 | FALSE | Currently in Use | Kerosene | 1000 | Composite | 2000-12-01 |  | Fiberglass Reinforced Plastic | Safe Suction (Euro)
ROCK CHAPEL FOOD & GAS LLC | 1898 ROCK CHAPEL RD | LITHONIA | DeKalb | 9044519 | 2A | Ball Float | 2001-12-20 | FALSE | 2001-12-20 | FALSE | Currently in Use | Premium | 8000 | Composite | 2001-12-20 |  | Double-Walled Flex | Pressurized
QUIKTRIP #747 | 2776 PANOLA ROAD | LITHONIA | DeKalb | 9044381 | 7A | Flapper Valve |  | FALSE |  | FALSE | Currently in Use | E-0 | 10000 | Fiberglass Double Walled | 2016-01-01 |  | Double-Walled Fiberglass | Pressurized
W A R TRUCKING INC | 7525 ROCK MOUNTAIN ROAD | LITHONIA | DeKalb | 9044451 | 1 | Ball Float | 1997-01-15 | FALSE | 1997-01-15 | FALSE | Temporarily out of use | Diesel | 12000 | Epoxy | 1997-01-15 |  | Flex | Pressurized
EXXON RK FOOD STORE/MOONS MINI M | 3416 GA HWY 124 | LITHONIA | DeKalb | 9044205 | 1 | [5 empty] | Removed from Ground | Gas (Historical Use) | 6000 | Bare Steel | 1984-01-01 | 1994-12-02 | Galvanized Steel
DAP INC | 6770 CHAPMAN RD | LITHONIA | DeKalb | 4440777 | 2 | [5 empty] | Removed from Ground | Hazardous Substance | 6000 | Bare Steel | 1979-04-19 | 1988-09-01 | Galvanized Steel
CHEVRON STATION #40247 | 2891 EVANS MILL RD | LITHONIA | DeKalb | 4440835 | 1A | [5 empty] | Removed from Ground | Diesel | 10000 | Fiberglass | 1987-10-14 | 1990-04-11 | Fiberglass Reinforced Plastic
LITHONIA SITE #13 | 7132 MADDOX RD | LITHONIA | DeKalb | 9044061 | 1 |  | 1997-12-30 |  | 1997-12-30 |  | Removed from Ground | Diesel | 0 | Cathodically Protected Steel | 1986-01-01 | 2001-10-25 | Double Walled
CHEVRON FOOD MART | 2799 EVANS MILL RD | LITHONIA | DeKalb | 4440488 | 1 | Ball Float | 1994-07-15 | FALSE | 1994-07-15 | FALSE | Currently in Use | Regular | 10000 | Fiberglass | 1985-04-21 |  | Fiberglass Reinforced Plastic | Pressurized
BP #24071 | 288 EVANS MILL RD | LITHONIA | DeKalb | 4440222 | 8 | [5 empty] | Removed from Ground | Gas (Historical Use) | 10000 | Fiberglass | 1988-04-25 | 1997-06-19 | Not Marked
BP #24071 | 288 EVANS MILL RD | LITHONIA | DeKalb | 4440222 | 9 | [5 empty] | Removed from Ground | Diesel | 10000 | Fiberglass | 1988-04-25 | 1997-06-19 | Fiberglass Reinforced Plastic
BP #24071 | 288 EVANS MILL RD | LITHONIA | DeKalb | 4440222 | 6 | [5 empty] | Removed from Ground | Gas (Historical Use) | 10000 | Fiberglass | 1988-04-25 | 1997-06-19 | Fiberglass Reinforced Plastic
MINGS AUTO SERVICE INC | 5945 BUFORD HWY | DORAVILLE | DeKalb | 4440335 | 1 | [5 empty] | Closed in Ground | Other | 550 | Bare Steel | 1999-11-12 | 1899-12-31 | Not Marked
UPS DORAVILLE (UST) | 3930 PLEASANTDALE RD | DORAVILLE | DeKalb | 4440424 | 1 | Flapper Valve | 1995-03-20 | FALSE | 1995-03-20 | FALSE | Currently in Use | Diesel | 25000 | Fiberglass | 1985-04-17 |  | Double-Walled Flex | Pressurized
UPS DORAVILLE (UST) | 3930 PLEASANTDALE RD | DORAVILLE | DeKalb | 4440424 | 1 | Flapper Valve | 1995-03-20 | FALSE | 1995-03-20 | FALSE | Currently in Use | Diesel | 25000 | Fiberglass | 1985-04-17 |  | Double-Walled Flex | Pressurized
PHILLIPS ANGLERS CORNER | 5425 BUFORD HWY | DORAVILLE | DeKalb | 4440416 | 2 | Ball Float | 1998-12-16 | FALSE | 1998-12-16 | FALSE | Currently in Use | Premium | 8000 | Steel-Impressed Current | 2002-01-18 |  | Fiberglass Reinforced Plastic | Pressurized
QUICK BUY INC/TENNECO #12809 | 4381 TILLY MILL RD | DORAVILLE | DeKalb | 4440151 | 1 | [5 empty] | Removed from Ground | Gas (Historical Use) | 10000 | Bare Steel | 1974-02-06 | 1989-07-14 | Galvanized Steel
QUICK BUY INC/TENNECO #12809 | 4381 TILLY MILL RD | DORAVILLE | DeKalb | 4440151 | 7 | [5 empty] | Removed from Ground | Gas (Historical Use) | 6000 | Cathodically Protected Steel | 1992-02-09 | 1899-12-31 | Fiberglass Reinforced Plastic | Pressurized
CONOCO INC/SOUTHERN FACILITIES | 2797 WOODWIN RD | DORAVILLE | DeKalb | 4440043 | 5 | [5 empty] | Removed from Ground | Diesel | 2000 | Bare Steel | 1967-01-01 | 1990-10-01 | Bare Steel
ONE STOP 3 SHOPS | 3727 PANTHERSVILLE ROAD | DECATUR | DeKalb | 9044336 | 4 | [5 empty] | Removed from Ground | Empty | 1000 | Epoxy | 1989-08-01 | 1996-02-01 | Galvanized Steel | Suction (American)
PANOLA (MARCADO) FOOD TOWN | 6125 COVINGTON HWY | DECATUR | DeKalb | 442002 | 2 | [5 empty] | Removed from Ground | Gas (Historical Use) | 10000 | Composite | 1987-11-04 | 1990-11-14 | Fiberglass Reinforced Plastic
TRITON PROPERTIES INC DBA BP Food Mart | 6651 COVINGTON HWY | LITHONIA | DeKalb | 10000459 | 2B | Ball Float | 2003-06-01 | FALSE | 2003-06-01 | FALSE | Currently in Use | Premium | 6000 | Fiberglass | 2003-06-01 |  | Fiberglass Reinforced Plastic | Pressurized
FORMER REDAN FACILITY | S STONE MOUNTAIN-LITHONIA RD @ WELLBORN | LITHONIA | DeKalb | 10001606 | 3 |  |  | FALSE |  | FALSE | Removed from Ground | Gas (Historical Use) | 2000 | Bare Steel | 2008-08-20 | 2008-08-20
SHELL FOOD MART | 6039 HILLANDALE DRIVE | LITHONIA | DeKalb | 10001436 | R149006A |  | 2007-09-17 | FALSE | 2007-09-17 | FALSE | Currently in Use | Premium | 8000 | Fiberglass Double Walled | 2007-09-05 |  | Fiberglass Reinforced Plastic | Pressurized
COVINGTON FOOD MART | 6470 COVINGTON HWY | LITHONIA | DeKalb | 9004059 | 1 | Flapper Valve | 1995-01-19 |  | 1995-01-19 |  | Currently in Use | Gas (Historical Use) | 10000 | Fiberglass | 1988-12-01 |  | Fiberglass Reinforced Plastic | Pressurized
EXXON RETAIL STORE #4-4432 | 2911 PANOLA RD | LITHONIA | DeKalb | 9000019 | 1A | [5 empty] | Removed from Ground | Gas (Historical Use) | 10000 | Fiberglass | 1987-01-01 | 1998-12-05 | Fiberglass Reinforced Plastic | Pressurized
HONEY CREEK SEWAGE PUMP STATION #1 | 7501 ROCKLAND RD | LITHONIA | DeKalb | 440553 | 1 | [5 empty] | Removed from Ground | Diesel | 500 | Bare Steel | 1986-01-01 | 1994-11-15 | Bare Steel
DEKALB CO-FLEET MAINT (A-SHOP | 772 CAMP DR | DECATUR | DeKalb | 9000456 | L514073 |  | 1999-01-22 |  | 1999-01-22 |  | Removed from Ground | Other | 4000 | Tank Jacket | 1999-01-12 | 2013-10-28 | Double-Walled Flex | Safe Suction (Euro)
GEORGIA-ALABAMA COMMERCIAL INVESTMENT LLC | 3364 GLENWOOD RD | DECATUR | DeKalb | 9000231 | 3 | Flapper Valve | 1998-10-11 | FALSE | 1998-10-11 | FALSE | Currently in Use | Regular | 5000 | Galvanic (STIP-3) | 1970-02-07 |  |  | Pressurized
FORMER REDAN FACILITY | S STONE MOUNTAIN-LITHONIA RD @ WELLBORN | LITHONIA | DeKalb | 10001606 | 1 |  |  | FALSE |  | FALSE | Removed from Ground | Gas (Historical Use) | 2000 | Bare Steel | 2008-08-20 | 2008-08-20
ROCK CHAPEL STOP | 1801 ROCK CHAPEL ROAD | LITHONIA | DeKalb | 9044510 | 1 | Ball Float | 2000-12-01 | FALSE | 2000-12-01 | FALSE | Currently in Use | Regular | 12000 | Composite | 2000-12-01 |  | Fiberglass Reinforced Plastic | Pressurized
ROCK CHAPEL STOP | 1801 ROCK CHAPEL ROAD | LITHONIA | DeKalb | 9044510 | 4 | Ball Float | 2000-12-01 | FALSE | 2000-12-01 | FALSE | Currently in Use | Diesel | 6000 | Composite | 2000-12-01 |  | Fiberglass Reinforced Plastic | Pressurized
UFO # 7 | 2490 LITHONIA INDUSTRIAL BLVD | LITHONIA | DeKalb | 9044454 | 2 | Ball Float | 1997-03-26 | FALSE | 1997-03-26 | FALSE | Currently in Use | Regular | 10000 | Composite | 1997-03-26 |  | Fiberglass Reinforced Plastic | Pressurized
TEXACO #100433 | 2827 EVANS MILLS RD | LITHONIA | DeKalb | 4440534 | 3 |  | 1994-01-01 |  | 1991-01-01 |  | Removed from Ground | Gas (Historical Use) | 10000 | Fiberglass | 1982-01-01 | 2003-05-01 | Fiberglass Reinforced Plastic | Pressurized
GODDARD OAK GROVE CONV STORE/BIL | 4434 KLONDIKE RD | LITHONIA | DeKalb | 4440752 | 1 | [5 empty] | Removed from Ground | Diesel | 4000 | Bare Steel | 1994-01-21 | 1994-01-21 | Galvanized Steel
CHEVRON STATION #40247 | 2891 EVANS MILL RD | LITHONIA | DeKalb | 4440835 | 4 | [5 empty] | Removed from Ground | Gas (Historical Use) | 10000 | Bare Steel | 1970-03-19 | 1987-10-14 | Galvanized Steel
CHEVRON STATION #40247 | 2891 EVANS MILL RD | LITHONIA | DeKalb | 4440835 | 1 | [5 empty] | Removed from Ground | Gas (Historical Use) | 3000 | Bare Steel | 1970-03-19 | 1987-10-14 | Galvanized Steel
SHELL | 2854 PANOLA RD | LITHONIA | DeKalb | 9044070 | 1 | Ball Float | 1994-08-04 | FALSE | 1994-08-04 | FALSE | Currently in Use | Regular | 10000 | Galvanic (STIP-3) | 1988-01-01 |  | Fiberglass Reinforced Plastic | Pressurized
Stop & Shop | 2984 PANOLA RD | LITHONIA | DeKalb | 9044056 | 1 | Flapper Valve | 1998-01-08 | FALSE | 1998-01-08 | FALSE | Currently in Use | Regular | 8000 | Galvanic (STIP-3) | 1985-01-01 |  | Fiberglass Reinforced Plastic | Pressurized
LAFARGE AGGREGATES SE | 7621 ROCK MOUNTAIN RD | LITHONIA | DeKalb | 4440349 | 2 | Flapper Valve | 1994-05-26 |  | 1994-05-26 |  | Removed from Ground | Gas (Historical Use) | 8000 | Composite | 1994-05-26 | 2011-11-22 | Flex | Suction (American)
QuikTrip #823 | 2841 Turner Hill Rd | Lithonia | DeKalb | 4440276 | 12B | Flapper Valve | 2019-07-01 | FALSE | 2019-06-01 | FALSE | Currently in Use | Premium | 9500 | Fiberglass Double Walled | 2019-04-11 |  | Double-Walled Fiberglass | Pressurized
BP #24071 | 288 EVANS MILL RD | LITHONIA | DeKalb | 4440222 | 10 |  |  | TRUE |  | TRUE | Removed from Ground | Used Oil | 1000 | Fiberglass | 1988-04-25 | 1997-06-19 | Fiberglass Reinforced Plastic
APAC-GA INC MACDOUGALD CONST DIV | 6840 MARBUT RD | LITHONIA | DeKalb | 4440057 | 1 | [5 empty] | Removed from Ground | Other | 20000 | Bare Steel | 1977-02-25 | 1995-04-10 | Unknown
EXXON RETAIL STORE #4-4432 | 2911 PANOLA RD | LITHONIA | DeKalb | 9000019 | 1 | [5 empty] | Removed from Ground | Gas (Historical Use) | 10000 | Fiberglass | 1987-01-01 | 1998-12-05 | Fiberglass Reinforced Plastic | Pressurized
LOWER CROOKED CREEK SEWAGE PUMP #2 | 1485 ROCK CHAPEL RD | LITHONIA | DeKalb | 440551 | 2 | Overfill Alarm | 2010-06-30 | FALSE | 1995-01-10 | FALSE | Currently in Use | Diesel | 3000 | Fiberglass | 1995-01-10 |  | Double-Walled Fiberglass | Safe Suction (Euro)
E R SNELL CONTRACTOR INC | 6909 ROGERS LAKE RD | LITHONIA | DeKalb | 9000654 | 1 |  |  | FALSE |  | FALSE | Removed from Ground | Diesel | 6000 |  | 1970-08-05 | 1991-04-01
E R SNELL CONTRACTOR INC | 6909 ROGERS LAKE RD | LITHONIA | DeKalb | 9000654 | 4 | Flapper Valve | 1991-03-14 | FALSE | 1991-03-14 | FALSE | Currently in Use | Diesel Off Road | 10000 | Composite | 1991-03-14 |  | Fiberglass Reinforced Plastic | Pressurized
GEORGIA DEPARTMENT OF TRANSPORTA | 803 GEORGE LUTHER DR | DECATUR | DeKalb | 440559 | 070G1 | [5 empty] | Removed from Ground | Gas (Historical Use) | 4000 | Bare Steel | 1983-10-01 | 1997-09-11 | Galvanized Steel
DEKALB CO-FLEET MAINT (A-SHOP | 772 CAMP DR | DECATUR | DeKalb | 9000456 | L295063 |  | 1994-02-28 | TRUE | 1994-02-28 | TRUE | Removed from Ground | Used Oil | 1000 | Tank Jacket | 1991-02-28 | 2013-10-29 | Double-Walled Flex | Gravity Fed
TEXACO FOOD MART | 3902 COVINGTON HWY | DECATUR | DeKalb | 9000420 | 6 | Ball Float |  |  |  |  | Permanently Out of Use - historical purposes | Gas (Historical Use) | 6000 | Bare Steel | 1973-02-06 | 1899-12-31 | Galvanized Steel
GODDARD OAK GROVE CONV STORE/BIL | 4434 KLONDIKE RD | LITHONIA | DeKalb | 4440752 | 4 | [5 empty] | Removed from Ground | Gas (Historical Use) | 4000 | Bare Steel | 1994-01-21 | 1994-01-21 | Galvanized Steel
GEORGIA MASONRY SUPPLY-LITHONIA | 6708 CHAPMAN RD | LITHONIA | DeKalb | 9044073 | 2 | [5 empty] | Removed from Ground | Diesel | 10000 | Bare Steel | 1993-01-14 | 1993-01-14 | Bare Steel | Suction (American)
LITHONIA QUARRY | 2 MILES EAST OF LITHONIA ON US # | LITHONIA | DeKalb | 9044069 | 1 | [5 empty] | Removed from Ground | Gas (Historical Use) | 1000 | Bare Steel | 1977-01-01 | 1989-07-01 | Bare Steel
TEXACO FOOD MART | 6139 COVINGTON HWY | LITHONIA | DeKalb | 4440180 | 3 | Flapper Valve | 1994-10-01 | FALSE | 1994-10-01 | FALSE | Currently in Use | Regular | 12000 | Steel-Impressed Current | 1980-03-10 |  | Fiberglass Reinforced Plastic | Pressurized
HYDRO CONDUIT CORP | 6890 CHAPMAN RD | LITHONIA | DeKalb | 4440183 | 1 | [5 empty] | Removed from Ground | Diesel | 8000 | Bare Steel | 1974-03-28 | 1996-11-19 | Galvanized Steel
QuikTrip #823 | 2841 Turner Hill Rd | Lithonia | DeKalb | 4440276 | 6 |  | 1995-03-01 | FALSE | 1995-03-01 | FALSE | Removed from Ground | Gas (Historical Use) | 10000 | Steel-Impressed Current | 1983-05-08 | 2019-03-20 | Fiberglass Reinforced Plastic | Pressurized
QuikTrip #823 | 2841 Turner Hill Rd | Lithonia | DeKalb | 4440276 | 8 | Flapper Valve | 1995-03-01 | FALSE | 1995-03-01 | FALSE | Removed from Ground | Kerosene | 6000 | Steel-Impressed Current | 1983-05-08 | 2019-03-20 | Fiberglass Reinforced Plastic | Pressurized
QuikTrip #823 | 2841 Turner Hill Rd | Lithonia | DeKalb | 4440276 | 9 |  | 1995-03-01 | FALSE | 1995-03-01 | FALSE | Removed from Ground | Diesel | 20000 | Steel-Impressed Current | 1989-01-01 | 2019-03-20 | Fiberglass Reinforced Plastic | Pressurized
UNION 76 STATION/C M FARRILL JR | 6895 MAIN ST | LITHONIA | DeKalb | 9000339 | 6 | [5 empty] | Removed from Ground | Other | 1000 | Bare Steel | 1991-07-08 | 1991-07-08 | Bare Steel
LOWER CROOKED CREEK SEWAGE PUMP #3 | 7120 MADDOX RD | LITHONIA | DeKalb | 440552 | 1 | [5 empty] | Removed from Ground | Diesel | 3000 | Bare Steel | 1986-01-01 | 1995-03-10 | Not Marked
QuikTrip #823 | 2841 Turner Hill Rd | Lithonia | DeKalb | 4440276 | 2 | [5 empty] | Removed from Ground | Gas (Historical Use) | 4000 | Bare Steel | 1975-05-08 | 1997-04-01 | Galvanized Steel
COUNTRY CORNER | 8329 NORRIS LAKE RD | LITHONIA | DeKalb | 9000490 | 2G | [5 empty] | Removed from Ground | Gas (Historical Use) | 1050 | Bare Steel | 1987-10-01 | 2001-08-01 | Galvanized Steel | Pressurized
DEKALB CO-FLEET MAINT (A-SHOP | 772 CAMP DR | DECATUR | DeKalb | 9000456 | L514072 |  | 1999-01-22 |  | 1999-01-22 |  | Removed from Ground | Other | 4000 | Tank Jacket | 1999-01-12 | 2013-10-28 | Double-Walled Flex | Safe Suction (Euro)
SHELL FOOD MART | 4144 MEMORIAL DR | DECATUR | DeKalb | 9000014 | 4 | [5 empty] | Removed from Ground | Gas (Historical Use) | 4000 | Bare Steel | 1962-05-06 | 1989-12-04 | Galvanized Steel
DEKA GILLESPIE | 2165 LITHONIA INDUSTRIAL BLVD | LITHONIA | DeKalb | 9044388 | 2 | [5 empty] | Removed from Ground | Gas (Historical Use) | 6000 | Not Marked/Unknown | 1996-11-20 | 1996-11-20 | Not Marked
HUGGINS FOOD MART | 2206 S STONE MOUNTAIN LITHONIA RD | LITHONIA | DeKalb | 9044232 | 2 | Ball Float | 1994-01-31 | FALSE | 1994-01-31 | FALSE | Currently in Use | Premium | 8000 | Galvanic (STIP-3) | 1994-01-31 |  | Fiberglass Reinforced Plastic | Pressurized
TEXACO #100433 | 2827 EVANS MILLS RD | LITHONIA | DeKalb | 4440534 | 1 |  | 1994-01-01 |  | 1991-01-01 |  | Removed from Ground | Gas (Historical Use) | 10000 | Fiberglass | 1982-01-01 | 2003-05-01 | Fiberglass Reinforced Plastic | Pressurized
THOMAS CONCRETE OF GA | 2395 B ROCK CHAPEL RD | LITHONIA | DeKalb | 9044067 | 1 | [5 empty] | Removed from Ground | Diesel | 10000 | Cathodically Protected Steel | 1987-01-01 | 1991-05-07 | Galvanized Steel
Stop & Shop | 2984 PANOLA RD | LITHONIA | DeKalb | 9044056 | 3 | Flapper Valve | 1998-01-08 | FALSE | 1998-01-08 | FALSE | Currently in Use | Premium | 6000 | Galvanic (STIP-3) | 1985-01-01 |  | Fiberglass Reinforced Plastic | Pressurized
Evans Mill Texaco Food Mart | 2782 EVANS MILL RD | LITHONIA | DeKalb | 9044047 | 2 | Ball Float | 1988-04-14 | FALSE | 1988-04-14 | FALSE | Currently in Use | Plus | 10000 | Steel-Impressed Current | 1988-04-14 |  | Steel (Impressed Current) | Pressurized
Evans Mill Texaco Food Mart | 2782 EVANS MILL RD | LITHONIA | DeKalb | 9044047 | 2 | Ball Float | 1988-04-14 | FALSE | 1988-04-14 | FALSE | Currently in Use | Plus | 10000 | Steel-Impressed Current | 1988-04-14 |  | Steel (Impressed Current) | Pressurized
Evans Mill Texaco Food Mart | 2782 EVANS MILL RD | LITHONIA | DeKalb | 9044047 | 2 | Ball Float | 1988-04-14 | FALSE | 1988-04-14 | FALSE | Currently in Use | Plus | 10000 | Steel-Impressed Current | 1988-04-14 |  | Steel (Impressed Current) | Pressurized
Evans Mill Texaco Food Mart | 2782 EVANS MILL RD | LITHONIA | DeKalb | 9044047 | 2 | Ball Float | 1988-04-14 | FALSE | 1988-04-14 | FALSE | Currently in Use | Plus | 10000 | Steel-Impressed Current | 1988-04-14 |  | Steel (Impressed Current) | Pressurized
TEXACO FOOD MART | 6139 COVINGTON HWY | LITHONIA | DeKalb | 4440180 | 4 | Flapper Valve | 1994-10-01 | FALSE | 1994-10-01 | FALSE | Currently in Use | E-85 | 12000 | Steel-Impressed Current | 1980-03-10 |  | Fiberglass Reinforced Plastic | Pressurized
DEKALB CO FIRE #17 | 3900 EVANS MILL RD | LITHONIA | DeKalb | 4440258 | 2 | [5 empty] | Removed from Ground | Diesel | 1000 | Bare Steel | 1971-05-03 | 1992-05-19 | Galvanized Steel
APAC-GA INC MACDOUGALD CONST DIV | 6840 MARBUT RD | LITHONIA | DeKalb | 4440057 | 3 | [5 empty] | Removed from Ground | Diesel | 10000 | Bare Steel | 1981-02-25 | 1991-01-01 | Bare Steel
MAPCO EXPRESS #1136/DELTA #1136 | 2848 PANOLA RD | LITHONIA | DeKalb | 4440102 | 3 |  | 1993-08-22 |  | 1993-08-22 |  | Removed from Ground | Gas (Historical Use) | 10000 | Bare Steel | 1977-01-21 | 1899-12-31 | Fiberglass Reinforced Plastic | Pressurized
DEKALB CO-FLEET MAINT (A-SHOP | 772 CAMP DR | DECATUR | DeKalb | 9000456 | 4 |  |  | TRUE |  | TRUE | Removed from Ground | Used Oil | 1000 | Bare Steel | 1961-05-13 | 1998-10-01 | Galvanized Steel
DEKALB CO-FLEET MAINT (A-SHOP | 772 CAMP DR | DECATUR | DeKalb | 9000456 | 1 | [5 empty] | Removed from Ground | Gas (Historical Use) | 10700 | Bare Steel | 1961-05-13 | 1899-12-31 | Galvanized Steel
Quick Tire & Rims Stop | 2701 Bouldercrest Road | Atlanta | DeKalb | 9044524 | 1 | Ball Float | 2001-10-15 | FALSE | 2001-10-15 | FALSE | Currently in Use | Regular | 12000 | Composite | 2001-10-09 |  | Fiberglass Reinforced Plastic | Pressurized
Quick Tire & Rims Stop | 2701 Bouldercrest Road | Atlanta | DeKalb | 9044524 | 1 | Ball Float | 2001-10-15 | FALSE | 2001-10-15 | FALSE | Currently in Use | Regular | 12000 | Composite | 2001-10-09 |  | Fiberglass Reinforced Plastic | Pressurized
UNITED PARCEL SERVICE, INC. | 3930 PLEASANTDALE ROAD | DORAVILLE | DeKalb | 4440424 | 6 | Flapper Valve | 1995-03-20 |  | 1995-03-20 |  | Currently in Use | Gas (Historical Use) | 10000 | Fiberglass | 1986-04-01 |  | Double-Walled Flex | Pressurized
UNITED PARCEL SERVICE, INC. | 3930 PLEASANTDALE ROAD | DORAVILLE | DeKalb | 4440424 | 6 | Flapper Valve | 1995-03-20 |  | 1995-03-20 |  | Currently in Use | Gas (Historical Use) | 10000 | Fiberglass | 1986-04-01 |  | Double-Walled Flex | Pressurized
UNITED PARCEL SERVICE, INC. | 3930 PLEASANTDALE ROAD | DORAVILLE | DeKalb | 4440424 | 9 |  |  | TRUE |  | TRUE | Removed from Ground | Used Oil | 2000 | Fiberglass | 1986-04-17 | 1995-02-01 | Not Marked
UNITED PARCEL SERVICE, INC. | 3930 PLEASANTDALE ROAD | DORAVILLE | DeKalb | 4440424 | 9 |  |  | TRUE |  | TRUE | Removed from Ground | Used Oil | 2000 | Fiberglass | 1986-04-17 | 1995-02-01 | Not Marked
GLENWOOD FOOD MART | 4275 Glenwood Rd | Decatur | DeKalb | 10002994 | 2A | Flapper Valve |  | FALSE |  | FALSE | Currently in Use | Premium | 4000 | Composite Double Walled | 2019-02-07 |  | Double-Walled Flex | Pressurized
DRUID HILLS GOLF CLUB | 740 CLIFTON RD NE | ATLANTA | DeKalb | 601392 | 3 | Flapper Valve | 1991-04-01 | FALSE | 1991-04-01 | FALSE | Currently in Use | Diesel | 1000 | Tank Jacket | 1991-04-01 |  | Fiberglass Reinforced Plastic | Safe Suction (Euro)
DOLLAR KING | 475 MORELAND AVE NW | ATLANTA | DeKalb | 4440446 | 2 | [5 empty] | Removed from Ground | Gas (Historical Use) | 3000 | Bare Steel |  | 1899-12-31 | Galvanized Steel
UNIFORM RENTAL SERVICE INC | 1278 DEKALB AVE NE | ATLANTA | DeKalb | 9044101 | 2 | [5 empty] | Removed from Ground | Gas (Historical Use) | 8000 | Cathodically Protected Steel | 1986-01-01 | 1995-08-08 | Fiberglass Reinforced Plastic
EMORY CHEVRON #40740 | 1574 N DECATUR RD | ATLANTA | DeKalb | 4440825 | 1 | Flapper Valve | 1982-08-23 |  | 1998-12-24 |  | Removed from Ground | Gas (Historical Use) | 10000 | Steel-Impressed Current | 1978-03-19 | 2015-07-08 | Fiberglass Reinforced Plastic | Pressurized
PRIVATE PROPERTY | 2015 N DECATUR RD | ATLANTA | DeKalb | 9044448 | 1 | [5 empty] | Removed from Ground | Gas (Historical Use) | 500 | Bare Steel | 1950-01-01 | 1996-09-06 | Not Marked | Safe Suction (Euro)
HAYES AUTO SERVICE | 1950 DEKALB AVE NE | ATLANTA | DeKalb | 9044507 | 1 | [5 empty] | Removed from Ground | Gas (Historical Use) | 500 | Bare Steel | 1950-01-01 | 2001-01-18 | Unknown
FORMER SHELL STATION | 4170 EAST PONCE DE LEON AVE | CLARKSTON | DeKalb | 9044477 | 2 | [5 empty] | Removed from Ground | Empty | 0 | Not Marked/Unknown | 1982-01-01 | 1982-01-01 | Not Marked
Chevron Food Mart | 3635 CHURCH ST | CLARKSTON | DeKalb | 4440231 | 4 | Ball Float | 1995-12-24 |  | 1995-12-24 |  | Removed from Ground | Gas (Historical Use) | 4000 | Steel-Impressed Current | 1971-04-22 | 2008-07-09 | Fiberglass Reinforced Plastic | Pressurized
Chevron Food Mart | 3635 CHURCH ST | CLARKSTON | DeKalb | 4440231 | 7 | Ball Float | 2008-07-10 | FALSE | 2008-07-10 | FALSE | Currently in Use | Gas (Historical Use) | 8000 | Tank Jacket Double Walled | 2008-07-10 |  | Fiberglass Reinforced Plastic | Pressurized
STOP N GO MARKET #1183 | 461 NORTH INDIAN CREEK DR | CLARKSTON | DeKalb | 9000265 | 1 | [5 empty] | Removed from Ground | Gas (Historical Use) | 10000 | Bare Steel | 1973-05-11 | 1989-05-15 | Galvanized Steel
JACKSON TRUCKING INC | 4351 THURMOND RD | CONLEY | DeKalb | 601348 | 3 | [5 empty] | Removed from Ground | Diesel | 4000 | Bare Steel | 1974-06-05 | 1998-10-01 | Fiberglass Reinforced Plastic | Pressurized
CHEVRON FOOD MART | 3100 MORELAND AVE | CONLEY | DeKalb | 4440560 | 3 | [5 empty] | Removed from Ground | Other | 4000 | Bare Steel | 1968-04-01 | 1990-03-01 | Bare Steel
QUIKTRIP #838 | 2746 CLAIRMONT RD NE | ATLANTA | DeKalb | 10002166 | 4 | Overfill Alarm | 2012-04-17 | FALSE | 2012-04-17 | FALSE | Currently in Use | Diesel | 12000 | Fiberglass Double Walled | 2012-04-17 |  | Double-Walled Fiberglass | Pressurized
CITGO | 3107 BUFORD HWY | ATLANTA | DeKalb | 4440022 | 3 | Ball Float | 1991-06-01 | FALSE | 1991-06-01 | FALSE | Temporarily out of use | Premium | 10000 | Fiberglass | 1979-04-22 |  | Double-Walled Fiberglass | Pressurized
QUIKTRIP #745 | 1836 BRIARCLIFF Road | ATLANTA | DeKalb | 9044271 | 1 | Ball Float | 1994-06-01 | FALSE | 1994-06-01 | FALSE | Removed from Ground | Regular | 12000 | Fiberglass | 1994-08-12 | 2017-08-01 | Double-Walled Fiberglass | Pressurized
A C COUCH UNION 76/COUCH AUTO SV | 2910 BUFORD HWY | ATLANTA | DeKalb | 4440740 | 5 |  |  | TRUE |  | TRUE | Removed from Ground | Used Oil | 550 | Bare Steel | 1962-03-13 | 1994-07-01 | Galvanized Steel
A C COUCH UNION 76/COUCH AUTO SV | 2910 BUFORD HWY | ATLANTA | DeKalb | 4440740 | 4 | [5 empty] | Removed from Ground | Gas (Historical Use) | 4000 | Bare Steel | 1962-03-13 | 1994-07-01 | Galvanized Steel
UNOCAL STATION #9023-134 | 2870 N DRUID HILLS RD | ATLANTA | DeKalb | 4440763 | 2 | [5 empty] | Removed from Ground | Gas (Historical Use) | 6000 | Bare Steel | 1978-04-14 | 1992-11-09 | Galvanized Steel
QUIKTRIP #721 | 3292 BUFORD HWY | ATLANTA | DeKalb | 4440296 | 3 | Ball Float | 1989-05-01 | FALSE | 1989-05-01 | FALSE | Removed from Ground | Gas (Historical Use) | 12000 | Fiberglass | 1988-12-16 | 2018-08-22 | Steel (Impressed Current) | Pressurized
RELAY HEALTH AKA MCKESSON INC | 1564 NE EXPRESSWAY | ATLANTA | DeKalb | 4440298 | 1 | Flapper Valve | 1992-09-01 | FALSE | 1992-09-01 | FALSE | Currently in Use | Diesel | 10000 | Fiberglass | 1986-06-17 |  | Fiberglass Reinforced Plastic | Suction (American)
DRUID HILLS CHEVRON | 2995 N DRUID HILLS RD | ATLANTA | DeKalb | 4440415 | 1 | [5 empty] | Removed from Ground | Gas (Historical Use) | 10000 | Cathodically Protected Steel | 1984-04-30 | 1991-05-01 | Galvanized Steel
CARSMETICS AUTO BOUTIQUE/ESTATE | 4929 MEMORIAL DRIVE | STONE MOUNTAIN | DeKalb | 9044340 | 2 | [5 empty] | Removed from Ground | Gas (Historical Use) | 4000 | Marked Unknown | 1995-11-16 | 1995-11-16 | Unknown
AL MADINAH LLC | 2983 PANOLA RD | LITHONIA | DeKalb | 10000060 | 3 | Flapper Valve | 2002-03-01 | FALSE | 2002-03-01 | FALSE | Currently in Use | Diesel | 8000 | Epoxy | 2002-03-01 |  | Double-Walled Flex | Pressurized
DEKALB CO CENTRAL RECV | 7565 HONEYCREEK COURT | LITHONIA | DeKalb | 9044458 | 1 | Flapper Valve | 1996-12-12 | FALSE | 1996-12-12 | FALSE | Currently in Use | Regular | 2500 | Fiberglass Double Walled | 1996-10-01 |  | Fiberglass Reinforced Plastic | Safe Suction (Euro)
2944 QM LLC | 2944 PANOLA RD | LITHONIA | DeKalb | 9044472 | 2 |  | 1998-02-09 |  | 1998-02-09 |  | Currently in Use | Gas (Historical Use) | 10000 | Fiberglass | 1998-02-09 |  | Fiberglass Reinforced Plastic | Pressurized
CITGO TRUCK STOP | 2900 EVANS MILL RD | LITHONIA | DeKalb | 4440177 | D | [5 empty] | Removed from Ground | Diesel | 10000 | Bare Steel | 1981-03-10 | 1994-10-12 | Galvanized Steel | Pressurized
KLONDIKE CORNERS/BP | 6768 BROWNS MILL RD | STONE CREST | DeKalb | 440547 | 4 | Flapper Valve | 2018-04-19 | FALSE | 2018-04-19 | FALSE | Currently in Use | Regular | 15000 | Composite Double Walled | 2018-04-19 |  | Double-Walled Fiberglass | Pressurized
KLONDIKE CORNERS/BP | 6768 BROWNS MILL RD | STONE CREST | DeKalb | 440547 | 5A | Flapper Valve | 2018-04-19 | FALSE | 2018-04-19 | FALSE | Currently in Use | Premium | 7000 | Composite Double Walled | 2018-04-19 |  | Double-Walled Fiberglass | Pressurized
STATE OF GA-STONE MOUNTAIN MEMOR |  | STONE MOUNTAIN | DeKalb | 440548 | 10 | [5 empty] | Removed from Ground | Diesel | 1000 | Bare Steel | 1965-01-01 | 1990-02-01 | Bare Steel
MEMORIAL DRIVE CENTER LLC | 5517 MEMORIAL DR | STONE MOUNTAIN | DeKalb | 4440532 | 3 |  | 1996-10-22 | FALSE | 1996-10-22 | FALSE | Removed from Ground | Gas (Historical Use) | 8000 | Lined Interior | 1972-04-09 | 2008-12-05 | Fiberglass Reinforced Plastic | Pressurized
UPS DORAVILLE (UST) | 3930 PLEASANTDALE RD | DORAVILLE | DeKalb | 4440424 | 9 |  |  | TRUE |  | TRUE | Removed from Ground | Used Oil | 2000 | Fiberglass | 1986-04-17 | 1995-02-01 | Not Marked
UPS DORAVILLE (UST) | 3930 PLEASANTDALE RD | DORAVILLE | DeKalb | 4440424 | 9 |  |  | TRUE |  | TRUE | Removed from Ground | Used Oil | 2000 | Fiberglass | 1986-04-17 | 1995-02-01 | Not Marked
UPS DORAVILLE (UST) | 3930 PLEASANTDALE RD | DORAVILLE | DeKalb | 4440424 | 6 | Flapper Valve | 1995-03-20 | FALSE | 1995-03-20 | FALSE | Currently in Use | Regular | 10000 | Fiberglass | 1986-04-01 |  | Double-Walled Flex | Pressurized
UPS DORAVILLE (UST) | 3930 PLEASANTDALE RD | DORAVILLE | DeKalb | 4440424 | 6 | Flapper Valve | 1995-03-20 | FALSE | 1995-03-20 | FALSE | Currently in Use | Regular | 10000 | Fiberglass | 1986-04-01 |  | Double-Walled Flex | Pressurized
BP #24057/GULF #269688 | 6023 PEACHTREE IND BLVD | DORAVILLE | DeKalb | 4440228 | 2 | [5 empty] | Removed from Ground | Gas (Historical Use) | 6000 | Bare Steel | 1968-04-30 | 1991-08-01 | Galvanized Steel
TILLEY PROPERTIES/US POST OFFICE | 6101 BUFORD HWY | DORAVILLE | DeKalb | 4440285 | 1 | [5 empty] | Removed from Ground | Other | 1000 | Not Marked/Unknown | 1992-07-21 | 1992-07-21 | Not Marked
GASLO 743 | 5766 BUFORD HWY | DORAVILLE | DeKalb | 4440088 | 3 | [5 empty] | Removed from Ground | Gas (Historical Use) | 10000 | Bare Steel | 1976-03-01 | 1988-10-01 | Galvanized Steel
CHEVRON FOOD MARKET | 3230 PANTHERSVILLE RD | DECATUR | DeKalb | 9044512 | 1 | Ball Float | 2000-12-14 | FALSE | 2000-12-14 | FALSE | Currently in Use | Regular | 12000 | Epoxy | 2000-12-08 |  | Double-Walled Flex | Pressurized
QUIKTRIP #736 | 3975 FLATSHOALS PKWY | DECATUR | DeKalb | 10002576 | 2 | Flapper Valve |  | FALSE |  | FALSE | Currently in Use | Regular | 20000 | Fiberglass Double Walled | 2016-03-01 |  | Double-Walled Fiberglass | Pressurized
CHEVRON FOOD MART | 3726 Panthersville Road | Decatur | DeKalb | 10000807 | 2 | Ball Float | 2002-12-04 | FALSE | 2002-12-04 | FALSE | Currently in Use | Premium | 8000 | Composite | 2002-11-26 |  | Fiberglass Reinforced Plastic | Pressurized
10LVP | 7550 COVINGTON HWY | LITHONIA | DeKalb | 4440675 | 4 | [5 empty] | Removed from Ground | Gas (Historical Use) | 5000 | Bare Steel | 1973-05-02 | 1987-12-12 | Galvanized Steel
SEAN COMER PROPERTIES LLC | 7977 ROCKBRIDGE RD | LITHONIA | DeKalb | 10000532 | 1B | Ball Float | 2002-12-01 | FALSE | 2002-12-01 | FALSE | Currently in Use | Gas (Historical Use) | 8000 | Epoxy | 2002-12-01 |  | Double-Walled Flex | Pressurized
ROCK CHAPEL STOP | 1801 ROCK CHAPEL ROAD | LITHONIA | DeKalb | 9044510 | 3 | Ball Float | 2000-12-01 | FALSE | 2000-12-01 | FALSE | Currently in Use | Diesel | 12000 | Composite | 2000-12-01 |  | Fiberglass Reinforced Plastic | Pressurized
UFO # 7 | 2490 LITHONIA INDUSTRIAL BLVD | LITHONIA | DeKalb | 9044454 | 1 | Ball Float | 1997-03-26 | FALSE | 1997-03-26 | FALSE | Currently in Use | Diesel | 12000 | Composite | 1997-03-26 |  | Double-Walled Fiberglass | Pressurized
MAVERICK MATERIALS INC | 6905 CHAPMAN RD | LITHONIA | DeKalb | 4440606 | 4 | Overfill Alarm | 1999-03-29 |  | 1999-03-29 |  | Removed from Ground | Gas (Historical Use) | 5000 | Composite | 1999-03-29 | 2016-09-07 | Fiberglass Reinforced Plastic | Suction (American)
DAP INC | 6770 CHAPMAN RD | LITHONIA | DeKalb | 4440777 | 3 | [5 empty] | Removed from Ground | Hazardous Substance | 10000 | Bare Steel | 1979-04-19 | 1988-09-01 | Galvanized Steel
SHELL | 2854 PANOLA RD | LITHONIA | DeKalb | 9044070 | 3 | Ball Float | 1994-08-04 | FALSE | 1994-08-04 | FALSE | Currently in Use | Regular | 10000 | Galvanic (STIP-3) | 1988-01-01 |  | Fiberglass Reinforced Plastic | Pressurized
3 BROTHERS FOODMART | 1544 WELLBORN RD | LITHONIA | DeKalb | 4440389 | 2 | Ball Float | 2009-02-12 | FALSE |  | FALSE | Currently in Use | Premium | 8000 | Composite | 1982-07-01 |  | Fiberglass Reinforced Plastic | Pressurized
EXXON RETAIL STORE #4-4432 | 2911 PANOLA RD | LITHONIA | DeKalb | 9000019 | 3 | [5 empty] | Removed from Ground | Gas (Historical Use) | 6000 | Bare Steel | 1969-05-10 | 1987-01-01 | Galvanized Steel
LOWER CROOKED CREEK SEWAGE PUMP | 7364 DRAKE AVE | LITHONIA | DeKalb | 440554 | 1 | [5 empty] | Removed from Ground | Diesel | 3000 | Bare Steel | 1986-01-01 | 1995-03-15 | Bare Steel
E R SNELL CONTRACTOR INC | 6909 ROGERS LAKE RD | LITHONIA | DeKalb | 9000654 | 2 |  |  | FALSE |  | FALSE | Removed from Ground | Gas (Historical Use) | 6000 |  | 1970-08-05 | 1991-04-01
STANDARD CANDY COMPANY/AREA 1 | 100 CANDY CT | EASTMAN | Dodge | 450085 | 3 | [5 empty] | Removed from Ground | Gas (Historical Use) | 8000 | Bare Steel | 1966-01-01 | 1999-06-25 | Bare Steel | Safe Suction (Euro)
JAY BIRD SPRINGS RESORT | 1221 JAY BIRD SPRINGS RD | CHAUNCEY | Dodge | 10001818 | 1 |  |  | FALSE |  | FALSE | Removed from Ground | Gas (Historical Use) | 2000 | Unknown |  | 1899-12-31
DODGE COUNTY SCHOOL BUS SHOP | 720 COLLEGE STREET | EASTMAN | Dodge | 10000910 | 3B | Flapper Valve | 1999-12-01 | FALSE | 1999-12-01 | FALSE | Currently in Use | Regular | 9000 | Composite | 1999-12-01 |  | Fiberglass Reinforced Plastic | Pressurized
COUNTY STORE | 1930 COCHRAN HIGHWAY | EASTMAN | Dodge | 10000971 | 4 |  |  | FALSE |  | FALSE | Removed from Ground |  | 0 | Unknown | 2006-10-16 | 2006-10-16
KUNTRY MART | 4151 COCHRAN HWY | EASTMAN | Dodge | 10000230 | 1 | Ball Float | 2002-10-15 | FALSE | 2002-10-15 | FALSE | Currently in Use | E-10 | 6000 | Galvanic (STIP-3) | 2002-10-15 |  | Fiberglass Reinforced Plastic | Pressurized
PIPERS HILLTOP | 839 SOPERTON HWY | EASTMAN | Dodge | 450023 | 2 |  | 1998-11-11 | FALSE | 1998-11-11 | FALSE | Removed from Ground | Gas (Historical Use) | 4000 | Steel-Impressed Current | 1976-01-01 | 2018-01-05 |  | Suction (American)
Circle K 2745019 | 5910 FIFTH AVE NE | EASTMAN | Dodge | 450033 | 1 | Flapper Valve | 1995-03-22 | FALSE | 1995-03-22 | FALSE | Currently in Use | E-10 | 6000 | Steel-Impressed Current | 1985-01-01 |  | Double-Walled Flex | Pressurized
GULF QUICK SERVE | 1527 College Street | EASTMAN | Dodge | 450025 | 4 | [5 empty] | Removed from Ground | Gas (Historical Use) | 1000 | Bare Steel | 1981-01-01 | 2010-05-26 | Bare Steel
GULF QUICK SERVE | 1527 College Street | EASTMAN | Dodge | 450025 | 1 | [5 empty] | Removed from Ground | Gas (Historical Use) | 10000 | Bare Steel | 1979-01-01 | 2010-05-26 | Bare Steel
FOSTER AMOCO | 300 OAK ST | EASTMAN | Dodge | 450079 | 2 | [5 empty] | Removed from Ground | Gas (Historical Use) | 2000 | Bare Steel | 1976-01-01 | 1996-11-20 | Galvanized Steel | Suction (American)
508 COLLEGE STREET SITE | 508 COLLEGE STREET | EASTMAN | Dodge | 10000948 | 1 |  |  | FALSE |  | FALSE | Removed from Ground | Used Oil | 500 | Bare Steel | 2005-04-25 | 2005-04-25
COUNTY STORE | 1930 COCHRAN HIGHWAY | EASTMAN | Dodge | 10000971 | 1 |  |  | FALSE |  | FALSE | Removed from Ground |  | 0 | Unknown | 2006-10-16 | 2006-10-16
OCMULGEE EMC | 5722 EASTMAN ST | EASTMAN | Dodge | 450012 | 3 | [5 empty] | Closed in Ground | Other | 0 | Bare Steel | 1986-02-01 | 1986-02-01 | Galvanized Steel
DWOZEN COMM PROP LLC | 806 GRIFFIN AVE | EASTMAN | Dodge | 450022 | 4B |  | 1995-04-01 |  | 1995-04-01 |  | Removed from Ground | Gas (Historical Use) | 3000 | Galvanic (STIP-3) | 1995-04-01 | 2016-06-20 | Galvanized Steel | Suction (American)
PIPERS HILLTOP | 839 SOPERTON HWY | EASTMAN | Dodge | 450023 | 3 |  | 1998-11-11 | FALSE | 1998-11-11 | FALSE | Removed from Ground | Gas (Historical Use) | 4000 | Steel-Impressed Current | 1976-01-01 | 2018-01-05 |  | Suction (American)
C R COODY | RT 2 | EASTMAN | Dodge | 450018 | 2 | [5 empty] | Removed from Ground | Gas (Historical Use) | 4000 | Bare Steel | 1978-01-01 | 1996-12-09 | Galvanized Steel | Suction (American)
INGLEWOOD TRADING POST | RT 1 | EASTMAN | Dodge | 450081 | 2 | [5 empty] | Removed from Ground | Gas (Historical Use) | 1000 | Bare Steel | 1982-01-01 | 1987-01-01 | Galvanized Steel
KEITHS BP | 5018 5TH AVE | EASTMAN | Dodge | 450026 | 9 |  | 1998-02-19 | FALSE | 1998-02-19 | FALSE | Removed from Ground | Diesel | 4000 | Galvanic (STIP-3) | 1998-02-19 |  | Galvanized Steel | Pressurized
KEITHS BP | 5018 5TH AVE | EASTMAN | Dodge | 450026 | 2 | [5 empty] | Removed from Ground | Diesel | 3000 | Bare Steel | 1971-01-01 | 1999-02-17 | Bare Steel
SHORTY'S QUIK STOP #4 | HWY 46, 5805 5th Ave | EASTMAN | Dodge | 450045 | 4A | Flapper Valve | 1998-06-17 | FALSE | 1998-06-17 | FALSE | Currently in Use | E-10 | 3000 | Galvanic (STIP-3) | 1998-06-17 |  | Cathodically Protected | Pressurized
FOSTER AMOCO | 300 OAK ST | EASTMAN | Dodge | 450079 | 1 | [5 empty] | Removed from Ground | Gas (Historical Use) | 2000 | Bare Steel | 1976-01-01 | 1996-11-20 | Galvanized Steel | Suction (American)
FOSTER AMOCO | 300 OAK ST | EASTMAN | Dodge | 450079 | 4 | [5 empty] | Removed from Ground | Gas (Historical Use) | 2000 | Bare Steel | 1976-01-01 | 1996-11-20 | Galvanized Steel
GOODYEAR ASC #2132/BRAD RAGAN TI | 301 ANSON AVE | EASTMAN | Dodge | 450080 | 1 |  |  | TRUE |  | TRUE | Removed from Ground | Used Oil | 500 | Bare Steel | 1971-01-01 | 1993-08-04 | Bare Steel
DODGE COUNTY HOSPITAL | 901 GRIFFIN STREET | EASTMAN | Dodge | 450090 | 5 | Flapper Valve | 1997-11-15 | FALSE | 1997-11-15 | FALSE | Closed in Ground | Diesel | 2000 | Galvanic (STIP-3) | 1997-11-15 | 2020-06-04 | Galvanized Steel | Safe Suction (Euro)
Circle K 2745037 | 538 OAK ST | EASTMAN | Dodge | 10000925 | 1 | Flapper Valve | 2004-11-08 | FALSE | 2004-11-08 | FALSE | Currently in Use | Regular | 10000 | Composite | 2004-11-08 |  | Double-Walled Fiberglass | Pressurized
KUNTRY MART | 4151 COCHRAN HWY | EASTMAN | Dodge | 10000230 | 3 | Ball Float | 2002-10-15 | FALSE | 2002-10-15 | FALSE | Currently in Use | Diesel | 3000 | Galvanic (STIP-3) | 2002-10-15 |  | Fiberglass Reinforced Plastic | Pressurized
HORNE'S BAIT & TACKLE | THIRD AVE | EASTMAN | Dodge | 450021 | 2 | [5 empty] | Permanently Out of Use - historical purposes | Gas (Historical Use) | 560 | Bare Steel | 1979-01-01 | 1899-12-31 | Bare Steel
C R COODY | RT 2 | EASTMAN | Dodge | 450018 | 1 | [5 empty] | Removed from Ground | Diesel | 8000 | Bare Steel | 1978-01-01 | 1996-12-09 | Galvanized Steel | Suction (American)
FLASH FOODS #102 | 504 COLLEGE ST | EASTMAN | Dodge | 450034 | 1 |  | 1997-06-26 |  | 1997-06-26 |  | Removed from Ground | Empty | 8000 | Cathodically Protected Steel | 1983-01-01 | 2009-07-23 | Cathodically Protected | Pressurized
GA DOT #10259/EASTMAN MAINT HQ | 301 DODGE AVE | EASTMAN | Dodge | 450032 | 259G1 | [5 empty] | Removed from Ground | Gas (Historical Use) | 2000 | Cathodically Protected Steel | 1989-01-01 | 2001-08-22 | Galvanized Steel | Suction (American)
KEITHS BP | 5018 5TH AVE | EASTMAN | Dodge | 450026 | 7 |  | 1998-02-19 | FALSE | 1998-02-19 | FALSE | Removed from Ground | Gas (Historical Use) | 6000 | Galvanic (STIP-3) | 1998-02-19 |  | Galvanized Steel | Pressurized
KEITHS BP | 5018 5TH AVE | EASTMAN | Dodge | 450026 | 4 | [5 empty] | Removed from Ground | Diesel | 3000 | Bare Steel | 1971-01-01 | 1998-02-17 | Bare Steel
KEITHS BP | 5018 5TH AVE | EASTMAN | Dodge | 450026 | 5 | [5 empty] | Removed from Ground | Gas (Historical Use) | 10000 | Bare Steel | 1976-01-01 | 1998-02-17 | Bare Steel
OLD SCHOOL/MUNCIPAL CENTER | US HWY 23 | CHAUNCEY | Dodge | 450001 | 1 | [5 empty] | Removed from Ground | Gas (Historical Use) | 3000 | Bare Steel | 1961-01-01 | 1998-11-01 | Galvanized Steel | Safe Suction (Euro)
JAY BIRD SPRINGS RESORT | 1221 JAY BIRD SPRINGS RD | CHAUNCEY | Dodge | 10001818 | 2 |  |  | FALSE |  | FALSE | Removed from Ground | Gas (Historical Use) | 3000 | Unknown |  | 1899-12-31
MURPHY USA #7886 | 1545 INDIAN DR | EASTMAN | Dodge | 10000814 | 2A | Flapper Valve | 2004-01-10 | FALSE | 2004-01-10 | FALSE | Removed from Ground | Diesel | 12000 | Fiberglass Double Walled | 2004-12-18 |  | Double-Walled Fiberglass | Pressurized
WAHL TO WAHL FOOD MART | 4580 HWY 341 STATE ROUTE 165 | CHAUNCEY | Dodge | 9045041 | 1 |  | 1998-02-14 |  | 1998-02-14 |  | Currently in Use | Gas (Historical Use) | 4000 | Galvanic (STIP-3) | 1996-02-14 |  | Fiberglass Reinforced Plastic | Pressurized
TIMBERLINE TRANSPORT | 1344 MIDDLEGROUND CHURCH ROAD | EASTMAN | Dodge | 10001557 | 1 |  |  | FALSE |  | FALSE | Removed from Ground | Used Oil | 1000 | Bare Steel | 2008-04-10 | 2008-04-10
BEARDEN OIL COMPANY | 5414 NINTH AVENUE | EASTMAN | Dodge | 10001023 | 1 |  |  | FALSE |  | FALSE | Removed from Ground | Not Marked/Tank Removed | 10000 | Bare Steel | 1981-01-01 | 1986-01-01 | Galvanized Steel
508 COLLEGE STREET SITE | 508 COLLEGE STREET | EASTMAN | Dodge | 10000948 | 2 |  |  | FALSE |  | FALSE | Removed from Ground | Gas (Historical Use) | 2500 | Bare Steel | 2005-04-25 | 2005-04-25
PARKWAY GROCERY | 340 TOM WEST ROAD | EASTMAN | Dodge | 10000324 | 1A |  | 2002-05-01 | FALSE | 2002-05-01 | FALSE | Removed from Ground | Gas (Historical Use) | 4000 | Cathodically Protected Steel | 2002-05-01 | 2010-08-11 | Fiberglass Reinforced Plastic | Pressurized
DWOZEN COMM PROP LLC | 806 GRIFFIN AVE | EASTMAN | Dodge | 450022 | 3 | [5 empty] | Removed from Ground | Gas (Historical Use) | 2000 | Bare Steel | 1976-01-01 | 1995-04-01 | Bare Steel
DODGE COUNTY HOSPITAL | 901 GRIFFIN STREET | EASTMAN | Dodge | 450090 | 2 | [5 empty] | Removed from Ground | Diesel | 500 | Bare Steel | 1963-06-16 | 1997-11-15 | Not Marked
DODGE COUNTY ROAD DEPARTMENT | 5244 DODGE AVE | EASTMAN | Dodge | 450066 | 4 | [5 empty] | Removed from Ground | Gas (Historical Use) | 3000 | Bare Steel | 1971-01-01 | 1998-12-11 | Bare Steel | Safe Suction (Euro)
DODGE COUNTY ROAD DEPARTMENT | 5244 DODGE AVE | EASTMAN | Dodge | 450066 | 7 | Ball Float | 1998-12-20 | FALSE | 1998-12-20 | FALSE | Currently in Use | Diesel | 4000 | Fiberglass | 1998-12-16 |  | Double-Walled Fiberglass | Pressurized
MURPHY USA #7886 | 1545 INDIAN DR | EASTMAN | Dodge | 10000814 | 2A | Flapper Valve | 2004-01-10 | FALSE | 2004-01-10 | FALSE | Removed from Ground | Diesel | 12000 | Fiberglass Double Walled | 2004-12-18 |  | Double-Walled Fiberglass | Pressurized
BEARDEN OIL COMPANY | 5414 NINTH AVENUE | EASTMAN | Dodge | 10001023 | 3 |  |  | FALSE |  | FALSE | Removed from Ground | Not Marked/Tank Removed | 10000 | Bare Steel | 1981-01-01 | 1986-01-01 | Galvanized Steel
544 COLLEGE STREET SITE | 544 COLLEGE STREET | EASTMAN | Dodge | 10000959 | 1 |  |  | FALSE |  | FALSE | Removed from Ground | Empty | 4000 | Bare Steel | 2005-04-25 | 2005-04-25 | Bare Steel
FORMER EVANS GROCERY | CHESTER HWY/PAUL MILNER ROAD | EASTMAN | Dodge | 10000583 | 3 |  |  | FALSE |  | FALSE | Removed from Ground | Gas (Historical Use) | 6000 | Unknown | 1992-01-01 | 2003-12-01
DODGE CO BUS SHOP | HWY 23 | EASTMAN | Dodge | 450003 | 2 | [5 empty] | Removed from Ground | Gas (Historical Use) | 4000 | Bare Steel | 1982-01-01 | 1997-08-18 | Galvanized Steel
Circle K 2745019 | 5910 FIFTH AVE NE | EASTMAN | Dodge | 450033 | 2 | Flapper Valve | 1995-03-22 | FALSE | 1995-03-22 | FALSE | Currently in Use | E-10 | 6000 | Steel-Impressed Current | 1985-01-01 |  | Double-Walled Flex | Pressurized
GA DOT #10259/EASTMAN MAINT HQ | 301 DODGE AVE | EASTMAN | Dodge | 450032 | 10259-1 | [5 empty] | Removed from Ground | Gas (Historical Use) | 1000 | Bare Steel | 1966-01-01 | 1989-01-01 | Unknown
GULF QUICK SERVE | 1527 College Street | EASTMAN | Dodge | 450025 | 3 | [5 empty] | Removed from Ground | Gas (Historical Use) | 15000 | Bare Steel | 1979-01-01 | 2010-05-26 | Bare Steel
MURPHY USA #7886 | 1545 INDIAN DR | EASTMAN | Dodge | 10000814 | 2B | Flapper Valve | 2004-01-10 | FALSE | 2004-01-10 | FALSE | Removed from Ground | E-10 | 8000 | Fiberglass Double Walled | 2004-12-18 |  | Double-Walled Fiberglass | Pressurized
MURPHY USA #7886 | 1545 INDIAN DR | EASTMAN | Dodge | 10000814 | 2B | Flapper Valve | 2004-01-10 | FALSE | 2004-01-10 | FALSE | Removed from Ground | E-10 | 8000 | Fiberglass Double Walled | 2004-12-18 |  | Double-Walled Fiberglass | Pressurized
508 COLLEGE STREET SITE | 508 COLLEGE STREET | EASTMAN | Dodge | 10000948 | 3 |  |  | FALSE |  | FALSE | Removed from Ground | Gas (Historical Use) | 2500 | Bare Steel | 2005-04-25 | 2005-04-25
FORMER EVANS GROCERY | CHESTER HWY/PAUL MILNER ROAD | EASTMAN | Dodge | 10000583 | 2 |  |  | FALSE |  | FALSE | Removed from Ground | Gas (Historical Use) | 1000 | Unknown | 1984-01-01 | 1992-01-01
PARKWAY GROCERY | 340 TOM WEST ROAD | EASTMAN | Dodge | 10000324 | 1C |  | 2002-05-01 | FALSE | 2002-05-01 | FALSE | Removed from Ground | Gas (Historical Use) | 2000 | Cathodically Protected Steel | 2002-05-01 | 2010-08-11 | Fiberglass Reinforced Plastic | Pressurized
DODGE CO BUS SHOP | HWY 23 | EASTMAN | Dodge | 450003 | 1 | [5 empty] | Removed from Ground | Diesel | 8000 | Bare Steel | 1959-01-01 | 1997-08-18 | Galvanized Steel
DWOZEN COMM PROP LLC | 806 GRIFFIN AVE | EASTMAN | Dodge | 450022 | 2 | [5 empty] | Removed from Ground | Gas (Historical Use) | 2000 | Bare Steel | 1976-01-01 | 1995-04-01 | Bare Steel
FLASH FOODS #102 | 504 COLLEGE ST | EASTMAN | Dodge | 450034 | 3 |  | 1997-06-26 |  | 1997-06-26 |  | Removed from Ground | Empty | 8000 | Cathodically Protected Steel | 1983-01-01 | 2009-07-23 | Cathodically Protected | Pressurized
KEITHS BP | 5018 5TH AVE | EASTMAN | Dodge | 450026 | 8A |  | 1998-02-19 | FALSE | 1998-02-19 | FALSE | Removed from Ground | Gas (Historical Use) | 3000 | Galvanic (STIP-3) | 1998-02-19 |  | Galvanized Steel | Pressurized
SHORTY'S QUIK STOP #4 | HWY 46, 5805 5th Ave | EASTMAN | Dodge | 450045 | 5A | Flapper Valve | 1998-06-17 | FALSE | 1998-06-17 | FALSE | Currently in Use | Diesel | 3000 | Galvanic (STIP-3) | 1998-06-17 |  | Cathodically Protected | Pressurized
DODGE COUNTY HOSPITAL | 901 GRIFFIN STREET | EASTMAN | Dodge | 450090 | 3 | [5 empty] | Removed from Ground | Diesel | 1200 | Bare Steel | 1970-06-14 | 1997-11-15 | Copper
HOLDERS CITGO SERVICE STATION | 201 OAK ST SE | EASTMAN | Dodge | 450095 | 4 |  |  | TRUE |  | TRUE | Removed from Ground | Used Oil | 500 | Bare Steel | 1969-05-12 | 1999-01-28 | Galvanized Steel
HOLDERS CITGO SERVICE STATION | 201 OAK ST SE | EASTMAN | Dodge | 450095 | 1 |  | 1999-01-20 |  | 1999-01-20 |  | Removed from Ground | Gas (Historical Use) | 2000 | Steel-Impressed Current | 1969-05-12 | 1899-12-31 | Fiberglass Reinforced Plastic | Suction (American)
WAHL TO WAHL FOOD MART | 4580 HWY 341 STATE ROUTE 165 | CHAUNCEY | Dodge | 9045041 | 2 |  | 1998-02-14 |  | 1998-02-14 |  | Currently in Use | Gas (Historical Use) | 5000 | Galvanic (STIP-3) | 1996-02-14 |  | Fiberglass Reinforced Plastic | Pressurized
BEARDEN OIL COMPANY | 5414 NINTH AVENUE | EASTMAN | Dodge | 10001023 | 2 |  |  | FALSE |  | FALSE | Removed from Ground | Not Marked/Tank Removed | 10000 | Bare Steel | 1981-01-01 | 1986-01-01 | Galvanized Steel
N T CAR WASH | 4841 COCHRAN HWY | EASTMAN | Dodge | 10000972 | 1 |  |  | FALSE |  | FALSE | Removed from Ground | Used Oil | 1000 | Unknown | 2015-08-07 | 2015-08-26 | Unknown
EASTMAN MIDDLE SCHOOL | HERMAN AVE | EASTMAN | Dodge | 450007 | 1 | [5 empty] | Permanently Out of Use - historical purposes | Diesel | 3000 | Bare Steel | 1958-01-01 | 1899-12-31 | Galvanized Steel
WANDA J WOODARD | HWY 46 | EASTMAN | Dodge | 450051 | 1B |  | 1994-12-01 |  | 1994-12-01 |  | Removed from Ground | Gas (Historical Use) | 1000 | Cathodically Protected Steel | 1994-12-01 | 2012-03-08 | Cathodically Protected | Suction (American)
C&T GROCERY | 516 CHESTER RD | EASTMAN | Dodge | 450049 | 1 |  | 1984-01-01 | FALSE | 1984-01-01 | FALSE | Temporarily out of use | Gas (Historical Use) | 2000 |  | 1984-01-01 |  |  | Pressurized
INGLEWOOD TRADING POST | RT 1 | EASTMAN | Dodge | 450081 | 3 | [5 empty] | Removed from Ground | Diesel | 560 | Bare Steel | 1982-01-01 | 1987-01-01 | Galvanized Steel
ACE OIL COMPANY INC | 1022 MCRAE HWY | EASTMAN | Dodge | 450096 | 3 | [5 empty] | Removed from Ground | Gas (Historical Use) | 2000 | Bare Steel | 1976-05-10 | 1899-12-31 | Galvanized Steel
STANDARD CANDY COMPANY/AREA 3 | 100 CANDY CT | EASTMAN | Dodge | 9045042 | 2 | [5 empty] | Removed from Ground | Diesel | 4000 | Bare Steel | 1966-01-01 | 1999-06-25 | Bare Steel | Safe Suction (Euro)
FLASH FOODS #202 | 100 OAK ST NW | EASTMAN | Dodge | 9045027 | 3 |  | 1997-08-19 |  | 1998-09-01 |  | Removed from Ground | Gas (Historical Use) | 4000 | Steel-Impressed Current | 1964-01-01 | 2007-04-30 | Bare Steel | Pressurized
COUNTRY THINGS | RT 2/LOG CABIN RD | EASTMAN | Dodge | 9045030 | 2 | [5 empty] | Removed from Ground | Gas (Historical Use) | 1000 | Bare Steel | 1980-01-01 | 1994-03-16 | Unknown | Safe Suction (Euro)
ALFRED DORMAN CO OF EASTMAN INC | 203 NORMAN ST | EASTMAN | Dodge | 9045005 | 2 | [5 empty] | Removed from Ground | Diesel | 1000 | Bare Steel | 1979-01-01 | 1998-12-02 | Galvanized Steel
MURPHY USA #7886 | 1545 INDIAN DR | EASTMAN | Dodge | 10000814 | 3 |  |  | FALSE |  | FALSE | Currently in Use | Regular | 25000 | Fiberglass Double Walled | 2024-03-26 |  | Double-Walled Fiberglass | Pressurized
MURPHY USA #7886 | 1545 INDIAN DR | EASTMAN | Dodge | 10000814 | 3 |  |  | FALSE |  | FALSE | Currently in Use | Regular | 25000 | Fiberglass Double Walled | 2024-03-26 |  | Double-Walled Fiberglass | Pressurized
COUNTY STORE | 1930 COCHRAN HIGHWAY | EASTMAN | Dodge | 10000971 | 2 |  |  | FALSE |  | FALSE | Removed from Ground |  | 0 | Unknown | 2006-10-16 | 2006-10-16
PARKWAY GROCERY | 340 TOM WEST ROAD | EASTMAN | Dodge | 10000324 | 1B |  | 2002-05-01 | FALSE | 2002-05-01 | FALSE | Removed from Ground | Gas (Historical Use) | 2000 | Cathodically Protected Steel | 2002-05-01 | 2010-08-11 | Fiberglass Reinforced Plastic | Pressurized
KEITHS BP | 5018 5TH AVE | EASTMAN | Dodge | 450026 | 1 | [5 empty] | Removed from Ground | Diesel | 3000 | Bare Steel | 1971-01-01 | 1998-02-17 | Bare Steel
STANDARD CANDY COMPANY/AREA 1 | 100 CANDY CT | EASTMAN | Dodge | 450085 | 5 | [5 empty] | Removed from Ground | Gas (Historical Use) | 2000 | Bare Steel | 1966-01-01 | 1999-06-25 | Bare Steel
STANDARD CANDY COMPANY/AREA 1 | 100 CANDY CT | EASTMAN | Dodge | 450085 | 4 | [5 empty] | Removed from Ground | Gas (Historical Use) | 1000 | Bare Steel | 1966-01-01 | 1981-01-01 | Unknown
STANDARD CANDY COMPANY/AREA 3 | 100 CANDY CT | EASTMAN | Dodge | 9045042 | 1 | [5 empty] | Removed from Ground | Diesel | 4000 | Bare Steel | 1966-01-01 | 1999-06-25 | Bare Steel | Safe Suction (Euro)
STANDARD CANDY COMPANY/AREA 3 | 100 CANDY CT | EASTMAN | Dodge | 9045042 | 7 |  |  | TRUE |  | TRUE | Removed from Ground | Used Oil | 2000 | Bare Steel | 1966-01-01 | 1999-06-25 | Bare Steel | Safe Suction (Euro)
HOP-IN EASTMAN | 6314 OAK ST | EASTMAN | Dodge | 9045044 | 3 | Ball Float | 1999-11-01 | TRUE | 1999-11-01 | FALSE | Currently in Use | Diesel | 12000 | Composite | 1999-11-01 |  | Double-Walled Flex | Pressurized
Circle K 2745037 | 538 OAK ST | EASTMAN | Dodge | 10000925 | 2A | Flapper Valve | 2004-11-08 | FALSE | 2004-11-08 | FALSE | Currently in Use | Premium | 8000 | Composite | 2004-11-08 |  | Double-Walled Fiberglass | Pressurized
544 COLLEGE STREET SITE | 544 COLLEGE STREET | EASTMAN | Dodge | 10000959 | 3 |  |  | FALSE |  | FALSE | Removed from Ground | Empty | 500 | Bare Steel | 2005-04-25 | 2005-04-25 | Bare Steel
FORMER EVANS GROCERY | CHESTER HWY/PAUL MILNER ROAD | EASTMAN | Dodge | 10000583 | 1 |  |  | FALSE |  | FALSE | Removed from Ground | Gas (Historical Use) | 2000 | Unknown | 1984-01-01 | 1992-01-01
EASTMAN ELEM SCHOOL | US HWY 23 S | EASTMAN | Dodge | 450006 | 1 | [5 empty] | Removed from Ground | Empty | 3000 | Bare Steel | 1958-01-01 | 1899-12-31 | Galvanized Steel
HORNE'S BAIT & TACKLE | THIRD AVE | EASTMAN | Dodge | 450021 | 1 | [5 empty] | Permanently Out of Use - historical purposes | Gas (Historical Use) | 560 | Bare Steel | 1979-01-01 | 1899-12-31 | Bare Steel
Maloy's Country Store LLC | 4212 RHINE HWY | EASTMAN | Dodge | 450037 | 1 | Flapper Valve | 1998-10-29 | FALSE | 1998-10-29 | FALSE | Currently in Use | Gas (Historical Use) | 2000 | Steel-Impressed Current | 1961-01-01 |  | Steel (Impressed Current) | Suction (American)
WANDA J WOODARD | HWY 46 | EASTMAN | Dodge | 450051 | 3 | [5 empty] | Removed from Ground | Gas (Historical Use) | 500 | Bare Steel | 1981-01-01 | 1994-06-01 | Galvanized Steel
SHORTY'S QUIK STOP #4 | HWY 46, 5805 5th Ave | EASTMAN | Dodge | 450045 | 5B | Flapper Valve | 1998-06-17 | FALSE | 1998-06-17 | FALSE | Temporarily out of use | Kerosene | 1000 | Galvanic (STIP-3) | 1998-06-17 |  | Cathodically Protected | Pressurized
HOLDERS CITGO SERVICE STATION | 201 OAK ST SE | EASTMAN | Dodge | 450095 | 3 |  | 1999-01-20 |  | 1999-01-20 |  | Removed from Ground | Gas (Historical Use) | 1000 | Steel-Impressed Current | 1982-05-09 | 1899-12-31 | Fiberglass Reinforced Plastic | Suction (American)
DODGE COUNTY ROAD DEPARTMENT | 5244 DODGE AVE | EASTMAN | Dodge | 450066 | 5 | [5 empty] | Permanently Out Of Use | Diesel | 560 | Bare Steel | 1956-01-01 | 1998-12-03 | Unknown
MOORE DISTRIBUTING CO | US HWY 23 & US HWY 341 | CHAUNCEY | Dodge | 450074 | 1 | [5 empty] | Removed from Ground | Gas (Historical Use) | 2000 | Bare Steel | 1971-01-01 | 1899-12-31 | Galvanized Steel | Suction (American)
WENDELL MCCRANIE | RT 3 | EASTMAN | Dodge | 450069 | 2 | [5 empty] | Permanently Out of Use - historical purposes | Gas (Historical Use) | 560 | Bare Steel |  | 1899-12-31 | Bare Steel
WILLIARD SMITH GROCERY | 517 SOPERTON HWY | EASTMAN | Dodge | 450064 | 4B |  | 1998-12-08 |  | 1998-12-08 |  | Currently in Use | Gas (Historical Use) | 1000 | Cathodically Protected Steel | 1998-12-09 |  | Cathodically Protected | Suction (American)
COUNTY STORE | 1930 COCHRAN HIGHWAY | EASTMAN | Dodge | 10000971 | 5 |  |  | FALSE |  | FALSE | Installed |  | 0 | Unknown
FLASH FOODS #102 | 504 COLLEGE ST | EASTMAN | Dodge | 450034 | 2 |  | 1997-06-26 |  | 1997-06-26 |  | Removed from Ground | Empty | 8000 | Cathodically Protected Steel | 1983-01-01 | 2009-07-23 | Cathodically Protected | Pressurized
CITY OF EASTMAN | 313 COLLEGE ST | EASTMAN | Dodge | 450036 | 1 | [5 empty] | Removed from Ground | Gas (Historical Use) | 2000 | Bare Steel |  | 1899-12-31 | Galvanized Steel | Suction (American)
KEITHS BP | 5018 5TH AVE | EASTMAN | Dodge | 450026 | 3 | [5 empty] | Removed from Ground | Diesel | 3000 | Bare Steel | 1971-01-01 | 1998-02-17 | Bare Steel
GULF QUICK SERVE | 1527 College Street | EASTMAN | Dodge | 450025 | 5 |  |  | FALSE |  | FALSE | Removed from Ground | Diesel | 10000 | Unknown | 2010-05-26 | 2010-05-26 | Unknown
SHORTY'S QUIK STOP #4 | HWY 46, 5805 5th Ave | EASTMAN | Dodge | 450045 | 1 | [5 empty] | Removed from Ground | Gas (Historical Use) | 5000 | Bare Steel | 1983-01-01 | 1998-06-15 | Galvanized Steel | Suction (American)
BAPA1 | 330 OAK ST | EASTMAN | Dodge | 450089 | 2 | [5 empty] | Removed from Ground | Gas (Historical Use) | 8000 | Composite | 1987-01-01 | 1989-08-01 | Galvanized Steel
ACE OIL COMPANY INC | 1022 MCRAE HWY | EASTMAN | Dodge | 450096 | 1 | [5 empty] | Removed from Ground | Gas (Historical Use) | 4000 | Bare Steel | 1976-05-10 | 1899-12-31 | Galvanized Steel
DODGE COUNTY ROAD DEPARTMENT | 5244 DODGE AVE | EASTMAN | Dodge | 450066 | 1 |  |  | TRUE |  | TRUE | Permanently Out Of Use | Used Oil | 1000 | Bare Steel | 1976-01-01 | 1998-12-03 | Bare Steel | Suction (American)
WILLIARD SMITH GROCERY | 517 SOPERTON HWY | EASTMAN | Dodge | 450064 | 3 | [5 empty] | Removed from Ground | Gas (Historical Use) | 1000 | Bare Steel | 1971-01-01 | 1998-12-08 | Bare Steel
LAMAR JOHNSON | RT 2 | EASTMAN | Dodge | 450057 | 2 | [5 empty] | Removed from Ground | Gas (Historical Use) | 4000 | Bare Steel | 1982-01-01 | 1994-08-01 | Galvanized Steel
FOUR POINT DRIVE-IN | LEGION DR | EASTMAN | Dodge | 9045022 | 347 | [5 empty] | Removed from Ground | Gas (Historical Use) | 500 | Bare Steel | 1971-01-01 | 1995-07-01 | Galvanized Steel
DROP IN | 4034 COCHRAN HWY | EASTMAN | Dodge | 9045034 | 3 |  | 1991-10-01 | FALSE | 1991-10-01 | FALSE | Removed from Ground | Gas (Historical Use) | 6000 | Galvanic (STIP-3) | 1991-10-01 | 2013-12-20 | Fiberglass Reinforced Plastic | Safe Suction (Euro)
N T CAR WASH | 4841 COCHRAN HWY | EASTMAN | Dodge | 10000972 | 2 |  |  | FALSE |  | FALSE | Removed from Ground | Kerosene | 500 | Unknown | 2015-08-07 | 2015-08-26 | Unknown
DODGE COUNTY ROAD DEPARTMENT | 5244 DODGE AVE | EASTMAN | Dodge | 450066 | 9 | Ball Float | 1998-12-20 | FALSE | 1998-12-20 | FALSE | Currently in Use | E-10 | 2000 | Fiberglass | 1998-12-16 |  | Double-Walled Fiberglass | Pressurized
EASTMAN MIDDLE SCHOOL | HERMAN AVE | EASTMAN | Dodge | 450007 | 2 | [5 empty] | Permanently Out of Use - historical purposes | Diesel | 3000 | Bare Steel | 1958-01-01 | 1899-12-31 | Galvanized Steel
WANDA J WOODARD | HWY 46 | EASTMAN | Dodge | 450051 | 1A |  | 1994-12-01 |  | 1994-12-01 |  | Removed from Ground | Gas (Historical Use) | 1000 | Cathodically Protected Steel | 1994-12-01 | 2012-03-08 | Cathodically Protected | Suction (American)
FOSTER AMOCO | 300 OAK ST | EASTMAN | Dodge | 450079 | 5 |  |  | TRUE |  | TRUE | Removed from Ground | Used Oil | 1000 | Bare Steel | 1996-11-20 | 1996-11-20 | Galvanized Steel
DODGE COUNTY HOSPITAL | 901 GRIFFIN STREET | EASTMAN | Dodge | 450090 | 1 | [5 empty] | Closed in Ground | Diesel | 10000 | Bare Steel | 1963-06-16 | 1997-09-15 | Not Marked
STOP N SHOP | 620 COCHRAN HWY | EASTMAN | Dodge | 9045032 | 1 | [5 empty] | Removed from Ground | Gas (Historical Use) | 8000 | Epoxy | 1998-02-10 | 1998-02-10 | Galvanized Steel | Pressurized
HEART OF GEORGIA REGIONAL AIRPOR | 255 AIRPORT RD | EASTMAN | Dodge | 9045035 | 1 | [5 empty] | Removed from Ground | Gas (Historical Use) | 4000 | Not Marked/Unknown | 1966-01-01 | 1997-10-21 | Not Marked
FOUR POINT DRIVE-IN | LEGION DR | EASTMAN | Dodge | 9045022 | 348 | [5 empty] | Removed from Ground | Gas (Historical Use) | 1000 | Bare Steel | 1971-01-01 | 1995-07-01 | Galvanized Steel
WAYNE'S LAWN EQUIP/FORMER HANDY | 201 COLLEGE ST | EASTMAN | Dodge | 9045023 | 1 | [5 empty] | Removed from Ground | Other | 2000 | Marked Unknown |  | 1899-12-31 | Unknown
OCMULGEE EMC DODGE SUBSTATION | 986 JIM HARP RD | EASTMAN | Dodge | 9045046 | 1 |  | 2000-02-17 |  | 2000-02-17 |  | Temporarily out of use | Diesel | 20000 | Composite | 2000-02-17 | 2016-06-17 | Fiberglass Reinforced Plastic | Suction (American)
Circle K 2745104 | 100 OAK ST NW & 5TH AVE | EASTMAN | Dodge | 9045002 | 7 |  | 2007-05-07 | FALSE | 2007-05-07 | FALSE | Currently in Use | Gas (Historical Use) | 15000 | Composite Double Walled | 2007-05-08 |  | Double-Walled Flex | Pressurized
R A COBB'S STORE | RT 1 | EASTMAN | Dodge | 450073 | 1 | [5 empty] | Removed from Ground | Gas (Historical Use) | 1000 | Bare Steel | 1979-01-01 | 1987-10-01 | Galvanized Steel
STANDARD CANDY COMPANY/AREA 4 | 100 CANDY CT | EASTMAN | Dodge | 9045043 | 6 | [5 empty] | Removed from Ground | Diesel | 1000 | Bare Steel | 1999-06-25 | 1999-06-25 | Bare Steel
HOP-IN EASTMAN | 6314 OAK ST | EASTMAN | Dodge | 9045044 | 1 | Ball Float | 1999-11-01 | TRUE | 1999-11-01 | FALSE | Currently in Use | E-10 | 12000 | Composite | 1999-11-01 |  | Double-Walled Flex | Pressurized
HEART OF GEORGIA REGIONAL AIRPOR | 255 AIRPORT RD | EASTMAN | Dodge | 9045035 | 2 | [5 empty] | Removed from Ground | Gas (Historical Use) | 4000 | Not Marked/Unknown | 1966-01-01 | 1997-10-21 | Not Marked
FLASH FOODS #102 | 119 GRIFFIN ST | EASTMAN | Dodge | 9045020 | 4 | Ball Float | 1990-03-29 | FALSE | 1990-03-29 | FALSE | Removed from Ground | Diesel | 5000 |  | 1983-01-01 | 2018-10-17 | Steel (Impressed Current) | Pressurized
AROUND THE CORNER | 460 LEGION DRIVE | EASTMAN | Dodge | 9045024 | 2 |  | 1998-04-16 | FALSE | 1998-04-16 | FALSE | Temporarily out of use | Gas (Historical Use) | 8000 | Galvanic (STIP-3) | 1988-01-01 |  | Fiberglass Reinforced Plastic | Pressurized
BELLSOUTH TELECOMMUNICATIONS EAS | 103 SIXTH AVE SW | EASTMAN | Dodge | 9045025 | 1 | [5 empty] | Removed from Ground | Other | 560 | Bare Steel | 1987-10-06 | 1996-04-01 | Copper | Suction (American)
P & P FOOD MART | 411 OAK ST | EASTMAN | Dodge | 9045031 | 1 | Flapper Valve | 1987-03-01 | FALSE | 1987-03-01 | FALSE | Currently in Use | E-10 | 6000 | Steel-Impressed Current | 1987-03-01 |  | Steel (Impressed Current) | Pressurized
ALFRED DORMAN CO OF EASTMAN INC | 203 NORMAN ST | EASTMAN | Dodge | 9045005 | 1 | [5 empty] | Removed from Ground | Gas (Historical Use) | 1000 | Bare Steel | 1979-01-01 | 1998-12-02 | Galvanized Steel
SHORTYS QUICK STOP #10 | 5011 ROGERS ST | EASTMAN | Dodge | 9045009 | 3 |  | 1998-11-07 |  | 1998-11-07 |  | Currently in Use | Gas (Historical Use) | 3000 | Steel-Impressed Current | 1988-01-01 |  | Cathodically Protected | Pressurized
J HERMAN PEACOCK | SOPERTON RD & AIRPORT RD | EASTMAN | Dodge | 9045017 | 1 | [5 empty] | Removed from Ground | Other | 560 | Bare Steel | 1976-01-01 | 1991-10-01 | Galvanized Steel
GLYEN HICKMAN | P O BOX 4202 | EASTMAN | Dodge | 9045012 | 1 | [5 empty] | Temporarily out of use | Gas (Historical Use) | 5000 | Bare Steel | 1981-01-01 |  | Galvanized Steel | Suction (American)
MOORE DISTRIBUTING CO | US HWY 23 & US HWY 341 | CHAUNCEY | Dodge | 450074 | 2 | [5 empty] | Removed from Ground | Gas (Historical Use) | 2000 | Bare Steel | 1971-01-01 | 1899-12-31 | Galvanized Steel | Suction (American)
MURPHY USA #7886 | 1545 INDIAN DR | EASTMAN | Dodge | 10000814 | 4A |  |  | FALSE |  | FALSE | Currently in Use | Premium | 8000 | Fiberglass Double Walled | 2024-03-26 |  | Double-Walled Fiberglass | Pressurized
MURPHY USA #7886 | 1545 INDIAN DR | EASTMAN | Dodge | 10000814 | 4A |  |  | FALSE |  | FALSE | Currently in Use | Premium | 8000 | Fiberglass Double Walled | 2024-03-26 |  | Double-Walled Fiberglass | Pressurized
MURPHY USA #7886 | 1545 INDIAN DR | EASTMAN | Dodge | 10000814 | 4C |  |  | FALSE |  | FALSE | Currently in Use | E-0 | 8000 | Fiberglass Double Walled | 2024-03-26 |  | Double-Walled Fiberglass | Pressurized
MURPHY USA #7886 | 1545 INDIAN DR | EASTMAN | Dodge | 10000814 | 4C |  |  | FALSE |  | FALSE | Currently in Use | E-0 | 8000 | Fiberglass Double Walled | 2024-03-26 |  | Double-Walled Fiberglass | Pressurized
COUNTY STORE | 1930 COCHRAN HIGHWAY | EASTMAN | Dodge | 10000971 | 3 |  |  | FALSE |  | FALSE | Removed from Ground |  | 0 | Unknown | 2006-10-16 | 2006-10-16
DODGE CO/ECE BLDG | HERMAN AVE | EASTMAN | Dodge | 450008 | 1 | [5 empty] | Removed from Ground | Empty | 1000 | Bare Steel | 1956-01-01 | 1899-12-31 | Galvanized Steel
OCMULGEE EMC | 5722 EASTMAN ST | EASTMAN | Dodge | 450012 | 1 | Flapper Valve | 1997-06-01 | FALSE | 1997-06-01 | FALSE | Currently in Use | Diesel | 10000 | Steel-Impressed Current | 1980-01-01 |  | Fiberglass Reinforced Plastic | Safe Suction (Euro)
PIPERS HILLTOP | 839 SOPERTON HWY | EASTMAN | Dodge | 450023 | 1 |  | 1998-11-11 | FALSE | 1998-11-11 | FALSE | Removed from Ground | Gas (Historical Use) | 4000 | Steel-Impressed Current | 1976-01-01 | 2018-01-05 |  | Suction (American)
MURPHY USA #7886 | 1545 INDIAN DR | EASTMAN | Dodge | 10000814 | 4B |  |  | FALSE |  | FALSE | Currently in Use | Diesel | 10000 | Fiberglass Double Walled | 2024-03-26 |  | Double-Walled Fiberglass | Pressurized
MURPHY USA #7886 | 1545 INDIAN DR | EASTMAN | Dodge | 10000814 | 4B |  |  | FALSE |  | FALSE | Currently in Use | Diesel | 10000 | Fiberglass Double Walled | 2024-03-26 |  | Double-Walled Fiberglass | Pressurized
544 COLLEGE STREET SITE | 544 COLLEGE STREET | EASTMAN | Dodge | 10000959 | 5 |  |  | FALSE |  | FALSE | Removed from Ground | Gas (Historical Use) | 2500 | Unknown | 2005-12-13 | 2005-12-13 | Unknown
544 COLLEGE STREET SITE | 544 COLLEGE STREET | EASTMAN | Dodge | 10000959 | 4 |  |  | FALSE |  | FALSE | Removed from Ground | Gas (Historical Use) | 2500 | Unknown | 2005-12-13 | 2005-12-13 | Unknown
N T CAR WASH | 4841 COCHRAN HWY | EASTMAN | Dodge | 10000972 | 3 |  |  | FALSE |  | FALSE | Removed from Ground | Not Marked/Tank Removed | 1000 | Unknown | 2015-08-26 | 2015-08-26 | Unknown
OCMULGEE EMC | 5722 EASTMAN ST | EASTMAN | Dodge | 450012 | 2 | Flapper Valve | 1997-06-01 | FALSE | 1997-06-01 | FALSE | Currently in Use | E-10 | 10000 | Steel-Impressed Current | 1980-01-01 |  | Fiberglass Reinforced Plastic | Pressurized
KEITHS BP | 5018 5TH AVE | EASTMAN | Dodge | 450026 | WO |  |  | TRUE |  | TRUE | Removed from Ground | Used Oil | 560 | Bare Steel | 1971-01-01 | 1998-02-17 | Bare Steel | Gravity Fed
C&T GROCERY | 516 CHESTER RD | EASTMAN | Dodge | 450049 | 2 |  | 1984-01-01 | FALSE | 1984-01-01 | FALSE | Temporarily out of use | Gas (Historical Use) | 1000 |  | 1984-01-01 |  |  | Pressurized
SHORTY'S QUIK STOP #4 | HWY 46, 5805 5th Ave | EASTMAN | Dodge | 450045 | 2 | [5 empty] | Removed from Ground | Gas (Historical Use) | 3000 | Bare Steel | 1983-01-01 | 1998-06-15 | Galvanized Steel | Suction (American)
FARMERS WAREHOUSE & GIN | RAILROAD AVE | EASTMAN | Dodge | 450063 | 1 | [5 empty] | Permanently Out of Use - historical purposes | Gas (Historical Use) | 1000 | Bare Steel | 1976-01-01 | 1899-12-31 | Bare Steel | Suction (American)
WILLIARD SMITH GROCERY | 517 SOPERTON HWY | EASTMAN | Dodge | 450064 | 2 | [5 empty] | Removed from Ground | Gas (Historical Use) | 1000 | Bare Steel | 1971-01-01 | 1998-12-08 | Bare Steel
DODGE COUNTY ROAD DEPARTMENT | 5244 DODGE AVE | EASTMAN | Dodge | 450066 | 6 | Ball Float | 1998-12-20 | FALSE | 1998-12-20 | FALSE | Currently in Use | Diesel | 6000 | Fiberglass | 1998-12-16 |  | Double-Walled Fiberglass | Pressurized
WENDELL MCCRANIE | RT 3 | EASTMAN | Dodge | 450069 | 1 | [5 empty] | Permanently Out of Use - historical purposes | Diesel | 3000 | Bare Steel |  | 1899-12-31 | Bare Steel
DROP IN | 4034 COCHRAN HWY | EASTMAN | Dodge | 9045034 | 1 |  | 1991-10-01 | FALSE | 1991-10-01 | FALSE | Removed from Ground | Gas (Historical Use) | 6000 | Galvanic (STIP-3) | 1991-10-01 | 2013-12-20 | Fiberglass Reinforced Plastic | Safe Suction (Euro)
DROP IN | 4034 COCHRAN HWY | EASTMAN | Dodge | 9045034 | 4 |  | 1991-10-01 | FALSE | 1991-10-01 | FALSE | Removed from Ground | Diesel | 2000 | Galvanic (STIP-3) | 1991-10-01 | 2013-12-20 | Fiberglass Reinforced Plastic | Safe Suction (Euro)
NORMAN COLEY GROCERY | SUNSET DR @ PAGE ST | EASTMAN | Dodge | 9045018 | 2 | [5 empty] | Removed from Ground | Empty | 0 | Bare Steel | 1989-08-01 | 1989-08-01 | Galvanized Steel
FLASH FOODS #102 | 119 GRIFFIN ST | EASTMAN | Dodge | 9045020 | 1 | Ball Float | 1990-03-29 | FALSE | 1990-03-29 | FALSE | Removed from Ground | Gas (Historical Use) | 10000 |  | 1983-01-01 | 2018-10-17 | Steel (Impressed Current) | Pressurized
FLASH FOODS #202 | 100 OAK ST NW | EASTMAN | Dodge | 9045027 | 8 | [5 empty] | Removed from Ground | Gas (Historical Use) | 550 | Not Marked/Unknown | 1966-01-01 | 2007-04-30 | Not Marked
FLASH FOODS #202 | 100 OAK ST NW | EASTMAN | Dodge | 9045027 | 2 |  | 1997-08-19 |  | 1998-09-01 |  | Removed from Ground | Gas (Historical Use) | 4000 | Steel-Impressed Current | 1964-01-01 | 2007-04-30 | Bare Steel | Pressurized
ITT RAYONIER-EASTMAN WOODYARD | GOLF COURSE RD/US HWY 23 N | EASTMAN | Dodge | 9045001 | 1 | [5 empty] | Removed from Ground | Gas (Historical Use) | 560 | Bare Steel | 1973-07-01 | 1988-05-31 | Galvanized Steel
GA FC/DODGE CO UNIT | US HWY 341 2 1/2 MI WEST | EASTMAN | Dodge | 9045011 | 3 | [5 empty] | Removed from Ground | Diesel | 560 | Bare Steel | 1960-01-01 | 1990-07-01 | Galvanized Steel
SHORTY'S QUIK STOP #4 | HWY 46, 5805 5th Ave | EASTMAN | Dodge | 450045 | 4B | Flapper Valve | 1998-06-17 | FALSE | 1998-06-17 | FALSE | Currently in Use | E-10 | 3000 | Galvanic (STIP-3) | 1998-06-17 |  | Cathodically Protected | Pressurized
BAPA1 | 330 OAK ST | EASTMAN | Dodge | 450089 | 1 | [5 empty] | Removed from Ground | Gas (Historical Use) | 8000 | Composite | 1986-01-01 | 1989-08-01 | Galvanized Steel
PITTMAN GROCERY | RT 6 BOX 493 | EASTMAN | Dodge | 450097 | 3 | [5 empty] | Removed from Ground | Other | 1000 | Cathodically Protected Steel | 1971-05-12 | 1996-07-01 | Galvanized Steel
STOP N SHOP | 620 COCHRAN HWY | EASTMAN | Dodge | 9045032 | 2 | [5 empty] | Removed from Ground | Gas (Historical Use) | 8000 | Epoxy | 1998-02-10 | 1998-02-10 | Galvanized Steel | Pressurized
WAYNE'S LAWN EQUIP/FORMER HANDY | 201 COLLEGE ST | EASTMAN | Dodge | 9045023 | 2 | [5 empty] | Removed from Ground | Other | 2000 | Marked Unknown |  | 1899-12-31 | Unknown
INGLEWOOD TRADING POST | INGLEWOOD RD, 268 Lower River RD. | EASTMAN | Dodge | 9045039 | 1A |  | 1998-07-11 |  | 1998-07-11 |  | Temporarily out of use | Gas (Historical Use) | 2000 | Cathodically Protected Steel | 1998-07-11 |  | Cathodically Protected | Suction (American)
MCCORMICK GROCERY/BEARDEN BP/ROA | 504 NINTH AVE | EASTMAN | Dodge | 9045008 | 2 | [5 empty] | Currently in Use | Gas (Historical Use) | 3000 | Not Marked/Unknown |  |  | Not Marked
MCCORMICK GROCERY/BEARDEN BP/ROA | 504 NINTH AVE | EASTMAN | Dodge | 9045008 | 9 | [5 empty] | Currently in Use | Diesel | 580 | Not Marked/Unknown |  |  | Not Marked
MCCORMICK GROCERY/BEARDEN BP/ROA | 504 NINTH AVE | EASTMAN | Dodge | 9045008 | 8 | [5 empty] | Currently in Use | Gas (Historical Use) | 560 | Not Marked/Unknown |  |  | Not Marked
FLASH FOODS #202 | 100 OAK ST NW | EASTMAN | Dodge | 9045027 | 6 |  |  | TRUE |  | TRUE | Removed from Ground | Used Oil | 550 | Bare Steel | 1964-01-01 | 2007-04-30 | Galvanized Steel
MAMU QUICK STOP | 108 FIFTH AVE | EASTMAN | Dodge | 9045004 | 2 |  | 1989-08-01 | FALSE | 1989-08-01 | FALSE | Currently in Use | E-10 | 12000 | Galvanic (STIP-3) | 1989-08-01 |  | Double-Walled Fiberglass | Pressurized
MCCORMICK GROCERY/BEARDEN BP/ROA | 504 NINTH AVE | EASTMAN | Dodge | 9045008 | 4 | [5 empty] | Removed from Ground | Gas (Historical Use) | 1000 | Not Marked/Unknown | 1993-06-01 | 1993-06-01 | Not Marked
MCCORMICK GROCERY/BEARDEN BP/ROA | 504 NINTH AVE | EASTMAN | Dodge | 9045008 | 7 | [5 empty] | Currently in Use | Gas (Historical Use) | 6000 | Not Marked/Unknown |  |  | Not Marked
MCCORMICK GROCERY/BEARDEN BP/ROA | 504 NINTH AVE | EASTMAN | Dodge | 9045008 | 5 | [5 empty] | Currently in Use | Gas (Historical Use) | 6000 | Not Marked/Unknown |  |  | Not Marked
J&J MOBILE HOME SUPPLY | NORTH HAWKINSVILLE HWY | EASTMAN | Dodge | 3045000 | 1 | [5 empty] | Removed from Ground | Other | 1 | Not Marked/Unknown | 1993-10-01 | 1993-10-01 | Not Marked
J&J MOBILE HOME SUPPLY | NORTH HAWKINSVILLE HWY | EASTMAN | Dodge | 3045000 | 0 | [5 empty] | Removed from Ground | Other | 1 | Not Marked/Unknown | 1993-10-01 | 1993-10-01 | Not Marked
GA PACIFIC | US HWY 341 NORTH | MCRAE | Dodge | 450011 | 4 | [5 empty] | Removed from Ground | Diesel | 1000 | Bare Steel | 1979-01-01 | 1899-12-31 | Galvanized Steel
DODGE STATE PRISON | OLD BETHEL CHURCH RD | CHESTER | Dodge | 450094 | 3 | [5 empty] | Removed from Ground | Diesel | 10000 | Bare Steel | 1983-01-02 | 1997-03-19 | Not Marked
J & JS COUNTRY STORE | 508 E CHICKEN RD | CHESTER | Dodge | 9045038 | 1 | [5 empty] | Removed from Ground | Gas (Historical Use) | 1000 | Bare Steel | 1998-12-01 | 1998-12-01 | Bare Steel | Safe Suction (Euro)
GA FC/DODGE CO UNIT | US HWY 341 2 1/2 MI WEST | EASTMAN | Dodge | 9045011 | 4 |  | 1990-01-01 |  | 1990-01-01 |  | Removed from Ground | Gas (Historical Use) | 1000 | Galvanic (STIP-3) | 1990-01-01 | 2006-08-31 | Cathodically Protected | Safe Suction (Euro)
GA FC/DODGE CO UNIT | US HWY 341 2 1/2 MI WEST | EASTMAN | Dodge | 9045011 | 5 |  | 1990-01-01 |  | 1990-01-01 |  | Removed from Ground | Diesel | 1000 | Galvanic (STIP-3) | 1990-01-01 | 2006-08-31 | Cathodically Protected | Safe Suction (Euro)
J & JS COUNTRY STORE | 508 E CHICKEN RD | CHESTER | Dodge | 9045038 | 3 |  | 1998-12-01 | FALSE | 1998-12-01 | FALSE | Temporarily out of use | Gas (Historical Use) | 1000 | Composite | 1998-12-01 |  | Fiberglass Reinforced Plastic | Suction (American)
ROY ANDERSON SERVICE STATION | 346 2ND ST | RHINE | Dodge | 450055 | 3 | [5 empty] | Removed from Ground | Gas (Historical Use) | 560 | Bare Steel | 1981-01-01 | 1995-07-01 | Galvanized Steel
GTE/CTC OF THE SOUTH-RHINE-CO | OFF HWY 280 | RHINE | Dodge | 450092 | 1 | [5 empty] | Removed from Ground | Diesel | 285 | Bare Steel | 1984-01-02 | 1993-09-01 | Bare Steel
ADENS MINIT MART #30 | 391 SECOND ST | RHINE | Dodge | 450054 | 3 | [5 empty] | Removed from Ground | Gas (Historical Use) | 2000 | Bare Steel | 1979-01-01 | 1993-10-01 | Galvanized Steel
RHINE USA | 251 2nd St. | RHINE | Dodge | 9045037 | 4 | [5 empty] | Removed from Ground | Diesel | 1000 | Cathodically Protected Steel | 1988-09-17 | 1999-12-20 | Galvanized Steel | Pressurized
ROSS GROCERY | US HWY 23 SOUTH & GA RT 257 | COCHRAN | Dodge | 450048 | 1 | [5 empty] | Removed from Ground | Gas (Historical Use) | 1000 | Bare Steel | 1981-01-01 | 1993-10-01 | Galvanized Steel
ROY ANDERSON SERVICE STATION | 346 2ND ST | RHINE | Dodge | 450055 | 5A |  | 1995-07-01 |  | 1995-07-01 |  | Removed from Ground | Gas (Historical Use) | 2000 | Galvanic (STIP-3) | 1995-07-01 | 2009-11-12 | Fiberglass Reinforced Plastic | Pressurized
ROSS GROCERY | US HWY 23 SOUTH & GA RT 257 | COCHRAN | Dodge | 450048 | 2 | [5 empty] | Removed from Ground | Gas (Historical Use) | 1000 | Bare Steel | 1981-01-01 | 1993-10-01 | Galvanized Steel
ROY ANDERSON SERVICE STATION | 346 2ND ST | RHINE | Dodge | 450055 | 5B |  | 1995-07-01 |  | 1995-07-01 |  | Removed from Ground | Gas (Historical Use) | 2000 | Galvanic (STIP-3) | 1995-07-01 | 2009-11-12 | Fiberglass Reinforced Plastic | Pressurized
ADENS MINIT MART #30 | 391 SECOND ST | RHINE | Dodge | 450054 | 4 | Ball Float | 1993-10-01 | FALSE | 1993-10-01 | FALSE | Currently in Use | E-10 | 8000 | Galvanic (STIP-3) | 1993-10-01 |  | Fiberglass Reinforced Plastic | Pressurized
ROY ANDERSON SERVICE STATION | 346 2ND ST | RHINE | Dodge | 450055 | 4 |  | 1995-07-01 |  | 1995-07-01 |  | Removed from Ground | Gas (Historical Use) | 4000 | Galvanic (STIP-3) | 1995-07-01 | 2009-11-12 | Fiberglass Reinforced Plastic | Pressurized
JAY BIRD SPRINGS RESORT | 1221 JAY BIRD SPRINGS RD | CHAUNCEY | Dodge | 10001818 | 3 |  |  | FALSE |  | FALSE | Removed from Ground | Gas (Historical Use) | 4000 | Unknown |  | 1899-12-31
544 COLLEGE STREET SITE | 544 COLLEGE STREET | EASTMAN | Dodge | 10000959 | 2 |  |  | FALSE |  | FALSE | Removed from Ground | Empty | 1000 | Bare Steel | 2005-04-25 | 2005-04-25 | Bare Steel
DWOZEN COMM PROP LLC | 806 GRIFFIN AVE | EASTMAN | Dodge | 450022 | 5 |  | 1995-04-01 |  | 1995-04-01 |  | Removed from Ground | Gas (Historical Use) | 6000 | Galvanic (STIP-3) | 1995-04-01 | 2016-06-20 | Galvanized Steel | Suction (American)
Circle K 2745019 | 5910 FIFTH AVE NE | EASTMAN | Dodge | 450033 | 3 | Flapper Valve | 1995-03-22 | FALSE | 1995-03-22 | FALSE | Currently in Use | Premium | 6000 | Steel-Impressed Current | 1985-01-01 |  | Double-Walled Flex | Pressurized
WHITE & LAVENDER | 406 13TH ST | EASTMAN | Dodge | 450038 | 1 | [5 empty] | Removed from Ground | Gas (Historical Use) | 1000 | Bare Steel | 1974-01-01 | 1987-07-30 | Galvanized Steel
GULF QUICK SERVE | 1527 College Street | EASTMAN | Dodge | 450025 | 2 | [5 empty] | Removed from Ground | Diesel | 10000 | Bare Steel | 1979-01-01 | 2010-05-26 | Bare Steel
SHORTY'S QUIK STOP #4 | HWY 46, 5805 5th Ave | EASTMAN | Dodge | 450045 | 3 | [5 empty] | Removed from Ground | Gas (Historical Use) | 3000 | Bare Steel | 1983-01-01 | 1998-06-15 | Galvanized Steel | Suction (American)
INGLEWOOD TRADING POST | RT 1 | EASTMAN | Dodge | 450081 | 1 | [5 empty] | Removed from Ground | Gas (Historical Use) | 1000 | Bare Steel | 1982-01-01 | 1987-01-01 | Galvanized Steel
HOLDERS CITGO SERVICE STATION | 201 OAK ST SE | EASTMAN | Dodge | 450095 | 2 |  | 1999-01-20 |  | 1999-01-20 |  | Removed from Ground | Gas (Historical Use) | 2000 | Steel-Impressed Current | 1969-05-12 | 1899-12-31 | Fiberglass Reinforced Plastic | Suction (American)
DODGE COUNTY ROAD DEPARTMENT | 5244 DODGE AVE | EASTMAN | Dodge | 450066 | 3 | [5 empty] | Removed from Ground | Diesel | 3000 | Bare Steel | 1971-01-01 | 1998-12-11 | Bare Steel | Safe Suction (Euro)
WENDELL MCCRANIE | RT 3 | EASTMAN | Dodge | 450069 | 3 | [5 empty] | Permanently Out of Use - historical purposes | Gas (Historical Use) | 560 | Bare Steel |  | 1899-12-31 | Bare Steel
ROY ANDERSON SERVICE STATION | 346 2ND ST | RHINE | Dodge | 450055 | 1 | [5 empty] | Removed from Ground | Gas (Historical Use) | 1000 | Bare Steel | 1981-01-01 | 1995-07-01 | Galvanized Steel
ADENS MINIT MART #30 | 391 SECOND ST | RHINE | Dodge | 450054 | 2 | [5 empty] | Removed from Ground | Gas (Historical Use) | 3000 | Bare Steel | 1979-01-01 | 1993-10-01 | Galvanized Steel
ADENS MINIT MART #30 | 391 SECOND ST | RHINE | Dodge | 450054 | 5B | Ball Float | 1993-10-01 | FALSE | 1993-10-01 | FALSE | Currently in Use | E-10 | 3000 | Galvanic (STIP-3) | 1993-10-01 |  | Fiberglass Reinforced Plastic | Pressurized
RHINE USA | 251 2nd St. | RHINE | Dodge | 9045037 | 3 | Flapper Valve | 1989-01-01 | FALSE | 1989-01-01 | FALSE | Currently in Use | Regular | 3000 | Galvanic (STIP-3) | 1989-06-01 |  | Galvanized Steel | Pressurized
RHINE USA | 251 2nd St. | RHINE | Dodge | 9045037 | 1 | Flapper Valve | 1989-01-01 | FALSE | 1989-01-01 | FALSE | Currently in Use | Diesel | 2000 | Galvanic (STIP-3) | 1989-06-01 |  | Galvanized Steel | Pressurized
ROY ANDERSON SERVICE STATION | 346 2ND ST | RHINE | Dodge | 450055 | 2 | [5 empty] | Removed from Ground | Gas (Historical Use) | 1000 | Bare Steel | 1981-01-01 | 1995-07-01 | Galvanized Steel
ADENS MINIT MART #30 | 391 SECOND ST | RHINE | Dodge | 450054 | 1 | [5 empty] | Removed from Ground | Gas (Historical Use) | 4000 | Bare Steel | 1979-01-01 | 1993-10-01 | Galvanized Steel
WANDA J WOODARD | HWY 46 | EASTMAN | Dodge | 450051 | 1 | [5 empty] | Removed from Ground | Gas (Historical Use) | 1000 | Bare Steel | 1981-01-01 | 1994-06-01 | Galvanized Steel
SHORTY'S QUIK STOP #4 | HWY 46, 5805 5th Ave | EASTMAN | Dodge | 450045 | 6 | Flapper Valve | 1998-06-17 | FALSE | 1998-06-17 | FALSE | Currently in Use | E-10 | 6000 | Galvanic (STIP-3) | 1998-06-17 |  | Cathodically Protected | Pressurized
BAPA1 | 330 OAK ST | EASTMAN | Dodge | 450089 | 3 | [5 empty] | Removed from Ground | Gas (Historical Use) | 8000 | Composite | 1987-01-01 | 1989-08-01 | Galvanized Steel
PITTMAN GROCERY | RT 6 BOX 493 | EASTMAN | Dodge | 450097 | 1 | [5 empty] | Removed from Ground | Other | 2000 | Cathodically Protected Steel | 1971-05-12 | 1996-07-01 | Galvanized Steel
DODGE COUNTY ROAD DEPARTMENT | 5244 DODGE AVE | EASTMAN | Dodge | 450066 | 8 | Ball Float | 1998-12-20 | FALSE | 1998-12-20 | FALSE | Currently in Use | Diesel | 3000 | Fiberglass | 1998-12-16 |  | Double-Walled Fiberglass | Pressurized
DODGE COUNTY ROAD DEPARTMENT | 5244 DODGE AVE | EASTMAN | Dodge | 450066 | 2 | [5 empty] | Permanently Out Of Use | Gas (Historical Use) | 1000 | Bare Steel | 1966-01-01 | 1998-12-03 | Unknown
WILLIARD SMITH GROCERY | 517 SOPERTON HWY | EASTMAN | Dodge | 450064 | 4A |  | 1998-12-08 |  | 1998-12-08 |  | Currently in Use | Gas (Historical Use) | 3000 | Cathodically Protected Steel | 1998-12-09 |  | Cathodically Protected | Suction (American)
DODGE COUNTY HOSPITAL | 901 GRIFFIN STREET | EASTMAN | Dodge | 450090 | 4 | Flapper Valve | 1997-11-15 | FALSE | 1997-11-15 | FALSE | Closed in Ground | Diesel | 1000 | Galvanic (STIP-3) | 1997-11-15 | 2020-02-21 | Galvanized Steel | Safe Suction (Euro)
LAMAR JOHNSON | RT 2 | EASTMAN | Dodge | 450057 | 1 | [5 empty] | Removed from Ground | Gas (Historical Use) | 4000 | Bare Steel | 1982-01-01 | 1994-08-01 | Galvanized Steel
HOP-IN EASTMAN | 6314 OAK ST | EASTMAN | Dodge | 9045044 | 2 | Ball Float | 1999-11-01 | TRUE | 1999-11-01 | FALSE | Currently in Use | E-10 | 10000 | Composite | 1999-11-01 |  | Double-Walled Flex | Pressurized
STOP N SHOP | 620 COCHRAN HWY | EASTMAN | Dodge | 9045032 | 5 | Flapper Valve | 1998-02-15 | FALSE | 1998-02-15 | FALSE | Currently in Use | E-10 | 12000 | Composite | 1998-02-10 |  | Double-Walled Fiberglass | Pressurized
STOP N SHOP | 620 COCHRAN HWY | EASTMAN | Dodge | 9045032 | 4 | Flapper Valve | 1998-02-15 | FALSE | 1998-02-15 | FALSE | Temporarily out of use | Diesel | 4000 | Epoxy | 1998-02-15 |  | Double-Walled Fiberglass | Pressurized
DROP IN | 4034 COCHRAN HWY | EASTMAN | Dodge | 9045034 | 5 |  |  | FALSE |  | FALSE | Removed from Ground | Empty | 550 |  |  | 2013-12-26
AROUND THE CORNER | 460 LEGION DRIVE | EASTMAN | Dodge | 9045024 | 1 |  | 1998-04-16 | FALSE | 1998-04-16 | FALSE | Temporarily out of use | Gas (Historical Use) | 8000 | Galvanic (STIP-3) | 1988-01-01 |  | Fiberglass Reinforced Plastic | Pressurized
GA FC/DODGE CO UNIT | US HWY 341 2 1/2 MI WEST | EASTMAN | Dodge | 9045011 | 1 | [5 empty] | Removed from Ground | Gas (Historical Use) | 560 | Bare Steel | 1968-01-01 | 1990-07-01 | Galvanized Steel
GA PACIFIC | US HWY 341 NORTH | MCRAE | Dodge | 450011 | 2 | [5 empty] | Removed from Ground | Diesel | 1000 | Bare Steel | 1979-01-01 | 1899-12-31 | Galvanized Steel
ACE OIL COMPANY INC | 1022 MCRAE HWY | EASTMAN | Dodge | 450096 | 2 | [5 empty] | Removed from Ground | Gas (Historical Use) | 4000 | Bare Steel | 1976-05-10 | 1899-12-31 | Galvanized Steel
FLASH FOODS #102 | 119 GRIFFIN ST | EASTMAN | Dodge | 9045020 | 3 | Ball Float | 1990-03-29 | FALSE | 1990-03-29 | FALSE | Removed from Ground | Gas (Historical Use) | 6000 |  | 1983-01-01 | 2018-10-17 | Steel (Impressed Current) | Pressurized
FLASH FOODS #202 | 100 OAK ST NW | EASTMAN | Dodge | 9045027 | 5 |  | 1997-08-19 |  | 1998-09-01 |  | Removed from Ground | Diesel | 4000 | Steel-Impressed Current | 1964-01-01 | 2007-04-30 | Bare Steel | Pressurized
COUNTRY THINGS | RT 2/LOG CABIN RD | EASTMAN | Dodge | 9045030 | 1 | [5 empty] | Removed from Ground | Gas (Historical Use) | 1000 | Bare Steel | 1980-01-01 | 1994-03-16 | Unknown | Safe Suction (Euro)
P & P FOOD MART | 411 OAK ST | EASTMAN | Dodge | 9045031 | 3 | Flapper Valve | 1987-03-01 | FALSE | 1987-03-01 | FALSE | Currently in Use | E-10 | 6000 | Steel-Impressed Current | 1987-03-01 |  | Steel (Impressed Current) | Pressurized
NORMAN COLEY GROCERY | SUNSET DR @ PAGE ST | EASTMAN | Dodge | 9045018 | 1 | [5 empty] | Removed from Ground | Empty | 0 | Bare Steel | 1989-08-01 | 1989-08-01 | Galvanized Steel
QUICK STOP #1 | 308 WEST MAIN ST | CHESTER | Dodge | 450047 | 6 | Ball Float | 1996-01-01 | FALSE | 1996-01-01 | FALSE | Temporarily out of use | Diesel | 4000 | Galvanic (STIP-3) | 1996-01-01 |  | Galvanized Steel | Safe Suction (Euro)
QUICK STOP #1 | 308 WEST MAIN ST | CHESTER | Dodge | 450047 | 9 | Ball Float | 1996-01-01 | FALSE | 1996-01-01 | FALSE | Currently in Use | Diesel | 3000 | Galvanic (STIP-3) | 1996-01-01 |  | Galvanized Steel | Pressurized
DWOZEN COMM PROP LLC | 806 GRIFFIN AVE | EASTMAN | Dodge | 450022 | 4A |  | 1995-04-01 |  | 1995-04-01 |  | Removed from Ground | Gas (Historical Use) | 3000 | Galvanic (STIP-3) | 1995-04-01 | 2016-06-20 | Galvanized Steel | Suction (American)
WANDA J WOODARD | HWY 46 | EASTMAN | Dodge | 450051 | 2 | [5 empty] | Removed from Ground | Gas (Historical Use) | 1000 | Bare Steel | 1981-01-01 | 1994-06-01 | Galvanized Steel
FOSTER AMOCO | 300 OAK ST | EASTMAN | Dodge | 450079 | 3 | [5 empty] | Removed from Ground | Gas (Historical Use) | 4000 | Bare Steel | 1976-01-01 | 1996-11-20 | Galvanized Steel | Suction (American)
BAPA1 | 330 OAK ST | EASTMAN | Dodge | 450089 | 7 | Overfill Alarm | 1989-12-01 | FALSE | 1989-12-01 | FALSE | Currently in Use | E-10 | 8000 | Galvanic (STIP-3) | 1989-12-01 |  | Fiberglass Reinforced Plastic | Pressurized
BAPA1 | 330 OAK ST | EASTMAN | Dodge | 450089 | 5 | Overfill Alarm | 1989-12-01 | FALSE | 1989-12-01 | FALSE | Currently in Use | Premium | 8000 | Galvanic (STIP-3) | 1989-12-01 |  | Fiberglass Reinforced Plastic | Pressurized
STOP N SHOP | 620 COCHRAN HWY | EASTMAN | Dodge | 9045032 | 6 | Flapper Valve | 1998-02-10 | FALSE | 1998-02-10 | FALSE | Currently in Use | Premium | 8000 | Composite | 1998-02-10 |  | Double-Walled Fiberglass | Pressurized
GA PACIFIC | US HWY 341 NORTH | MCRAE | Dodge | 450011 | 1 | [5 empty] | Removed from Ground | Diesel | 1000 | Bare Steel | 1979-01-01 | 1899-12-31 | Galvanized Steel
QUICK STOP #1 | 308 WEST MAIN ST | CHESTER | Dodge | 450047 | 5 | Ball Float | 1996-01-01 | FALSE | 1996-01-01 | FALSE | Currently in Use | E-10 | 3000 | Galvanic (STIP-3) | 1996-01-01 |  | Galvanized Steel | Pressurized
CHEVRON BULK PLANT | 501 NORTH AVE NE | EASTMAN | Dodge | 9045007 | 1 |  |  | TRUE |  | TRUE | Removed from Ground | Used Oil | 550 | Bare Steel | 1966-01-01 | 1986-06-01 | Bare Steel
P & P FOOD MART | 411 OAK ST | EASTMAN | Dodge | 9045031 | 2 | Flapper Valve | 1987-03-01 | FALSE | 1987-03-01 | FALSE | Currently in Use | E-10 | 6000 | Steel-Impressed Current | 1987-03-01 |  | Steel (Impressed Current) | Pressurized
Circle K 2745104 | 100 OAK ST NW & 5TH AVE | EASTMAN | Dodge | 9045002 | 6 |  | 1997-06-26 |  | 1998-09-01 |  | Removed from Ground | Gas (Historical Use) | 10000 | Cathodically Protected Steel | 1981-01-01 | 2007-06-06 | Cathodically Protected | Pressurized
Circle K 2745104 | 100 OAK ST NW & 5TH AVE | EASTMAN | Dodge | 9045002 | 9 |  | 2007-05-07 | FALSE | 2007-05-07 | FALSE | Currently in Use | Diesel | 8000 | Composite Double Walled | 2007-05-08 |  | Double-Walled Flex | Pressurized
SHORTYS QUICK STOP #10 | 5011 ROGERS ST | EASTMAN | Dodge | 9045009 | 2 |  | 1998-11-07 |  | 1998-11-01 |  | Currently in Use | Gas (Historical Use) | 3000 | Steel-Impressed Current | 1988-01-01 |  | Cathodically Protected | Pressurized
GA FC/DODGE CO UNIT | US HWY 341 2 1/2 MI WEST | EASTMAN | Dodge | 9045011 | 2 | [5 empty] | Removed from Ground | Diesel | 560 | Bare Steel | 1960-01-01 | 1990-07-01 | Galvanized Steel
CHESTER SHELL S/S | MAIN ST | CHESTER | Dodge | 450062 | 1 |  | 1999-04-16 |  | 1999-04-16 |  | Removed from Ground | Gas (Historical Use) | 2000 | Steel-Impressed Current | 1980-01-01 | 2002-02-21 | Cathodically Protected | Safe Suction (Euro)
DODGE STATE PRISON | OLD BETHEL CHURCH RD | CHESTER | Dodge | 450094 | 6 | Flapper Valve | 1997-03-14 | FALSE | 1997-03-14 | FALSE | Currently in Use | Diesel | 4000 | Fiberglass Double Walled | 1997-03-01 |  | Fiberglass Reinforced Plastic | Safe Suction (Euro)
J HERMAN PEACOCK | SOPERTON RD & AIRPORT RD | EASTMAN | Dodge | 9045017 | 2 | [5 empty] | Removed from Ground | Other | 1000 | Bare Steel | 1976-01-01 | 1991-10-01 | Galvanized Steel
WATKINS BROS INC | RT 2 | MILAN | Dodge | 450042 | 1 | [5 empty] | Permanently Out of Use - historical purposes | Diesel | 1 | Bare Steel |  | 1899-12-31 | Galvanized Steel
DODGE STATE PRISON | OLD BETHEL CHURCH RD | CHESTER | Dodge | 450094 | 5 | Flapper Valve | 1997-03-14 | FALSE | 1997-03-14 | FALSE | Currently in Use | Diesel | 1000 |  | 1997-03-01 |  | Fiberglass Reinforced Plastic | Safe Suction (Euro)
DODGE STATE PRISON | OLD BETHEL CHURCH RD | CHESTER | Dodge | 450094 | 4 | Flapper Valve | 1997-03-14 | FALSE | 1997-03-14 | FALSE | Currently in Use | E-10 | 2500 | Fiberglass Double Walled | 1997-03-01 |  | Fiberglass Reinforced Plastic | Safe Suction (Euro)
J & JS COUNTRY STORE | 508 E CHICKEN RD | CHESTER | Dodge | 9045038 | 2 | [5 empty] | Removed from Ground | Gas (Historical Use) | 1000 | Bare Steel | 1998-12-01 | 1998-12-01 | Bare Steel | Safe Suction (Euro)
ROSS GROCERY | US HWY 23 SOUTH & GA RT 257 | COCHRAN | Dodge | 450048 | 3 | [5 empty] | Removed from Ground | Gas (Historical Use) | 280 | Bare Steel | 1981-01-01 | 1993-10-01 | Galvanized Steel
DROP IN | 4034 COCHRAN HWY | EASTMAN | Dodge | 9045034 | 2 |  | 1991-10-01 | FALSE | 1991-10-01 | FALSE | Removed from Ground | Gas (Historical Use) | 6000 | Galvanic (STIP-3) | 1991-10-01 | 2013-12-20 | Fiberglass Reinforced Plastic | Safe Suction (Euro)
HEART OF GEORGIA REGIONAL AIRPOR | 255 AIRPORT RD | EASTMAN | Dodge | 9045035 | 3 | [5 empty] | Removed from Ground | Gas (Historical Use) | 4000 | Not Marked/Unknown | 1966-01-01 | 1997-10-21 | Not Marked
AROUND THE CORNER | 460 LEGION DRIVE | EASTMAN | Dodge | 9045024 | 3 |  | 1998-04-16 | FALSE | 1998-04-16 | FALSE | Temporarily out of use | Gas (Historical Use) | 8000 | Galvanic (STIP-3) | 1988-01-01 |  | Fiberglass Reinforced Plastic | Pressurized
Circle K 2745104 | 100 OAK ST NW & 5TH AVE | EASTMAN | Dodge | 9045002 | 8 |  | 2007-05-07 | FALSE | 2007-05-07 | FALSE | Currently in Use | Gas (Historical Use) | 8000 | Composite Double Walled | 2007-05-08 |  | Double-Walled Flex | Pressurized
SHORTYS QUICK STOP #10 | 5011 ROGERS ST | EASTMAN | Dodge | 9045009 | 6 |  | 1998-11-07 |  | 1998-11-07 |  | Currently in Use | Diesel | 10000 | Steel-Impressed Current | 1998-12-11 |  | Cathodically Protected | Pressurized
DODGE STATE PRISON | OLD BETHEL CHURCH RD | CHESTER | Dodge | 450094 | 2 | [5 empty] | Removed from Ground | Diesel | 1000 | Bare Steel | 1983-01-02 | 1997-03-19 | Not Marked
SHORTYS QUICK STOP #10 | 5011 ROGERS ST | EASTMAN | Dodge | 9045009 | 5 |  | 1998-11-07 |  | 1998-11-07 |  | Currently in Use | Kerosene | 1000 | Steel-Impressed Current | 1988-01-01 |  | Cathodically Protected | Pressurized
SHORTYS QUICK STOP #10 | 5011 ROGERS ST | EASTMAN | Dodge | 9045009 | 4 |  | 1998-11-07 |  | 1998-11-07 |  | Currently in Use | Gas (Historical Use) | 1000 | Steel-Impressed Current | 1988-01-01 |  | Cathodically Protected | Pressurized
GLYEN HICKMAN | P O BOX 4202 | EASTMAN | Dodge | 9045012 | 2 | [5 empty] | Temporarily out of use | Diesel | 6000 | Bare Steel | 1981-01-01 |  | Galvanized Steel | Suction (American)
GA PACIFIC | US HWY 341 NORTH | MCRAE | Dodge | 450011 | 3 | [5 empty] | Removed from Ground | Gas (Historical Use) | 500 | Bare Steel | 1980-01-01 | 1899-12-31 | Galvanized Steel
QUICK STOP #1 | 308 WEST MAIN ST | CHESTER | Dodge | 450047 | 8 | Flapper Valve | 1996-01-01 | FALSE | 1996-01-01 | FALSE | Temporarily out of use | Kerosene | 1000 | Galvanic (STIP-3) | 1996-01-01 |  |  | Safe Suction (Euro)
QUICK STOP #1 | 308 WEST MAIN ST | CHESTER | Dodge | 450047 | 2 | [5 empty] | Removed from Ground | Gas (Historical Use) | 4000 | Bare Steel | 1981-01-01 | 1996-01-01 | Galvanized Steel
CHAMPION INT/EASTMAN WOOD YARD | US HWY 23 N | EASTMAN | Dodge | 9045019 | 1 | [5 empty] | Removed from Ground | Empty | 1000 | Bare Steel | 1987-12-01 | 1987-12-01 | Galvanized Steel
FLASH FOODS #202 | 100 OAK ST NW | EASTMAN | Dodge | 9045027 | 4 |  | 1997-08-19 |  | 1998-09-01 |  | Removed from Ground | Gas (Historical Use) | 4000 | Steel-Impressed Current | 1964-01-01 | 2007-04-30 | Bare Steel | Pressurized
FLASH FOODS #202 | 100 OAK ST NW | EASTMAN | Dodge | 9045027 | 7 | [5 empty] | Removed from Ground | Gas (Historical Use) | 550 | Not Marked/Unknown | 1966-01-01 | 2007-04-30 | Not Marked
MCCORMICK GROCERY/BEARDEN BP/ROA | 504 NINTH AVE | EASTMAN | Dodge | 9045008 | 6 | [5 empty] | Currently in Use | Gas (Historical Use) | 6000 | Not Marked/Unknown |  |  | Not Marked
SHORTYS QUICK STOP #10 | 5011 ROGERS ST | EASTMAN | Dodge | 9045009 | 1 |  | 1998-11-07 |  | 1998-11-07 |  | Currently in Use | Gas (Historical Use) | 3000 | Steel-Impressed Current | 1988-01-01 |  | Cathodically Protected | Pressurized
DODGE STATE PRISON | OLD BETHEL CHURCH RD | CHESTER | Dodge | 450094 | 1 | [5 empty] | Removed from Ground | Gas (Historical Use) | 5000 | Bare Steel | 1983-01-02 | 1997-03-19 | Not Marked
BAPA1 | 330 OAK ST | EASTMAN | Dodge | 450089 | 6 | Overfill Alarm | 1989-12-01 | FALSE | 1989-12-01 | FALSE | Currently in Use | Diesel | 6000 | Galvanic (STIP-3) | 1989-12-01 |  | Fiberglass Reinforced Plastic | Pressurized
ACE OIL COMPANY INC | 1022 MCRAE HWY | EASTMAN | Dodge | 450096 | 4 |  | 1999-01-29 |  | 1999-01-01 |  | Permanently Out Of Use | Diesel | 4000 | Galvanic (STIP-3) | 1989-01-01 | 2006-04-19 | Fiberglass Reinforced Plastic | Suction (American)
PITTMAN GROCERY | RT 6 BOX 493 | EASTMAN | Dodge | 450097 | 2 | [5 empty] | Removed from Ground | Other | 1000 | Cathodically Protected Steel | 1971-05-12 | 1996-07-01 | Galvanized Steel
STOP N SHOP | 620 COCHRAN HWY | EASTMAN | Dodge | 9045032 | 3 | [5 empty] | Removed from Ground | Gas (Historical Use) | 8000 | Epoxy | 1998-02-10 | 1998-02-10 | Galvanized Steel | Pressurized
MAMU QUICK STOP | 108 FIFTH AVE | EASTMAN | Dodge | 9045004 | 1 |  | 1989-08-01 | FALSE | 1989-08-01 | FALSE | Currently in Use | E-10 | 6000 | Galvanic (STIP-3) | 1989-08-01 |  | Double-Walled Fiberglass | Pressurized
MCCORMICK GROCERY/BEARDEN BP/ROA | 504 NINTH AVE | EASTMAN | Dodge | 9045008 | 3 | [5 empty] | Removed from Ground | Gas (Historical Use) | 2000 | Not Marked/Unknown | 1995-03-01 | 1995-03-01 | Not Marked
L A WATKINS INC | NEAR HWY 280 | MILAN | Dodge | 450041 | 1 | [5 empty] | Removed from Ground | Diesel | 2000 | Bare Steel |  | 1899-12-31 | Galvanized Steel
QUICK STOP #1 | 308 WEST MAIN ST | CHESTER | Dodge | 450047 | 3 | [5 empty] | Removed from Ground | Gas (Historical Use) | 2000 | Bare Steel | 1981-01-01 | 1996-01-01 | Galvanized Steel
FARMERS WAREHOUSE & GIN | RAILROAD AVE | EASTMAN | Dodge | 450063 | 2 | [5 empty] | Permanently Out of Use - historical purposes | Diesel | 1000 | Bare Steel | 1976-01-01 | 1899-12-31 | Bare Steel | Suction (American)
WILLIARD SMITH GROCERY | 517 SOPERTON HWY | EASTMAN | Dodge | 450064 | 1 | [5 empty] | Removed from Ground | Gas (Historical Use) | 1000 | Bare Steel | 1971-01-01 | 1998-12-08 | Bare Steel
WAHL TO WAHL FOOD MART | 4580 HWY 341 STATE ROUTE 165 | CHAUNCEY | Dodge | 9045041 | 3 |  | 1998-02-14 |  | 1998-02-14 |  | Currently in Use | Diesel | 3000 | Galvanic (STIP-3) | 1996-02-14 |  | Fiberglass Reinforced Plastic | Pressurized
MURPHY USA #7886 | 1545 INDIAN DR | EASTMAN | Dodge | 10000814 | 1 | Flapper Valve | 2004-01-10 | FALSE | 2004-01-10 | FALSE | Removed from Ground | E-10 | 20000 | Fiberglass Double Walled | 2004-12-18 |  | Double-Walled Fiberglass | Pressurized
MURPHY USA #7886 | 1545 INDIAN DR | EASTMAN | Dodge | 10000814 | 1 | Flapper Valve | 2004-01-10 | FALSE | 2004-01-10 | FALSE | Removed from Ground | E-10 | 20000 | Fiberglass Double Walled | 2004-12-18 |  | Double-Walled Fiberglass | Pressurized
DODGE COUNTY SCHOOL BUS SHOP | 720 COLLEGE STREET | EASTMAN | Dodge | 10000910 | 3A | Flapper Valve | 1999-12-01 | FALSE | 1999-12-01 | FALSE | Currently in Use | Diesel | 3000 | Composite | 1999-12-01 |  | Fiberglass Reinforced Plastic | Pressurized
Circle K 2745037 | 538 OAK ST | EASTMAN | Dodge | 10000925 | 2B | Flapper Valve | 2004-11-08 | FALSE | 2004-11-08 | FALSE | Currently in Use | Diesel | 4000 | Composite | 2004-11-08 |  | Double-Walled Fiberglass | Pressurized
508 COLLEGE STREET SITE | 508 COLLEGE STREET | EASTMAN | Dodge | 10000948 | 5 |  |  | FALSE |  | FALSE | Removed from Ground | Gas (Historical Use) | 500 | Bare Steel | 2005-05-05 | 2005-05-05
508 COLLEGE STREET SITE | 508 COLLEGE STREET | EASTMAN | Dodge | 10000948 | 4 |  |  | FALSE |  | FALSE | Removed from Ground | Gas (Historical Use) | 2500 | Bare Steel | 2005-04-25 | 2005-04-25
KUNTRY MART | 4151 COCHRAN HWY | EASTMAN | Dodge | 10000230 | 2 | Ball Float | 2002-10-15 | FALSE | 2002-10-15 | FALSE | Currently in Use | E-10 | 3000 | Galvanic (STIP-3) | 2002-10-15 |  | Fiberglass Reinforced Plastic | Pressurized
DWOZEN COMM PROP LLC | 806 GRIFFIN AVE | EASTMAN | Dodge | 450022 | 1 | [5 empty] | Removed from Ground | Gas (Historical Use) | 560 | Bare Steel | 1981-01-01 | 1995-04-01 | Bare Steel
Maloy's Country Store LLC | 4212 RHINE HWY | EASTMAN | Dodge | 450037 | 2 | Flapper Valve | 1998-10-29 | FALSE | 1998-10-29 | FALSE | Currently in Use | Regular | 3000 | Steel-Impressed Current | 1961-01-01 |  | Steel (Impressed Current) | Suction (American)
GA DOT #10259/EASTMAN MAINT HQ | 301 DODGE AVE | EASTMAN | Dodge | 450032 | 259D1 | [5 empty] | Removed from Ground | Diesel | 2000 | Cathodically Protected Steel | 1989-01-01 | 2001-08-22 | Galvanized Steel | Suction (American)
KEITHS BP | 5018 5TH AVE | EASTMAN | Dodge | 450026 | 8B |  | 1998-02-19 | FALSE | 1998-02-19 | FALSE | Removed from Ground | Gas (Historical Use) | 3000 | Galvanic (STIP-3) | 1998-02-19 |  | Galvanized Steel | Pressurized
KEITHS BP | 5018 5TH AVE | EASTMAN | Dodge | 450026 | 6 | [5 empty] | Removed from Ground | Gas (Historical Use) | 10000 | Bare Steel | 1976-01-01 | 1998-02-17 | Bare Steel | Pressurized
ADENS MINIT MART #30 | 391 SECOND ST | RHINE | Dodge | 450054 | 5A | Ball Float | 1993-10-01 | FALSE | 1993-01-01 | FALSE | Currently in Use | E-10 | 3000 | Galvanic (STIP-3) | 1993-10-01 |  | Fiberglass Reinforced Plastic | Pressurized
HEART OF GEORGIA REGIONAL AIRPOR | 255 AIRPORT RD | EASTMAN | Dodge | 9045035 | 5 |  | 1997-07-01 |  | 1997-07-01 |  | Removed from Ground | Other | 6000 | Cathodically Protected Steel | 1997-07-01 | 2010-07-29 | Fiberglass Reinforced Plastic | Pressurized
HEART OF GEORGIA REGIONAL AIRPOR | 255 AIRPORT RD | EASTMAN | Dodge | 9045035 | 4 |  | 1997-07-01 |  | 1997-07-01 |  | Removed from Ground | Other | 12000 | Cathodically Protected Steel | 1997-07-01 | 2010-07-29 | Fiberglass Reinforced Plastic | Pressurized
INGLEWOOD TRADING POST | INGLEWOOD RD, 268 Lower River RD. | EASTMAN | Dodge | 9045039 | 1B |  | 1998-07-11 |  | 1998-07-11 |  | Temporarily out of use | Gas (Historical Use) | 2000 | Cathodically Protected Steel | 1998-07-11 |  | Cathodically Protected | Suction (American)
FLASH FOODS #102 | 119 GRIFFIN ST | EASTMAN | Dodge | 9045020 | 2 | Ball Float | 1990-03-29 | FALSE | 1990-03-29 | FALSE | Removed from Ground | Gas (Historical Use) | 8000 |  | 1983-01-01 | 2018-10-17 | Steel (Impressed Current) | Pressurized
MCCORMICK GROCERY/BEARDEN BP/ROA | 504 NINTH AVE | EASTMAN | Dodge | 9045008 | 10 | [5 empty] | Currently in Use | Gas (Historical Use) | 560 | Not Marked/Unknown |  |  | Not Marked
GLYEN HICKMAN | P O BOX 4202 | EASTMAN | Dodge | 9045012 | 3 | [5 empty] | Temporarily out of use | Diesel | 6000 | Bare Steel | 1981-01-01 |  | Galvanized Steel | Suction (American)
QUICK STOP #1 | 308 WEST MAIN ST | CHESTER | Dodge | 450047 | 1 | [5 empty] | Removed from Ground | Gas (Historical Use) | 4000 | Bare Steel | 1981-01-01 | 1996-01-01 | Galvanized Steel
QUICK STOP #1 | 308 WEST MAIN ST | CHESTER | Dodge | 450047 | 7 | Ball Float | 1996-01-01 | FALSE | 1996-01-01 | FALSE | Temporarily out of use | E-10 | 1000 | Galvanic (STIP-3) | 1996-01-01 |  | Galvanized Steel | Safe Suction (Euro)
QUICK STOP #1 | 308 WEST MAIN ST | CHESTER | Dodge | 450047 | 4 | Ball Float | 1996-01-01 | FALSE | 1996-01-01 | FALSE | Currently in Use | E-10 | 4000 | Galvanic (STIP-3) | 1996-01-01 |  | Galvanized Steel | Pressurized
RHINE USA | 251 2nd St. | RHINE | Dodge | 9045037 | 2 | Flapper Valve | 1989-01-01 | FALSE | 1989-01-01 | FALSE | Currently in Use | Diesel Off Road | 2000 | Galvanic (STIP-3) | 1989-06-01 |  | Galvanized Steel | Pressurized
J & JS COUNTRY STORE | 508 E CHICKEN RD | CHESTER | Dodge | 9045038 | 4 |  | 1998-12-01 | FALSE | 1998-12-01 | FALSE | Temporarily out of use | Gas (Historical Use) | 1000 | Composite | 1998-12-01 |  | Fiberglass Reinforced Plastic | Suction (American)
MAMU QUICK STOP | 108 FIFTH AVE | EASTMAN | Dodge | 9045004 | 3 |  | 1989-08-01 | FALSE | 1989-08-01 | FALSE | Currently in Use | E-10 | 5000 | Galvanic (STIP-3) | 1989-08-01 |  | Double-Walled Fiberglass | Pressurized
MCCORMICK GROCERY/BEARDEN BP/ROA | 504 NINTH AVE | EASTMAN | Dodge | 9045008 | 1 | [5 empty] | Currently in Use | Gas (Historical Use) | 10000 | Composite | 1987-01-01 |  | Galvanized Steel
UNKNOWN | COCHRAN HWY & FRIENDSHIP CHURCH RD | COCHRAN | Dodge | 10002533 | 1 |  |  | FALSE |  | FALSE | Removed from Ground | Gas (Historical Use) | 500 | Bare Steel | 2015-11-17 | 2015-11-17 | Unknown
LARRY FLOYD | HWY 23 S | COCHRAN | Dodge | 9045021 | 2 | [5 empty] | Removed from Ground | Empty | 1000 | Bare Steel | 1985-01-01 | 1989-08-01 | Galvanized Steel
UNKNOWN | COCHRAN HWY & FRIENDSHIP CHURCH RD | COCHRAN | Dodge | 10002533 | 2 |  |  | FALSE |  | FALSE | Removed from Ground | Gas (Historical Use) | 500 | Bare Steel | 2015-11-17 | 2015-11-17 | Unknown
GDOT FACILITY MLP0000087-00(045) | 6323 COCHRAN HIGHWAY | COCHRAN | Dodge | 10002667 | 2 |  |  | FALSE |  | FALSE | Removed from Ground | Not Marked/Tank Removed | 0 | Unknown | 2017-02-06 | 2017-02-06 | Unknown
MILAN FOOD CENTER | CHAUNCY RD | MILAN | Dodge | 9045045 | 1 |  | 1998-07-01 |  | 1998-07-01 |  | Removed from Ground | Gas (Historical Use) | 6000 | Steel-Impressed Current | 1998-07-01 | 2007-04-18 | Cathodically Protected | Suction (American)
LARRY FLOYD | HWY 23 S | COCHRAN | Dodge | 9045021 | 1 | [5 empty] | Removed from Ground | Empty | 2000 | Bare Steel | 1985-01-01 | 1989-08-01 | Galvanized Steel
GDOT FACILITY MLP0000087-00(045) | 6323 COCHRAN HIGHWAY | COCHRAN | Dodge | 10002667 | 1 |  |  | FALSE |  | FALSE | Removed from Ground | Not Marked/Tank Removed | 0 | Unknown | 2017-02-06 | 2017-02-06 | Unknown
MILAN FOOD CENTER | CHAUNCY RD | MILAN | Dodge | 9045045 | 3 |  | 1998-07-01 |  | 1998-07-01 |  | Removed from Ground | Gas (Historical Use) | 6000 | Steel-Impressed Current | 1998-07-01 | 2007-04-18 | Cathodically Protected | Suction (American)
MILAN FOOD CENTER | CHAUNCY RD | MILAN | Dodge | 9045045 | 2 |  | 1998-07-01 |  | 1998-07-01 |  | Removed from Ground | Gas (Historical Use) | 6000 | Steel-Impressed Current | 1998-07-01 | 2007-04-18 | Cathodically Protected | Suction (American)
MURPHY USA # 7200 | 1545 INDIAN DR | EASTMAN | Dodge | 10000814 | 3 |  |  | FALSE |  | FALSE | Currently in Use | Regular | 25000 | Fiberglass Double Walled | 2024-03-26 |  | Double-Walled Fiberglass | Pressurized
MURPHY USA # 7200 | 1545 INDIAN DR | EASTMAN | Dodge | 10000814 | 3 |  |  | FALSE |  | FALSE | Currently in Use | Regular | 25000 | Fiberglass Double Walled | 2024-03-26 |  | Double-Walled Fiberglass | Pressurized
MURPHY USA # 7200 | 1545 INDIAN DR | EASTMAN | Dodge | 10000814 | 4A |  |  | FALSE |  | FALSE | Currently in Use | Premium | 8000 | Fiberglass Double Walled | 2024-03-26 |  | Double-Walled Fiberglass | Pressurized
MURPHY USA # 7200 | 1545 INDIAN DR | EASTMAN | Dodge | 10000814 | 4A |  |  | FALSE |  | FALSE | Currently in Use | Premium | 8000 | Fiberglass Double Walled | 2024-03-26 |  | Double-Walled Fiberglass | Pressurized
MURPHY USA # 7200 | 1545 INDIAN DR | EASTMAN | Dodge | 10000814 | 4C |  |  | FALSE |  | FALSE | Currently in Use | E-0 | 8000 | Fiberglass Double Walled | 2024-03-26 |  | Double-Walled Fiberglass | Pressurized
MURPHY USA # 7200 | 1545 INDIAN DR | EASTMAN | Dodge | 10000814 | 4C |  |  | FALSE |  | FALSE | Currently in Use | E-0 | 8000 | Fiberglass Double Walled | 2024-03-26 |  | Double-Walled Fiberglass | Pressurized
MURPHY USA # 7200 | 1545 INDIAN DR | EASTMAN | Dodge | 10000814 | 2B | Flapper Valve | 2004-01-10 | FALSE | 2004-01-10 | FALSE | Removed from Ground | E-10 | 8000 | Fiberglass Double Walled | 2004-12-18 |  | Double-Walled Fiberglass | Pressurized
MURPHY USA # 7200 | 1545 INDIAN DR | EASTMAN | Dodge | 10000814 | 2B | Flapper Valve | 2004-01-10 | FALSE | 2004-01-10 | FALSE | Removed from Ground | E-10 | 8000 | Fiberglass Double Walled | 2004-12-18 |  | Double-Walled Fiberglass | Pressurized
MURPHY USA # 7200 | 1545 INDIAN DR | EASTMAN | Dodge | 10000814 | 4B |  |  | FALSE |  | FALSE | Currently in Use | Diesel | 10000 | Fiberglass Double Walled | 2024-03-26 |  | Double-Walled Fiberglass | Pressurized
MURPHY USA # 7200 | 1545 INDIAN DR | EASTMAN | Dodge | 10000814 | 4B |  |  | FALSE |  | FALSE | Currently in Use | Diesel | 10000 | Fiberglass Double Walled | 2024-03-26 |  | Double-Walled Fiberglass | Pressurized
MURPHY USA # 7200 | 1545 INDIAN DR | EASTMAN | Dodge | 10000814 | 2A | Flapper Valve | 2004-01-10 | FALSE | 2004-01-10 | FALSE | Removed from Ground | Diesel | 12000 | Fiberglass Double Walled | 2004-12-18 |  | Double-Walled Fiberglass | Pressurized
MURPHY USA # 7200 | 1545 INDIAN DR | EASTMAN | Dodge | 10000814 | 2A | Flapper Valve | 2004-01-10 | FALSE | 2004-01-10 | FALSE | Removed from Ground | Diesel | 12000 | Fiberglass Double Walled | 2004-12-18 |  | Double-Walled Fiberglass | Pressurized
MURPHY USA # 7200 | 1545 INDIAN DR | EASTMAN | Dodge | 10000814 | 1 | Flapper Valve | 2004-01-10 | FALSE | 2004-01-10 | FALSE | Removed from Ground | E-10 | 20000 | Fiberglass Double Walled | 2004-12-18 |  | Double-Walled Fiberglass | Pressurized
MURPHY USA # 7200 | 1545 INDIAN DR | EASTMAN | Dodge | 10000814 | 1 | Flapper Valve | 2004-01-10 | FALSE | 2004-01-10 | FALSE | Removed from Ground | E-10 | 20000 | Fiberglass Double Walled | 2004-12-18 |  | Double-Walled Fiberglass | Pressurized
RO P BODREY | US HWY 90 W | BYROMVILLE | Dooly | 460014 | 1 | [5 empty] | Removed from Ground | Other | 4000 | Bare Steel | 1981-01-01 | 2001-08-07 | Galvanized Steel | Safe Suction (Euro)
TIPPETT'S MERCHANTILE | RFD 2 | VIENNA | Dooly | 460050 | 1 | [5 empty] | Removed from Ground | Gas (Historical Use) | 550 | Bare Steel | 1966-01-01 | 1899-12-31 | Galvanized Steel
GA PACIFIC CORP | HWY 41 S | VIENNA | Dooly | 460049 | 1 | [5 empty] | Removed from Ground | Diesel | 1000 | Composite | 1985-01-01 | 1899-12-31 | Galvanized Steel
SHAH BP | 1770 HWY 215 | VIENNA | Dooly | 460036 | 3 |  | 1999-02-07 |  | 1999-02-07 |  | Removed from Ground | Gas (Historical Use) | 10000 | Steel-Impressed Current | 1972-01-01 | 2014-10-03 | Fiberglass Reinforced Plastic | Pressurized
GOLD KIST INC/ADM | MAIN ST | BYROMVILLE | Dooly | 9046010 | 1 | [5 empty] | Removed from Ground | Empty | 8000 | Marked Unknown |  | 1899-12-31 | Unknown
HIMMS GROCERY | 475 YOUNG BLOOD AVE | BYROMVILLE | Dooly | 10001664 | 2B | Ball Float | 2007-10-01 | FALSE | 2007-10-01 | FALSE | Currently in Use | Diesel | 4000 | Composite | 2007-10-01 |  | Fiberglass Reinforced Plastic | Pressurized
CAUSEY SVC STA | THIRD ST S | VIENNA | Dooly | 460047 | 3 |  | 1998-12-21 |  | 1998-12-21 |  | Removed from Ground | Gas (Historical Use) | 2000 | Steel-Impressed Current | 1958-01-01 | 2012-04-01 | Cathodically Protected
ZIPPY FOOD STORE | US HWY 41 N | VIENNA | Dooly | 460043 | 1 | [5 empty] | Removed from Ground | Gas (Historical Use) | 8000 | Bare Steel | 1981-01-01 | 1997-01-01 | Galvanized Steel | Suction (American)
RO P BODREY | US HWY 90 W | BYROMVILLE | Dooly | 460014 | 3 | [5 empty] | Removed from Ground | Gas (Historical Use) | 2000 | Bare Steel | 1981-01-01 | 2001-08-07 | Galvanized Steel | Safe Suction (Euro)
GFC FLINT RIVER NURSERY | 9850 RIVER RD | BYROMVILLE | Dooly | 462000 | 2 |  | 1994-11-01 |  | 1994-11-01 |  | Removed from Ground | Diesel | 2000 | Galvanic (STIP-3) | 1987-11-04 | 2004-08-01 | Galvanized Steel | Safe Suction (Euro)
CAUSEY SVC STA | THIRD ST S | VIENNA | Dooly | 460047 | 7 |  | 1998-12-21 |  | 1998-12-21 |  | Removed from Ground | Diesel | 3000 | Steel-Impressed Current | 1983-01-01 | 2012-04-01 | Cathodically Protected
GOLD KIST INC/ADM | MAIN ST | BYROMVILLE | Dooly | 9046010 | 2 | [5 empty] | Removed from Ground | Empty | 8000 | Marked Unknown |  | 1899-12-31 | Unknown
GOLD KIST INC | MAIN ST | BYROMVILLE | Dooly | 460004 | 3 | [5 empty] | Removed from Ground | Empty | 1 | Bare Steel |  | 1899-12-31 | Galvanized Steel
GFC FLINT RIVER NURSERY | 9850 RIVER RD | BYROMVILLE | Dooly | 462000 | 3 | Flapper Valve | 2004-07-30 | FALSE | 2004-07-30 | FALSE | Currently in Use | E-10 | 2500 | Fiberglass Double Walled | 2004-07-30 |  | Fiberglass Reinforced Plastic | Safe Suction (Euro)
RACHELS PURE | I-75 & GA HWY 27 | VIENNA | Dooly | 460030 | 1 |  | 1997-02-18 |  | 1997-02-18 |  | Removed from Ground | Gas (Historical Use) | 6000 | Steel-Impressed Current | 1971-01-01 | 2012-02-08 | Fiberglass Reinforced Plastic | Pressurized
RACHELS PURE | I-75 & GA HWY 27 | VIENNA | Dooly | 460030 | 4 |  |  | FALSE |  | FALSE | Removed from Ground | Kerosene | 500 | Bare Steel | 2012-02-08 | 2012-02-08
ALTON EDALGO | THIRD & PINE ST | VIENNA | Dooly | 9046004 | 2 | [5 empty] | Removed from Ground | Gas (Historical Use) | 3000 | Bare Steel | 1963-01-01 | 1899-12-31 | Galvanized Steel
ELLIS FARMS | TIPPETTVILLE RD | VIENNA | Dooly | 9046059 | 2 | [5 empty] | Removed from Ground | Gas (Historical Use) | 1000 | Not Marked/Unknown | 1980-01-01 | 1998-12-01 | Not Marked
MIKE J PEAVY | 4716 TIPPETTVILLE RD | VIENNA | Dooly | 9046054 | 1 | [5 empty] | Removed from Ground | Diesel | 2000 | Not Marked/Unknown | 1983-01-01 | 1998-08-24 | Not Marked
RO P BODREY | US HWY 90 W | BYROMVILLE | Dooly | 460014 | 2 | [5 empty] | Removed from Ground | Other | 4000 | Bare Steel | 1981-01-01 | 2001-08-07 | Galvanized Steel | Safe Suction (Euro)
GA FC | US HWY 41 4 MI NORTH OF CORDELE | VIENNA | Dooly | 460023 | 248869 |  | 1993-05-06 |  | 1993-05-06 |  | Removed from Ground | Diesel | 1000 | Galvanic (STIP-3) | 1993-05-06 | 2008-04-15 | Cathodically Protected | Safe Suction (Euro)
SHAH BP | 1770 HWY 215 | VIENNA | Dooly | 460036 | 7B |  | 1999-02-20 | FALSE | 1999-02-20 | FALSE | Removed from Ground | Diesel | 3000 | Composite | 1999-02-20 | 2014-10-03 | Fiberglass Reinforced Plastic | Pressurized
VIENNA CITGO | 1521 E UNION ST | VIENNA | Dooly | 460040 | 3 | Ball Float | 1996-06-19 |  | 1996-06-19 |  | Currently in Use | Gas (Historical Use) | 5000 | Steel-Impressed Current | 1966-01-01 |  | Fiberglass Reinforced Plastic | Pressurized
CHAMPION INT/FLINT FOREST HQ | GA HWY 215 6 MI E OF VIENNA | VIENNA | Dooly | 9046006 | 2 | [5 empty] | Removed from Ground | Diesel | 2000 | Bare Steel | 1987-12-01 | 1987-12-01 | Galvanized Steel
SANDERS FARM SERVICE INC | 1387 SHILOH RD | VIENNA | Dooly | 9046040 | 5 | [5 empty] | Permanently Out of Use - historical purposes | Gas (Historical Use) | 2000 | Not Marked/Unknown | 1986-01-01 | 1899-12-31 | Not Marked
SANDERS FARM SERVICE INC | 1387 SHILOH RD | VIENNA | Dooly | 9046040 | 4 | [5 empty] | Permanently Out of Use - historical purposes | Gas (Historical Use) | 2000 | Not Marked/Unknown | 1986-01-01 | 1899-12-31 | Not Marked
BIG PIG MART/SUNOCO | 1501 E UNION ST | VIENNA | Dooly | 9046029 | 3 | Flapper Valve | 1998-12-22 |  | 1994-01-01 |  | Currently in Use | Gas (Historical Use) | 8000 | Galvanic (STIP-3) | 1987-01-01 |  | Fiberglass Reinforced Plastic | Pressurized
RACHELS FINA | I-75 GA HWY 27 | VIENNA | Dooly | 9046031 | 3 |  | 1997-02-27 |  | 1997-02-27 |  | Removed from Ground | Gas (Historical Use) | 8000 | Cathodically Protected Steel | 1973-01-01 | 2012-11-14 | Cathodically Protected | Pressurized
HIMMS GROCERY | 475 YOUNG BLOOD AVE | BYROMVILLE | Dooly | 10001664 | 2A | Ball Float | 2007-10-01 | FALSE | 2007-10-01 | FALSE | Currently in Use | Gas (Historical Use) | 4000 | Composite | 2007-10-01 |  | Fiberglass Reinforced Plastic | Pressurized
DOOLY CO BD OF EDUC | GA HWY 90 | BYROMVILLE | Dooly | 460051 | 1 | [5 empty] | Removed from Ground | Gas (Historical Use) | 1000 | Bare Steel | 1961-01-01 | 1899-12-31 | Galvanized Steel
GFC FLINT RIVER NURSERY | 9850 RIVER RD | BYROMVILLE | Dooly | 462000 | 4 | Flapper Valve | 2004-07-30 | FALSE | 2004-07-30 | FALSE | Currently in Use | Diesel | 4000 | Fiberglass Double Walled | 2004-07-30 |  | Fiberglass Reinforced Plastic | Safe Suction (Euro)
CAMPER'S HAVEN | 1296 CAMPER'S HAVEN RD | VIENNA | Dooly | 460053 | 3 | [5 empty] | Removed from Ground | Gas (Historical Use) | 275 | Bare Steel | 1969-01-01 | 1994-07-01 | Galvanized Steel
GEORGIA DEPARTMENT OF TRANSPORTA | COUNTY RD 208 TENTH ST | VIENNA | Dooly | 460024 | 337G1 | [5 empty] | Removed from Ground | Gas (Historical Use) | 960 | Marked Unknown | 2001-08-20 | 2001-08-20 | Galvanized Steel | Safe Suction (Euro)
SHAH BP | 1770 HWY 215 | VIENNA | Dooly | 460036 | 2 |  | 1999-02-07 |  | 1999-02-07 |  | Removed from Ground | Gas (Historical Use) | 10000 | Steel-Impressed Current | 1972-01-01 | 2014-10-03 | Fiberglass Reinforced Plastic | Pressurized
MIDDLE GA EMC | 600 TIPPETTVILLE RD | VIENNA | Dooly | 460039 | 3 |  | 1998-11-18 | FALSE | 1998-11-18 | FALSE | Removed from Ground | Diesel | 10000 | Steel-Impressed Current | 1981-01-01 | 2018-04-18 | Fiberglass Reinforced Plastic | Safe Suction (Euro)
HARRIS FARM & HOME SUPPLY INC | 505 W UNION ST | VIENNA | Dooly | 9046008 | 3 | Overfill Alarm | 2021-07-07 | FALSE | 1997-01-03 | FALSE | Currently in Use | Gas (Historical Use) | 3000 | Galvanic (STIP-3) | 1988-01-01 |  | Fiberglass Reinforced Plastic | Safe Suction (Euro)
VIENNA MARKET | 401 S THIRTY THIRD ST | VIENNA | Dooly | 9130005 | 1A |  | 1993-07-10 |  | 1993-07-10 |  | Removed from Ground | Gas (Historical Use) | 8147 | Composite | 1986-06-01 | 2009-04-03 | Fiberglass Reinforced Plastic | Pressurized
CITIZENS TELEPHONE CO INC | 124 E UNION STREET | VIENNA | Dooly | 460018 | 1 |  | 1998-11-13 |  | 1998-11-13 |  | Removed from Ground | Diesel | 560 | Steel-Impressed Current | 1978-01-01 | 2014-08-25 | Cathodically Protected
GA POWER/VIENNA GARAGE | 117 THIRD ST | VIENNA | Dooly | 460028 | 1 | [5 empty] | Closed in Ground | Gas (Historical Use) | 6000 | Fiberglass | 1981-01-01 | 1997-01-22 | Unknown | Pressurized
RACHELS PURE | I-75 & GA HWY 27 | VIENNA | Dooly | 460030 | 2 |  | 1997-02-18 |  | 1997-02-18 |  | Removed from Ground | Gas (Historical Use) | 6000 | Steel-Impressed Current | 1971-01-01 | 2012-02-08 | Fiberglass Reinforced Plastic | Pressurized
SHAH BP | 1770 HWY 215 | VIENNA | Dooly | 460036 | 7A |  | 1999-02-20 | FALSE | 1999-02-20 | FALSE | Removed from Ground | Diesel | 3000 | Composite | 1999-02-20 | 2014-10-03 | Fiberglass Reinforced Plastic | Pressurized
CAUSEY SVC STA | THIRD ST S | VIENNA | Dooly | 460047 | 2 |  | 1998-12-21 |  | 1998-12-21 |  | Removed from Ground | Gas (Historical Use) | 2000 | Steel-Impressed Current | 1958-01-01 | 2012-04-01 | Cathodically Protected
A TO Z QUICK STOP | 200 3RD ST S | VIENNA | Dooly | 9046065 | 1B |  | 2001-03-14 |  | 2001-03-14 |  | Temporarily out of use | Gas (Historical Use) | 2000 | Composite | 2001-03-14 |  | Fiberglass Reinforced Plastic | Pressurized
MIKE J PEAVY | 4716 TIPPETTVILLE RD | VIENNA | Dooly | 9046054 | 2 | [5 empty] | Removed from Ground | Diesel | 3000 | Not Marked/Unknown | 1983-01-01 | 1998-08-24 | Not Marked
WARREN TAYLOR INC | BOX 34 ROUTE 1 | BYROMVILLE | Dooly | 9046046 | 1 | [5 empty] | Removed from Ground | Diesel | 4000 | Epoxy | 1971-01-01 | 1998-12-09 | Galvanized Steel | Suction (American)
BYROMVILLE GULF | GA HWY 90 | BYROMVILLE | Dooly | 460046 | 3 | [5 empty] | Removed from Ground | Gas (Historical Use) | 550 | Not Marked/Unknown | 1966-01-01 | 1987-04-19 | Galvanized Steel
DOOLY MEDICAL CENTER | 1300 UNION ST | VIENNA | Dooly | 460017 | 1 | [5 empty] | Removed from Ground | Gas (Historical Use) | 1000 | Bare Steel | 1972-01-01 | 1991-10-01 | Galvanized Steel
SANDERS FARM SERVICE INC | 1387 SHILOH RD | VIENNA | Dooly | 9046040 | 3 | Flapper Valve | 1999-06-20 | FALSE | 1999-06-20 | FALSE | Temporarily out of use | Regular | 5000 | Steel-Impressed Current | 1983-01-01 |  |  | Safe Suction (Euro)
LARRY COLLINS | 350 NELSON CORNER | VIENNA | Dooly | 9046034 | 2 | [5 empty] | Removed from Ground | Diesel | 10000 | Bare Steel | 1998-12-07 | 1998-12-07 | Galvanized Steel | Suction (American)
VIENNA PURE | 9977 HIGHWAY 27 | VIENNA | Dooly | 9046020 | 4 |  | 1998-11-01 | FALSE | 1998-11-01 | FALSE | Temporarily out of use | Gas (Historical Use) | 5000 |  | 1968-05-12 |  | Fiberglass Reinforced Plastic | Pressurized
LARRY COLLINS | 350 NELSON CORNER | VIENNA | Dooly | 9046034 | 1 | [5 empty] | Removed from Ground | Gas (Historical Use) | 10000 | Bare Steel | 1998-12-07 | 1998-12-07 | Galvanized Steel | Suction (American)
GOLD KIST PROCUREMENT | WEST UNION ST | VIENNA | Dooly | 9046013 | 1 | [5 empty] | Removed from Ground | Diesel | 20000 | Bare Steel | 1977-01-01 | 1990-12-06 | Galvanized Steel
WOODWARD SERVICE STATION | THIRD ST | VIENNA | Dooly | 9046014 | 3 | [5 empty] | Removed from Ground | Diesel | 560 | Galvanic (STIP-3) | 1988-05-01 | 1899-12-31 | Fiberglass Reinforced Plastic | Suction (American)
ZIPPY FOOD MART #322 | 309 N 3RD ST | VIENNA | Dooly | 10000644 | 1B | Flapper Valve | 2004-05-10 | FALSE | 2004-05-10 | FALSE | Currently in Use |  | 6000 | Epoxy | 2004-05-10 |  |  | Pressurized
CAMPER'S HAVEN | 1296 CAMPER'S HAVEN RD | VIENNA | Dooly | 460053 | 1 | [5 empty] | Removed from Ground | Gas (Historical Use) | 550 | Bare Steel | 1969-01-01 | 1994-07-01 | Galvanized Steel
CIRCLE K #2703136 | 1524 E UNION ST @ I-75 | VIENNA | Dooly | 460031 | 2 | Flapper Valve | 1997-02-17 |  | 1997-02-17 |  | Removed from Ground | Diesel | 6000 | Steel-Impressed Current | 1968-01-01 | 2015-01-06 | Steel (Impressed Current) | Pressurized
SHAH BP | 1770 HWY 215 | VIENNA | Dooly | 460036 | 5 | [5 empty] | Removed from Ground | Diesel | 550 | Bare Steel | 1972-01-01 | 1999-02-01 | Galvanized Steel
SHAH BP | 1770 HWY 215 | VIENNA | Dooly | 460036 | 4 |  |  | TRUE |  | TRUE | Removed from Ground | Used Oil | 550 | Bare Steel | 1972-01-01 | 1999-02-01 | Galvanized Steel
MIDDLE GA EMC | 600 TIPPETTVILLE RD | VIENNA | Dooly | 460039 | 1 |  | 1998-11-18 | FALSE | 1998-11-18 | FALSE | Removed from Ground | Gas (Historical Use) | 10000 | Steel-Impressed Current | 1981-01-01 | 2018-04-18 | Fiberglass Reinforced Plastic | Safe Suction (Euro)
WAYNE HOBBS | 9465 HWY 215 | VIENNA | Dooly | 9046051 | 1 | [5 empty] | Removed from Ground | Diesel | 2000 | Bare Steel | 1978-01-01 | 1999-02-09 | Galvanized Steel | Safe Suction (Euro)
NOBLE BROS FARM | 2900 NOBLE GIN RD | VIENNA | Dooly | 9046035 | 2 | [5 empty] | Removed from Ground | Diesel | 4000 | Bare Steel | 1980-01-01 | 1899-12-31 | Galvanized Steel | Safe Suction (Euro)
CONNER BP | I-75 & GA HWY 230 | UNADILLA | Dooly | 460010 | 3 | [5 empty] | Removed from Ground | Gas (Historical Use) | 6000 | Bare Steel | 1966-01-01 | 1999-01-28 | Galvanized Steel | Pressurized
FAST TRACK | 1000 PINE ST | UNADILLA | Dooly | 460011 | 4B | Overfill Alarm | 2017-08-01 | FALSE | 2017-08-01 | FALSE | Currently in Use | Gas (Historical Use) | 4000 | Composite Double Walled | 2017-08-01 |  | Double-Walled Fiberglass | Pressurized
HIMMS GROCERY | 475 YOUNG BLOOD AVE | BYROMVILLE | Dooly | 10001664 | 1 | Ball Float | 2007-10-01 | FALSE | 2007-10-01 | FALSE | Currently in Use | Gas (Historical Use) | 8000 | Composite | 2007-10-01 |  | Fiberglass Reinforced Plastic | Pressurized
WARREN TAYLOR INC | BOX 34 ROUTE 1 | BYROMVILLE | Dooly | 9046046 | 2 | [5 empty] | Removed from Ground | Diesel | 8000 | Epoxy | 1971-01-01 | 1998-12-09 | Galvanized Steel | Suction (American)
CAUSEY SVC STA | THIRD ST S | VIENNA | Dooly | 460047 | 4 |  |  | TRUE |  | TRUE | Removed from Ground | Used Oil | 550 | Bare Steel | 1958-01-01 | 1995-07-01 | Galvanized Steel
CAUSEY SVC STA | THIRD ST S | VIENNA | Dooly | 460047 | 5 | [5 empty] | Removed from Ground | Empty | 550 | Bare Steel | 1958-01-01 | 1995-07-01 | Galvanized Steel
DOOLY COUNTY SCHOOL BUS SHOP | 515 HWY 90 WEST | VIENNA | Dooly | 460007 | 1 |  | 1997-09-24 |  | 1997-09-24 |  | Currently in Use | Diesel | 15000 | Galvanic (STIP-3) | 1983-01-01 |  | Fiberglass Reinforced Plastic | Pressurized
SANDERS FARM SERVICE INC | 1387 SHILOH RD | VIENNA | Dooly | 9046040 | 1 |  | 1999-06-20 | FALSE | 1999-06-20 | FALSE | Currently in Use | Diesel | 10000 | Steel-Impressed Current | 1983-01-01 |  |  | Safe Suction (Euro)
NOBLE BROS FARM | 2900 NOBLE GIN RD | VIENNA | Dooly | 9046035 | 3 | [5 empty] | Removed from Ground | Diesel | 3000 | Bare Steel | 1980-01-01 | 1899-12-31 | Galvanized Steel | Safe Suction (Euro)
BOWEN NESMITH FUNERAL HOME | HWY 41 S | VIENNA | Dooly | 9046017 | 1 | [5 empty] | Removed from Ground | Gas (Historical Use) | 1000 | Marked Unknown | 1993-01-12 | 1993-01-12 | Unknown
PILOT TRAVEL CENTERS LLC | 39 VICTORY LN | VIENNA | Dooly | 10000727 | 4A |  | 2004-08-01 | FALSE | 2004-09-01 | FALSE | Currently in Use | Gas (Historical Use) | 12000 | Composite Double Walled | 2004-07-01 |  | Double-Walled Fiberglass | Pressurized
CONTENDER AUTOMOTIVE SERVICE | 1270 PINE ST | UNADILLA | Dooly | 10000580 | 3 |  | 1998-09-14 | FALSE | 1998-09-14 | FALSE | Currently in Use | Diesel | 4000 | Fiberglass | 1998-12-01 |  | Fiberglass Reinforced Plastic
DOOLY STATE PRISON | 1412 PLUNKETTS RD | UNADILLA | Dooly | 9046018 | 3 | [5 empty] | Removed from Ground | Diesel | 2500 | Double Walled | 1993-10-01 | 1998-06-24 | Fiberglass Reinforced Plastic | Pressurized
TERRELL HUDSON FARMS | GA 329 WEST & COUNTRY RD 143 | UNADILLA | Dooly | 9046030 | 1 | [5 empty] | Removed from Ground | Diesel | 10000 | Bare Steel | 1976-01-01 | 2000-03-01 | Galvanized Steel | Safe Suction (Euro)
T L ROYAL FARM SHOP | 560 ROYAL RD | UNADILLA | Dooly | 9046056 | 1 | [5 empty] | Removed from Ground | Diesel | 10000 | Bare Steel | 1981-04-01 | 1990-01-01 | Bare Steel | Suction (American)
BELDA FARMS INC | 1461 OWENS STORES RD | UNADILLA | Dooly | 9046058 | 5 | [5 empty] | Removed from Ground | Diesel | 3000 | Bare Steel | 1972-03-01 | 1998-12-20 | Galvanized Steel | Suction (American)
Circle K 2745079 | 1045 PINE ST | UNADILLA | Dooly | 9046009 | 1 | [5 empty] | Removed from Ground | Gas (Historical Use) | 8000 | Marked Unknown | 1978-01-01 | 1991-05-02 | Unknown
Circle K 2745079 | 1045 PINE ST | UNADILLA | Dooly | 9046009 | 7 | Flapper Valve | 2007-10-04 | FALSE | 2007-10-04 | FALSE | Currently in Use | Regular | 15000 | Composite Double Walled | 2007-10-04 |  | Double-Walled Flex | Pressurized
UNADILLA SHELL | 1012 PINE ST | UNADILLA | Dooly | 460032 | 5 |  | 2016-09-01 | FALSE | 2016-09-01 | FALSE | Currently in Use | Gas (Historical Use) | 10000 | Composite Double Walled | 2016-09-01 |  | Double-Walled Fiberglass | Pressurized
UNADILLA SHELL | 1012 PINE ST | UNADILLA | Dooly | 460032 | 4 |  | 2016-09-01 | FALSE | 2016-09-01 | FALSE | Currently in Use | Gas (Historical Use) | 5000 | Composite Double Walled | 2016-09-01 |  | Double-Walled Fiberglass | Pressurized
GOLD KIST INC | MAIN ST | BYROMVILLE | Dooly | 460004 | 1 | [5 empty] | Removed from Ground | Diesel | 1 | Bare Steel |  | 1899-12-31 | Galvanized Steel
CAMPER'S HAVEN | 1296 CAMPER'S HAVEN RD | VIENNA | Dooly | 460053 | 2 | [5 empty] | Removed from Ground | Gas (Historical Use) | 550 | Bare Steel | 1969-01-01 | 1997-06-01 | Galvanized Steel
CIRCLE K #2703136 | 1524 E UNION ST @ I-75 | VIENNA | Dooly | 460031 | 4 | Ball Float | 2008-05-20 | FALSE | 2008-05-20 | FALSE | Removed from Ground | E-85 | 6000 | Composite | 2008-05-20 | 2015-01-06 | Fiberglass Reinforced Plastic | Pressurized
CIRCLE K #2703136 | 1524 E UNION ST @ I-75 | VIENNA | Dooly | 460031 | 5 | Ball Float | 2000-11-01 | FALSE | 2000-11-01 | FALSE | Removed from Ground | Gas (Historical Use) | 12000 | Composite | 2000-11-01 | 2015-01-06 | Fiberglass Reinforced Plastic | Pressurized
SHAH BP | 1770 HWY 215 | VIENNA | Dooly | 460036 | 6 | [5 empty] | Removed from Ground | Diesel | 1000 | Cathodically Protected Steel | 1981-01-01 | 1999-02-01 | Galvanized Steel
VIENNA CITGO | 1521 E UNION ST | VIENNA | Dooly | 460040 | 1 | Ball Float | 1996-06-19 |  | 1996-06-19 |  | Currently in Use | Gas (Historical Use) | 5000 | Steel-Impressed Current | 1966-01-01 |  | Fiberglass Reinforced Plastic | Pressurized
SANDERS FARM SERVICE INC | 1387 SHILOH RD | VIENNA | Dooly | 9046040 | 2 | Flapper Valve | 1999-06-20 | FALSE | 1999-06-20 | FALSE | Currently in Use | Diesel | 3000 | Steel-Impressed Current | 1983-01-01 |  |  | Safe Suction (Euro)
NOBLE BROS FARM | 2900 NOBLE GIN RD | VIENNA | Dooly | 9046035 | 4 | [5 empty] | Removed from Ground | Diesel | 3000 | Bare Steel | 1980-01-01 | 1899-12-31 | Galvanized Steel | Safe Suction (Euro)
MIDDLE GA EMC | 600 TIPPETTVILLE RD | VIENNA | Dooly | 460039 | 2 | [5 empty] | Removed from Ground | Diesel | 2000 | Bare Steel | 1981-01-01 | 1998-12-10 | Galvanized Steel | Safe Suction (Euro)
VIENNA CITGO | 1521 E UNION ST | VIENNA | Dooly | 460040 | 8 |  |  | TRUE |  | TRUE | Removed from Ground | Other | 1000 | Bare Steel | 1966-01-01 | 1996-05-01 | Galvanized Steel
VIENNA CITGO | 1521 E UNION ST | VIENNA | Dooly | 460040 | 2 | Ball Float | 1996-06-19 |  | 1996-06-19 |  | Currently in Use | Gas (Historical Use) | 5000 | Steel-Impressed Current | 1966-01-01 |  | Fiberglass Reinforced Plastic | Pressurized
VIENNA CITGO | 1521 E UNION ST | VIENNA | Dooly | 460040 | 9 |  |  | TRUE |  | TRUE | Removed from Ground | Other | 1000 | Bare Steel | 1966-01-01 | 1996-05-01 | Galvanized Steel
DOOLY COUNTY SCHOOL BUS SHOP | 515 HWY 90 WEST | VIENNA | Dooly | 460007 | 2 |  | 1997-09-24 |  | 1997-09-24 |  | Currently in Use | Gas (Historical Use) | 6000 | Galvanic (STIP-3) | 1981-01-01 |  | Fiberglass Reinforced Plastic | Safe Suction (Euro)
A TO Z | THIRD & COTTON | VIENNA | Dooly | 9046002 | 1 | [5 empty] | Removed from Ground | Gas (Historical Use) | 1000 | Bare Steel | 1955-01-01 | 1999-12-14 | Galvanized Steel | Safe Suction (Euro)
LEE KINARD | 1494 HWY 41 | VIENNA | Dooly | 9046045 | 1 | [5 empty] | Removed from Ground | Diesel | 10000 | Epoxy | 1980-01-01 | 1997-12-01 | Galvanized Steel | Gravity Fed
DOOLY COUNTY SHERIFF DEPT | COTTON STREET | VIENNA | Dooly | 9046044 | 3 | [5 empty] | Removed from Ground | Gas (Historical Use) | 10000 | Bare Steel | 1984-06-01 | 1998-10-01 | Galvanized Steel
RACHELS PURE | I-75 & GA HWY 27 | VIENNA | Dooly | 460030 | 5 |  |  | FALSE |  | FALSE | Removed from Ground | Diesel | 500 | Bare Steel | 2012-02-13 | 2012-02-13
CIRCLE K #2703136 | 1524 E UNION ST @ I-75 | VIENNA | Dooly | 460031 | 3 |  | 1997-02-17 |  | 1997-02-17 |  | Removed from Ground | Gas (Historical Use) | 6000 | Steel-Impressed Current | 1971-01-01 | 2015-01-06 | Steel (Impressed Current) | Safe Suction (Euro)
HARRIS FARM & HOME SUPPLY INC | 505 W UNION ST | VIENNA | Dooly | 9046008 | 2 | Overfill Alarm | 2021-07-07 | FALSE | 1997-01-03 | FALSE | Currently in Use | Gas (Historical Use) | 3000 | Galvanic (STIP-3) | 1988-01-01 |  | Fiberglass Reinforced Plastic | Safe Suction (Euro)
CHAMPION INT/CONEY WOOD YARD COR | GA HWY 215 6 MI EAST OF VIENNA | VIENNA | Dooly | 9046007 | 1 | [5 empty] | Removed from Ground | Kerosene | 1000 | Bare Steel | 1987-12-01 | 1987-12-01 | Galvanized Steel
COLEY & BRAXTON FARMS | FRANKLIN RD | VIENNA | Dooly | 9046050 | 1 | [5 empty] | Removed from Ground | Diesel | 3000 | Not Marked/Unknown | 1985-01-01 | 1999-01-22 | Not Marked
CHOICE FOOD MART | 991 SECOND ST | UNADILLA | Dooly | 10001508 | 3 |  | 2007-12-01 | FALSE | 2007-12-01 | FALSE | Currently in Use | Diesel | 10000 | Double Walled | 2007-11-15 |  | Fiberglass Reinforced Plastic | Pressurized
DOOLY STATE PRISON | 1412 PLUNKETTS RD | UNADILLA | Dooly | 9046018 | UL-729265 |  | 1998-07-15 |  | 1998-07-15 |  | Currently in Use | Diesel | 2500 | Double Walled | 1998-07-15 |  | Fiberglass Reinforced Plastic | Safe Suction (Euro)
WILLIAMS-PITTS OIL STATION #3 | 1276 2ND ST | UNADILLA | Dooly | 9046003 | 4 |  | 1998-12-20 |  | 1998-12-20 |  | Removed from Ground | Diesel | 4000 | Steel-Impressed Current | 1963-01-01 | 2011-09-28 | Cathodically Protected | Pressurized
GFC FLINT RIVER NURSERY | 9850 RIVER RD | BYROMVILLE | Dooly | 462000 | 1 |  | 1994-11-01 |  | 1994-11-01 |  | Removed from Ground | Gas (Historical Use) | 2000 | Galvanic (STIP-3) | 1987-11-04 | 2004-08-01 | Galvanized Steel | Safe Suction (Euro)
VIENNA MARKET | 401 S THIRTY THIRD ST | VIENNA | Dooly | 9130005 | 1B |  | 1993-07-10 |  | 1993-07-10 |  | Removed from Ground | Gas (Historical Use) | 4136 | Composite | 1986-06-01 | 2009-04-03 | Fiberglass Reinforced Plastic | Pressurized
GA PACIFIC CORP | HWY 41 S | VIENNA | Dooly | 460049 | 2 | [5 empty] | Removed from Ground | Gas (Historical Use) | 1000 | Composite | 1985-01-01 | 1899-12-31 | Galvanized Steel
DOOLY MEDICAL CENTER | 1300 UNION ST | VIENNA | Dooly | 460017 | 2 | [5 empty] | Removed from Ground | Gas (Historical Use) | 500 | Bare Steel | 1969-01-01 | 1998-10-01 | Galvanized Steel | Safe Suction (Euro)
GA POWER/VIENNA GARAGE | 117 THIRD ST | VIENNA | Dooly | 460028 | 2 | [5 empty] | Closed in Ground | Diesel | 6000 | Fiberglass | 1981-01-01 | 1997-01-22 | Unknown | Pressurized
CAUSEY SVC STA | THIRD ST S | VIENNA | Dooly | 460047 | 6 | [5 empty] | Removed from Ground | Empty | 275 | Bare Steel | 1958-01-01 | 1899-12-31 | Galvanized Steel
HARRIS FARM & HOME SUPPLY INC | 505 W UNION ST | VIENNA | Dooly | 9046008 | 1 | Overfill Alarm | 2021-07-07 | FALSE | 1997-01-03 | FALSE | Currently in Use | Gas (Historical Use) | 3000 | Galvanic (STIP-3) | 1988-01-01 |  | Fiberglass Reinforced Plastic | Safe Suction (Euro)
RACHELS FINA | I-75 GA HWY 27 | VIENNA | Dooly | 9046031 | 1 |  | 1997-02-27 |  | 1997-02-27 |  | Removed from Ground | Gas (Historical Use) | 8000 | Cathodically Protected Steel | 1973-01-01 | 2012-11-14 | Cathodically Protected | Pressurized
WOODWARD SERVICE STATION | THIRD ST | VIENNA | Dooly | 9046014 | 7 | [5 empty] | Removed from Ground | Diesel | 560 | Bare Steel | 1966-01-01 | 1988-05-19 | Galvanized Steel
WOODWARD SERVICE STATION | THIRD ST | VIENNA | Dooly | 9046014 | 1 | [5 empty] | Removed from Ground | Gas (Historical Use) | 4000 | Galvanic (STIP-3) | 1988-05-01 | 1899-12-31 | Fiberglass Reinforced Plastic | Suction (American)
VIENNA PURE | 9977 HIGHWAY 27 | VIENNA | Dooly | 9046020 | 5 |  |  | TRUE |  | TRUE | Removed from Ground | Empty | 500 | Bare Steel | 1968-05-12 | 1997-04-04 | Galvanized Steel
PILOT TRAVEL CENTERS LLC | 39 VICTORY LN | VIENNA | Dooly | 10000727 | 1 |  | 2004-08-01 | FALSE | 2004-09-01 | FALSE | Currently in Use | Diesel | 30000 | Composite Double Walled | 2004-07-01 |  | Double-Walled Fiberglass | Pressurized
CROSSROAD GENERAL STORE | 3700 HWY 257 | VIENNA | Dooly | 9046019 | 1 | [5 empty] | Removed from Ground | Gas (Historical Use) | 1000 | Bare Steel | 2003-03-01 | 2003-03-01 | Galvanized Steel | Suction (American)
FREE FARMS | 755 THIRD DISTRICT RD | UNADILLA | Dooly | 9046038 | 1 | [5 empty] | Removed from Ground | E-10 | 10000 | Not Marked/Unknown | 1989-01-01 | 1999-11-05 | Not Marked
TERRELL HUDSON FARMS | GA 329 WEST & COUNTRY RD 143 | UNADILLA | Dooly | 9046030 | 2 | [5 empty] | Removed from Ground | Diesel | 6000 | Bare Steel | 1976-01-01 | 2000-09-01 | Galvanized Steel | Safe Suction (Euro)
T L ROYAL FARM SHOP | 560 ROYAL RD | UNADILLA | Dooly | 9046056 | 2 | [5 empty] | Removed from Ground | Gas (Historical Use) | 4000 | Bare Steel | 1979-01-01 | 1990-01-01 | Bare Steel | Safe Suction (Euro)
BELDA FARMS INC | 1461 OWENS STORES RD | UNADILLA | Dooly | 9046058 | 3 | [5 empty] | Removed from Ground | Diesel | 4000 | Bare Steel | 1972-03-01 | 1998-12-08 | Galvanized Steel | Suction (American)
WILLIAMS-PITTS OIL STATION #3 | 1276 2ND ST | UNADILLA | Dooly | 9046003 | 1 |  | 1998-12-20 |  | 1998-12-20 |  | Removed from Ground | Gas (Historical Use) | 4000 | Steel-Impressed Current | 1963-01-01 | 2011-09-28 | Cathodically Protected | Pressurized
GA FC | US HWY 41 4 MI NORTH OF CORDELE | VIENNA | Dooly | 460023 | 1 | [5 empty] | Removed from Ground | Diesel | 500 | Bare Steel | 1984-01-01 | 1993-05-05 | Galvanized Steel | Safe Suction (Euro)
GA FC | US HWY 41 4 MI NORTH OF CORDELE | VIENNA | Dooly | 460023 | 248870 |  | 1993-05-06 |  | 1993-05-06 |  | Removed from Ground | Gas (Historical Use) | 1000 | Galvanic (STIP-3) | 1993-05-06 | 2008-04-15 | Cathodically Protected | Safe Suction (Euro)
CIRCLE K #2703136 | 1524 E UNION ST @ I-75 | VIENNA | Dooly | 460031 | 1 | Ball Float | 1997-02-17 |  | 1997-02-17 |  | Removed from Ground | Gas (Historical Use) | 6000 | Steel-Impressed Current | 1968-01-01 | 2015-01-06 | Steel (Impressed Current) | Pressurized
VIENNA CITGO | 1521 E UNION ST | VIENNA | Dooly | 460040 | 7 |  |  | TRUE |  | TRUE | Removed from Ground | Used Oil | 1000 | Bare Steel | 1966-01-01 | 1996-05-01 | Galvanized Steel
CAUSEY SVC STA | THIRD ST S | VIENNA | Dooly | 460047 | 1 |  | 1998-12-21 |  | 1998-12-21 |  | Removed from Ground | Gas (Historical Use) | 2000 | Steel-Impressed Current | 1958-01-01 | 2012-04-01 | Cathodically Protected
COLEY & BRAXTON FARMS | FRANKLIN RD | VIENNA | Dooly | 9046050 | 2 | [5 empty] | Permanently Out of Use - historical purposes | Diesel | 10000 | Not Marked/Unknown | 1985-01-01 | 1899-12-31 | Not Marked
V C KINARD | 4779 HWY 215 | VIENNA | Dooly | 9046039 | 1 | [5 empty] | Removed from Ground | Gas (Historical Use) | 6000 | Not Marked/Unknown | 1990-03-01 | 1998-08-24 | Not Marked
WOODWARD SERVICE STATION | THIRD ST | VIENNA | Dooly | 9046014 | 6 | [5 empty] | Removed from Ground | Gas (Historical Use) | 3000 | Bare Steel | 1966-01-01 | 1988-05-19 | Galvanized Steel
PILOT TRAVEL CENTERS LLC | 39 VICTORY LN | VIENNA | Dooly | 10000727 | 2 |  | 2004-08-01 | FALSE | 2004-09-01 | FALSE | Currently in Use | Diesel | 30000 | Composite Double Walled | 2004-07-01 |  | Double-Walled Fiberglass | Pressurized
CONTENDER AUTOMOTIVE SERVICE | 1270 PINE ST | UNADILLA | Dooly | 10000580 | 2B |  | 1998-09-14 | FALSE | 1998-09-14 | FALSE | Currently in Use | Gas (Historical Use) | 3000 | Fiberglass | 1998-12-01 |  | Fiberglass Reinforced Plastic
CHOICE FOOD MART | 991 SECOND ST | UNADILLA | Dooly | 10001508 | 4 |  | 2007-12-01 | FALSE | 2007-12-01 | FALSE | Currently in Use | Diesel | 5000 | Double Walled | 2007-11-15 |  |  | Pressurized
CHOICE FOOD MART | 991 SECOND ST | UNADILLA | Dooly | 10001508 | 1 |  | 2007-12-01 | FALSE | 2007-12-01 | FALSE | Currently in Use | Gas (Historical Use) | 15000 | Double Walled | 2007-11-15 |  | Fiberglass Reinforced Plastic | Pressurized
Circle K 2745079 | 1045 PINE ST | UNADILLA | Dooly | 9046009 | 9 | Flapper Valve | 2007-10-04 | FALSE | 2007-10-04 | FALSE | Currently in Use | Gas (Historical Use) | 8000 | Composite Double Walled | 2007-10-04 |  | Double-Walled Flex | Pressurized
Circle K 2745079 | 1045 PINE ST | UNADILLA | Dooly | 9046009 | 8 | Flapper Valve | 2007-10-04 | FALSE | 2007-10-04 | FALSE | Currently in Use | Diesel | 12000 | Composite Double Walled | 2007-10-04 |  | Double-Walled Flex | Pressurized
VIENNA CITGO | 1521 E UNION ST | VIENNA | Dooly | 460040 | 6 | Ball Float | 1996-03-19 |  | 1996-03-19 |  | Currently in Use | Diesel | 4000 | Steel-Impressed Current | 1985-01-01 |  | Fiberglass Reinforced Plastic | Pressurized
CHAMPION INT/FLINT FOREST HQ | GA HWY 215 6 MI E OF VIENNA | VIENNA | Dooly | 9046006 | 1 | [5 empty] | Removed from Ground | Gas (Historical Use) | 3000 | Bare Steel | 1987-12-01 | 1987-12-01 | Galvanized Steel
WOODWARD SERVICE STATION | THIRD ST | VIENNA | Dooly | 9046014 | 5 | [5 empty] | Removed from Ground | Gas (Historical Use) | 3000 | Bare Steel | 1966-01-01 | 1988-05-19 | Galvanized Steel
WOODWARD SERVICE STATION | THIRD ST | VIENNA | Dooly | 9046014 | 4 | [5 empty] | Removed from Ground | Gas (Historical Use) | 2000 | Galvanic (STIP-3) | 1985-05-01 | 1899-12-31 | Fiberglass Reinforced Plastic | Suction (American)
MCMANN FARMS | 10585 RIVER ROAD | BYROMVILLE | Dooly | 9046063 | 2 | [5 empty] | Installed | Other | 0 | Not Marked/Unknown |  |  | Not Marked
GOLD KIST INC | MAIN ST | BYROMVILLE | Dooly | 460004 | 2 | [5 empty] | Removed from Ground | Gas (Historical Use) | 1 | Bare Steel |  | 1899-12-31 | Galvanized Steel
BYROMVILLE GULF | GA HWY 90 | BYROMVILLE | Dooly | 460046 | 1 |  | 1999-01-11 |  | 1999-01-11 |  | Removed from Ground | Gas (Historical Use) | 1000 | Steel-Impressed Current | 1966-01-01 | 2010-07-01 | Cathodically Protected | Safe Suction (Euro)
GA FC | US HWY 41 4 MI NORTH OF CORDELE | VIENNA | Dooly | 460023 | 2 | [5 empty] | Removed from Ground | Gas (Historical Use) | 2000 | Bare Steel | 1983-01-01 | 1993-05-05 | Galvanized Steel | Safe Suction (Euro)
ALTON EDALGO | THIRD & PINE ST | VIENNA | Dooly | 9046004 | 3 | [5 empty] | Removed from Ground | Gas (Historical Use) | 3000 | Bare Steel | 1963-01-01 | 1899-12-31 | Galvanized Steel
ELLIS FARMS | TIPPETTVILLE RD | VIENNA | Dooly | 9046059 | 1 | [5 empty] | Removed from Ground | Diesel | 20000 | Bare Steel | 1982-01-01 | 1998-12-22 | Galvanized Steel | Safe Suction (Euro)
CHAMPION INT/CONEY WOOD YARD COR | GA HWY 215 6 MI EAST OF VIENNA | VIENNA | Dooly | 9046007 | 2 | [5 empty] | Removed from Ground | Diesel | 560 | Bare Steel | 1987-12-01 | 1987-12-01 | Galvanized Steel
LEDFORD FARMS | 9320 HWY 27 | VIENNA | Dooly | 9046042 | 2 | [5 empty] | Removed from Ground | Diesel | 10000 | Bare Steel | 1980-01-01 | 1998-12-11 | Galvanized Steel | Suction (American)
CHOICE FOOD MART | 991 SECOND ST | UNADILLA | Dooly | 10001508 | 2 |  | 2007-12-01 | FALSE | 2007-12-01 | FALSE | Currently in Use | Gas (Historical Use) | 5000 | Double Walled | 2007-11-15 |  | Fiberglass Reinforced Plastic | Pressurized
Circle K 2745079 | 1045 PINE ST | UNADILLA | Dooly | 9046009 | 4 |  | 1991-05-02 |  | 1991-05-02 |  | Removed from Ground | Gas (Historical Use) | 10000 | Composite | 1991-05-08 | 2007-08-09 | Double-Walled Fiberglass | Pressurized
Circle K 2745079 | 1045 PINE ST | UNADILLA | Dooly | 9046009 | 5 |  | 1991-05-02 |  | 1991-05-02 |  | Removed from Ground | Gas (Historical Use) | 6000 | Composite | 1991-05-08 | 2007-08-09 | Double-Walled Fiberglass | Pressurized
FAST TRACK | 1000 PINE ST | UNADILLA | Dooly | 460011 | 4A | Overfill Alarm | 2017-08-01 | FALSE | 2017-08-01 | FALSE | Currently in Use | Gas (Historical Use) | 12000 | Composite Double Walled | 2017-08-01 |  | Double-Walled Fiberglass | Pressurized
AUM FOOD MART | 2564 PINE ST | UNADILLA | Dooly | 460012 | 3 | Flapper Valve | 1996-06-21 | FALSE | 1996-06-21 | FALSE | Temporarily out of use | Gas (Historical Use) | 8000 | Steel-Impressed Current | 1996-07-10 |  | Fiberglass Reinforced Plastic | Suction (American)
POSEY AIR STRIP | 3 MILE SE OF CITY | UNADILLA | Dooly | 460013 | 2 | [5 empty] | Permanently Out Of Use | Gas (Historical Use) | 2000 | Bare Steel | 1970-01-01 | 1997-01-01 | Galvanized Steel
LEDFORD FARMS | 9320 HWY 27 | VIENNA | Dooly | 9046042 | 1 | [5 empty] | Removed from Ground | Diesel | 10000 | Bare Steel | 1980-01-01 | 1998-12-11 | Galvanized Steel | Suction (American)
VIENNA PURE | 9977 HIGHWAY 27 | VIENNA | Dooly | 9046020 | 8 |  | 1998-11-01 | FALSE | 1998-11-01 | FALSE | Temporarily out of use | Gas (Historical Use) | 6000 | Composite | 1998-11-01 |  | Fiberglass Reinforced Plastic | Pressurized
VIENNA PURE | 9977 HIGHWAY 27 | VIENNA | Dooly | 9046020 | 2 |  | 1998-11-01 | FALSE | 1998-11-01 | FALSE | Removed from Ground | Diesel | 10000 | Steel-Impressed Current | 1984-02-16 | 2014-04-23 |  | Pressurized
Circle K 2745079 | 1045 PINE ST | UNADILLA | Dooly | 9046009 | 6 |  | 1991-05-02 |  | 1991-05-02 |  | Removed from Ground | Gas (Historical Use) | 6000 | Composite | 1991-05-08 | 2007-08-09 | Double-Walled Fiberglass | Pressurized
Shivansh 2019 LLC | 1800 PINE ST | UNADILLA | Dooly | 460025 | 2 |  | 1998-04-01 |  | 1998-04-01 |  | Currently in Use | Gas (Historical Use) | 8000 | Cathodically Protected Steel | 1980-01-01 |  | Double-Walled Fiberglass | Suction (American)
DOOLY COUNTY BOARD OF EDUCATION | SECOND ST | UNADILLA | Dooly | 460052 | 1 | [5 empty] | Removed from Ground | Diesel | 1000 | Bare Steel | 1985-01-01 | 1997-10-03 | Galvanized Steel
CONTENDER AUTOMOTIVE SERVICE | 1270 PINE ST | UNADILLA | Dooly | 10000580 | 2A |  | 1998-09-14 | FALSE | 1998-09-14 | FALSE | Currently in Use | Gas (Historical Use) | 3000 | Fiberglass | 1998-12-01 |  | Fiberglass Reinforced Plastic
DOOLY STATE PRISON | 1412 PLUNKETTS RD | UNADILLA | Dooly | 9046018 | 1 | [5 empty] | Removed from Ground | Gas (Historical Use) | 10000 | Fiberglass Double Walled | 1993-10-01 | 1998-05-19 | Fiberglass Reinforced Plastic | Pressurized
CONNER BP | I-75 & GA HWY 230 | UNADILLA | Dooly | 460010 | 1 | [5 empty] | Removed from Ground | Gas (Historical Use) | 6000 | Bare Steel | 1966-01-01 | 1999-01-28 | Galvanized Steel | Pressurized
BORUM SERVICE CENTER | 2030 SOUTH PINE ST | UNADILLA | Dooly | 460034 | 1 | [5 empty] | Removed from Ground | Gas (Historical Use) | 4000 | Bare Steel | 1973-01-01 | 1899-12-31 | Galvanized Steel | Suction (American)
BORUM SERVICE CENTER | 2030 SOUTH PINE ST | UNADILLA | Dooly | 460034 | 4 | [5 empty] | Removed from Ground | Gas (Historical Use) | 1000 | Bare Steel | 1975-01-01 | 1899-12-31 | Galvanized Steel | Suction (American)
UNADILLA SHELL | 1012 PINE ST | UNADILLA | Dooly | 460032 | 3 | Flapper Valve | 1996-12-18 | FALSE | 1996-12-18 | FALSE | Removed from Ground |  | 4000 | Galvanic (STIP-3) |  |  | Fiberglass Reinforced Plastic | Pressurized
ALLSTATE TRUCK STOP | 475 PINE ST | UNADILLA | Dooly | 1110031 | 2 |  | 1997-03-01 |  | 1997-03-01 |  | Currently in Use | Gas (Historical Use) | 15000 | Steel-Impressed Current | 1974-05-02 |  | Double Walled | Pressurized
PILOT TRAVEL CENTERS LLC | 39 VICTORY LN | VIENNA | Dooly | 10000727 | 3 |  | 2004-08-01 | FALSE | 2004-09-01 | FALSE | Currently in Use | E-15 | 20000 | Composite Double Walled | 2004-07-01 |  | Double-Walled Fiberglass | Pressurized
CONTENDER AUTOMOTIVE SERVICE | 1270 PINE ST | UNADILLA | Dooly | 10000580 | 4A |  | 1998-09-14 | FALSE | 1998-09-14 | FALSE | Currently in Use | Diesel | 2000 | Fiberglass | 1998-12-01 |  | Fiberglass Reinforced Plastic
POSEY AIR STRIP | 3 MILE SE OF CITY | UNADILLA | Dooly | 460013 | 1 | [5 empty] | Permanently Out Of Use | Gas (Historical Use) | 4000 | Bare Steel | 1970-01-01 | 1997-01-01 | Galvanized Steel
UPS UNADILLA (UST) | 4286 COLLINS RD | UNADILLA | Dooly | 460033 | 2 |  |  | TRUE |  | TRUE | Removed from Ground | Used Oil | 500 | Fiberglass | 1984-01-01 | 1993-02-18 | Unknown
JOINER'S STORE | JOINER RD | UNADILLA | Dooly | 460048 | 2 | [5 empty] | Removed from Ground | Gas (Historical Use) | 550 | Bare Steel | 1956-01-01 | 1899-12-31 | Galvanized Steel
MEDINAS MEXICAN REST | 1316 Pine St. | UNADILLA | Dooly | 460029 | 1 |  | 1997-04-09 |  | 1997-04-09 |  | Temporarily out of use | Gas (Historical Use) | 3000 | Steel-Impressed Current | 1975-01-01 |  | Cathodically Protected | Safe Suction (Euro)
JOINER'S STORE | JOINER RD | UNADILLA | Dooly | 460048 | 1 | [5 empty] | Removed from Ground | Gas (Historical Use) | 550 | Bare Steel | 1956-01-01 | 1987-01-01 | Galvanized Steel
EAGLE EXPRESS MART #619 | I-75 & GA HWY 230 EAST, 990 Second Street | UNADILLA | Dooly | 460055 | 9 |  | 1995-12-20 |  | 1995-12-20 |  | Temporarily out of use | Gas (Historical Use) | 10000 | Fiberglass Double Walled | 1995-12-20 |  | Fiberglass Reinforced Plastic | Pressurized
EAGLE EXPRESS MART #619 | I-75 & GA HWY 230 EAST, 990 Second Street | UNADILLA | Dooly | 460055 | 6 |  | 1995-12-20 |  | 1995-12-20 |  | Removed from Ground | Diesel | 4000 | Steel-Impressed Current | 1974-05-16 | 2015-03-31 | Steel (Impressed Current) | Safe Suction (Euro)
ALLSTATE TRUCK STOP | 475 PINE ST | UNADILLA | Dooly | 1110031 | 6 |  | 1997-03-01 |  | 1997-03-01 |  | Currently in Use | Diesel | 15000 | Steel-Impressed Current | 1974-05-02 |  | Double Walled | Pressurized
ALLSTATE TRUCK STOP | 475 PINE ST | UNADILLA | Dooly | 1110031 | 9 | [5 empty] | Removed from Ground | Diesel | 2000 | Bare Steel | 1974-05-02 | 1997-02-01 | Galvanized Steel
ALLSTATE TRUCK STOP | 475 PINE ST | UNADILLA | Dooly | 1110031 | 8 |  | 1998-03-01 |  | 1998-03-01 |  | Currently in Use | Diesel | 15000 | Steel-Impressed Current | 1974-05-02 |  | Double Walled | Pressurized
VIENNA PURE | 9977 HIGHWAY 27 | VIENNA | Dooly | 9046020 | 3 | [5 empty] | Removed from Ground | Gas (Historical Use) | 3000 | Bare Steel | 1989-10-07 | 1998-09-15 | Galvanized Steel | Pressurized
POSEY FARMS | RT 1 BOX 52 | UNADILLA | Dooly | 9046025 | 1 | [5 empty] | Removed from Ground | Diesel | 4000 | Bare Steel | 1986-02-28 | 1998-06-01 | Galvanized Steel | Safe Suction (Euro)
DOOLY STATE PRISON | 1412 PLUNKETTS RD | UNADILLA | Dooly | 9046018 | UL-729261 |  | 1998-07-15 |  | 1998-07-15 |  | Currently in Use | Gas (Historical Use) | 2500 | Double Walled | 1998-07-15 |  | Fiberglass Reinforced Plastic | Safe Suction (Euro)
KHUSHI M INC | 2450 PINE ST | UNADILLA | Dooly | 9046016 | 2 |  | 1993-09-20 | TRUE | 1993-09-20 |  | Currently in Use | Gas (Historical Use) | 4136 | Composite | 1986-06-01 |  | Fiberglass Reinforced Plastic | Pressurized
CONNER BP | I-75 & GA HWY 230 | UNADILLA | Dooly | 460010 | 6 | [5 empty] | Removed from Ground | Diesel | 500 | Not Marked/Unknown | 1999-01-28 | 1999-01-28 | Not Marked
FAST TRACK | 1000 PINE ST | UNADILLA | Dooly | 460011 | 4C | Overfill Alarm | 2017-08-01 | FALSE | 2017-08-01 | FALSE | Currently in Use | Diesel | 4000 | Composite Double Walled | 2017-08-01 |  | Double-Walled Fiberglass | Pressurized
VIENNA CITGO | 1521 E UNION ST | VIENNA | Dooly | 460040 | 4 | Ball Float | 1996-06-19 |  | 1996-06-19 |  | Currently in Use | Gas (Historical Use) | 5000 | Steel-Impressed Current | 1966-01-01 |  | Fiberglass Reinforced Plastic | Pressurized
VIENNA CITGO | 1521 E UNION ST | VIENNA | Dooly | 460040 | 5 | Ball Float | 1996-06-19 |  | 1996-06-19 |  | Temporarily out of use | Gas (Historical Use) | 4000 | Steel-Impressed Current | 1984-01-01 |  | Fiberglass Reinforced Plastic | Pressurized
DOOLY COUNTY SCHOOL BUS SHOP | 515 HWY 90 WEST | VIENNA | Dooly | 460007 | 3 |  | 1997-09-24 |  | 1997-09-24 |  | Currently in Use | Gas (Historical Use) | 3000 | Galvanic (STIP-3) | 1981-01-01 |  | Fiberglass Reinforced Plastic | Safe Suction (Euro)
BIG PIG MART/SUNOCO | 1501 E UNION ST | VIENNA | Dooly | 9046029 | 1 | Flapper Valve | 1998-12-22 |  | 1994-01-01 |  | Currently in Use | Gas (Historical Use) | 8000 | Galvanic (STIP-3) | 1987-01-01 |  | Fiberglass Reinforced Plastic | Pressurized
NOBLE BROS FARM | 2900 NOBLE GIN RD | VIENNA | Dooly | 9046035 | 1 | [5 empty] | Removed from Ground | Diesel | 4000 | Bare Steel | 1980-01-01 | 1899-12-31 | Galvanized Steel | Safe Suction (Euro)
UPS UNADILLA (UST) | 4286 COLLINS RD | UNADILLA | Dooly | 460033 | 1 |  | 1993-02-28 |  | 1993-08-28 |  | Currently in Use | Diesel | 10000 | Fiberglass | 1984-01-01 |  | Fiberglass Reinforced Plastic | Pressurized
EAGLE EXPRESS MART #619 | I-75 & GA HWY 230 EAST, 990 Second Street | UNADILLA | Dooly | 460055 | 8 |  | 1995-12-20 |  | 1995-12-20 |  | Removed from Ground | Diesel | 4000 | Steel-Impressed Current | 1974-05-16 | 2015-03-31 | Steel (Impressed Current) | Safe Suction (Euro)
EAGLE EXPRESS MART #619 | I-75 & GA HWY 230 EAST, 990 Second Street | UNADILLA | Dooly | 460055 | 2 | [5 empty] | Removed from Ground | Gas (Historical Use) | 4000 | Bare Steel | 1974-05-16 | 1995-12-01 | Galvanized Steel | Safe Suction (Euro)
EAGLE EXPRESS MART #619 | I-75 & GA HWY 230 EAST, 990 Second Street | UNADILLA | Dooly | 460055 | 10A |  | 1995-12-20 |  | 1995-12-20 |  | Temporarily out of use | Gas (Historical Use) | 6000 | Fiberglass Double Walled | 1995-12-20 |  | Fiberglass Reinforced Plastic | Pressurized
Shivansh 2019 LLC | 1800 PINE ST | UNADILLA | Dooly | 460025 | 3 |  | 1998-04-01 |  | 1998-04-01 |  | Closed in Ground | Gas (Historical Use) | 8000 | Steel-Impressed Current | 1980-01-01 | 2007-09-24 | Cathodically Protected | Suction (American)
AMOCO #249 | I-75 & US HWY 41 | UNADILLA | Dooly | 460026 | 1 |  |  | TRUE |  | TRUE | Permanently Out Of Use | Used Oil | 500 | Bare Steel | 1970-01-01 | 1983-01-01 | Galvanized Steel
EAGLE EXPRESS MART #619 | I-75 & GA HWY 230 EAST, 990 Second Street | UNADILLA | Dooly | 460055 | 7 |  | 1995-12-20 |  | 1995-12-20 |  | Removed from Ground | Diesel | 4000 | Steel-Impressed Current | 1974-05-16 | 2015-04-01 | Steel (Impressed Current) | Safe Suction (Euro)
EAGLE EXPRESS MART #619 | I-75 & GA HWY 230 EAST, 990 Second Street | UNADILLA | Dooly | 460055 | 10B |  | 1995-12-20 |  | 1995-12-20 |  | Temporarily out of use | Gas (Historical Use) | 4000 | Fiberglass Double Walled | 1995-12-20 |  | Fiberglass Reinforced Plastic | Pressurized
EAGLE EXPRESS MART #619 | I-75 & GA HWY 230 EAST, 990 Second Street | UNADILLA | Dooly | 460055 | 3 | [5 empty] | Removed from Ground | Gas (Historical Use) | 4000 | Bare Steel | 1974-05-16 | 1995-12-01 | Galvanized Steel | Safe Suction (Euro)
AUM FOOD MART | 2564 PINE ST | UNADILLA | Dooly | 460012 | 2 | Flapper Valve | 1996-06-21 | FALSE | 1996-06-21 | FALSE | Temporarily out of use | Gas (Historical Use) | 8000 | Steel-Impressed Current | 1996-07-10 |  | Fiberglass Reinforced Plastic | Suction (American)
ALLSTATE TRUCK STOP | 475 PINE ST | UNADILLA | Dooly | 1110031 | 10 |  | 2004-11-30 | FALSE | 2004-11-30 | FALSE | Currently in Use | Diesel | 6000 | Fiberglass | 2004-11-30 |  | Fiberglass Reinforced Plastic | Pressurized
KHUSHI M INC | 2450 PINE ST | UNADILLA | Dooly | 9046016 | 1 |  | 1993-09-20 | TRUE | 1993-09-20 |  | Currently in Use | Gas (Historical Use) | 8147 | Composite | 1986-06-01 |  | Fiberglass Reinforced Plastic | Pressurized
WILLIAMS-PITTS OIL STATION #3 | 1276 2ND ST | UNADILLA | Dooly | 9046003 | 2 |  | 1998-12-20 |  | 1998-12-20 |  | Removed from Ground | Gas (Historical Use) | 4000 | Steel-Impressed Current | 1963-01-01 | 2011-09-28 | Cathodically Protected | Pressurized
SHAH BP | 1770 HWY 215 | VIENNA | Dooly | 460036 | 1 |  | 1999-02-07 |  | 1999-02-07 |  | Removed from Ground | Gas (Historical Use) | 10000 | Steel-Impressed Current | 1972-01-01 | 2014-10-03 | Fiberglass Reinforced Plastic | Pressurized
CITY OF VIENNA | UNION ST | VIENNA | Dooly | 460045 | 1 | [5 empty] | Removed from Ground | Gas (Historical Use) | 1000 | Bare Steel | 1971-01-01 | 1998-10-10 | Galvanized Steel
ZIPPY FOOD STORE | US HWY 41 N | VIENNA | Dooly | 460043 | 2 | [5 empty] | Removed from Ground | Gas (Historical Use) | 8000 | Bare Steel | 1981-01-01 | 1997-01-01 | Galvanized Steel | Suction (American)
BIG PIG MART/SUNOCO | 1501 E UNION ST | VIENNA | Dooly | 9046029 | 2 | Flapper Valve | 1998-12-22 |  | 1994-01-01 |  | Currently in Use | Gas (Historical Use) | 8000 | Galvanic (STIP-3) | 1994-01-01 |  | Fiberglass Reinforced Plastic | Pressurized
DOOLY STATE PRISON | 1412 PLUNKETTS RD | UNADILLA | Dooly | 9046018 | 2 | [5 empty] | Removed from Ground | Diesel | 2500 | Fiberglass Double Walled | 1993-10-01 | 1998-05-19 | Fiberglass Reinforced Plastic | Pressurized
WILLIAMS-PITTS OIL STATION #3 | 1276 2ND ST | UNADILLA | Dooly | 9046003 | 3 |  | 1998-12-20 |  | 1998-12-20 |  | Removed from Ground | Gas (Historical Use) | 4000 | Steel-Impressed Current | 1963-01-01 | 2011-09-28 | Cathodically Protected | Pressurized
BORUM SERVICE CENTER | 2030 SOUTH PINE ST | UNADILLA | Dooly | 460034 | 3 | [5 empty] | Removed from Ground | Diesel | 3000 | Bare Steel | 1975-01-01 | 1899-12-31 | Galvanized Steel | Suction (American)
CONNER BP | I-75 & GA HWY 230 | UNADILLA | Dooly | 460010 | 2 | [5 empty] | Removed from Ground | Gas (Historical Use) | 6000 | Bare Steel | 1966-01-01 | 1999-01-28 | Galvanized Steel | Pressurized
FAST TRACK | 1000 PINE ST | UNADILLA | Dooly | 460011 | 1 |  | 1997-12-30 | FALSE | 1997-12-30 | FALSE | Temporarily out of use | Gas (Historical Use) | 6000 | Steel-Impressed Current | 1965-01-01 |  | Cathodically Protected | Pressurized
MEDINAS MEXICAN REST | 1316 Pine St. | UNADILLA | Dooly | 460029 | 2 |  | 1997-04-09 |  | 1997-04-09 |  | Temporarily out of use | Gas (Historical Use) | 3000 | Steel-Impressed Current | 1975-01-01 |  | Cathodically Protected | Safe Suction (Euro)
EAGLE EXPRESS MART #619 | I-75 & GA HWY 230 EAST, 990 Second Street | UNADILLA | Dooly | 460055 | 5 |  | 1995-12-20 |  | 1995-12-20 |  | Removed from Ground | Diesel | 4000 | Steel-Impressed Current | 1974-05-16 | 2015-04-21 | Steel (Impressed Current) | Safe Suction (Euro)
CONNER BP | I-75 & GA HWY 230 | UNADILLA | Dooly | 460010 | 4 |  |  | TRUE |  | TRUE | Removed from Ground | Used Oil | 550 | Bare Steel | 1966-01-01 | 1999-01-28 | Galvanized Steel | Pressurized
CONNER BP | I-75 & GA HWY 230 | UNADILLA | Dooly | 460010 | 5 | [5 empty] | Removed from Ground | Diesel | 1000 | Bare Steel | 1983-01-01 | 1999-01-28 | Galvanized Steel | Suction (American)
FAST TRACK | 1000 PINE ST | UNADILLA | Dooly | 460011 | 2 |  | 1997-12-30 | FALSE | 1997-12-30 | FALSE | Temporarily out of use | Gas (Historical Use) | 4000 | Steel-Impressed Current | 1965-01-01 |  | Cathodically Protected | Pressurized
AUM FOOD MART | 2564 PINE ST | UNADILLA | Dooly | 460012 | 1 | Flapper Valve | 1996-06-21 | FALSE | 1996-06-21 | FALSE | Temporarily out of use | Gas (Historical Use) | 8000 | Steel-Impressed Current | 1996-07-10 |  | Fiberglass Reinforced Plastic | Suction (American)
BORUM SERVICE CENTER | 2030 SOUTH PINE ST | UNADILLA | Dooly | 460034 | 2 | [5 empty] | Removed from Ground | Gas (Historical Use) | 4000 | Bare Steel | 1973-01-01 | 1899-12-31 | Galvanized Steel | Suction (American)
VIENNA PURE | 9977 HIGHWAY 27 | VIENNA | Dooly | 9046020 | 7 | [5 empty] | Removed from Ground | Gas (Historical Use) | 3000 | Bare Steel | 1968-05-12 | 1998-09-12 | Galvanized Steel
VIENNA PURE | 9977 HIGHWAY 27 | VIENNA | Dooly | 9046020 | 1 | [5 empty] | Removed from Ground | Gas (Historical Use) | 10000 | Bare Steel | 1984-02-16 | 1998-09-15 | Galvanized Steel | Pressurized
PILOT TRAVEL CENTERS LLC | 39 VICTORY LN | VIENNA | Dooly | 10000727 | 4B |  | 2004-08-01 | FALSE | 2004-09-01 | FALSE | Currently in Use | Diesel | 8000 | Composite Double Walled | 2004-07-01 |  | Double-Walled Fiberglass | Pressurized
CONTENDER AUTOMOTIVE SERVICE | 1270 PINE ST | UNADILLA | Dooly | 10000580 | 4B |  | 1998-09-14 | FALSE | 1998-09-14 | FALSE | Currently in Use | Diesel | 2000 | Fiberglass | 1998-12-01 |  | Fiberglass Reinforced Plastic
Circle K 2745079 | 1045 PINE ST | UNADILLA | Dooly | 9046009 | 3 | [5 empty] | Removed from Ground | Gas (Historical Use) | 4000 | Marked Unknown | 1978-01-01 | 1991-05-02 | Unknown
FAST TRACK | 1000 PINE ST | UNADILLA | Dooly | 460011 | 3 |  | 1997-12-30 |  | 1997-12-30 |  | Temporarily out of use | Gas (Historical Use) | 6000 | Steel-Impressed Current | 1965-01-01 |  | Cathodically Protected | Pressurized
UNADILLA SHELL | 1012 PINE ST | UNADILLA | Dooly | 460032 | 6 |  | 2016-09-01 | FALSE | 2016-09-01 | FALSE | Currently in Use | Diesel | 5000 | Composite Double Walled | 2016-09-01 |  | Double-Walled Fiberglass | Pressurized
Shivansh 2019 LLC | 1800 PINE ST | UNADILLA | Dooly | 460025 | 1 |  | 1998-04-01 |  | 1998-04-01 |  | Currently in Use | Gas (Historical Use) | 10000 | Cathodically Protected Steel | 1980-01-01 |  | Double-Walled Fiberglass | Suction (American)
ALLSTATE TRUCK STOP | 475 PINE ST | UNADILLA | Dooly | 1110031 | 3 | [5 empty] | Removed from Ground | Gas (Historical Use) | 2000 | Bare Steel | 1983-04-30 | 1997-02-01 | Galvanized Steel
EAGLE EXPRESS MART #619 | I-75 & GA HWY 230 EAST, 990 Second Street | UNADILLA | Dooly | 460055 | 4 | [5 empty] | Removed from Ground | Gas (Historical Use) | 4000 | Bare Steel | 1974-05-16 | 1995-12-01 | Galvanized Steel | Safe Suction (Euro)
EAGLE EXPRESS MART #619 | I-75 & GA HWY 230 EAST, 990 Second Street | UNADILLA | Dooly | 460055 | 1 | [5 empty] | Removed from Ground | Gas (Historical Use) | 4000 | Bare Steel | 1974-05-16 | 1995-12-01 | Galvanized Steel | Safe Suction (Euro)
ALLSTATE TRUCK STOP | 475 PINE ST | UNADILLA | Dooly | 1110031 | 1 |  | 1997-03-01 |  | 1997-03-01 |  | Currently in Use | Gas (Historical Use) | 10000 | Steel-Impressed Current | 1966-05-04 |  | Double Walled | Pressurized
ALLSTATE TRUCK STOP | 475 PINE ST | UNADILLA | Dooly | 1110031 | 7 |  | 1997-03-01 |  | 1997-03-01 |  | Currently in Use | Diesel | 15000 | Steel-Impressed Current | 1974-05-02 |  | Double Walled | Pressurized
CONTENDER AUTOMOTIVE SERVICE | 1270 PINE ST | UNADILLA | Dooly | 10000580 | 1 |  | 1998-09-14 | FALSE | 1998-09-14 | FALSE | Currently in Use | Gas (Historical Use) | 6000 | Fiberglass | 1998-12-01 |  | Fiberglass Reinforced Plastic
BELDA FARMS INC | 1461 OWENS STORES RD | UNADILLA | Dooly | 9046058 | 2 | [5 empty] | Removed from Ground | Diesel | 560 | Bare Steel | 1972-03-01 | 1998-12-01 | Galvanized Steel | Suction (American)
UNADILLA SHELL | 1012 PINE ST | UNADILLA | Dooly | 460032 | 2 | Flapper Valve | 1996-12-18 | FALSE | 1996-12-18 | FALSE | Removed from Ground |  | 5000 | Lined Interior | 2016-02-02 | 2016-01-04 | Fiberglass Reinforced Plastic | Pressurized
MCMANN FARMS | 10585 RIVER ROAD | BYROMVILLE | Dooly | 9046063 | 1 | [5 empty] | Installed | Other | 0 | Not Marked/Unknown |  |  | Not Marked
BYROMVILLE GULF | GA HWY 90 | BYROMVILLE | Dooly | 460046 | 2 |  | 1999-01-11 |  | 1999-01-11 |  | Removed from Ground | Gas (Historical Use) | 1000 | Steel-Impressed Current | 1966-01-01 | 2010-07-01 | Cathodically Protected
RACHELS PURE | I-75 & GA HWY 27 | VIENNA | Dooly | 460030 | 3 |  | 1997-02-18 |  | 1997-02-18 |  | Removed from Ground | Gas (Historical Use) | 6000 | Steel-Impressed Current | 1971-01-01 | 2012-02-08 | Fiberglass Reinforced Plastic | Pressurized
A TO Z | THIRD & COTTON | VIENNA | Dooly | 9046002 | 2 | [5 empty] | Removed from Ground | Gas (Historical Use) | 1000 | Bare Steel | 1955-01-01 | 1999-12-14 | Galvanized Steel | Safe Suction (Euro)
ALTON EDALGO | THIRD & PINE ST | VIENNA | Dooly | 9046004 | 1 | [5 empty] | Removed from Ground | Gas (Historical Use) | 4000 | Bare Steel | 1963-01-01 | 1899-12-31 | Galvanized Steel
A TO Z QUICK STOP | 200 3RD ST S | VIENNA | Dooly | 9046065 | 1A |  | 2001-03-14 |  | 2001-03-14 |  | Temporarily out of use | Gas (Historical Use) | 4000 | Composite | 2001-03-14 |  | Fiberglass Reinforced Plastic | Pressurized
RON EVERIDGE | 870 FRANKLIN RD | VIENNA | Dooly | 9046048 | 1 | Flapper Valve | 1999-06-19 | FALSE | 1999-06-19 | FALSE | Currently in Use | Jet fuel | 10000 | Steel-Impressed Current | 1985-06-01 |  | Steel (Impressed Current) | Safe Suction (Euro)
RACHELS FINA | I-75 GA HWY 27 | VIENNA | Dooly | 9046031 | 2 |  | 1997-02-27 |  | 1997-02-27 |  | Removed from Ground | Gas (Historical Use) | 8000 | Cathodically Protected Steel | 1973-01-01 | 2012-11-14 | Cathodically Protected | Pressurized
HUDSON BROS FARMS | 1405 HWY 41 SOUTH | VIENNA | Dooly | 9046036 | 1 | [5 empty] | Removed from Ground | Diesel | 3000 | Epoxy | 1987-01-01 | 1998-09-01 | Galvanized Steel | Safe Suction (Euro)
WOODWARD SERVICE STATION | THIRD ST | VIENNA | Dooly | 9046014 | 2 | [5 empty] | Removed from Ground | Gas (Historical Use) | 4000 | Galvanic (STIP-3) | 1988-05-01 | 1899-12-31 | Fiberglass Reinforced Plastic | Suction (American)
CROSSROAD GENERAL STORE | 3700 HWY 257 | VIENNA | Dooly | 9046019 | 2 | [5 empty] | Removed from Ground | Gas (Historical Use) | 1000 | Bare Steel | 2003-03-01 | 2003-03-01 | Galvanized Steel | Suction (American)
VIENNA PURE | 9977 HIGHWAY 27 | VIENNA | Dooly | 9046020 | 6 | [5 empty] | Removed from Ground | Gas (Historical Use) | 3000 | Bare Steel | 1968-05-12 | 1998-09-12 | Galvanized Steel
VIENNA PURE | 9977 HIGHWAY 27 | VIENNA | Dooly | 9046020 | 9 |  | 1998-11-01 | FALSE | 1998-11-01 | FALSE | Temporarily out of use | Gas (Historical Use) | 3000 | Composite | 1998-11-01 |  | Fiberglass Reinforced Plastic | Pressurized
GA PACIFIC CORP/VIENNA | SOUTH SEVENTH ST | VIENNA | Dooly | 9000333 | 0 | [5 empty] | Removed from Ground | Other | 1 | Not Marked/Unknown |  | 1899-12-31 | Not Marked
ZIPPY FOOD MART #322 | 309 N 3RD ST | VIENNA | Dooly | 10000644 | 1A | Flapper Valve | 2004-05-01 | FALSE | 2004-05-10 | FALSE | Currently in Use |  | 10000 | Epoxy | 2004-05-10 |  |  | Pressurized
DOOLY STATE PRISON | 1412 PLUNKETTS RD | UNADILLA | Dooly | 9046018 | B1 |  | 1998-07-15 |  | 1998-07-15 |  | Currently in Use | Diesel | 10000 | Fiberglass Double Walled | 1998-07-15 |  | Fiberglass Reinforced Plastic | Safe Suction (Euro)
BELDA FARMS INC | 1461 OWENS STORES RD | UNADILLA | Dooly | 9046058 | 1 | [5 empty] | Removed from Ground | Gas (Historical Use) | 10000 | Bare Steel | 1972-03-01 | 1998-12-20 | Galvanized Steel | Suction (American)
BELDA FARMS INC | 1461 OWENS STORES RD | UNADILLA | Dooly | 9046058 | 4 | [5 empty] | Removed from Ground | Diesel | 4000 | Bare Steel | 1972-03-01 | 1998-12-20 | Galvanized Steel | Suction (American)
Circle K 2745079 | 1045 PINE ST | UNADILLA | Dooly | 9046009 | 2 | [5 empty] | Removed from Ground | Gas (Historical Use) | 4000 | Marked Unknown | 1978-01-01 | 1991-05-02 | Unknown
UNADILLA SHELL | 1012 PINE ST | UNADILLA | Dooly | 460032 | 1 | Flapper Valve | 1996-12-18 | FALSE | 1996-12-18 | FALSE | Removed from Ground |  | 10000 | Lined Interior |  | 2016-01-04 | Fiberglass Reinforced Plastic | Pressurized
ALLSTATE TRUCK STOP | 475 PINE ST | UNADILLA | Dooly | 1110031 | 4 |  | 1997-02-01 |  | 1997-02-01 |  | Removed from Ground | Diesel | 10000 | Bare Steel | 1966-05-04 | 1997-01-01 | Galvanized Steel
ALLSTATE TRUCK STOP | 475 PINE ST | UNADILLA | Dooly | 1110031 | 5 |  | 1997-03-01 |  | 1997-03-01 |  | Currently in Use | Diesel | 15000 | Steel-Impressed Current | 1974-05-02 |  | Double Walled | Pressurized
FORMER COLONY INN BP | 851 SOUTH PINEHURST-HAWKINSVILLE RD | PINEHURST | Dooly | 9046032 | 3 |  | 1998-04-01 |  | 1998-04-01 |  | Removed from Ground | Diesel | 4000 | Cathodically Protected Steel | 1970-01-01 | 2016-04-26 | Fiberglass Reinforced Plastic | Pressurized
WILLIAM L HORNE JR | HORNE ST | PINEHURST | Dooly | 9046005 | 2 | [5 empty] | Permanently Out of Use - historical purposes | Gas (Historical Use) | 8000 | Bare Steel | 1983-01-01 | 1899-12-31 | Galvanized Steel
PINEHURST GAS N GO | 824 PINEHURST/HAWKINSVILLE RD | PINEHURST | Dooly | 10000862 | 2 |  | 2002-08-01 | FALSE | 2002-08-01 | FALSE | Currently in Use | Diesel | 20000 | Epoxy | 2002-08-01 |  | Fiberglass Reinforced Plastic | Pressurized
DOOLY GIN | MCGOUGH RD | LILLY | Dooly | 9046060 | 1 | [5 empty] | Removed from Ground | Diesel | 10000 | Bare Steel | 1986-01-15 | 1999-01-01 | Galvanized Steel | Suction (American)
BUDDY DOMINEY | ROUTE 1 | PITTS | Dooly | 9046033 | 1 | [5 empty] | Permanently Out Of Use | Diesel | 8000 | Bare Steel | 2000-04-07 | 2000-04-07 | Galvanized Steel | Suction (American)
FORMER COLONY INN BP | 851 SOUTH PINEHURST-HAWKINSVILLE RD | PINEHURST | Dooly | 9046032 | 2 |  | 1998-04-01 |  | 1998-04-01 |  | Removed from Ground | Gas (Historical Use) | 6000 | Cathodically Protected Steel | 1970-01-01 | 2016-04-26 | Fiberglass Reinforced Plastic | Pressurized
MARSHALL A DAVIS FARM | 1705 PINEHURST-HAWKINSVILLE HWY | PINEHURST | Dooly | 9046037 | 1 | [5 empty] | Removed from Ground | Diesel | 10000 | Bare Steel | 1968-01-01 | 1998-12-01 | Galvanized Steel | Safe Suction (Euro)
THE LILLY STORE | 233 RAILROAD ST | LILLY | Dooly | 9046011 | 2 |  | 1995-06-14 |  | 1995-06-14 |  | Currently in Use | Gas (Historical Use) | 10000 | Cathodically Protected Steel | 1988-08-01 |  | Galvanized Steel | Pressurized
EUGENE MCCLESKEY | 120 OAKBIN RD | PINEHURST | Dooly | 9046057 | 2 | [5 empty] | Removed from Ground | Gas (Historical Use) | 10000 | Bare Steel | 1980-01-01 | 1998-12-03 | Galvanized Steel | Suction (American)
DOOLY COUNTY ROAD DEPT | PINEHURST-BYROMVILLE RD | PINEHURST | Dooly | 9046043 | 2 | [5 empty] | Removed from Ground | Diesel | 10000 | Bare Steel | 1983-06-01 | 1899-12-31 | Galvanized Steel
EUGENE MCCLESKEY | 120 OAKBIN RD | PINEHURST | Dooly | 9046057 | 1 | [5 empty] | Removed from Ground | Diesel | 10000 | Bare Steel | 1980-01-01 | 1998-12-03 | Galvanized Steel | Suction (American)
DOOLY COUNTY ROAD DEPT | PINEHURST-BYROMVILLE RD | PINEHURST | Dooly | 9046043 | 1 | [5 empty] | Removed from Ground | Gas (Historical Use) | 10000 | Bare Steel | 1983-06-01 | 1899-12-31 | Galvanized Steel
JAMES P WEST JR | 825 OLD PINEHURST ROAD | PINEHURST | Dooly | 9046028 | DIESEL | [5 empty] | Removed from Ground | Diesel | 10000 | Bare Steel | 1975-02-01 | 1999-12-20 | Galvanized Steel | Suction (American)
RICHARD DOSTER | US HWY 41 | PINEHURST | Dooly | 9046021 | 3 | [5 empty] | Removed from Ground | Gas (Historical Use) | 6000 | Bare Steel | 1999-09-08 | 1999-09-08 | Galvanized Steel | Suction (American)
RICHARD DOSTER | US HWY 41 | PINEHURST | Dooly | 9046021 | 1 | [5 empty] | Removed from Ground | Diesel | 10000 | Bare Steel | 1999-09-07 | 1999-09-07 | Galvanized Steel
PINEHURST GAS N GO | 824 PINEHURST/HAWKINSVILLE RD | PINEHURST | Dooly | 10000862 | 3 |  | 2002-08-01 | FALSE | 2002-08-01 | FALSE | Currently in Use | Gas (Historical Use) | 20000 | Epoxy | 2002-08-01 |  | Fiberglass Reinforced Plastic | Pressurized
MARSHALL A DAVIS FARM | 1705 PINEHURST-HAWKINSVILLE HWY | PINEHURST | Dooly | 9046037 | 2 | [5 empty] | Removed from Ground | Empty | 8000 | Bare Steel | 1971-01-01 | 1999-12-18 | Galvanized Steel | Safe Suction (Euro)
RICHARD DOSTER | US HWY 41 | PINEHURST | Dooly | 9046021 | 2 | [5 empty] | Removed from Ground | Gas (Historical Use) | 5000 | Bare Steel | 1999-09-07 | 1999-09-07 | Galvanized Steel | Suction (American)
JOE C WILLIAMS | PO BOX 12 | PINEHURST | Dooly | 9046052 | 1 | [5 empty] | Removed from Ground | Diesel | 10000 | Not Marked/Unknown | 1968-01-01 | 1998-09-22 | Not Marked
FORMER COLONY INN BP | 851 SOUTH PINEHURST-HAWKINSVILLE RD | PINEHURST | Dooly | 9046032 | 1 |  | 1998-04-01 |  | 1998-04-01 |  | Removed from Ground | Gas (Historical Use) | 8000 | Cathodically Protected Steel | 1970-01-01 | 2016-04-26 | Fiberglass Reinforced Plastic | Pressurized
PINEHURST GAS N GO | 824 PINEHURST/HAWKINSVILLE RD | PINEHURST | Dooly | 10000862 | 4 |  | 2002-08-01 | FALSE | 2002-08-01 | FALSE | Currently in Use | Gas (Historical Use) | 20000 | Epoxy | 2002-08-01 |  | Fiberglass Reinforced Plastic | Pressurized
THE LILLY STORE | 233 RAILROAD ST | LILLY | Dooly | 9046011 | 1 |  | 1995-06-14 |  | 1995-06-14 |  | Currently in Use | Gas (Historical Use) | 10000 | Cathodically Protected Steel | 1988-08-01 |  | Galvanized Steel | Pressurized
WILLIAM L HORNE JR | HORNE ST | PINEHURST | Dooly | 9046005 | 1 | [5 empty] | Permanently Out of Use - historical purposes | Diesel | 10000 | Bare Steel | 1983-01-01 | 1899-12-31 | Galvanized Steel
JAMES P WEST JR | 825 OLD PINEHURST ROAD | PINEHURST | Dooly | 9046028 | UNLEADED | [5 empty] | Removed from Ground | Gas (Historical Use) | 10000 | Bare Steel | 1976-10-04 | 1999-12-20 | Not Marked | Suction (American)
PINEHURST GAS N GO | 824 PINEHURST/HAWKINSVILLE RD | PINEHURST | Dooly | 10000862 | 1 |  | 2002-08-01 | FALSE | 2002-08-01 | FALSE | Currently in Use | Diesel | 20000 | Fiberglass Double Walled | 2002-08-01 |  | Fiberglass Reinforced Plastic | Pressurized
EVERIDGE PINEHURST | 118 EVERIDGE Rd | Pinehurst | Dooly | UST-SLOC-9046026 | 4 |  | 1999-05-01 | FALSE | 1999-05-01 | FALSE | Currently in Use | Diesel | 10000 | Composite | 1999-04-01 |  | Fiberglass Reinforced Plastic | Safe Suction (Euro)
EVERIDGE PINEHURST | 118 EVERIDGE Rd | Pinehurst | Dooly | UST-SLOC-9046026 | 1 | [5 empty] | Removed from Ground | Diesel | 10000 | Bare Steel | 1987-06-01 | 1998-12-20 | Galvanized Steel | Suction (American)
EVERIDGE PINEHURST | 118 EVERIDGE Rd | Pinehurst | Dooly | UST-SLOC-9046027 | 3 |  | 1999-04-01 | FALSE | 1999-04-01 | FALSE | Currently in Use | Diesel | 10000 | Composite | 1999-04-01 |  | Fiberglass Reinforced Plastic | Safe Suction (Euro)
EVERIDGE PINEHURST | 118 EVERIDGE Rd | Pinehurst | Dooly | UST-SLOC-9046026 | 3 | [5 empty] | Removed from Ground | Gas (Historical Use) | 3000 | Bare Steel | 1987-06-01 | 1998-12-20 | Galvanized Steel | Suction (American)
EVERIDGE PINEHURST | 118 EVERIDGE Rd | Pinehurst | Dooly | UST-SLOC-9046027 | 1 | [5 empty] | Removed from Ground | Other | 10000 | Bare Steel | 1984-06-01 | 1998-12-20 | Galvanized Steel | Suction (American)
EVERIDGE PINEHURST | 118 EVERIDGE Rd | Pinehurst | Dooly | UST-SLOC-9046027 | 2 | [5 empty] | Removed from Ground | Other | 3000 | Bare Steel | 1984-06-01 | 1998-12-20 | Galvanized Steel | Suction (American)
VIENNA TRAVEL CENTER | 1525 E UNION Street | VIENNA | Dooly | 10002738 | 1 |  | 2017-10-16 | FALSE | 2017-10-16 | FALSE | Currently in Use | Gas (Historical Use) | 15000 | Composite Double Walled | 2017-10-16 |  | Double-Walled Fiberglass | Pressurized
VIENNA TRAVEL CENTER | 1525 E UNION Street | VIENNA | Dooly | 10002738 | 4 |  | 2017-10-16 | FALSE | 2017-10-16 | FALSE | Currently in Use | Diesel | 5000 | Composite Double Walled | 2017-10-16 |  | Double-Walled Fiberglass | Pressurized
VIENNA TRAVEL CENTER | 1525 E UNION Street | VIENNA | Dooly | 10002738 | 3 |  | 2017-10-16 | FALSE | 2017-10-16 | FALSE | Currently in Use | Diesel | 20000 | Composite Double Walled | 2017-10-16 |  | Double-Walled Fiberglass | Pressurized
EVERIDGE PINEHURST | 118 EVERIDGE Rd | Pinehurst | Dooly | UST-SLOC-9046026 | 2 | [5 empty] | Removed from Ground | Diesel | 3000 | Bare Steel | 1987-06-01 | 1998-12-20 | Galvanized Steel | Suction (American)
VIENNA TRAVEL CENTER | 1525 E UNION Street | VIENNA | Dooly | 10002738 | 2 |  | 2017-10-16 | FALSE | 2017-10-16 | FALSE | Currently in Use | Gas (Historical Use) | 5000 | Composite Double Walled | 2017-10-16 |  | Double-Walled Fiberglass | Pressurized
COLONIAL BAKING CO | 810 MOULTRIE RD | ALBANY | Dougherty | 470194 | 1 | [5 empty] | Removed from Ground | Gas (Historical Use) | 10000 | Bare Steel | 1977-05-01 | 1992-11-09 | Bare Steel
MD FOOD MART | 2201 E OGLETHORPE BLVD | ALBANY | Dougherty | 470182 | 5 | [5 empty] | Removed from Ground | Gas (Historical Use) | 8000 | Fiberglass | 1977-05-01 | 2000-01-03 | Galvanized Steel | Pressurized
PEPSI-COLA CO | 1011 RANDOLPH AVE | ALBANY | Dougherty | 470259 | N1 | [5 empty] | Removed from Ground | Gas (Historical Use) | 1000 | Bare Steel | 1976-05-10 | 1990-03-01 | Galvanized Steel
Circle K 2745105 | 2336 SE LIBERTY EXPWY | ALBANY | Dougherty | 470255 | 4 | Flapper Valve | 2002-04-23 | FALSE | 2002-04-23 | FALSE | Currently in Use | E-10 | 12000 | Composite Double Walled | 2002-04-23 |  | Double-Walled Flex | Pressurized
Circle K 2745105 | 2336 SE LIBERTY EXPWY | ALBANY | Dougherty | 470255 | 5 | Flapper Valve | 2002-04-23 | FALSE | 2002-04-23 | FALSE | Currently in Use | Premium | 10000 | Composite Double Walled | 2002-04-23 |  | Double-Walled Flex | Pressurized
CORNER COLLEGE | 230 E OGLETHORPE | ALBANY | Dougherty | 470247 | T2 | Overfill Alarm |  | FALSE |  | FALSE | Currently in Use | E-10 | 6000 | Galvanic (STIP-3) |  |  | Fiberglass Reinforced Plastic | Pressurized
TEXACO FOOD MART | 4324 RADIUM SPRINGS RD | ALBANY | Dougherty | 470243 | 68448 | Flapper Valve | 1987-04-04 | FALSE | 1987-04-04 | FALSE | Currently in Use | E-10 | 6000 | Galvanic (STIP-3) | 1987-04-04 |  | Double-Walled Flex | Pressurized
MOCKINGBIRD HILL RANCH | RADIUM SPRINGS RD | ALBANY | Dougherty | 470019 | 1 | [5 empty] | Removed from Ground | Gas (Historical Use) | 5000 | Cathodically Protected Steel | 1971-02-28 | 1978-01-01 | Galvanized Steel
Circle K 2745107 | 300 OAKRIDGE DR | ALBANY | Dougherty | 470254 | 2 | Flapper Valve | 1994-08-27 | FALSE | 1994-08-27 | FALSE | Currently in Use | Plus | 10000 | Steel-Impressed Current | 1985-05-08 |  | Double-Walled Flex | Pressurized
CORNER COLLEGE | 230 E OGLETHORPE | ALBANY | Dougherty | 470247 | T1 | Overfill Alarm | 1995-01-10 | FALSE | 1995-01-10 | FALSE | Currently in Use | E-10 | 6000 | Galvanic (STIP-3) | 1986-05-07 |  | Fiberglass Reinforced Plastic | Pressurized
MAPLE ST GROCERY | 1305 N MAPLE ST | ALBANY | Dougherty | 470250 | 3 |  | 1986-05-08 |  | 1986-05-08 |  | Removed from Ground | Empty | 8000 | Cathodically Protected Steel | 1986-05-08 | 2009-10-21 | Fiberglass Reinforced Plastic | Pressurized
NEIGHBORHOOD GROCERY | 716 JOHNSON RD | ALBANY | Dougherty | 470244 | T3 | Flapper Valve | 1994-12-30 | FALSE | 1994-12-30 | FALSE | Temporarily out of use | Plus | 6000 | Steel-Impressed Current | 1984-05-07 |  | Steel (Impressed Current) | Safe Suction (Euro)
JNKR INC | 1000 LIBERTY EXPRESSWAY SE | ALBANY | Dougherty | 10001126 | 2A | Overfill Alarm | 2006-02-01 | FALSE | 2006-02-01 | FALSE | Temporarily out of use | Premium | 6000 | Composite | 2006-02-02 |  | Flex | Pressurized
DARSEY OIL CO INC | 307 EAST OGLETHORPE BLVD | ALBANY | Dougherty | 490046 | n1 | [5 empty] | Removed from Ground | Gas (Historical Use) | 6000 | Bare Steel | 1976-05-10 | 1990-01-01 | Galvanized Steel
DARSEY OIL CO INC | 307 EAST OGLETHORPE BLVD | ALBANY | Dougherty | 490046 | p1 | [5 empty] | Removed from Ground | Gas (Historical Use) | 6000 | Bare Steel | 1976-05-10 | 1990-01-01 | Galvanized Steel
SOUTHEAST DISTRIBUTION CENTER | 1520 MITCHELL AVE | ALBANY | Dougherty | 470084 | 4 | [5 empty] | Removed from Ground | Diesel | 800 | Bare Steel | 1972-04-17 | 2008-01-01 | Bare Steel
FORMER GAS STATION | 300 EAST OGLETHORPE BLVD | ALBANY | Dougherty | 10002205 | 1 |  |  | FALSE |  | FALSE | Removed from Ground |  | 0 | Unknown |  | 1899-12-31
TURNER JOB CORPS CENTER | 2000 SCHILLING AVENUE | ALBANY | Dougherty | 10001312 | 2 | Flapper Valve |  | FALSE |  | FALSE | Currently in Use | E-0 | 1000 | Composite |  |  | Fiberglass Reinforced Plastic
SPILMAN BRICK CO/PALMYRA RD PROP | 2804 PALMYRA RD | ALBANY | Dougherty | 470040 | 3 | [5 empty] | Removed from Ground | Diesel | 10000 | Bare Steel | 1986-03-05 | 1993-05-15 | Galvanized Steel
TEJAS & A INC | 2923 N SLAPPEY | ALBANY | Dougherty | 9047208 | 2 | Overfill Alarm | 1997-01-01 | FALSE | 1997-01-01 | FALSE | Currently in Use | E-0 | 10000 | Composite | 1997-01-01 |  | Double-Walled Fiberglass | Pressurized
Circle K 2745106 | 624 HOLLY DR | ALBANY | Dougherty | 470257 | 4 | Flapper Valve | 1994-08-02 | FALSE | 1994-08-02 | FALSE | Currently in Use | E-10 | 12000 | Composite | 1994-08-02 |  | Double-Walled Flex | Pressurized
CORNER COLLEGE | 230 E OGLETHORPE | ALBANY | Dougherty | 470247 | T3 | Flapper Valve | 1995-01-10 | FALSE | 1995-01-10 | FALSE | Currently in Use | Premium | 6000 | Galvanic (STIP-3) | 1986-05-07 |  | Fiberglass Reinforced Plastic | Pressurized
MAPLE ST GROCERY | 1305 N MAPLE ST | ALBANY | Dougherty | 470250 | 1 |  | 1986-05-08 |  | 1986-05-08 |  | Removed from Ground | Empty | 8000 | Cathodically Protected Steel | 1986-05-08 | 2009-10-21 | Fiberglass Reinforced Plastic | Pressurized
Circle K 2745105 | 2336 SE LIBERTY EXPWY | ALBANY | Dougherty | 470255 | 2 |  | 1998-02-11 |  | 1998-02-11 |  | Removed from Ground | Gas (Historical Use) | 3000 | Steel-Impressed Current | 1978-05-10 | 2002-04-18 | Cathodically Protected | Safe Suction (Euro)
TEXACO FOOD MART | 4324 RADIUM SPRINGS RD | ALBANY | Dougherty | 470243 | 68464 | Flapper Valve | 1987-04-04 | FALSE | 1987-04-04 | FALSE | Currently in Use | Plus | 6000 | Galvanic (STIP-3) | 1987-04-04 |  | Double-Walled Flex | Pressurized
DARSEY OIL CO INC | 307 EAST OGLETHORPE BLVD | ALBANY | Dougherty | 490046 | r1 | [5 empty] | Removed from Ground | Gas (Historical Use) | 6000 | Bare Steel | 1976-05-10 | 1990-01-01 | Galvanized Steel
OK GAS STATION | 3333 SYLVESTER RD | ALBANY | Dougherty | 10000907 | 2 | Overfill Alarm | 2001-05-29 | FALSE | 2001-05-29 | FALSE | Currently in Use | Diesel | 10000 | Composite | 2001-05-29 |  |  | Pressurized
JNKR INC | 1000 LIBERTY EXPRESSWAY SE | ALBANY | Dougherty | 10001126 | 2B | Overfill Alarm | 2006-02-01 | FALSE | 2006-02-01 | FALSE | Temporarily out of use | Diesel | 6000 | Composite | 2006-02-02 |  | Flex | Pressurized
SOUTHEAST DISTRIBUTION CENTER | 1520 MITCHELL AVE | ALBANY | Dougherty | 470084 | 3 | [5 empty] | Removed from Ground | Diesel | 3000 | Bare Steel | 1972-04-17 | 1988-01-01 | Bare Steel
MAPLE ST GROCERY | 1305 N MAPLE ST | ALBANY | Dougherty | 470250 | 4 |  | 1986-05-08 |  | 1986-05-08 |  | Removed from Ground | Empty | 4000 | Cathodically Protected Steel | 1986-05-08 | 2009-10-21 | Fiberglass Reinforced Plastic | Pressurized
TEXACO FOOD MART | 4324 RADIUM SPRINGS RD | ALBANY | Dougherty | 470243 | T2 | [5 empty] | Removed from Ground | Gas (Historical Use) | 8000 | Bare Steel | 1971-05-11 | 1987-03-01 | Galvanized Steel
NEIGHBORHOOD GROCERY | 716 JOHNSON RD | ALBANY | Dougherty | 470244 | T1 | Flapper Valve | 1994-12-30 | FALSE | 1994-12-30 | FALSE | Temporarily out of use | E-10 | 6000 | Steel-Impressed Current | 1984-05-07 |  | Steel (Impressed Current) | Safe Suction (Euro)
DARSEY OIL CO INC | 307 EAST OGLETHORPE BLVD | ALBANY | Dougherty | 490046 | 1 | Flapper Valve | 1997-01-21 | FALSE | 1997-01-21 | FALSE | Currently in Use | Diesel Off Road | 3000 | Steel-Impressed Current | 1981-04-30 |  | Steel (Impressed Current) | Suction (American)
Circle K 2745155 | 2825 OLD DAWSON ROAD | ALBANY | Dougherty | 9047181 | 271112 | Flapper Valve | 1996-02-28 | FALSE | 1996-02-28 | FALSE | Currently in Use | Diesel | 10000 | Composite | 1996-02-28 |  | Double-Walled Flex | Pressurized
DOUGHERTY COUNTY SCHOOL BUS SHOP | 1902 NEWTON RD | ALBANY | Dougherty | 470213 | 5 | Flapper Valve | 1995-04-30 | FALSE | 1995-04-30 | FALSE | Currently in Use | Diesel | 10000 | Galvanic (STIP-3) | 1995-04-30 |  | Fiberglass Reinforced Plastic | Pressurized
DOUGHERTY COUNTY SCHOOL BUS SHOP | 1902 NEWTON RD | ALBANY | Dougherty | 470213 | 4 | Flapper Valve | 1989-10-01 | FALSE | 1989-10-01 | FALSE | Currently in Use | Diesel | 10000 | Galvanic (STIP-3) | 1989-10-01 |  | Fiberglass Reinforced Plastic | Pressurized
DOUGHERTY COUNTY SCHOOL BUS SHOP | 1902 NEWTON RD | ALBANY | Dougherty | 470213 | 7 | [5 empty] | Removed from Ground | Empty | 5000 | Bare Steel | 1995-07-01 | 1995-07-01 | Unknown
PALMLAND EQUIPMENT CO | 1915 WEST TOWN RD | ALBANY | Dougherty | 470039 | 2 | [5 empty] | Permanently Out of Use - historical purposes | Diesel | 4000 | Cathodically Protected Steel | 1974-01-20 | 1899-12-31 | Galvanized Steel
FLANIGAN PLUMBING | 2707 PALMYRA RD | ALBANY | Dougherty | 9047219 | 1 | [5 empty] | Removed from Ground | Gas (Historical Use) | 6000 | Bare Steel | 1999-07-01 | 1999-07-01 | Bare Steel | Safe Suction (Euro)
FLANIGAN PLUMBING | 2707 PALMYRA RD | ALBANY | Dougherty | 9047219 | 2B | Flapper Valve | 1999-07-01 | FALSE | 1999-07-01 | FALSE | Temporarily out of use | Diesel | 5000 | Epoxy | 1999-07-01 |  | Steel/FG Secondary containment | Safe Suction (Euro)
HOMERUN EXPRESS #5 | 1105 N WESTOVER BLVD | ALBANY | Dougherty | 9047221 | 2 | Overfill Alarm | 1999-09-16 | FALSE | 1999-09-16 | FALSE | Currently in Use | Plus | 10152 | Composite | 1999-08-31 |  | Double-Walled Flex | Pressurized
AT&T COMMUNICATIONS INC/POP STAT | 2414 WESTGATE BLVD BLDG B | ALBANY | Dougherty | 9047220 | 1 | [5 empty] | Removed from Ground | Gas (Historical Use) | 3000 | Not Marked/Unknown | 1996-05-03 | 1996-05-03 | Not Marked
HOMERUN FOODS #7 | 3315 GILLIONVILLE RD | ALBANY | Dougherty | 9047230 | 2 | Overfill Alarm | 2001-10-01 | FALSE | 2001-10-01 | FALSE | Currently in Use | Plus | 10000 | Composite | 2001-10-01 |  | Double-Walled Flex | Pressurized
MD FOOD MART | 2201 E OGLETHORPE BLVD | ALBANY | Dougherty | 470182 | 1 | [5 empty] | Removed from Ground | Gas (Historical Use) | 4000 | Bare Steel | 1970-05-03 | 2000-01-03 | Galvanized Steel | Pressurized
MD FOOD MART | 2201 E OGLETHORPE BLVD | ALBANY | Dougherty | 470182 | 7 | Ball Float | 2006-02-01 | FALSE | 2007-01-25 | FALSE | Currently in Use | E-10 | 12000 | Composite | 2006-02-14 |  | Fiberglass Reinforced Plastic | Pressurized
COATS & CLARK INC | 901 CLARK AVE | ALBANY | Dougherty | 470185 | 1 | [5 empty] | Currently in Use | Other | 25000 | Bare Steel | 1948-05-08 |  | Bare Steel
NAT GUARD/MAINT SHOP NR-12 | 1500 NORTH MONROE ST | ALBANY | Dougherty | 470209 | 2 | [5 empty] | Removed from Ground | Gas (Historical Use) | 1500 | Bare Steel | 1972-01-01 | 1899-12-31 | Galvanized Steel
FLINT EQUIPMENT CO | 1206 BLAYLOCK ST | ALBANY | Dougherty | 470174 | 2 |  | 1979-07-01 |  | 1979-07-01 |  | Removed from Ground | Gas (Historical Use) | 10000 | Bare Steel | 1979-07-01 | 1998-01-13 | Galvanized Steel | Pressurized
A & D FOOD STORE #2 | 1117 CLARK AVE | ALBANY | Dougherty | 470172 | 4B | Flapper Valve | 1998-04-21 | FALSE | 1998-04-21 | FALSE | Currently in Use | E-10 | 4000 | Composite | 1998-04-21 |  | Fiberglass Reinforced Plastic | Pressurized
WOODFORD PLYWOOD INC | 1504 SOUTH MOCK RD | ALBANY | Dougherty | 470069 | 1 | [5 empty] | Removed from Ground | Diesel | 2000 | Bare Steel | 1979-03-21 | 1997-12-10 | Galvanized Steel
GA-PACIFIC CORP | 405 MAXWELL DR | ALBANY | Dougherty | 470178 | 3 | [5 empty] | Removed from Ground | Empty | 2000 | Marked Unknown | 1966-03-31 | 1988-09-01 | Bare Steel
CLARK SERVICE CENTER | 912 MOULTRIE RD | ALBANY | Dougherty | 470193 | N1 | [5 empty] | Removed from Ground | Gas (Historical Use) | 6500 | Bare Steel | 1966-05-04 | 1999-03-22 | Galvanized Steel
CLARK SERVICE CENTER | 912 MOULTRIE RD | ALBANY | Dougherty | 470193 | R1 | [5 empty] | Removed from Ground | Gas (Historical Use) | 6500 | Bare Steel | 1966-05-04 | 1999-03-22 | Galvanized Steel
FLEET-CON STATION | 120 SOUTH CLEVELAND | ALBANY | Dougherty | 470232 | 2 | [5 empty] | Removed from Ground | Empty | 10000 | Bare Steel | 1973-05-08 | 1979-03-30 | Galvanized Steel
GA-PACIFIC CORP | 405 MAXWELL DR | ALBANY | Dougherty | 470178 | 2 | [5 empty] | Removed from Ground | Other | 2000 | Marked Unknown | 1975-03-29 | 1988-09-01 | Bare Steel
MD FOOD MART | 2201 E OGLETHORPE BLVD | ALBANY | Dougherty | 470182 | 3 | [5 empty] | Removed from Ground | Gas (Historical Use) | 3000 | Bare Steel | 1955-05-07 | 2000-01-03 | Galvanized Steel | Suction (American)
MNS INC D/B/A RADIUM SPRINGS TEX | 2524 RADIUM SPRINGS RD | ALBANY | Dougherty | 470184 | 3 | Flapper Valve | 1998-10-08 | FALSE | 1998-10-08 | FALSE | Currently in Use | Premium | 6000 | Steel-Impressed Current | 1985-04-29 |  | Fiberglass Reinforced Plastic | Pressurized
JMD FOOD STORE | 1800 E OLGETHORPE BLVD | ALBANY | Dougherty | 470207 | 5 | Flapper Valve | 1995-11-01 | FALSE | 1995-11-01 | FALSE | Temporarily out of use | Plus | 12000 | Galvanic (STIP-3) | 1984-01-01 |  | Fiberglass Reinforced Plastic | Pressurized
JMD FOOD STORE | 1800 E OLGETHORPE BLVD | ALBANY | Dougherty | 470207 | 4 | Flapper Valve | 1995-11-01 | FALSE | 1995-11-01 | FALSE | Currently in Use | E-10 | 12000 | Galvanic (STIP-3) | 1984-01-01 |  | Fiberglass Reinforced Plastic | Pressurized
DOUGHERTY COUNTY SCHOOL BUS SHOP | 1730 ROGERS AVE | ALBANY | Dougherty | 470212 | 4 | [5 empty] | Removed from Ground | Diesel | 5000 | Bare Steel | 1956-05-13 | 1993-07-29 | Galvanized Steel
A & D FOOD STORE #2 | 1117 CLARK AVE | ALBANY | Dougherty | 470172 | 3 | [5 empty] | Removed from Ground | Gas (Historical Use) | 3000 | Bare Steel | 1976-03-29 | 1998-04-21 | Bare Steel | Safe Suction (Euro)
ALBANY FIRE STATION #3 | 501 HOLLEY DR | ALBANY | Dougherty | 470096 | F-1 | [5 empty] | Removed from Ground | Diesel | 2000 | Cathodically Protected Steel | 1986-03-01 | 1999-10-20 | Galvanized Steel | Safe Suction (Euro)
CHARLES WOODALL/GAS UP | 140 EAST OGLETHORPE RD | ALBANY | Dougherty | 470061 | 3 | [5 empty] | Removed from Ground | Other | 4000 | Bare Steel | 1966-03-15 | 1989-06-01 | Galvanized Steel
HANSONS GULF | 1500 EAST OGLETHORPE AVE | ALBANY | Dougherty | 470083 | 1 | [5 empty] | Removed from Ground | Gas (Historical Use) | 8000 | Bare Steel | 1981-04-15 | 1998-12-18 | Galvanized Steel | Pressurized
CLARK SERVICE CENTER | 912 MOULTRIE RD | ALBANY | Dougherty | 470193 | P1 | [5 empty] | Removed from Ground | Gas (Historical Use) | 3000 | Bare Steel | 1966-05-04 | 1999-03-22 | Galvanized Steel
COATS & CLARK INC | 901 CLARK AVE | ALBANY | Dougherty | 470185 | 3 | [5 empty] | Currently in Use | Other | 25000 | Bare Steel | 1948-05-08 |  | Bare Steel
DOUGHERTY COUNTY SCHOOL BUS SHOP | 1730 ROGERS AVE | ALBANY | Dougherty | 470212 | 5 | Flapper Valve | 1993-07-29 | FALSE | 1997-07-01 | FALSE | Temporarily out of use | E-10 | 10000 | Galvanic (STIP-3) | 1986-05-01 |  | Fiberglass Reinforced Plastic | Pressurized
FLINT EQUIPMENT CO | 1206 BLAYLOCK ST | ALBANY | Dougherty | 470174 | 4 |  |  | TRUE |  | TRUE | Removed from Ground | Used Oil | 2000 | Not Marked/Unknown | 1994-11-23 | 1994-11-23 | Not Marked
FLINT EQUIPMENT CO | 1206 BLAYLOCK ST | ALBANY | Dougherty | 470174 | 1 |  | 1979-07-01 |  | 1979-07-01 |  | Removed from Ground | Diesel | 10000 | Bare Steel | 1979-07-01 | 1998-01-13 | Galvanized Steel | Pressurized
CLARK SERVICE CENTER | 912 MOULTRIE RD | ALBANY | Dougherty | 470193 | 1 | Ball Float | 1999-04-01 | FALSE | 1999-04-01 | FALSE | Removed from Ground | E-10 | 10000 | Composite | 1999-04-01 |  | Fiberglass Reinforced Plastic | Pressurized
DOUGHERTY COUNTY SCHOOL BUS SHOP | 1902 NEWTON RD | ALBANY | Dougherty | 470213 | 3 | [5 empty] | Removed from Ground | Gas (Historical Use) | 1 | Not Marked/Unknown | 1989-10-01 | 1989-10-01 | Not Marked
MD FOOD MART | 2201 E OGLETHORPE BLVD | ALBANY | Dougherty | 470182 | 4 | [5 empty] | Removed from Ground | Gas (Historical Use) | 3000 | Bare Steel | 1955-05-07 | 2000-01-03 | Galvanized Steel | Suction (American)
DOUGHERTY COUNTY SCHOOL BUS SHOP | 1730 ROGERS AVE | ALBANY | Dougherty | 470212 | 3 | [5 empty] | Removed from Ground | Used Oil | 5000 | Bare Steel | 1956-05-13 | 1993-07-29 | Not Marked
BILLY E HOUSTON | 605 MOULTRIE RD | ALBANY | Dougherty | 470171 | 3 | [5 empty] | Removed from Ground | Gas (Historical Use) | 3000 | Bare Steel | 1966-04-01 | 1989-12-01 | Unknown
KMART #7496 | 1420 RADIUM SPRINGS RD | ALBANY | Dougherty | 470120 | 1 |  |  | TRUE |  | TRUE | Removed from Ground | Used Oil | 1000 | Bare Steel | 1980-04-05 | 1994-01-10 | Bare Steel | Gravity Fed
DIXIE #133 | 2606 SYLVESTER RD | ALBANY | Dougherty | 470347 | 3 |  | 1995-08-28 |  | 1995-08-28 |  | Removed from Ground | Gas (Historical Use) | 4000 | Steel-Impressed Current | 1977-05-15 | 2004-11-19 | Cathodically Protected | Safe Suction (Euro)
UPS ALBANY (UST) | 2219 TOLEDO DR | ALBANY | Dougherty | 470359 | 1 | [5 empty] | Removed from Ground | Gas (Historical Use) | 10000 | Bare Steel | 1978-11-01 | 1992-04-28 | Bare Steel | Pressurized
UPS ALBANY (UST) | 2219 TOLEDO DR | ALBANY | Dougherty | 470359 | 1 | [5 empty] | Removed from Ground | Gas (Historical Use) | 10000 | Bare Steel | 1978-11-01 | 1992-04-28 | Bare Steel | Pressurized
UPS ALBANY (UST) | 2219 TOLEDO DR | ALBANY | Dougherty | 470359 | 1 | [5 empty] | Removed from Ground | Gas (Historical Use) | 10000 | Bare Steel | 1978-11-01 | 1992-04-28 | Bare Steel | Pressurized
A&D FOOD STORE | 1421 N MAPLE ST | ALBANY | Dougherty | 470358 | 2 | Flapper Valve | 1999-02-01 | FALSE | 1999-02-01 | FALSE | Temporarily out of use | E-10 | 5000 | Steel-Impressed Current | 1987-01-01 |  | Steel (Impressed Current) | Pressurized
BURLINGTON MOTOR CARRIERS | 1305 MOULTRIE RD | ALBANY | Dougherty | 470324 | 2 |  | 1998-07-22 |  | 1998-07-22 |  | Removed from Ground | Diesel | 10000 | Cathodically Protected Steel | 1985-05-05 | 2001-05-01 | Cathodically Protected | Pressurized
MERCK & COMPANY/FLINT RIVER PLNT | 3517 RADIUM SPRINGS RD | ALBANY | Dougherty | 470303 | TA-706 | [5 empty] | Removed from Ground | Hazardous Substance | 10000 | Unknown | 1974-09-01 | 1995-04-10 | Not Marked
MERCK & COMPANY/FLINT RIVER PLNT | 3517 RADIUM SPRINGS RD | ALBANY | Dougherty | 470303 | TA-701 | [5 empty] | Removed from Ground | Hazardous Substance | 10000 | Unknown | 1974-09-01 | 1995-04-10 | Not Marked
A-1 WRECKER SERVICE | 845 WEST OGLETHORPE | ALBANY | Dougherty | 470053 | 3 | [5 empty] | Removed from Ground | Diesel | 4000 | Bare Steel | 1966-03-17 | 1987-01-01 | Galvanized Steel
TRIANGLE PACKAGE STORE | 1101 NEWTON RD | ALBANY | Dougherty | 470048 | 1 | [5 empty] | Closed in Ground | Gas (Historical Use) | 4000 | Bare Steel | 1966-03-03 | 1980-04-01 | Galvanized Steel
PONY EXPRESS COURIER CORPORATION | 122 MOULTRIE RD | ALBANY | Dougherty | 470202 | 1 |  |  | FALSE |  | FALSE | Currently in Use | Gas (Historical Use) | 1000 | Bare Steel | 1983-05-01
INTERSTATE TRUCK LEASING | 1040 EAST CLARK AVE | ALBANY | Dougherty | 470226 | 3 | [5 empty] | Removed from Ground | Diesel | 2000 | Bare Steel | 1972-05-05 | 1899-12-31 | Unknown
ROADWAY EXPRESS INC | 320 CORDELE RD | ALBANY | Dougherty | 470165 | 1 | [5 empty] | Removed from Ground | Diesel | 10000 | Bare Steel | 1975-12-01 | 1994-07-27 | Galvanized Steel | Suction (American)
PITT STOP FOOD MART | 3225 SYLVESTER RD | ALBANY | Dougherty | 470102 | 2 | Flapper Valve | 1998-02-17 | FALSE | 1998-02-17 | FALSE | Currently in Use | E-10 | 6000 | Steel-Impressed Current | 1985-04-21 |  | Fiberglass Reinforced Plastic | Pressurized
DJ'S CAR WASH #1 | 2002 /1909 E OGLETHORPE BLVD | ALBANY | Dougherty | 470110 | 2 | [5 empty] | Removed from Ground | Gas (Historical Use) | 10000 | Bare Steel | 1971-04-25 | 1993-06-25 | Galvanized Steel | Pressurized
QUICK BUYS #112 | 3522 SYLVESTER RD | ALBANY | Dougherty | 470363 | 1 | Flapper Valve | 1987-11-04 | FALSE | 1987-11-04 | FALSE | Currently in Use | E-0 | 8000 | Galvanic (STIP-3) | 1987-11-04 |  | Galvanized Steel | Pressurized
BURLINGTON MOTOR CARRIERS | 1305 MOULTRIE RD | ALBANY | Dougherty | 470324 | 5 |  | 1998-07-22 |  | 1998-07-22 |  | Removed from Ground | Other | 10000 | Cathodically Protected Steel | 1985-05-05 | 2001-05-01 | Cathodically Protected | Suction (American)
BURLINGTON MOTOR CARRIERS | 1305 MOULTRIE RD | ALBANY | Dougherty | 470324 | 4 |  | 1998-07-22 |  | 1998-07-22 |  | Removed from Ground | Diesel | 10000 | Cathodically Protected Steel | 1985-05-05 | 2001-05-01 | Cathodically Protected | Pressurized
MANVEL HALL SERVICE STATION | 1005 E CLARK AVE | ALBANY | Dougherty | 470022 | 1 | [5 empty] | Removed from Ground | Gas (Historical Use) | 4000 | Cathodically Protected Steel | 1971-02-28 | 1998-10-01 | Galvanized Steel
MANVEL HALL SERVICE STATION | 1005 E CLARK AVE | ALBANY | Dougherty | 470022 | 4 | [5 empty] | Removed from Ground | Gas (Historical Use) | 3000 | Cathodically Protected Steel | 1978-02-26 | 1998-10-01 | Galvanized Steel
COATS & CLARK INC | 901 CLARK AVE | ALBANY | Dougherty | 470185 | 2 | [5 empty] | Currently in Use | Other | 25000 | Bare Steel | 1948-05-08 |  | Bare Steel
GA CROWN DISTRIBUTING CO | 1223 KRUG ST | ALBANY | Dougherty | 470187 | 1 | [5 empty] | Removed from Ground | Gas (Historical Use) | 2000 | Bare Steel | 1984-04-30 | 1995-12-11 | Galvanized Steel
JMD FOOD STORE | 1800 E OLGETHORPE BLVD | ALBANY | Dougherty | 470207 | 2 | Flapper Valve | 1995-11-01 | FALSE | 1995-11-01 | FALSE | Currently in Use | Diesel | 8000 | Galvanic (STIP-3) | 1984-01-01 |  | Fiberglass Reinforced Plastic | Pressurized
GA POWER/PLANT MITCHELL | 5200 RADIUM SPRINGS RD | ALBANY | Dougherty | 470227 | 6 | [5 empty] | Removed from Ground | Gas (Historical Use) | 2500 | Bare Steel | 1981-05-08 | 1988-02-26 | Unknown
DOUGHERTY COUNTY SCHOOL BUS SHOP | 1730 ROGERS AVE | ALBANY | Dougherty | 470212 | 2 | [5 empty] | Permanently Out Of Use | Used Oil | 6000 | Not Marked/Unknown | 1946-05-16 | 1993-07-20 | Not Marked
BILLY E HOUSTON | 605 MOULTRIE RD | ALBANY | Dougherty | 470171 | 5 | [5 empty] | Removed from Ground | Diesel | 5000 | Bare Steel | 1966-04-01 | 1989-12-01 | Galvanized Steel
MNS INC D/B/A RADIUM SPRINGS TEX | 2524 RADIUM SPRINGS RD | ALBANY | Dougherty | 470184 | 2 | Flapper Valve | 1998-10-08 | FALSE | 1998-10-08 | FALSE | Currently in Use | E-10 | 6000 | Steel-Impressed Current | 1985-04-29 |  | Fiberglass Reinforced Plastic | Pressurized
FLEET-CON STATION | 120 SOUTH CLEVELAND | ALBANY | Dougherty | 470232 | 1 | [5 empty] | Removed from Ground | Empty | 10000 | Bare Steel | 1973-05-08 | 1979-03-30 | Galvanized Steel
INTERSTATE TRUCK LEASING | 1040 EAST CLARK AVE | ALBANY | Dougherty | 470226 | 6 | [5 empty] | Removed from Ground | Gas (Historical Use) | 500 | Bare Steel | 1972-05-05 | 1899-12-31 | Unknown
DOUGHERTY COUNTY SCHOOL BUS SHOP | 1902 NEWTON RD | ALBANY | Dougherty | 470213 | 2 | [5 empty] | Removed from Ground | Gas (Historical Use) | 1 | Not Marked/Unknown | 1989-10-01 | 1989-10-01 | Not Marked
HOMERUN FOODS #6 | 1621 EAST OGLETHORPE AVE | ALBANY | Dougherty | 470127 | 1 | Overfill Alarm | 1997-06-15 | FALSE | 1997-06-15 | FALSE | Currently in Use | Diesel | 4000 | Steel-Impressed Current | 1964-04-14 |  | Steel (Impressed Current) | Pressurized
PET DAIRY/FLAV-0-RICH | US HWY 19/2004 LIBERTY EXPRESSWA | ALBANY | Dougherty | 470135 | 1 | [5 empty] | Removed from Ground | Gas (Historical Use) | 10000 | Marked Unknown | 1971-04-14 | 1991-04-30 | Galvanized Steel
SPILMAN BRICK CO/PALMYRA RD PROP | 2804 PALMYRA RD | ALBANY | Dougherty | 470040 | 4 | [5 empty] | Removed from Ground | Diesel | 8000 | Bare Steel | 1986-03-05 | 1993-05-15 | Galvanized Steel
PALMLAND EQUIPMENT CO | 1915 WEST TOWN RD | ALBANY | Dougherty | 470039 | 1 | [5 empty] | Removed from Ground | Gas (Historical Use) | 4000 | Bare Steel | 1974-01-20 | 1995-09-29 | Bare Steel
TEJAS & A INC | 2923 N SLAPPEY | ALBANY | Dougherty | 9047208 | 1 | Overfill Alarm | 1997-01-01 | FALSE | 1997-01-01 | FALSE | Currently in Use | E-10 | 10000 | Composite | 1997-01-01 |  | Double-Walled Fiberglass | Pressurized
HOMERUN EXPRESS #5 | 1105 N WESTOVER BLVD | ALBANY | Dougherty | 9047221 | 4 | Overfill Alarm | 1999-09-16 | FALSE | 1999-09-16 | FALSE | Currently in Use | Diesel | 10152 | Composite | 1999-08-31 |  | Double-Walled Flex | Pressurized
HOMERUN EXPRESS #5 | 1105 N WESTOVER BLVD | ALBANY | Dougherty | 9047221 | 1 | Overfill Alarm | 1999-09-16 | FALSE | 1999-09-16 | FALSE | Currently in Use | E-10 | 10152 | Composite | 1999-08-31 |  | Double-Walled Flex | Pressurized
Circle K 2745155 | 2825 OLD DAWSON ROAD | ALBANY | Dougherty | 9047181 | 271108 | Flapper Valve | 1996-02-28 | FALSE | 1996-02-28 | FALSE | Currently in Use | Premium | 10000 | Composite | 1996-02-28 |  | Double-Walled Flex | Pressurized
DJ'S CAR WASH #1 | 2002 /1909 E OGLETHORPE BLVD | ALBANY | Dougherty | 470110 | 1 | [5 empty] | Removed from Ground | Gas (Historical Use) | 10000 | Bare Steel | 1971-04-25 | 1993-06-25 | Galvanized Steel | Pressurized
CHARLES WOODALL/GAS UP | 140 EAST OGLETHORPE RD | ALBANY | Dougherty | 470061 | 2 | [5 empty] | Removed from Ground | Other | 8000 | Bare Steel | 1966-03-15 | 1989-06-01 | Galvanized Steel
LOBARTON FARMS INC | 723 GAISSERT RD | ALBANY | Dougherty | 470074 | 2 | [5 empty] | Removed from Ground | Gas (Historical Use) | 1000 | Bare Steel | 1978-04-16 | 1995-07-27 | Galvanized Steel
MILLER FOOD STORE 289 | 233 CORDELE RD | ALBANY | Dougherty | 470075 | 1 |  | 1995-09-01 |  | 1995-09-01 |  | Removed from Ground | Gas (Historical Use) | 8000 | Steel-Impressed Current | 1982-04-16 | 2009-12-11 | Fiberglass Reinforced Plastic | Pressurized
ALBANY MART | 2121 RADIUM SPRINGS RD | ALBANY | Dougherty | 470082 | 1 | [5 empty] | Removed from Ground | Gas (Historical Use) | 6000 | Bare Steel | 1985-04-15 | 1991-03-07 | Galvanized Steel
HANSONS GULF | 1500 EAST OGLETHORPE AVE | ALBANY | Dougherty | 470083 | 2 | [5 empty] | Removed from Ground | Gas (Historical Use) | 8000 | Bare Steel | 1981-04-15 | 1998-12-18 | Galvanized Steel | Pressurized
BRAD LANIER OIL CO INC | 611 ROOSEVELT AVE | ALBANY | Dougherty | 470015 | 3 | [5 empty] | Removed from Ground | Gas (Historical Use) | 550 | Cathodically Protected Steel | 1971-02-28 | 1986-01-01 | Galvanized Steel
HOMERUN FOOD STORE #2 | 2722 DAWSON RD | ALBANY | Dougherty | 470017 | 4 | Overfill Alarm | 1996-11-01 | FALSE | 1996-11-01 | FALSE | Currently in Use | Diesel | 10000 | Galvanic (STIP-3) | 1985-02-24 |  | Fiberglass Reinforced Plastic | Pressurized
LAYNE-ATLANTIC CO | 1710 EAST BROAD AVE | ALBANY | Dougherty | 470201 | 1 | [5 empty] | Removed from Ground | Gas (Historical Use) | 500 | Bare Steel | 1948-05-09 | 1988-09-01 | Galvanized Steel
ISABELLA ELEMENTARY SCHOOL | 300 CASON ST | ALBANY | Dougherty | 470217 | 2 | [5 empty] | Removed from Ground | Diesel | 5000 | Bare Steel | 1950-05-15 | 1990-04-01 | Unknown
DOUGHERTY COUNTY SCHOOL BUS SHOP | 1902 NEWTON RD | ALBANY | Dougherty | 470213 | 6 | [5 empty] | Removed from Ground | Empty | 5000 | Bare Steel | 1995-07-01 | 1995-07-01 | Unknown
BRUCE HENDERSON OIL CO INC | 1701 E BROAD | ALBANY | Dougherty | 470152 | 4 | [5 empty] | Removed from Ground | Empty | 1000 | Bare Steel | 1966-03-31 | 1976-01-01 | Galvanized Steel
HOMERUN FOODS #6 | 1621 EAST OGLETHORPE AVE | ALBANY | Dougherty | 470127 | 4 |  |  | TRUE |  | TRUE | Removed from Ground | Used Oil | 500 | Bare Steel |  | 1899-12-31 | Galvanized Steel | Pressurized
ALBANY MART | 2121 RADIUM SPRINGS RD | ALBANY | Dougherty | 470082 | 4 | Overfill Alarm | 2003-09-02 | FALSE | 2003-09-02 | FALSE | Currently in Use | E-10 | 8000 | Composite | 2003-09-02 |  | Fiberglass Reinforced Plastic | Pressurized
ALBANY MART | 2121 RADIUM SPRINGS RD | ALBANY | Dougherty | 470082 | 5B | Overfill Alarm | 2003-09-02 | FALSE | 2003-09-02 | FALSE | Currently in Use | Premium | 4000 | Composite | 2003-09-02 |  | Fiberglass Reinforced Plastic | Pressurized
BILLY E HOUSTON | 605 MOULTRIE RD | ALBANY | Dougherty | 470171 | 2 | [5 empty] | Removed from Ground | Gas (Historical Use) | 4000 | Bare Steel | 1966-04-01 | 1989-12-01 | Unknown
BRUCE HENDERSON OIL CO INC | 1701 E BROAD | ALBANY | Dougherty | 470152 | 3 | [5 empty] | Removed from Ground | Diesel | 8000 | Bare Steel | 1966-03-31 | 1998-12-01 | Galvanized Steel | Suction (American)
HANSONS GULF | 1500 EAST OGLETHORPE AVE | ALBANY | Dougherty | 470083 | 3 | [5 empty] | Removed from Ground | Gas (Historical Use) | 4000 | Bare Steel | 1981-04-15 | 1998-12-18 | Galvanized Steel | Pressurized
US HWY 19 STOP & SHOP | US HWY 198 WILLIAMSBURG RD | ALBANY | Dougherty | 470088 | 3 | [5 empty] | Removed from Ground | Diesel | 1000 | Bare Steel | 1981-04-17 | 1997-08-21 | Galvanized Steel
FORMER EASTSIDE 66 | 1635 E BROAD AVE | ALBANY | Dougherty | 470091 | 1 | [5 empty] | Removed from Ground | Gas (Historical Use) | 4000 | Bare Steel | 1971-04-20 | 1999-12-01 | Galvanized Steel | Pressurized
HENDERSON CO INC | 2008 LIBERTY EXPWY SE | ALBANY | Dougherty | 470349 | 2 | [5 empty] | Removed from Ground | Gas (Historical Use) | 2000 | Bare Steel | 1978-06-15 | 1993-02-13 | Galvanized Steel
DIXIE #133 | 2606 SYLVESTER RD | ALBANY | Dougherty | 470347 | 5 |  | 1995-08-28 |  | 1995-08-28 |  | Removed from Ground | Diesel | 4000 | Steel-Impressed Current | 1977-05-15 | 2004-11-19 | Cathodically Protected | Safe Suction (Euro)
DIXIE #133 | 2606 SYLVESTER RD | ALBANY | Dougherty | 470347 | 4 |  | 1995-08-28 |  | 1995-08-28 |  | Removed from Ground | Gas (Historical Use) | 4000 | Steel-Impressed Current | 1977-05-15 | 2004-11-19 | Cathodically Protected | Safe Suction (Euro)
BURLINGTON MOTOR CARRIERS | 1305 MOULTRIE RD | ALBANY | Dougherty | 470324 | 1 |  | 1998-07-22 |  | 1998-07-22 |  | Removed from Ground | Diesel | 10000 | Cathodically Protected Steel | 1985-05-05 | 2001-05-01 | Cathodically Protected | Pressurized
FORMER EVERSON GAS UP | 1709 RADIUM SPRINGS RD | ALBANY | Dougherty | 470329 | 2 | [5 empty] | Removed from Ground | Gas (Historical Use) | 3000 | Bare Steel | 1978-05-16 | 1993-11-01 | Galvanized Steel
MERCK & COMPANY/FLINT RIVER PLNT | 3517 RADIUM SPRINGS RD | ALBANY | Dougherty | 470303 | TA-110 | [5 empty] | Removed from Ground | Hazardous Substance | 10000 | Bare Steel | 1974-09-01 | 1993-04-13 | Not Marked | Pressurized
LAYNE-ATLANTIC CO | 1710 EAST BROAD AVE | ALBANY | Dougherty | 470201 | 2 | [5 empty] | Removed from Ground | Other | 250 | Bare Steel | 1948-05-09 | 1988-12-01 | Galvanized Steel
INTERSTATE TRUCK LEASING | 1040 EAST CLARK AVE | ALBANY | Dougherty | 470226 | 5 |  |  | TRUE |  | TRUE | Removed from Ground | Used Oil | 1000 | Bare Steel | 1972-05-05 | 1899-12-31 | Unknown
GA-PACIFIC CORP | 405 MAXWELL DR | ALBANY | Dougherty | 470178 | 1 | [5 empty] | Removed from Ground | Other | 2000 | Marked Unknown | 1975-03-29 | 1988-09-01 | Bare Steel
PITT STOP FOOD MART | 3225 SYLVESTER RD | ALBANY | Dougherty | 470102 | 1 | Flapper Valve | 1998-02-17 | FALSE | 1998-02-17 | FALSE | Currently in Use | E-10 | 6000 | Steel-Impressed Current | 1985-04-21 |  | Fiberglass Reinforced Plastic | Pressurized
COLONIAL BAKING CO | 810 MOULTRIE RD | ALBANY | Dougherty | 470194 | 2 |  |  | TRUE |  | TRUE | Removed from Ground | Used Oil | 560 | Bare Steel | 1973-05-02 | 1992-11-09 | Bare Steel
MD FOOD MART | 2201 E OGLETHORPE BLVD | ALBANY | Dougherty | 470182 | 2 | [5 empty] | Removed from Ground | Gas (Historical Use) | 4000 | Bare Steel | 1970-05-03 | 2000-01-03 | Galvanized Steel | Pressurized
MNS INC D/B/A RADIUM SPRINGS TEX | 2524 RADIUM SPRINGS RD | ALBANY | Dougherty | 470184 | 1 | Flapper Valve | 1998-10-08 | FALSE | 1998-10-08 | FALSE | Currently in Use | E-10 | 6000 | Steel-Impressed Current | 1985-04-29 |  | Fiberglass Reinforced Plastic | Pressurized
DOUGHERTY COUNTY SCHOOL BUS SHOP | 1730 ROGERS AVE | ALBANY | Dougherty | 470212 | 6 | Flapper Valve | 1993-07-29 | FALSE | 1993-07-29 | FALSE | Currently in Use | Diesel | 10000 | Galvanic (STIP-3) | 1993-07-29 |  | Fiberglass Reinforced Plastic | Pressurized
BILLY E HOUSTON | 605 MOULTRIE RD | ALBANY | Dougherty | 470171 | 4 | [5 empty] | Removed from Ground | Gas (Historical Use) | 4000 | Bare Steel | 1966-04-01 | 1989-12-01 | Galvanized Steel
BILLY E HOUSTON | 605 MOULTRIE RD | ALBANY | Dougherty | 470171 | 1 | [5 empty] | Removed from Ground | Gas (Historical Use) | 1000 | Bare Steel | 1966-04-01 | 1989-12-01 | Unknown
BRUCE HENDERSON OIL CO INC | 1701 E BROAD | ALBANY | Dougherty | 470152 | 2 | [5 empty] | Removed from Ground | Gas (Historical Use) | 2000 | Bare Steel | 1976-03-28 | 1998-12-01 | Galvanized Steel | Suction (American)
AULTMAN PONTIAC-CADILLAC INC | 948 OGLETHORPE BLVD | ALBANY | Dougherty | 470126 | 1 | [5 empty] | Closed in Ground | Gas (Historical Use) | 1000 | Bare Steel | 1961-04-15 | 1998-12-01 | Galvanized Steel | Suction (American)
HOMERUN FOODS #6 | 1621 EAST OGLETHORPE AVE | ALBANY | Dougherty | 470127 | 2 | Overfill Alarm | 1994-06-15 | FALSE | 1997-06-15 | FALSE | Currently in Use | Premium | 6000 | Steel-Impressed Current | 1964-04-14 |  | Steel (Impressed Current) | Pressurized
MILLER FOOD STORE 289 | 233 CORDELE RD | ALBANY | Dougherty | 470075 | 2 |  | 1995-09-01 |  | 1995-09-01 |  | Removed from Ground | Gas (Historical Use) | 8000 | Steel-Impressed Current | 1982-04-16 | 2009-12-11 | Fiberglass Reinforced Plastic | Pressurized
ALBANY MART | 2121 RADIUM SPRINGS RD | ALBANY | Dougherty | 470082 | 2 | [5 empty] | Removed from Ground | Gas (Historical Use) | 6000 | Bare Steel | 1985-04-15 | 1991-03-07 | Galvanized Steel
A & D FOOD STORE #2 | 1117 CLARK AVE | ALBANY | Dougherty | 470172 | 2 | [5 empty] | Removed from Ground | Gas (Historical Use) | 3000 | Bare Steel | 1966-04-01 | 1998-04-21 | Bare Steel | Safe Suction (Euro)
A & D FOOD STORE #2 | 1117 CLARK AVE | ALBANY | Dougherty | 470172 | 4A | Flapper Valve | 1998-04-21 | FALSE | 1998-04-21 | FALSE | Currently in Use | E-10 | 8000 | Composite | 1998-04-21 |  | Fiberglass Reinforced Plastic | Pressurized
CITY OF ALBANY | 1708 -D TURNER FIELD-MCADAMS RD | ALBANY | Dougherty | 470100 | R-1 | [5 empty] | Removed from Ground | Gas (Historical Use) | 1000 | Cathodically Protected Steel | 1985-05-27 | 1998-04-10 | Galvanized Steel
MILLER FOOD STORE 289 | 233 CORDELE RD | ALBANY | Dougherty | 470075 | 3 |  | 1995-09-01 |  | 1995-09-01 |  | Removed from Ground | Gas (Historical Use) | 8000 | Steel-Impressed Current | 1982-04-16 | 2009-12-11 | Fiberglass Reinforced Plastic | Pressurized
PACE CAR | 3503 SYLVESTER RD | ALBANY | Dougherty | 470079 | 2 | Overfill Alarm | 1998-06-23 | FALSE | 1998-06-23 | FALSE | Currently in Use | Premium | 7896 | Steel-Impressed Current | 1982-10-21 |  | Steel (Impressed Current) | Pressurized
FLEETMASTER EXPRESS INC | 701 MCCOLUM DR | ALBANY | Dougherty | 470080 | 3 | [5 empty] | Removed from Ground | Other | 1000 | Bare Steel | 1981-04-16 | 1990-05-22 | Galvanized Steel
ALBANY MART | 2121 RADIUM SPRINGS RD | ALBANY | Dougherty | 470082 | 3 | [5 empty] | Removed from Ground | Gas (Historical Use) | 6000 | Bare Steel | 1985-04-15 | 1991-03-07 | Galvanized Steel
BRUCE HENDERSON OIL CO INC | 1701 E BROAD | ALBANY | Dougherty | 470152 | 1 | [5 empty] | Removed from Ground | Gas (Historical Use) | 4000 | Bare Steel | 1966-03-31 | 1998-12-01 | Galvanized Steel | Suction (American)
FLEETMASTER EXPRESS INC | 701 MCCOLUM DR | ALBANY | Dougherty | 470080 | 2 | [5 empty] | Removed from Ground | Diesel | 10000 | Bare Steel | 1981-04-16 | 1990-05-22 | Galvanized Steel
PACE CAR | 3503 SYLVESTER RD | ALBANY | Dougherty | 470079 | 3 | Overfill Alarm | 1998-06-23 | FALSE | 1998-06-23 | FALSE | Currently in Use | Diesel | 7896 | Steel-Impressed Current | 1982-10-21
BURLINGTON MOTOR CARRIERS | 1305 MOULTRIE RD | ALBANY | Dougherty | 470324 | 6 |  |  | TRUE |  | TRUE | Removed from Ground | Used Oil | 6000 | Cathodically Protected Steel | 1985-05-05 | 2001-05-01 | Cathodically Protected | Gravity Fed
Circle K 2745106 | 624 HOLLY DR | ALBANY | Dougherty | 470257 | 7A | Flapper Valve |  | FALSE |  | FALSE | Currently in Use | Diesel | 20000 | Fiberglass Double Walled | 2024-08-08
Circle K 2745106 | 624 HOLLY DR | ALBANY | Dougherty | 470257 | 1 | [5 empty] | Removed from Ground | Gas (Historical Use) | 8000 | Bare Steel | 1978-05-10 | 1994-08-31 | Galvanized Steel | Pressurized
A-1 WRECKER SERVICE | 845 WEST OGLETHORPE | ALBANY | Dougherty | 470053 | 1 | [5 empty] | Removed from Ground | Diesel | 4000 | Bare Steel | 1966-03-17 | 1987-01-01 | Galvanized Steel
TRIANGLE PACKAGE STORE | 1101 NEWTON RD | ALBANY | Dougherty | 470048 | 5 | [5 empty] | Closed in Ground | Gas (Historical Use) | 4000 | Bare Steel | 1966-03-03 | 1980-04-01 | Galvanized Steel
FORMER EVERSON GAS UP | 1709 RADIUM SPRINGS RD | ALBANY | Dougherty | 470329 | 1 | [5 empty] | Removed from Ground | Gas (Historical Use) | 3000 | Bare Steel | 1978-05-16 | 1993-11-01 | Galvanized Steel
JMD FOOD STORE | 1800 E OLGETHORPE BLVD | ALBANY | Dougherty | 470207 | 3 | Flapper Valve | 1995-11-01 | FALSE | 1995-11-01 | FALSE | Currently in Use | Premium | 8000 | Galvanic (STIP-3) | 1984-01-01 |  | Fiberglass Reinforced Plastic | Pressurized
GA POWER/PLANT MITCHELL | 5200 RADIUM SPRINGS RD | ALBANY | Dougherty | 470227 | 5 | [5 empty] | Removed from Ground | Diesel | 2500 | Bare Steel | 1981-05-08 | 1988-02-26 | Unknown
GA POWER/PLANT MITCHELL | 5200 RADIUM SPRINGS RD | ALBANY | Dougherty | 470227 | 7 | [5 empty] | Removed from Ground | Other | 150 | Bare Steel | 1966-05-12 | 1988-08-04 | Unknown
GA POWER/PLANT MITCHELL | 5200 RADIUM SPRINGS RD | ALBANY | Dougherty | 470227 | 4 | [5 empty] | Removed from Ground | Gas (Historical Use) | 2500 | Bare Steel | 1981-05-08 | 1988-02-26 | Unknown
ISABELLA ELEMENTARY SCHOOL | 300 CASON ST | ALBANY | Dougherty | 470217 | 1 | [5 empty] | Removed from Ground | Diesel | 6000 | Bare Steel | 1950-05-15 | 1990-04-01 | Unknown
DJ'S CAR WASH #1 | 2002 /1909 E OGLETHORPE BLVD | ALBANY | Dougherty | 470110 | 3 | [5 empty] | Removed from Ground | Gas (Historical Use) | 10000 | Bare Steel | 1971-04-25 | 1993-06-25 | Galvanized Steel | Pressurized
US HWY 19 STOP & SHOP | US HWY 198 WILLIAMSBURG RD | ALBANY | Dougherty | 470088 | 2 | [5 empty] | Removed from Ground | Gas (Historical Use) | 6000 | Bare Steel | 1976-04-18 | 1997-08-21 | Galvanized Steel
FORMER EASTSIDE 66 | 1635 E BROAD AVE | ALBANY | Dougherty | 470091 | 2 | [5 empty] | Removed from Ground | Gas (Historical Use) | 3000 | Bare Steel | 1971-04-20 | 1999-12-01 | Galvanized Steel | Pressurized
HENDERSON CO INC | 2008 LIBERTY EXPWY SE | ALBANY | Dougherty | 470349 | 1 | [5 empty] | Removed from Ground | Diesel | 20000 | Bare Steel | 1978-06-15 | 1993-02-13 | Galvanized Steel
FORMER EVERSON GAS UP | 1709 RADIUM SPRINGS RD | ALBANY | Dougherty | 470329 | 3 | [5 empty] | Removed from Ground | Gas (Historical Use) | 3000 | Bare Steel | 1976-05-16 | 1993-11-01 | Galvanized Steel
MERCK & COMPANY/FLINT RIVER PLNT | 3517 RADIUM SPRINGS RD | ALBANY | Dougherty | 470303 | G#6138 | [5 empty] | Removed from Ground | Gas (Historical Use) | 3000 | Bare Steel | 1986-05-10 | 1987-12-01 | Bare Steel
MD FOOD MART | 2201 E OGLETHORPE BLVD | ALBANY | Dougherty | 470182 | 6 |  |  | TRUE |  | TRUE | Removed from Ground | Used Oil | 250 | Bare Steel | 1977-05-01 | 1899-12-31 | Galvanized Steel
MD FOOD MART | 2201 E OGLETHORPE BLVD | ALBANY | Dougherty | 470182 | 8 | Ball Float | 2006-02-01 | FALSE | 2007-01-25 | FALSE | Currently in Use | Premium | 4000 | Composite | 2006-02-14 |  | Fiberglass Reinforced Plastic | Pressurized
NAT GUARD/MAINT SHOP NR-12 | 1500 NORTH MONROE ST | ALBANY | Dougherty | 470209 | 1 | [5 empty] | Removed from Ground | Diesel | 1050 | Bare Steel | 1963-01-01 | 1899-12-31 | Galvanized Steel
INTERSTATE TRUCK LEASING | 1040 EAST CLARK AVE | ALBANY | Dougherty | 470226 | 2 | [5 empty] | Removed from Ground | Diesel | 2000 | Bare Steel | 1972-05-05 | 1899-12-31 | Unknown
INTERSTATE TRUCK LEASING | 1040 EAST CLARK AVE | ALBANY | Dougherty | 470226 | 8 | [5 empty] | Removed from Ground | Diesel | 2000 | Bare Steel | 1972-05-05 | 1899-12-31 | Unknown
FLINT EQUIPMENT CO | 1206 BLAYLOCK ST | ALBANY | Dougherty | 470174 | 3 |  | 1979-07-01 |  | 1979-07-01 |  | Removed from Ground | Other | 10000 | Bare Steel | 1979-07-01 | 1998-01-13 | Galvanized Steel | Pressurized
PITT STOP FOOD MART | 3225 SYLVESTER RD | ALBANY | Dougherty | 470102 | 3 | Flapper Valve | 1998-02-17 | FALSE | 1998-02-17 | FALSE | Currently in Use | E-0 | 6000 | Steel-Impressed Current | 1985-04-21 |  | Fiberglass Reinforced Plastic | Pressurized
PACE CAR | 3503 SYLVESTER RD | ALBANY | Dougherty | 470079 | 1 | Overfill Alarm | 1998-06-23 | FALSE | 1998-06-23 | FALSE | Currently in Use | E-10 | 7896 | Steel-Impressed Current | 1982-10-21 |  | Steel (Impressed Current) | Pressurized
ALBANY RECYCLING SERVICES INC | EAST GORDON AVE | ALBANY | Dougherty | 470312 | 1 | [5 empty] | Removed from Ground | Diesel | 10000 | Cathodically Protected Steel | 1985-04-18 | 1998-01-27 | Fiberglass Reinforced Plastic | Pressurized
MERCK & COMPANY/FLINT RIVER PLNT | 3517 RADIUM SPRINGS RD | ALBANY | Dougherty | 470303 | TA-111 | [5 empty] | Removed from Ground | Hazardous Substance | 10000 | Unknown | 1975-09-01 | 1993-04-13 | Not Marked
MERCK & COMPANY/FLINT RIVER PLNT | 3517 RADIUM SPRINGS RD | ALBANY | Dougherty | 470303 | TA-705 | [5 empty] | Removed from Ground | Hazardous Substance | 10000 | Bare Steel | 1974-09-01 | 1995-05-01 | Bare Steel
GA CROWN DISTRIBUTING CO | 1223 KRUG ST | ALBANY | Dougherty | 470187 | 2 | [5 empty] | Removed from Ground | Diesel | 6000 | Bare Steel | 1984-04-30 | 1995-12-11 | Galvanized Steel
JMD FOOD STORE | 1800 E OLGETHORPE BLVD | ALBANY | Dougherty | 470207 | 1 | Flapper Valve | 1995-11-01 | FALSE | 1995-11-01 | FALSE | Temporarily out of use | Kerosene | 2000 | Galvanic (STIP-3) | 1984-01-01 |  | Fiberglass Reinforced Plastic | Pressurized
NAT GUARD/MAINT SHOP NR-12 | 1500 NORTH MONROE ST | ALBANY | Dougherty | 470209 | 3 | [5 empty] | Removed from Ground | Diesel | 1050 | Bare Steel | 1943-07-01 | 1899-12-31 | Galvanized Steel
DOUGHERTY COUNTY SCHOOL BUS SHOP | 1902 NEWTON RD | ALBANY | Dougherty | 470213 | 1 |  | 1989-10-01 |  |  |  | Removed from Ground | Gas (Historical Use) | 10000 | Bare Steel | 1961-05-12 | 1995-04-30 | Galvanized Steel
DOUGHERTY COUNTY SCHOOL BUS SHOP | 1730 ROGERS AVE | ALBANY | Dougherty | 470212 | 1 | [5 empty] | Removed from Ground | Empty | 1000 | Bare Steel | 1946-05-16 | 1997-07-10 | Unknown
BILLY E HOUSTON | 605 MOULTRIE RD | ALBANY | Dougherty | 470171 | 6 | [5 empty] | Removed from Ground | Diesel | 6000 | Bare Steel | 1966-04-01 | 1989-12-01 | Galvanized Steel
CHARLES WOODALL/GAS UP | 140 EAST OGLETHORPE RD | ALBANY | Dougherty | 470061 | 1 | [5 empty] | Removed from Ground | Other | 8000 | Bare Steel | 1966-03-15 | 1989-06-01 | Galvanized Steel
CHARLES WOODALL/GAS UP | 140 EAST OGLETHORPE RD | ALBANY | Dougherty | 470061 | 4 | [5 empty] | Removed from Ground | Other | 2000 | Bare Steel | 1966-03-15 | 1989-06-10 | Galvanized Steel
FORMER EASTSIDE 66 | 1635 E BROAD AVE | ALBANY | Dougherty | 470091 | 4 | [5 empty] | Removed from Ground | Diesel | 1000 | Bare Steel | 1999-12-01 | 1999-12-01 | Galvanized Steel | Safe Suction (Euro)
DIXIE #133 | 2606 SYLVESTER RD | ALBANY | Dougherty | 470347 | 2 |  | 1995-08-28 |  | 1995-08-28 |  | Removed from Ground | Gas (Historical Use) | 4000 | Steel-Impressed Current | 1977-05-15 | 2004-11-19 | Cathodically Protected | Safe Suction (Euro)
UPS ALBANY (UST) | 2219 TOLEDO DR | ALBANY | Dougherty | 470359 | 2 |  |  | TRUE |  | TRUE | Removed from Ground | Used Oil | 500 | Bare Steel | 1979-01-03 | 1987-03-15 | Unknown
UPS ALBANY (UST) | 2219 TOLEDO DR | ALBANY | Dougherty | 470359 | 2 |  |  | TRUE |  | TRUE | Removed from Ground | Used Oil | 500 | Bare Steel | 1979-01-03 | 1987-03-15 | Unknown
UPS ALBANY (UST) | 2219 TOLEDO DR | ALBANY | Dougherty | 470359 | 2 |  |  | TRUE |  | TRUE | Removed from Ground | Used Oil | 500 | Bare Steel | 1979-01-03 | 1987-03-15 | Unknown
A&D FOOD STORE | 1421 N MAPLE ST | ALBANY | Dougherty | 470358 | 3 | Flapper Valve | 1999-02-01 | FALSE | 1999-02-01 | FALSE | Temporarily out of use | Premium | 5000 | Steel-Impressed Current | 1987-01-01 |  | Steel (Impressed Current) | Pressurized
BURLINGTON MOTOR CARRIERS | 1305 MOULTRIE RD | ALBANY | Dougherty | 470324 | 3 |  | 1998-07-22 |  | 1998-07-22 |  | Removed from Ground | Diesel | 10000 | Cathodically Protected Steel | 1985-05-05 | 2001-05-01 | Galvanized Steel | Pressurized
MERCK & COMPANY/FLINT RIVER PLNT | 3517 RADIUM SPRINGS RD | ALBANY | Dougherty | 470303 | TA-703 | [5 empty] | Removed from Ground | Hazardous Substance | 10000 | Bare Steel | 1974-09-01 | 1995-05-01 | Not Marked | Pressurized
Circle K 2745106 | 624 HOLLY DR | ALBANY | Dougherty | 470257 | 2 | [5 empty] | Removed from Ground | Gas (Historical Use) | 6000 | Bare Steel | 1978-05-10 | 1994-08-31 | Galvanized Steel | Pressurized
A-1 WRECKER SERVICE | 845 WEST OGLETHORPE | ALBANY | Dougherty | 470053 | 2 | [5 empty] | Removed from Ground | Diesel | 4000 | Bare Steel | 1966-03-17 | 1987-01-01 | Galvanized Steel
TRIANGLE PACKAGE STORE | 1101 NEWTON RD | ALBANY | Dougherty | 470048 | 6 | [5 empty] | Closed in Ground | Gas (Historical Use) | 4000 | Bare Steel | 1966-03-03 | 1980-04-01 | Galvanized Steel
ALBANY WAREHOUSE CO | GEORGIA POWER RD | ALBANY | Dougherty | 470011 | 1 | [5 empty] | Removed from Ground | Diesel | 1080 | Cathodically Protected Steel | 1971-02-28 | 1993-08-21 | Galvanized Steel
PACE (SLAPPY) | 404 S SLAPPEY DR | ALBANY | Dougherty | 9000608 | 1 | [5 empty] | Removed from Ground | Gas (Historical Use) | 8000 | Bare Steel | 1963-05-11 | 1992-09-04 | Galvanized Steel | Safe Suction (Euro)
S&B QUICK SHOP | 1800 EAST BROAD ST | ALBANY | Dougherty | 470344 | 4 | Overfill Alarm |  | FALSE |  | FALSE | Currently in Use | Premium | 8000 | Composite |  |  | Double-Walled Flex | Pressurized
UPS ALBANY (UST) | 2219 TOLEDO DR | ALBANY | Dougherty | 470359 | 3 | [5 empty] | Removed from Ground | Other | 550 | Fiberglass | 1987-01-01 | 1992-04-28 | Fiberglass Reinforced Plastic | Gravity Fed
UPS ALBANY (UST) | 2219 TOLEDO DR | ALBANY | Dougherty | 470359 | 3 | [5 empty] | Removed from Ground | Other | 550 | Fiberglass | 1987-01-01 | 1992-04-28 | Fiberglass Reinforced Plastic | Gravity Fed
UPS ALBANY (UST) | 2219 TOLEDO DR | ALBANY | Dougherty | 470359 | 3 | [5 empty] | Removed from Ground | Other | 550 | Fiberglass | 1987-01-01 | 1992-04-28 | Fiberglass Reinforced Plastic | Gravity Fed
MERCK & COMPANY/FLINT RIVER PLNT | 3517 RADIUM SPRINGS RD | ALBANY | Dougherty | 470303 | TA-100 | [5 empty] | Removed from Ground | Other | 5000 | Bare Steel | 1974-09-01 | 1899-12-31 | Not Marked | Pressurized
MERCK & COMPANY/FLINT RIVER PLNT | 3517 RADIUM SPRINGS RD | ALBANY | Dougherty | 470303 | TA-103 | [5 empty] | Removed from Ground | Hazardous Substance | 5000 | Marked Unknown |  | 1899-12-31 | Unknown
Circle K 2745106 | 624 HOLLY DR | ALBANY | Dougherty | 470257 | 3 | [5 empty] | Removed from Ground | Gas (Historical Use) | 6000 | Bare Steel | 1978-05-10 | 1994-08-31 | Galvanized Steel | Pressurized
TRIANGLE PACKAGE STORE | 1101 NEWTON RD | ALBANY | Dougherty | 470048 | 3 | [5 empty] | Closed in Ground | Gas (Historical Use) | 4000 | Bare Steel | 1966-03-03 | 1980-04-01 | Galvanized Steel
HERITAGE HOUSE PROPERTY | 732 WEST OGLETHORPE BOULEVARD | ALBANY | Dougherty | 10002138 | 1 |  |  | FALSE |  | FALSE | Removed from Ground | Diesel | 8000 | Unknown | 2012-08-23 | 2012-08-23 | Unknown
FORMER GAS STATION | 352 NORTH SLAPPEY BLVD | ALBANY | Dougherty | 10001485 | 4 |  |  | FALSE |  | FALSE | Removed from Ground | Gas (Historical Use) | 2000 | Bare Steel | 2007-10-17 | 2007-10-17
HOMERUN FOODS #9 | 309 W OGLETHORPE BLVD | ALBANY | Dougherty | 10002051 | 2 | Overfill Alarm | 2011-07-28 | FALSE | 2011-07-28 | FALSE | Currently in Use | Premium | 10000 | Tank Jacket | 2011-07-28 |  | Double-Walled Fiberglass | Pressurized
MERCK & COMPANY/FLINT RIVER PLNT | 3517 RADIUM SPRINGS RD | ALBANY | Dougherty | 470303 | TA-114 | [5 empty] | Removed from Ground | Hazardous Substance | 10000 | Marked Unknown |  | 1899-12-31 | Unknown
HOMERUN FOODS #6 | 1621 EAST OGLETHORPE AVE | ALBANY | Dougherty | 470127 | 3 | Overfill Alarm | 1997-06-15 | FALSE | 1997-06-15 | FALSE | Currently in Use | E-10 | 6000 | Steel-Impressed Current | 1964-04-14 |  | Steel (Impressed Current) | Pressurized
MERCK & COMPANY/FLINT RIVER PLNT | 3517 RADIUM SPRINGS RD | ALBANY | Dougherty | 470303 | TA-III-204 | [5 empty] | Removed from Ground | Hazardous Substance | 20000 | Unknown | 1974-09-01 | 1993-11-02 | Not Marked
MERCK & COMPANY/FLINT RIVER PLNT | 3517 RADIUM SPRINGS RD | ALBANY | Dougherty | 470303 | TA-III-201 | [5 empty] | Removed from Ground | Hazardous Substance | 20000 | Unknown | 1974-09-01 | 1993-11-02 | Not Marked | Pressurized
MERCK & COMPANY/FLINT RIVER PLNT | 3517 RADIUM SPRINGS RD | ALBANY | Dougherty | 470303 | TA-112 | [5 empty] | Removed from Ground | Hazardous Substance | 10000 | Marked Unknown | 1993-04-13 | 1993-04-13 | Unknown
MERCK & COMPANY/FLINT RIVER PLNT | 3517 RADIUM SPRINGS RD | ALBANY | Dougherty | 470303 | TA-115 | [5 empty] | Removed from Ground | Hazardous Substance | 10000 | Marked Unknown |  | 1899-12-31 | Unknown
ANNIE CONVENIENCE STORE/SPEEGO GAS | 224 JOHNSON RD | ALBANY | Dougherty | 470273 | 2 | [5 empty] | Removed from Ground | Gas (Historical Use) | 8000 | Bare Steel | 1980-05-09 | 1996-10-01 | Galvanized Steel
DIXIE #133 | 2606 SYLVESTER RD | ALBANY | Dougherty | 470347 | 1 |  | 1995-08-28 |  | 1995-08-28 |  | Removed from Ground | Gas (Historical Use) | 4000 | Steel-Impressed Current | 1977-05-15 | 2004-11-19 | Cathodically Protected | Safe Suction (Euro)
S&B QUICK SHOP | 1800 EAST BROAD ST | ALBANY | Dougherty | 470344 | 1 | [5 empty] | Removed from Ground | Gas (Historical Use) | 8000 | Bare Steel | 1973-05-16 | 1996-10-25 | Galvanized Steel
MERCK & COMPANY/FLINT RIVER PLNT | 3517 RADIUM SPRINGS RD | ALBANY | Dougherty | 470303 | TA-III-203 | [5 empty] | Removed from Ground | Hazardous Substance | 20000 | Unknown | 1975-09-01 | 1993-02-04 | Unknown | Pressurized
MERCK & COMPANY/FLINT RIVER PLNT | 3517 RADIUM SPRINGS RD | ALBANY | Dougherty | 470303 | TA-III-101 | [5 empty] | Removed from Ground | Hazardous Substance | 10000 | Unknown | 1975-09-01 | 1993-11-02 | Bare Steel
AIR PRODUCTS & CHEMICALS INC | 1220 GILLIONVILLE RD | ALBANY | Dougherty | 470280 | 3 |  |  | TRUE |  | TRUE | Removed from Ground | Used Oil | 250 | Bare Steel | 1977-05-10 | 1987-04-22 | Bare Steel
AIR PRODUCTS & CHEMICALS INC | 1220 GILLIONVILLE RD | ALBANY | Dougherty | 470280 | 4 | [5 empty] | Removed from Ground | Other | 3000 | Bare Steel | 1967-05-13 | 1987-04-22 | Bare Steel
AIR PRODUCTS & CHEMICALS INC | 1220 GILLIONVILLE RD | ALBANY | Dougherty | 470280 | 5 | [5 empty] | Removed from Ground | Diesel | 12000 | Double Walled | 1987-04-27 | 1989-10-25 | Fiberglass Reinforced Plastic
CLARK BROTHERS WAREHOUSE | 939 ROOSEVELT AVE | ALBANY | Dougherty | 470013 | 1 | [5 empty] | Removed from Ground | Gas (Historical Use) | 550 | Cathodically Protected Steel | 1971-02-28 | 1987-01-01 | Galvanized Steel
HOMERUN FOOD STORE #2 | 2722 DAWSON RD | ALBANY | Dougherty | 470017 | 2 | Overfill Alarm | 1996-11-01 | FALSE | 1996-11-01 | FALSE | Currently in Use | Plus | 10000 | Galvanic (STIP-3) | 1985-02-24 |  | Fiberglass Reinforced Plastic | Pressurized
PACE (SLAPPY) | 404 S SLAPPEY DR | ALBANY | Dougherty | 9000608 | 8 | Overfill Alarm | 2023-04-30 | FALSE | 2014-06-25 | FALSE | Currently in Use | E-10 | 15000 | Tank Jacket | 2014-06-25 |  | Double-Walled Fiberglass | Pressurized
PACE (SLAPPY) | 404 S SLAPPEY DR | ALBANY | Dougherty | 9000608 | 9 | Overfill Alarm | 2023-04-30 | FALSE | 2014-06-25 | FALSE | Currently in Use | E-85 | 5000 | Tank Jacket | 2014-06-25 |  | Double-Walled Fiberglass | Pressurized
BEAVER HILL FARM | 2805 NORTH JEFFERSON ST | ALBANY | Dougherty | 470282 | 1 | [5 empty] | Removed from Ground | Gas (Historical Use) | 3000 | Bare Steel | 1981-05-07 | 2012-08-23 | Galvanized Steel
AMERICAN PRINTING | 805 BYRON ROAD | ALBANY | Dougherty | 10000073 | 2 |  |  | FALSE |  | FALSE | Removed from Ground | Gas (Historical Use) | 0 | Bare Steel | 1972-12-31 | 2002-07-25 | Bare Steel | Safe Suction (Euro)
OXFORD ASPHALT PLANT | DOWES AVE/DEAD END @ EAST END | ALBANY | Dougherty | 470271 | 2 | [5 empty] | Removed from Ground | Empty | 2000 | Bare Steel | 1976-05-03 | 1990-01-01 | Galvanized Steel
FLEETMASTER EXPRESS INC | 701 MCCOLUM DR | ALBANY | Dougherty | 470080 | 1 | [5 empty] | Removed from Ground | Diesel | 10000 | Bare Steel | 1981-04-16 | 1990-05-23 | Galvanized Steel
UPS ALBANY (UST) | 2219 TOLEDO DR | ALBANY | Dougherty | 470359 | 5 | Flapper Valve | 1992-04-01 | FALSE | 1992-04-01 | FALSE | Currently in Use | E-10 | 12000 | Composite Double Walled | 1992-04-30 |  | Fiberglass Reinforced Plastic | Pressurized
UPS ALBANY (UST) | 2219 TOLEDO DR | ALBANY | Dougherty | 470359 | 5 | Flapper Valve | 1992-04-01 | FALSE | 1992-04-01 | FALSE | Currently in Use | E-10 | 12000 | Composite Double Walled | 1992-04-30 |  | Fiberglass Reinforced Plastic | Pressurized
PET DAIRY/FLAV-0-RICH | US HWY 19/2004 LIBERTY EXPRESSWA | ALBANY | Dougherty | 470135 | 2 | [5 empty] | Removed from Ground | Diesel | 3000 | Marked Unknown | 1971-04-14 | 1991-05-02 | Galvanized Steel
ALBANY MART | 2121 RADIUM SPRINGS RD | ALBANY | Dougherty | 470082 | 5A | Overfill Alarm | 2003-09-02 | FALSE | 2003-09-02 | FALSE | Currently in Use | Diesel | 4000 | Composite | 2003-09-02 |  | Fiberglass Reinforced Plastic | Pressurized
US HWY 19 STOP & SHOP | US HWY 198 WILLIAMSBURG RD | ALBANY | Dougherty | 470088 | 1 | [5 empty] | Removed from Ground | Gas (Historical Use) | 6000 | Bare Steel | 1976-04-18 | 1997-08-21 | Galvanized Steel
S&B QUICK SHOP | 1800 EAST BROAD ST | ALBANY | Dougherty | 470344 | 3 | Overfill Alarm | 1996-11-06 | FALSE | 1996-11-06 | FALSE | Currently in Use | Regular | 12000 | Composite | 1996-11-04 |  | Double-Walled Flex | Pressurized
STOP & SHOP | 2201 LIBERTY EXPRESSWAY | ALBANY | Dougherty | 470333 | 2 | Flapper Valve | 1998-05-01 | FALSE | 1998-05-01 | FALSE | Currently in Use | E-10 | 8000 | Steel-Impressed Current | 1977-01-03 |  | Steel (Impressed Current) | Pressurized
STOP N SHOP | 2609 SYLVESTER RD | ALBANY | Dougherty | 470301 | 2 | Flapper Valve | 1998-12-15 | FALSE | 1998-12-15 | FALSE | Currently in Use | Premium | 6000 | Steel-Impressed Current | 1982-05-06 |  | Steel (Impressed Current) | Pressurized
MERCK & COMPANY/FLINT RIVER PLNT | 3517 RADIUM SPRINGS RD | ALBANY | Dougherty | 470303 | TA-104 | [5 empty] | Removed from Ground | Hazardous Substance | 5000 | Bare Steel | 1974-09-01 | 1899-12-31 | Not Marked | Pressurized
WALKER HEATING & COOLING | 1025 EAST BROAD AVE | ALBANY | Dougherty | 470269 | R1 | [5 empty] | Permanently Out of Use - historical purposes | Gas (Historical Use) | 1000 | Bare Steel | 1976-05-10 | 1899-12-31 | Galvanized Steel
AIR PRODUCTS & CHEMICALS INC | 1220 GILLIONVILLE RD | ALBANY | Dougherty | 470280 | 1 | [5 empty] | Removed from Ground | Diesel | 10000 | Bare Steel | 1972-05-11 | 1987-04-22 | Bare Steel
OAKRIDGE DR SELF SERVE | 1002 WEST OAKRIDGE DR | ALBANY | Dougherty | 470021 | 1 | Overfill Alarm | 1997-01-01 | FALSE | 1997-01-01 | FALSE | Currently in Use | E-10 | 10000 | Steel-Impressed Current | 1979-02-26 |  | Steel (Impressed Current) | Pressurized
PACE (SLAPPY) | 404 S SLAPPEY DR | ALBANY | Dougherty | 9000608 | 205381 | Overfill Alarm | 2023-04-30 | FALSE | 1992-10-26 | FALSE | Currently in Use | Diesel On Road | 8200 | Galvanic (STIP-3) | 1992-10-26 |  | Double-Walled Flex | Pressurized
WALMART NEIGHBORHOOD MARKET #4517 | 2588 N SLAPPEY BLVD | ALBANY | Dougherty | 10002500 | 1 | Flapper Valve | 2015-11-04 | FALSE | 2015-11-04 | FALSE | Currently in Use | E-10 | 15000 | Fiberglass Double Walled | 2015-10-13 |  | Double-Walled Flex | Pressurized
UPS ALBANY (UST) | 2219 TOLEDO DR | ALBANY | Dougherty | 470359 | 5 | Flapper Valve | 1992-04-01 | FALSE | 1992-04-01 | FALSE | Currently in Use | E-10 | 12000 | Composite Double Walled | 1992-04-30 |  | Fiberglass Reinforced Plastic | Pressurized
UPS ALBANY (UST) | 2219 TOLEDO DR | ALBANY | Dougherty | 470359 | 4 |  |  | TRUE |  | TRUE | Removed from Ground | Used Oil | 550 | Fiberglass | 1987-01-01 | 1992-04-28 | Fiberglass Reinforced Plastic | Gravity Fed
UPS ALBANY (UST) | 2219 TOLEDO DR | ALBANY | Dougherty | 470359 | 4 |  |  | TRUE |  | TRUE | Removed from Ground | Used Oil | 550 | Fiberglass | 1987-01-01 | 1992-04-28 | Fiberglass Reinforced Plastic | Gravity Fed
UPS ALBANY (UST) | 2219 TOLEDO DR | ALBANY | Dougherty | 470359 | 4 |  |  | TRUE |  | TRUE | Removed from Ground | Used Oil | 550 | Fiberglass | 1987-01-01 | 1992-04-28 | Fiberglass Reinforced Plastic | Gravity Fed
QUICK BUYS #112 | 3522 SYLVESTER RD | ALBANY | Dougherty | 470363 | 3 | Flapper Valve | 1987-11-04 | FALSE | 1987-11-04 | FALSE | Currently in Use | Diesel On Road | 8000 | Galvanic (STIP-3) | 1987-11-04 |  | Galvanized Steel | Pressurized
MERCK & COMPANY/FLINT RIVER PLNT | 3517 RADIUM SPRINGS RD | ALBANY | Dougherty | 470303 | TA-III-202 | [5 empty] | Removed from Ground | Hazardous Substance | 20000 | Unknown | 1974-09-01 | 1992-09-29 | Not Marked | Pressurized
MERCK & COMPANY/FLINT RIVER PLNT | 3517 RADIUM SPRINGS RD | ALBANY | Dougherty | 470303 | TA-116 | [5 empty] | Removed from Ground | Hazardous Substance | 20000 | Marked Unknown |  | 1899-12-31 | Unknown
ANNIE CONVENIENCE STORE/SPEEGO GAS | 224 JOHNSON RD | ALBANY | Dougherty | 470273 | 1 | [5 empty] | Removed from Ground | Gas (Historical Use) | 8000 | Bare Steel | 1980-05-09 | 1996-10-01 | Galvanized Steel
ANNIE CONVENIENCE STORE/SPEEGO GAS | 224 JOHNSON RD | ALBANY | Dougherty | 470273 | 3B | Overfill Alarm | 1997-04-15 | FALSE | 1997-04-15 | FALSE | Currently in Use | E-0 | 6000 | Composite | 1997-04-15 |  | Fiberglass Reinforced Plastic | Pressurized
SAFE AIRE HEATING & COOLING | 118 PHILEMA RD | ALBANY | Dougherty | 470042 | 2 | [5 empty] | Removed from Ground | Diesel | 1000 | Bare Steel | 1983-03-04 | 1994-05-01 | Galvanized Steel
FLINT RIVER MARINE | 1605 SYLVESTER RD | ALBANY | Dougherty | 470014 | 1 | [5 empty] | Removed from Ground | Gas (Historical Use) | 550 | Not Marked/Unknown | 1971-02-28 | 1998-10-01 | Galvanized Steel
ALBANY WAREHOUSE CO | GEORGIA POWER RD | ALBANY | Dougherty | 470011 | 3 | [5 empty] | Removed from Ground | Gas (Historical Use) | 1000 | Cathodically Protected Steel | 1976-02-27 | 1993-08-21 | Galvanized Steel
WEBB/WEIR PROPERTY | 1900 N SLAPPY BLVD | ALBANY | Dougherty | 9029131 | 1 | [5 empty] | Removed from Ground | Gas (Historical Use) | 1000 | Bare Steel | 1980-01-01 | 1980-01-01 | Bare Steel
FORMER GAS STATION | 352 NORTH SLAPPEY BLVD | ALBANY | Dougherty | 10001485 | 2 |  |  | FALSE |  | FALSE | Removed from Ground | Gas (Historical Use) | 1000 | Bare Steel | 2007-10-17 | 2007-10-17
GRAB N GO | 5400 NEWTON RD | ALBANY | Dougherty | 10000479 | 2 |  |  | FALSE |  | FALSE | Removed from Ground | Gas (Historical Use) | 8000 | Bare Steel | 1994-01-01 | 1994-01-01 | Bare Steel
Circle K 2745105 | 2336 SE LIBERTY EXPWY | ALBANY | Dougherty | 470255 | 1 |  | 1998-02-11 |  | 1998-02-11 |  | Removed from Ground | Gas (Historical Use) | 3000 | Steel-Impressed Current | 1978-05-10 | 2002-04-18 | Cathodically Protected | Suction (American)
PEPSI-COLA CO | 1011 RANDOLPH AVE | ALBANY | Dougherty | 470259 | R1 | [5 empty] | Removed from Ground | Gas (Historical Use) | 1000 | Bare Steel | 1976-05-10 | 1990-03-01 | Galvanized Steel
TRANSPORT EQUIPMENT CO | 3404 SYVESTER RD | ALBANY | Dougherty | 470264 | N1 | [5 empty] | Removed from Ground | Gas (Historical Use) | 1000 | Bare Steel | 1984-05-08 | 1998-11-30 | Galvanized Steel
NO FACILITY NAME GIVEN | 1809 ROBERT A KRUG ST | ALBANY | Dougherty | 470237 | 1 | [5 empty] | Removed from Ground | Diesel | 5000 | Bare Steel | 1974-05-08 | 1987-06-11 | Unknown
TEXACO FOOD MART | 4324 RADIUM SPRINGS RD | ALBANY | Dougherty | 470243 | T3 | [5 empty] | Removed from Ground | Gas (Historical Use) | 5000 | Bare Steel | 1971-05-11 | 1987-03-01 | Galvanized Steel
ALBANY STATE COLLEGE | 504 COLLEGE DR | ALBANY | Dougherty | 470003 | 1 | [5 empty] | Removed from Ground | Diesel | 1000 | Cathodically Protected Steel | 1985-01-13 | 2007-07-12 | Galvanized Steel
AARZU 22 INC | 326 S MOCK RD | ALBANY | Dougherty | 470037 | 6 | Flapper Valve | 2017-01-17 | FALSE | 1994-06-10 | FALSE | Currently in Use | Diesel | 10000 | Fiberglass Double Walled | 1994-06-10 |  | Double-Walled Flex | Pressurized
GA DEPT PUBLIC SAFETY POST 40 | 830 LIBERTY EXPRESSWAY SE | ALBANY | Dougherty | 470041 | 1 | [5 empty] | Removed from Ground | Gas (Historical Use) | 6000 | Bare Steel | 1974-03-09 | 2008-04-08 | Unknown
AAA CONCRETE PRODUCTS CORPORATIO | 1224 E BROAD AVE | ALBANY | Dougherty | 470054 | 1B | Flapper Valve | 1997-11-03 | FALSE | 1997-11-03 | FALSE | Removed from Ground | Diesel | 10000 | Steel-Impressed Current | 1980-03-11 |  |  | Suction (American)
JACKSON HEIGHTS ELEMENTARY | 1305 EAST SECOND STREET | ALBANY | Dougherty | 9047161 | 1 | [5 empty] | Removed from Ground | Gas (Historical Use) | 0 | Not Marked/Unknown | 1995-06-01 | 1995-06-01 | Not Marked
NO FACILITY NAME GIVEN | 1809 ROBERT A KRUG ST | ALBANY | Dougherty | 470237 | 3 |  |  | TRUE |  | TRUE | Removed from Ground | Used Oil | 1000 | Bare Steel | 1974-05-08 | 1994-11-17 | Unknown
ONE STOP 2 | 2401 NORTH BRIARWOOD DR | ALBANY | Dougherty | 470242 | T2 | [5 empty] | Removed from Ground | Gas (Historical Use) | 6000 | Bare Steel | 1978-05-09 | 1998-11-30 | Galvanized Steel | Suction (American)
DARSEY OIL CO INC | 307 EAST OGLETHORPE BLVD | ALBANY | Dougherty | 490046 | NI | Flapper Valve | 1997-01-21 | FALSE | 1997-01-21 | FALSE | Currently in Use | E-10 | 3000 | Steel-Impressed Current | 1981-04-30 |  | Steel (Impressed Current) | Suction (American)
CLARK SERVICE CENTER | 912 MOULTRIE RD | ALBANY | Dougherty | 470193 | 2 | Ball Float | 1999-04-01 | FALSE | 1999-04-01 | FALSE | Removed from Ground | Premium | 5000 | Composite | 1999-04-01 |  | Fiberglass Reinforced Plastic | Pressurized
COATS & CLARK INC | 901 CLARK AVE | ALBANY | Dougherty | 470185 | 5 | [5 empty] | Permanently Out of Use - historical purposes | Other | 10000 | Bare Steel | 1948-05-08 | 1899-12-31 | Bare Steel
COATS & CLARK INC | 901 CLARK AVE | ALBANY | Dougherty | 470185 | 4 | [5 empty] | Removed from Ground | Gas (Historical Use) | 5000 | Bare Steel | 1951-05-08 | 1990-01-01 | Bare Steel
INTERSTATE TRUCK LEASING | 1040 EAST CLARK AVE | ALBANY | Dougherty | 470226 | 7 | [5 empty] | Removed from Ground | Diesel | 10000 | Bare Steel | 1972-05-05 | 1899-12-31 | Unknown
INTERSTATE TRUCK LEASING | 1040 EAST CLARK AVE | ALBANY | Dougherty | 470226 | 4 | [5 empty] | Removed from Ground | Diesel | 3000 | Bare Steel | 1972-05-05 | 1899-12-31 | Unknown
ANNIE CONVENIENCE STORE/SPEEGO GAS | 224 JOHNSON RD | ALBANY | Dougherty | 470273 | 3A | Ball Float | 1997-04-15 | FALSE | 1997-04-15 | FALSE | Currently in Use | E-10 | 9000 | Composite | 1997-04-15 |  | Fiberglass Reinforced Plastic | Pressurized
ANDERSON ROOFING CO | 810 FLINT AVE | ALBANY | Dougherty | 470261 | N1 | [5 empty] | Removed from Ground | Gas (Historical Use) | 1000 | Bare Steel | 1984-05-08 | 1999-03-02 | Galvanized Steel
TRIANGLE PACKAGE STORE | 1101 NEWTON RD | ALBANY | Dougherty | 470048 | 2 | [5 empty] | Closed in Ground | Kerosene | 4000 | Bare Steel | 1966-03-03 | 1980-04-01 | Galvanized Steel
SAFE AIRE HEATING & COOLING | 118 PHILEMA RD | ALBANY | Dougherty | 470042 | 1 | [5 empty] | Removed from Ground | Gas (Historical Use) | 1000 | Bare Steel | 1980-03-04 | 1994-05-01 | Galvanized Steel
HOMERUN FOOD STORE #2 | 2722 DAWSON RD | ALBANY | Dougherty | 470017 | 3 | Overfill Alarm | 1996-11-01 | FALSE | 1996-11-01 | FALSE | Currently in Use | Premium | 10000 | Galvanic (STIP-3) | 1985-02-24 |  | Fiberglass Reinforced Plastic | Pressurized
TEXACO FOOD MART | 4324 RADIUM SPRINGS RD | ALBANY | Dougherty | 470243 | T1 | [5 empty] | Removed from Ground | Gas (Historical Use) | 5000 | Bare Steel | 1971-05-11 | 1987-03-01 | Galvanized Steel
DARSEY OIL CO INC | 307 EAST OGLETHORPE BLVD | ALBANY | Dougherty | 490046 | 2 | Flapper Valve | 1997-01-21 | FALSE | 1997-01-21 | FALSE | Currently in Use | Diesel | 3000 | Steel-Impressed Current | 1981-04-30 |  | Steel (Impressed Current) | Suction (American)
OK GAS STATION | 3333 SYLVESTER RD | ALBANY | Dougherty | 10000907 | 1A | Overfill Alarm | 2001-05-29 | FALSE | 2001-05-29 | FALSE | Currently in Use | E-10 | 10000 | Composite | 2001-05-29 |  |  | Pressurized
SYLVESTER ROAD RETAIL CENTER | 2418 SYLVESTER ROAD | ALBANY | Dougherty | 10001503 | 1 |  |  | FALSE |  | FALSE | Removed from Ground |  | 0 | Not Marked/Unknown |  | 1899-12-31
J TRUCKING | 1905 RADIUM SPRINGS RD | ALBANY | Dougherty | 10002615 | 1 | Flapper Valve | 2016-07-06 | FALSE | 2016-07-06 | FALSE | Currently in Use | Diesel | 15000 | Composite Double Walled | 2016-07-06 |  | Double-Walled Fiberglass | Pressurized
AARZU 22 INC | 326 S MOCK RD | ALBANY | Dougherty | 470037 | 1 | [5 empty] | Removed from Ground | Gas (Historical Use) | 10026 | Bare Steel | 1981-01-15 | 1994-06-14 | Galvanized Steel
MILAN FOOD MART | 1515 CLARK AVE | ALBANY | Dougherty | 9047153 | 2 | Flapper Valve | 1997-05-01 | FALSE | 1997-05-01 | FALSE | Temporarily out of use | Plus | 4000 | Steel-Impressed Current | 1974-07-15 |  | Steel (Impressed Current) | Pressurized
MOCKING BIRD HILL FARMS | 3101 RADIUM SPRINGS RD | ALBANY | Dougherty | 9047166 | 2 | [5 empty] | Removed from Ground | Diesel | 10000 | Not Marked/Unknown | 1998-11-01 | 1998-11-01 | Not Marked
MOREES GROCERY | 4028 MOULTRIE RD | ALBANY | Dougherty | 9047149 | 1 | [5 empty] | Removed from Ground | Gas (Historical Use) | 4000 | Bare Steel | 1985-01-01 | 1999-12-15 | Bare Steel | Pressurized
NO FACILITY NAME GIVEN | 1809 ROBERT A KRUG ST | ALBANY | Dougherty | 470237 | 2 | [5 empty] | Removed from Ground | Diesel | 5000 | Bare Steel | 1974-05-08 | 1987-06-11 | Unknown
ONE STOP 2 | 2401 NORTH BRIARWOOD DR | ALBANY | Dougherty | 470242 | 5 | Ball Float | 1998-12-01 | FALSE | 1998-12-01 | FALSE | Currently in Use | Premium | 8000 | Composite | 1998-12-01 |  | Double-Walled Flex | Pressurized
TEXACO FOOD MART | 4324 RADIUM SPRINGS RD | ALBANY | Dougherty | 470243 | 68463 | Flapper Valve | 1987-04-04 | FALSE | 1987-04-04 | FALSE | Currently in Use | Premium | 6000 | Galvanic (STIP-3) | 1987-04-04 |  | Double-Walled Flex | Pressurized
NEIGHBORHOOD GROCERY | 716 JOHNSON RD | ALBANY | Dougherty | 470244 | T2 | Flapper Valve | 1994-12-30 | FALSE | 1994-12-30 | FALSE | Temporarily out of use | Premium | 6000 | Steel-Impressed Current | 1984-05-07 |  | Steel (Impressed Current) | Safe Suction (Euro)
DARSEY OIL CO INC | 307 EAST OGLETHORPE BLVD | ALBANY | Dougherty | 490046 | MS1 |  |  | FALSE |  | FALSE | Removed from Ground | Other | 6000 | Bare Steel | 1981-04-30 | 1990-01-01
TURNER JOB CORPS BLDG 1605 | TURNER FIELDS | ALBANY | Dougherty | 10000673 | 1 |  |  | FALSE |  | FALSE | Removed from Ground | Diesel | 500 | Bare Steel | 2004-05-24 | 2004-05-24
ALBANY HARDWARE CO | 419 HODGES AVE | ALBANY | Dougherty | 470010 | 2 | [5 empty] | Removed from Ground | Diesel | 1060 | Cathodically Protected Steel | 1976-02-27 | 1995-04-01 | Galvanized Steel
PACE (SLAPPY) | 404 S SLAPPEY DR | ALBANY | Dougherty | 9000608 | 4 | [5 empty] | Removed from Ground | Diesel | 2000 | Bare Steel | 1963-05-11 | 1992-09-04 | Galvanized Steel | Safe Suction (Euro)
FORMER GAS STATION | 352 NORTH SLAPPEY BLVD | ALBANY | Dougherty | 10001485 | 1 |  |  | FALSE |  | FALSE | Removed from Ground | Gas (Historical Use) | 2000 | Bare Steel | 2007-10-17 | 2007-10-17
PRIYA FOOD MART #2 | 413 W OGLETHORPE BLVD | ALBANY | Dougherty | 10002277 | 1A | Overfill Alarm | 2013-08-08 | FALSE |  | TRUE | Currently in Use | Regular | 15000 | Fiberglass Double Walled | 2013-08-08 |  | Double-Walled Fiberglass | Pressurized
UNKNOWN | 408 S SLAPPEY BLVD | ALBANY | Dougherty | 10002241 | 1 |  |  | FALSE |  | FALSE | Removed from Ground | Not Marked/Tank Removed | 0 | Unknown | 2013-08-19 | 2013-11-20 | Unknown
SAINT JOSEPH TIMBERLAND COMPANY | GA HIGHWAY 62 & TARVA ROAD | ALBANY | Dougherty | 10000945 | 1 |  |  | FALSE |  | FALSE | Removed from Ground | Gas (Historical Use) | 1000 | Unknown | 1993-01-01 | 1993-01-01
BIG 10 TIRE/UNOCAL #57-9247-109 | 430 WEST BROAD AVE @ MONROE ST | ALBANY | Dougherty | 470278 | 3 | [5 empty] | Permanently Out of Use - historical purposes | Gas (Historical Use) | 10000 | Bare Steel | 1967-05-12 | 1899-12-31 | Unknown
Gas Express #280 | 2447 NORTH SLAPPEY DR | ALBANY | Dougherty | 470274 | 3 | Flapper Valve | 1996-06-26 | FALSE | 1996-06-26 | FALSE | Currently in Use | Premium | 6000 | Steel-Impressed Current | 1970-05-12 |  | Steel (Impressed Current) | Pressurized
CITY OF ALBANY TRANSIT SYSTEMS | 712 FLINT AVE | ALBANY | Dougherty | 470313 | 1 | [5 empty] | Removed from Ground | Diesel | 10000 | Bare Steel | 1981-04-19 | 1999-04-01 | Galvanized Steel | Safe Suction (Euro)
ONE STOP 2 | 2401 NORTH BRIARWOOD DR | ALBANY | Dougherty | 470242 | 4 | Ball Float | 1998-12-01 | FALSE | 1998-12-01 | FALSE | Currently in Use | E-10 | 12000 | Composite | 1998-12-01 |  | Double-Walled Flex | Pressurized
POTTER MOTORCYCLE CO | 1501 EAST EXWY | ALBANY | Dougherty | 470023 | 1 | [5 empty] | Removed from Ground | Gas (Historical Use) | 550 | Cathodically Protected Steel | 1971-02-28 | 1992-03-01 | Galvanized Steel
AARZU 22 INC | 326 S MOCK RD | ALBANY | Dougherty | 470037 | 5 | Flapper Valve | 2017-01-17 | FALSE | 1994-06-10 | FALSE | Currently in Use | E-10 | 10000 | Fiberglass Double Walled | 1994-06-10 |  | Double-Walled Flex | Pressurized
AARZU 22 INC | 326 S MOCK RD | ALBANY | Dougherty | 470037 | 7 | Flapper Valve | 2017-01-17 | FALSE | 1994-06-10 | FALSE | Currently in Use | Premium | 10000 | Fiberglass Double Walled | 2008-11-10 |  | Double-Walled Flex | Pressurized
AARZU 22 INC | 326 S MOCK RD | ALBANY | Dougherty | 470037 | 4 | [5 empty] | Removed from Ground | Gas (Historical Use) | 10026 | Bare Steel | 1981-01-15 | 1994-06-14 | Galvanized Steel
AAA COOPER TRANSPORATION | 703 MCCOLLUM DR | ALBANY | Dougherty | 470057 | RED | [5 empty] | Removed from Ground | Diesel | 8000 | Bare Steel | 1973-03-14 | 1990-07-24 | Bare Steel
BEN YOUNG PHILLIP 66 | 2219 ROSEBRIER RD | ALBANY | Dougherty | 9047163 | 101 | [5 empty] | Removed from Ground | Gas (Historical Use) | 4000 | Marked Unknown | 1995-10-05 | 1995-10-05 | Unknown
MOREES GROCERY | 4028 MOULTRIE RD | ALBANY | Dougherty | 9047149 | 5 | Ball Float | 1998-10-04 | FALSE | 1998-10-04 | FALSE | Currently in Use | Premium | 4000 | Composite | 1998-10-04 |  | Fiberglass Reinforced Plastic | Pressurized
MOREES GROCERY | 4028 MOULTRIE RD | ALBANY | Dougherty | 9047149 | 4 | Ball Float | 1998-10-04 | FALSE | 1998-10-04 | FALSE | Currently in Use | E-10 | 8000 | Composite | 1998-10-04 |  | Fiberglass Reinforced Plastic | Pressurized
ALBANY CUSTOM EXAUST | 201 E OGLETHORPE | ALBANY | Dougherty | 9047150 | 3 |  | 1998-08-01 |  | 1998-08-01 |  | Removed from Ground | Gas (Historical Use) | 3000 | Steel-Impressed Current | 1998-07-01 | 2012-04-10 | Cathodically Protected | Pressurized
TURNER ELECTRIC WORKS INC | 2241 TOLEDO AVE | ALBANY | Dougherty | 9047054 | 2 | [5 empty] | Removed from Ground | Gas (Historical Use) | 4000 | Bare Steel | 1981-01-01 | 1992-08-17 | Galvanized Steel
Gas Express #280 | 2447 NORTH SLAPPEY DR | ALBANY | Dougherty | 470274 | 2 | Flapper Valve | 1996-06-26 | FALSE | 1996-06-26 | FALSE | Currently in Use | Diesel On Road | 6000 | Steel-Impressed Current | 1970-05-12 |  | Steel (Impressed Current) | Pressurized
CLEVE WESTERS TIRE MART | 313 /300 NORTH JEFFERSON ST | ALBANY | Dougherty | 470297 | P-1 | [5 empty] | Permanently Out of Use - historical purposes | Gas (Historical Use) | 2000 | Marked Unknown |  | 1899-12-31 | Unknown
JNKR INC | 1000 LIBERTY EXPRESSWAY SE | ALBANY | Dougherty | 10001126 | 1 | Overfill Alarm | 2006-02-01 | FALSE | 2006-02-01 | FALSE | Temporarily out of use | E-10 | 12000 | Composite | 2006-02-02 |  | Flex | Pressurized
SOUTHEAST DISTRIBUTION CENTER | 1520 MITCHELL AVE | ALBANY | Dougherty | 470084 | 2 | [5 empty] | Removed from Ground | Diesel | 1000 | Bare Steel | 1972-04-17 | 1988-01-01 | Bare Steel
MANVEL HALL SERVICE STATION | 1005 E CLARK AVE | ALBANY | Dougherty | 470022 | 3 | [5 empty] | Removed from Ground | Gas (Historical Use) | 3000 | Cathodically Protected Steel | 1966-03-01 | 1978-04-01 | Galvanized Steel
DOUGHERTY COUNTY LANDFILL - UST | 900 GAISSERT RD | ALBANY | Dougherty | 470028 | 1 | [5 empty] | Removed from Ground | Diesel | 10000 | Bare Steel | 1998-07-01 | 1998-07-01 | Galvanized Steel
SPUR STA #1085 | 245 EAST BROAD | ALBANY | Dougherty | 470036 | 2 | [5 empty] | Permanently Out of Use - historical purposes | Gas (Historical Use) | 10000 | Bare Steel | 1964-01-20 | 1899-12-31 | Galvanized Steel
STOP & SHOP | 700 CORDELE RD | ALBANY | Dougherty | 9047148 | 3 | [5 empty] | Removed from Ground | Gas (Historical Use) | 4000 | Marked Unknown | 1995-09-18 | 1995-09-18 | Unknown
TURNER JOB CORPS/FOOD SVCS FAC | 200 SCHILLING AVE | ALBANY | Dougherty | 9047096 | 1 | [5 empty] | Removed from Ground | Diesel | 10000 | Not Marked/Unknown | 1994-11-01 | 1899-12-31 | Not Marked
PROCTER & GAMBLE PAPER PRODUCTS | 512 LIBERTY EXPRESSWAY SE | ALBANY | Dougherty | 9047051 | 5 | Overfill Alarm | 2011-07-12 | FALSE | 2011-07-12 | FALSE | Removed from Ground | Gas (Historical Use) | 4000 | Composite Double Walled | 2011-07-12 | 2017-10-10 | Double-Walled Flex | Suction (American)
SOUTHERN CONCRETE CONSTRUCTION CO | 733 LIBERTY EXPRESSWAY | ALBANY | Dougherty | 10000012 | 1 | Flapper Valve | 2002-04-02 | FALSE | 2002-04-02 | FALSE | Currently in Use | Diesel | 20000 | Composite | 2002-04-01 |  | Fiberglass Reinforced Plastic | Pressurized
CARL GREGORY HYUNDAI/HOLMAN MOTO | 741 EAST OGLETHORPE EXPWY | ALBANY | Dougherty | 470034 | 1 |  |  | TRUE |  | TRUE | Removed from Ground | Empty | 1000 | Marked Unknown | 1970-12-15 | 1995-07-23 | Unknown
AARZU 22 INC | 326 S MOCK RD | ALBANY | Dougherty | 470037 | 2 | [5 empty] | Removed from Ground | Gas (Historical Use) | 10026 | Bare Steel | 1981-01-15 | 1994-06-14 | Galvanized Steel
AAA CONCRETE PRODUCTS CORPORATIO | 1224 E BROAD AVE | ALBANY | Dougherty | 470054 | R1 | [5 empty] | Removed from Ground | Gas (Historical Use) | 1000 | Not Marked/Unknown | 1976-05-10 | 1899-12-31 | Not Marked
HENDERSON CO INC | 2008 LIBERTY EXPWY SE | ALBANY | Dougherty | 470349 | 3 | [5 empty] | Removed from Ground | Gas (Historical Use) | 2000 | Bare Steel | 1978-06-15 | 1993-02-13 | Galvanized Steel
S&B QUICK SHOP | 1800 EAST BROAD ST | ALBANY | Dougherty | 470344 | 2 | [5 empty] | Removed from Ground | Gas (Historical Use) | 8000 | Bare Steel | 1973-05-16 | 1996-10-25 | Galvanized Steel
QUICK BUYS #112 | 3522 SYLVESTER RD | ALBANY | Dougherty | 470363 | 2 | Flapper Valve | 1987-11-04 | FALSE | 1987-11-04 | FALSE | Currently in Use | Premium | 8000 | Galvanic (STIP-3) | 1987-11-04 |  | Galvanized Steel | Pressurized
STOP & SHOP | 2201 LIBERTY EXPRESSWAY | ALBANY | Dougherty | 470333 | 1 | Flapper Valve | 1998-05-01 | FALSE | 1998-05-01 | FALSE | Currently in Use | E-10 | 8000 | Steel-Impressed Current | 1977-01-03 |  | Steel (Impressed Current) | Pressurized
MERCK & COMPANY/FLINT RIVER PLNT | 3517 RADIUM SPRINGS RD | ALBANY | Dougherty | 470303 | TA-III-103 | [5 empty] | Removed from Ground | Hazardous Substance | 10000 | Unknown | 1975-09-01 | 1993-11-02 | Not Marked | Pressurized
AIR PRODUCTS & CHEMICALS INC | 1220 GILLIONVILLE RD | ALBANY | Dougherty | 470280 | 2 | [5 empty] | Removed from Ground | Diesel | 10000 | Bare Steel | 1974-05-11 | 1987-04-22 | Bare Steel
PACE (SLAPPY) | 404 S SLAPPEY DR | ALBANY | Dougherty | 9000608 | 205380 | Overfill Alarm | 2023-04-30 | FALSE | 1992-10-26 | FALSE | Currently in Use | Premium | 8200 | Galvanic (STIP-3) | 1992-10-26 |  | Double-Walled Flex | Pressurized
WALMART NEIGHBORHOOD MARKET #4517 | 2588 N SLAPPEY BLVD | ALBANY | Dougherty | 10002500 | 2A | Flapper Valve | 2015-11-04 | FALSE | 2015-11-04 | FALSE | Currently in Use | Premium | 8000 | Fiberglass Double Walled | 2015-10-13 |  | Double-Walled Flex | Pressurized
GEORGIA-PACIFIC CORP | 1027 WORTH ST | ALBANY | Dougherty | 470031 | 2 | [5 empty] | Removed from Ground | Diesel | 1000 | Bare Steel | 1969-03-10 | 1988-09-01 | Galvanized Steel
ADVANCED DISPOSAL SERVICES - ALBANY | 1515 PECAN LN | ALBANY | Dougherty | 470033 | 3 | Flapper Valve | 2000-05-01 | FALSE | 2000-05-01 | FALSE | Currently in Use | Diesel | 12000 | Composite | 2000-05-01 |  | Fiberglass Reinforced Plastic | Pressurized
QUICK WAY FOOD MART | 700 RADIUM SPRINGS RD | ALBANY | Dougherty | 9047167 | 3 | [5 empty] | Removed from Ground | Gas (Historical Use) | 8000 | Not Marked/Unknown | 1997-02-01 | 1997-02-01 | Not Marked
BIG E'S COUNTRY STORE | 2100 CORDELE RD | ALBANY | Dougherty | 9047173 | 1 | Flapper Valve | 1995-03-01 | FALSE | 1995-03-01 | FALSE | Currently in Use | E-10 | 8000 | Galvanic (STIP-3) | 1995-03-01 |  | Fiberglass Reinforced Plastic | Pressurized
SUWANNEE SWIFTY #236 | 408 CORDELE RD | ALBANY | Dougherty | 470245 | T2 |  | 1994-12-05 |  | 1994-12-05 |  | Removed from Ground | Gas (Historical Use) | 8000 | Composite | 1985-05-07 | 1998-03-06 | Galvanized Steel | Safe Suction (Euro)
Circle K 2745107 | 300 OAKRIDGE DR | ALBANY | Dougherty | 470254 | 3 | Flapper Valve | 1994-08-27 | FALSE | 1994-08-27 | FALSE | Currently in Use | Premium | 8000 | Steel-Impressed Current | 1985-05-08 |  | Double-Walled Flex | Pressurized
ONE STOP 2 | 2401 NORTH BRIARWOOD DR | ALBANY | Dougherty | 470242 | T1 | [5 empty] | Removed from Ground | Gas (Historical Use) | 6000 | Bare Steel | 1978-05-09 | 1998-11-30 | Galvanized Steel | Suction (American)
MURPHY EXPRESS #8601 | 252 CORDELLE RD | ALBANY | Dougherty | 10002006 | 2A | Flapper Valve | 2011-03-12 | FALSE | 2011-03-12 | FALSE | Currently in Use | Diesel | 12000 | Fiberglass Double Walled | 2011-03-12 |  | Double-Walled Flex | Pressurized
ALBANY STATE COLLEGE | 504 COLLEGE DR | ALBANY | Dougherty | 470003 | 2 | [5 empty] | Removed from Ground | Gas (Historical Use) | 2000 | Cathodically Protected Steel | 1985-01-13 | 2007-07-12 | Galvanized Steel
ADVANCED DISPOSAL SERVICES - ALBANY | 1515 PECAN LN | ALBANY | Dougherty | 470033 | 2 | [5 empty] | Removed from Ground | Diesel | 10000 | Bare Steel | 1983-03-05 | 1994-02-21 | Bare Steel | Suction (American)
BEN YOUNG PHILLIP 66 | 2219 ROSEBRIER RD | ALBANY | Dougherty | 9047163 | 102 | [5 empty] | Removed from Ground | Gas (Historical Use) | 3000 | Marked Unknown | 1995-10-05 | 1995-10-05 | Unknown
BEN YOUNG PHILLIP 66 | 2219 ROSEBRIER RD | ALBANY | Dougherty | 9047163 | 105 | [5 empty] | Removed from Ground | Kerosene | 700 | Marked Unknown | 1995-10-05 | 1995-10-05 | Unknown
QUICK WAY FOOD MART | 700 RADIUM SPRINGS RD | ALBANY | Dougherty | 9047167 | 4 | Ball Float | 1997-02-16 | FALSE | 1997-02-16 | TRUE | Currently in Use | E-10 | 8000 | Composite | 1997-02-11 |  | Double-Walled Flex | Pressurized
QUICK WAY FOOD MART | 700 RADIUM SPRINGS RD | ALBANY | Dougherty | 9047167 | 1 | [5 empty] | Removed from Ground | Gas (Historical Use) | 8000 | Not Marked/Unknown | 1997-02-01 | 1997-02-01 | Not Marked
BIG E'S COUNTRY STORE | 2100 CORDELE RD | ALBANY | Dougherty | 9047173 | 2 | Flapper Valve | 1995-03-01 | FALSE | 1995-03-01 | FALSE | Currently in Use | E-10 | 8000 | Galvanic (STIP-3) | 1995-03-01 |  | Fiberglass Reinforced Plastic | Pressurized
Circle K 2745107 | 300 OAKRIDGE DR | ALBANY | Dougherty | 470254 | 1 | Flapper Valve | 1994-08-27 | FALSE | 1994-08-27 | FALSE | Currently in Use | E-10 | 10000 | Steel-Impressed Current | 1985-05-08 |  | Double-Walled Flex | Pressurized
MURPHY EXPRESS #8601 | 252 CORDELLE RD | ALBANY | Dougherty | 10002006 | 1 | Flapper Valve | 2011-03-12 | FALSE | 2011-03-12 | FALSE | Currently in Use | E-10 | 20000 | Fiberglass Double Walled | 2011-03-12 |  | Double-Walled Flex | Pressurized
ADVANCED DISPOSAL SERVICES - ALBANY | 1515 PECAN LN | ALBANY | Dougherty | 470033 | 1 |  |  | TRUE |  | TRUE | Closed in Ground | Used Oil | 500 | Bare Steel | 1983-03-05 | 1997-06-16 | Galvanized Steel | Safe Suction (Euro)
AAA CONCRETE PRODUCTS CORPORATIO | 1224 E BROAD AVE | ALBANY | Dougherty | 470054 | 3 | [5 empty] | Removed from Ground | Gas (Historical Use) | 500 | Not Marked/Unknown | 1966-03-15 | 1899-12-31 | Galvanized Steel
STOP N SHOP | 2609 SYLVESTER RD | ALBANY | Dougherty | 470301 | 3 | Flapper Valve | 1998-12-15 | FALSE | 1998-12-15 | FALSE | Currently in Use | Diesel | 6000 | Steel-Impressed Current | 1982-05-06 |  | Steel (Impressed Current) | Pressurized
ANDERSON ROOFING CO | 810 FLINT AVE | ALBANY | Dougherty | 470261 | R1 | [5 empty] | Removed from Ground | Gas (Historical Use) | 4000 | Bare Steel | 1984-05-08 | 1999-03-02 | Galvanized Steel
HANSONS GULF | 1500 EAST OGLETHORPE AVE | ALBANY | Dougherty | 470083 | 4 | [5 empty] | Removed from Ground | Diesel | 4000 | Bare Steel | 1981-04-15 | 1998-12-18 | Galvanized Steel | Pressurized
A&D FOOD STORE | 1421 N MAPLE ST | ALBANY | Dougherty | 470358 | 4 | Flapper Valve | 1999-03-01 | FALSE | 1999-03-01 | FALSE | Temporarily out of use | Plus | 2000 | Steel-Impressed Current | 1987-01-01 |  | Steel (Impressed Current) | Pressurized
A&D FOOD STORE | 1421 N MAPLE ST | ALBANY | Dougherty | 470358 | 1 | Flapper Valve |  | FALSE |  | FALSE | Currently in Use | E-10 |  | Steel-Impressed Current |  |  | Steel (Impressed Current)
MERCK & COMPANY/FLINT RIVER PLNT | 3517 RADIUM SPRINGS RD | ALBANY | Dougherty | 470303 | TA-707 | [5 empty] | Removed from Ground | Hazardous Substance | 20000 | Bare Steel | 1974-09-01 | 1995-05-01 | Bare Steel
MERCK & COMPANY/FLINT RIVER PLNT | 3517 RADIUM SPRINGS RD | ALBANY | Dougherty | 470303 | TA-702 | [5 empty] | Removed from Ground | Hazardous Substance | 10000 | Bare Steel | 1974-09-01 | 1995-05-01 | Not Marked | Pressurized
MERCK & COMPANY/FLINT RIVER PLNT | 3517 RADIUM SPRINGS RD | ALBANY | Dougherty | 470303 | TA-704 | [5 empty] | Removed from Ground | Hazardous Substance | 10000 | Bare Steel | 1974-09-01 | 1995-05-01 | Not Marked | Pressurized
MERCK & COMPANY/FLINT RIVER PLNT | 3517 RADIUM SPRINGS RD | ALBANY | Dougherty | 470303 | TA-III-104 | [5 empty] | Removed from Ground | Hazardous Substance | 10000 | Unknown | 1975-09-01 | 1993-11-02 | Not Marked | Pressurized
ANDERSON ROOFING CO | 810 FLINT AVE | ALBANY | Dougherty | 470261 | D1 | [5 empty] | Removed from Ground | Diesel | 1000 | Bare Steel | 1984-05-08 | 1999-03-02 | Galvanized Steel
OAKRIDGE DR SELF SERVE | 1002 WEST OAKRIDGE DR | ALBANY | Dougherty | 470021 | 2 | Overfill Alarm | 1997-01-01 | FALSE | 1997-01-01 | FALSE | Currently in Use | Plus | 10000 | Steel-Impressed Current | 1979-02-26 |  | Steel (Impressed Current) | Pressurized
BRAD LANIER OIL CO INC | 611 ROOSEVELT AVE | ALBANY | Dougherty | 470015 | 1 | [5 empty] | Removed from Ground | Gas (Historical Use) | 1000 | Cathodically Protected Steel | 1971-02-28 | 1986-01-01 | Galvanized Steel
ALBANY PLAZA | 2314 NORTH SLAPPEY BLVD | ALBANY | Dougherty | 10001444 | 1 |  |  | FALSE |  | FALSE | Removed from Ground | Used Oil | 500 | Bare Steel | 2007-09-20 | 2007-09-20 | Bare Steel | Gravity Fed
KING'S MART | 503 N MADISON ST | ALBANY | Dougherty | 470246 | T1 | Flapper Valve | 1994-12-04 | FALSE | 1994-12-04 | FALSE | Temporarily out of use | Gas (Historical Use) | 6000 | Galvanic (STIP-3) | 1986-04-01 |  | Fiberglass Reinforced Plastic | Pressurized
GRAY TRANSPORTATION | 109 SOUTH MONROE ST | ALBANY | Dougherty | 470315 | 2 | [5 empty] | Closed in Ground | Gas (Historical Use) | 4000 | Bare Steel | 1961-04-23 | 1986-03-01 | Galvanized Steel
BAY #396 | 2403 DAWSON RD | ALBANY | Dougherty | 470348 | 6 | Ball Float | 1995-08-28 |  | 1995-08-28 |  | Removed from Ground | Diesel | 4000 | Steel-Impressed Current | 1977-05-15 | 2015-01-23 | Steel (Impressed Current) | Safe Suction (Euro)
RYDER TRUCK RENTAL INC | 2310 NORTH MONROE ST | ALBANY | Dougherty | 470070 | 2 | [5 empty] | Removed from Ground | Diesel | 7500 | Bare Steel | 1963-03-26 | 1994-01-15 | Galvanized Steel
ALBANY PUBLIC WORKS SITE | 1900 N MONROE ST | ALBANY | Dougherty | 470099 | 12 | Flapper Valve | 1991-02-28 | FALSE | 1991-02-28 | FALSE | Currently in Use | Diesel | 10000 | Galvanic (STIP-3) | 1991-02-28 |  | Fiberglass Reinforced Plastic | Pressurized
AAA CONCRETE PRODUCTS CORPORATIO | 1224 E BROAD AVE | ALBANY | Dougherty | 470054 | 1A | Flapper Valve | 1997-11-03 | FALSE | 1997-11-03 | FALSE | Removed from Ground | E-10 | 10000 | Steel-Impressed Current | 1998-10-08 |  | Steel (Impressed Current) | Pressurized
BEN YOUNG PHILLIP 66 | 2219 ROSEBRIER RD | ALBANY | Dougherty | 9047163 | 104 | [5 empty] | Removed from Ground | Gas (Historical Use) | 1000 | Marked Unknown | 1995-10-05 | 1995-10-05 | Unknown
MOCKING BIRD HILL FARMS | 3101 RADIUM SPRINGS RD | ALBANY | Dougherty | 9047166 | 1 | [5 empty] | Removed from Ground | Gas (Historical Use) | 5000 | Not Marked/Unknown | 1998-11-01 | 1998-11-01 | Not Marked
QUICK WAY FOOD MART | 700 RADIUM SPRINGS RD | ALBANY | Dougherty | 9047167 | 5 | Ball Float | 1997-02-16 | FALSE | 1997-02-16 | TRUE | Currently in Use | Premium | 12000 | Composite | 1997-02-11 |  | Double-Walled Flex | Pressurized
MOREES GROCERY | 4028 MOULTRIE RD | ALBANY | Dougherty | 9047149 | 2 | [5 empty] | Removed from Ground | Gas (Historical Use) | 3000 | Bare Steel | 1985-01-01 | 1999-12-15 | Bare Steel | Pressurized
TURNER JOB CORPS/FOOD SVCS FAC | 200 SCHILLING AVE | ALBANY | Dougherty | 9047096 | 2 |  |  | FALSE |  | FALSE | Removed from Ground | Not Marked/Tank Removed | 500 | Bare Steel | 2004-05-11 | 2004-05-11 | Unknown
MANVEL HALL SERVICE STATION | 1005 E CLARK AVE | ALBANY | Dougherty | 470022 | 2 | [5 empty] | Removed from Ground | Gas (Historical Use) | 4000 | Cathodically Protected Steel | 1971-02-28 | 1998-10-01 | Galvanized Steel
GEORGIA-PACIFIC CORP | 1027 WORTH ST | ALBANY | Dougherty | 470031 | 1 | [5 empty] | Removed from Ground | Diesel | 1000 | Bare Steel | 1969-03-10 | 1988-09-01 | Galvanized Steel
SPUR STA #1085 | 245 EAST BROAD | ALBANY | Dougherty | 470036 | 1 | [5 empty] | Permanently Out of Use - historical purposes | Gas (Historical Use) | 6000 | Bare Steel | 1964-01-20 | 1899-12-31 | Galvanized Steel
MCCOLLUMS CLEANERS | 1615 E BROAD AVE | ALBANY | Dougherty | 470035 | 3 | [5 empty] | Removed from Ground | Hazardous Substance | 550 | Cathodically Protected Steel | 1986-02-28 | 1997-01-08 | Galvanized Steel | Suction (American)
TANNER-DEEN MOTORS INC | 320 E OGLETHORPE BLVD | ALBANY | Dougherty | 470047 | 2 | [5 empty] | Removed from Ground | Gas (Historical Use) | 8000 | Bare Steel | 1963-03-05 | 1989-09-01 | Galvanized Steel
BEN YOUNG PHILLIP 66 | 2219 ROSEBRIER RD | ALBANY | Dougherty | 9047163 | 103 | [5 empty] | Removed from Ground | Gas (Historical Use) | 3000 | Marked Unknown | 1995-10-05 | 1995-10-05 | Unknown
PROCTER & GAMBLE PAPER PRODUCTS | 512 LIBERTY EXPRESSWAY SE | ALBANY | Dougherty | 9047051 | 3 |  | 1991-11-01 |  | 1991-11-01 |  | Removed from Ground | Gas (Historical Use) | 2000 | Cathodically Protected Steel | 1972-01-01 | 1995-12-01 | Cathodically Protected | Suction (American)
FAST LANE FOOD MART | 3000 SYLVESTER RD | ALBANY | Dougherty | 9047053 | 1 | [5 empty] | Removed from Ground | Gas (Historical Use) | 8068 | Bare Steel | 1979-07-01 | 2000-07-26 | Galvanized Steel | Suction (American)
OLD DOMINION FREIGHT LINE INC | 3018 SYLVESTER RD | ALBANY | Dougherty | 9047069 | 1 | [5 empty] | Removed from Ground | Diesel | 10000 | Bare Steel |  | 1899-12-31 | Bare Steel | Safe Suction (Euro)
RAO'S EXXON | 1701 E OGLETHORPE | ALBANY | Dougherty | 9047088 | 4 | Flapper Valve | 1996-06-26 | FALSE | 1996-06-26 | FALSE | Currently in Use | Diesel | 4000 | Steel-Impressed Current | 1986-10-21 |  | Steel (Impressed Current) | Pressurized
ALBANY TRUCK STOP | 3917 SYLVESTER RD | ALBANY | Dougherty | 9047033 | 1 | [5 empty] | Removed from Ground | Empty | 1000 | Not Marked/Unknown | 1998-07-01 | 1998-07-01 | Not Marked
ALBANY TRUCK STOP | 3917 SYLVESTER RD | ALBANY | Dougherty | 9047033 | 4 | [5 empty] | Removed from Ground | Diesel | 4000 | Bare Steel | 1998-07-01 | 1998-07-01 | Galvanized Steel
THE VIKING DISTILLERY INC | 1101 EAST BROAD AVE | ALBANY | Dougherty | 9047188 | 2 | [5 empty] | Removed from Ground | Empty | 10000 | Not Marked/Unknown | 1996-09-13 | 1996-09-13 | Not Marked
PRITCHETT HONDA | 903 E OGLETHORPE EXPRESSWAY | ALBANY | Dougherty | 9047193 | 1 | [5 empty] | Removed from Ground | Gas (Historical Use) | 1000 | Bare Steel |  | 1899-12-31 | Bare Steel
TRIANGLE PACKAGE STORE | 1101 NEWTON RD | ALBANY | Dougherty | 470048 | 4 | [5 empty] | Closed in Ground | Gas (Historical Use) | 4000 | Bare Steel | 1966-03-03 | 1980-04-01 | Galvanized Steel
ALBANY WAREHOUSE CO | GEORGIA POWER RD | ALBANY | Dougherty | 470011 | 2 | [5 empty] | Removed from Ground | Gas (Historical Use) | 3000 | Cathodically Protected Steel | 1971-02-28 | 1993-08-21 | Galvanized Steel
WALMART NEIGHBORHOOD MARKET #4517 | 2588 N SLAPPEY BLVD | ALBANY | Dougherty | 10002500 | 2B | Flapper Valve | 2015-11-04 | FALSE | 2015-11-04 | FALSE | Currently in Use | Diesel | 7000 | Fiberglass Double Walled | 2015-10-13 |  | Double-Walled Flex | Pressurized
NEWTON RD AMOCO\DOT ROW | 723 NEWTON RD | ALBANY | Dougherty | 470249 | T3 | [5 empty] | Removed from Ground | Gas (Historical Use) | 1010 | Bare Steel | 1988-03-29 | 1988-03-29 | Galvanized Steel
CLEVE WESTERS TIRE MART | 313 /300 NORTH JEFFERSON ST | ALBANY | Dougherty | 470297 | R-1 | [5 empty] | Permanently Out of Use - historical purposes | Gas (Historical Use) | 2000 | Marked Unknown |  | 1899-12-31 | Unknown
BP FOOD MART #21 | 1817 N SLAPPEY BLVD | ALBANY | Dougherty | 470337 | 5 |  |  | TRUE |  | TRUE | Removed from Ground | Used Oil | 0 | Marked Unknown | 1997-12-08 | 1997-12-08 | Galvanized Steel | Gravity Fed
OK GAS STATION | 3333 SYLVESTER RD | ALBANY | Dougherty | 10000907 | 1B | Overfill Alarm | 2001-05-29 | FALSE | 2001-05-29 | FALSE | Currently in Use | Premium | 5000 | Composite | 2001-05-29 |  |  | Pressurized
FORMER EASTSIDE 66 | 1635 E BROAD AVE | ALBANY | Dougherty | 470091 | 3 | [5 empty] | Removed from Ground | Gas (Historical Use) | 3000 | Bare Steel | 1971-04-20 | 1999-12-01 | Galvanized Steel | Pressurized
MERCK & COMPANY/FLINT RIVER PLNT | 3517 RADIUM SPRINGS RD | ALBANY | Dougherty | 470303 | TA-101 | [5 empty] | Removed from Ground | Other | 5000 | Bare Steel | 1974-09-01 | 1899-12-31 | Not Marked | Pressurized
MERCK & COMPANY/FLINT RIVER PLNT | 3517 RADIUM SPRINGS RD | ALBANY | Dougherty | 470303 | G#4965 | [5 empty] | Removed from Ground | Diesel | 1000 | Bare Steel | 1983-05-01 | 1987-12-10 | Bare Steel
OAKRIDGE DR SELF SERVE | 1002 WEST OAKRIDGE DR | ALBANY | Dougherty | 470021 | 4 | Overfill Alarm | 1997-01-01 | FALSE | 1997-01-01 | FALSE | Currently in Use | Diesel | 10000 | Steel-Impressed Current | 1979-02-26 |  | Steel (Impressed Current) | Pressurized
KING'S MART | 503 N MADISON ST | ALBANY | Dougherty | 470246 | T2 | Flapper Valve | 1994-12-04 | FALSE | 1994-12-04 | FALSE | Temporarily out of use | Gas (Historical Use) | 6000 | Galvanic (STIP-3) | 1986-04-01 |  | Fiberglass Reinforced Plastic | Pressurized
GREYHOUND LINES INC/TRAILWAYS IN | 300 OGLETHORPE BLVD | ALBANY | Dougherty | 470286 | 2 | [5 empty] | Removed from Ground | Empty | 1000 | Bare Steel | 1968-05-11 | 1992-05-28 | Unknown
A-1 WRECKER SERVICE | 845 WEST OGLETHORPE | ALBANY | Dougherty | 470053 | 6 | [5 empty] | Closed in Ground | Gas (Historical Use) | 1000 | Bare Steel | 1961-03-18 | 1987-06-01 | Galvanized Steel
DEVI'S CONVENIENCE STORE | 1400 PALMYRA RD | ALBANY | Dougherty | 10001359 | 1A | Ball Float | 2007-01-01 | FALSE | 2007-01-01 | FALSE | Currently in Use | E-10 | 8000 | Composite | 2007-01-25 |  | Fiberglass Reinforced Plastic | Pressurized
GRAY TRANSPORTATION | 109 SOUTH MONROE ST | ALBANY | Dougherty | 470315 | 1 | [5 empty] | Closed in Ground | Gas (Historical Use) | 4000 | Bare Steel | 1966-04-22 | 1986-03-01 | Galvanized Steel
GOODYEAR ASC 2175 | 502 W BROAD ST | ALBANY | Dougherty | 470285 | 1 |  |  | TRUE |  | TRUE | Removed from Ground | Used Oil | 250 | Bare Steel | 1970-05-09 | 1996-02-14 | Bare Steel | Gravity Fed
BEARD AUTO PARTS | 629 PINE AVE | ALBANY | Dougherty | 470330 | 1 | [5 empty] | Removed from Ground | Gas (Historical Use) | 3000 | Bare Steel | 1981-05-15 | 1997-04-21 | Galvanized Steel
BP FOOD MART #21 | 1817 N SLAPPEY BLVD | ALBANY | Dougherty | 470337 | 9A | Overfill Alarm | 1998-07-01 | FALSE | 1998-07-01 | FALSE | Currently in Use | Premium | 7000 | Composite | 1998-07-01 |  | Double-Walled Flex
RYDER TRUCK RENTAL INC | 2310 NORTH MONROE ST | ALBANY | Dougherty | 470070 | 1 | [5 empty] | Removed from Ground | Gas (Historical Use) | 10000 | Bare Steel | 1963-03-26 | 1994-12-01 | Galvanized Steel
ALBANY PUBLIC WORKS SITE | 1900 N MONROE ST | ALBANY | Dougherty | 470099 | 4 | [5 empty] | Removed from Ground | Gas (Historical Use) | 10000 | Bare Steel | 1974-05-30 | 1990-11-01 | Galvanized Steel
ALBANY PUBLIC WORKS SITE | 1900 N MONROE ST | ALBANY | Dougherty | 470099 | 7 | [5 empty] | Removed from Ground | Gas (Historical Use) | 10000 | Bare Steel | 1979-05-29 | 1990-11-01 | Galvanized Steel
ALBANY PUBLIC WORKS SITE | 1900 N MONROE ST | ALBANY | Dougherty | 470099 | 10 | [5 empty] | Removed from Ground | Gas (Historical Use) | 6000 | Bare Steel | 1966-06-01 | 1990-11-01 | Galvanized Steel
WALLACE CHEVROLET | 1001 SOUTH SLAPPEY BLVD | ALBANY | Dougherty | 470121 | 2 | [5 empty] | Removed from Ground | Gas (Historical Use) | 3000 | Bare Steel | 1966-04-14 | 1989-01-01 | Galvanized Steel
BRUCE HENDERSON OIL CO INC | 1030 WEST GORDON | ALBANY | Dougherty | 470153 | 4 | [5 empty] | Removed from Ground | Diesel | 5000 | Bare Steel | 1981-03-27 | 1986-07-01 | Galvanized Steel
PROCTER & GAMBLE PAPER PRODUCTS | 512 LIBERTY EXPRESSWAY SE | ALBANY | Dougherty | 9047051 | 6 | Overfill Alarm | 2018-05-16 | FALSE | 2018-05-16 | FALSE | Currently in Use | E-0 | 5000 | Tank Jacket Double Walled | 2018-05-16 |  | Fiberglass Reinforced Plastic | Suction (American)
TURNER AFB/MCKENZIE SERVICE CO | CORNER OF TURNER FIELD RD & | ALBANY | Dougherty | 9047075 | 6 | [5 empty] | Removed from Ground | Other | 25000 | Marked Unknown |  | 1899-12-31 | Unknown
DCSS FACILITIES DEPARTMENT | 1711 SCHILLING AVE | ALBANY | Dougherty | 9047083 | 1 | [5 empty] | Removed from Ground | Gas (Historical Use) | 10000 | Not Marked/Unknown | 1995-07-01 | 1995-07-01 | Not Marked
ALBANY BEVERAGE CO | 1208 MOULTRIE RD | ALBANY | Dougherty | 9047212 | 2 | Flapper Valve | 1989-03-01 | FALSE | 1989-03-01 | FALSE | Currently in Use | Diesel | 10000 | Galvanic (STIP-3) | 1989-03-15 |  | Fiberglass Reinforced Plastic | Pressurized
MCKINNEY & CO | 705 MCCOLLUM LANE | ALBANY | Dougherty | 47166 | 2 |  | 1994-08-01 |  | 1994-08-01 |  | Removed from Ground | Diesel | 15000 | Unknown | 1994-01-01 | 2002-11-19 | Fiberglass Reinforced Plastic | Pressurized
NOURIA 1297 | 2800 M SLAPPEY BLVD | ALBANY | Dougherty | 9047228 | 2 | Flapper Valve | 2001-08-01 | FALSE | 2001-08-01 | FALSE | Currently in Use | Premium | 12000 | Fiberglass Double Walled | 2001-07-01 |  | Double-Walled Flex | Pressurized
Nouria #1296 | 2424 CLARK AVE | ALBANY | Dougherty | 9047229 | 3 | Flapper Valve |  | FALSE |  | FALSE | Currently in Use | Diesel | 12000 | Composite Double Walled | 2017-10-23
FEDX FREIGHT INC | 1116 CENTENNIAL DRIVE | ALBANY | Dougherty | 9047209 | 1 | Overfill Alarm | 1998-04-08 |  | 1998-04-08 |  | Removed from Ground | Diesel | 12000 | Composite | 1998-04-02 | 2012-09-20 | Double-Walled Flex | Pressurized
MERCK & COMPANY/FLINT RIVER PLNT | 3517 RADIUM SPRINGS RD | ALBANY | Dougherty | 470303 | TA-102 | [5 empty] | Removed from Ground | Hazardous Substance | 5000 | Bare Steel | 1974-09-01 | 1995-05-02 | Not Marked | Pressurized
MERCK & COMPANY/FLINT RIVER PLNT | 3517 RADIUM SPRINGS RD | ALBANY | Dougherty | 470303 | G#6139 | [5 empty] | Removed from Ground | Gas (Historical Use) | 1000 | Bare Steel | 1986-05-10 | 1987-12-01 | Bare Steel
MERCK & COMPANY/FLINT RIVER PLNT | 3517 RADIUM SPRINGS RD | ALBANY | Dougherty | 470303 | TA-III-102 | [5 empty] | Removed from Ground | Hazardous Substance | 10000 | Unknown | 1975-09-01 | 1993-11-02 | Bare Steel | Pressurized
MERCK & COMPANY/FLINT RIVER PLNT | 3517 RADIUM SPRINGS RD | ALBANY | Dougherty | 470303 | TA-105 | [5 empty] | Removed from Ground | Hazardous Substance | 5000 | Bare Steel | 1974-09-01 | 1899-12-31 | Not Marked | Pressurized
Circle K 2745106 | 624 HOLLY DR | ALBANY | Dougherty | 470257 | 6 | Flapper Valve | 2017-03-14 | FALSE | 2017-03-14 | FALSE | Currently in Use | Diesel | 8000 | Composite Double Walled | 2017-03-14 |  | Double-Walled Flex | Pressurized
WOODALLS | 1400 N JEFFERSON ST | ALBANY | Dougherty | 10002244 | 3 | Overfill Alarm | 2013-07-01 | FALSE | 2013-07-01 | FALSE | Currently in Use | Premium | 5000 | Tank Jacket | 2013-07-01 |  | Double-Walled Fiberglass | Pressurized
BP/ETHEREDGE GULF SERVICE | 500 WEST OGLETHORPE BLVD | ALBANY | Dougherty | 470276 | 2 | [5 empty] | Removed from Ground | Gas (Historical Use) | 6000 | Bare Steel | 1965-05-11 | 1995-04-06 | Galvanized Steel
OXFORD ASPHALT PLANT | DOWES AVE/DEAD END @ EAST END | ALBANY | Dougherty | 470271 | 1 | [5 empty] | Removed from Ground | Empty | 10000 | Bare Steel | 1976-05-03 | 1990-01-01 | Galvanized Steel
BST/ALBANY CO-R2301/REAL ESTATE | 304 PINE AVE | ALBANY | Dougherty | 470306 | 1 | [5 empty] | Removed from Ground | Diesel | 5000 | Bare Steel | 1953-01-09 | 1994-06-09 | Bare Steel | Suction (American)
GREYHOUND LINES INC/TRAILWAYS IN | 300 OGLETHORPE BLVD | ALBANY | Dougherty | 470286 | 1 | [5 empty] | Removed from Ground | Diesel | 20000 | Bare Steel | 1968-05-11 | 1992-05-28 | Unknown
STOCKS MARKET INC | 104 PHILEMA RD | ALBANY | Dougherty | 470108 | 1 | [5 empty] | Removed from Ground | Gas (Historical Use) | 4000 | Bare Steel | 1978-04-23 | 1999-02-11 | Galvanized Steel | Pressurized
SPUR STA #1085 | 245 EAST BROAD | ALBANY | Dougherty | 470036 | 3 | [5 empty] | Permanently Out of Use - historical purposes | Gas (Historical Use) | 10000 | Bare Steel | 1964-01-20 | 1899-12-31 | Galvanized Steel
TANNER-DEEN MOTORS INC | 320 E OGLETHORPE BLVD | ALBANY | Dougherty | 470047 | 5 | Flapper Valve | 1989-09-03 |  | 1989-09-03 |  | Removed from Ground | Gas (Historical Use) | 2000 | Galvanic (STIP-3) | 1989-09-03 | 2005-07-21 | Fiberglass Reinforced Plastic | Pressurized
TANNER-DEEN MOTORS INC | 320 E OGLETHORPE BLVD | ALBANY | Dougherty | 470047 | 4 | [5 empty] | Removed from Ground | Gas (Historical Use) | 8000 | Bare Steel | 1963-03-05 | 1989-09-01 | Galvanized Steel
AAA CONCRETE PRODUCTS CORPORATIO | 1224 E BROAD AVE | ALBANY | Dougherty | 470054 | 4 | [5 empty] | Removed from Ground | Gas (Historical Use) | 1000 | Not Marked/Unknown | 1966-03-15 | 1899-12-31 | Not Marked
MILAN FOOD MART | 1515 CLARK AVE | ALBANY | Dougherty | 9047153 | 3 | Flapper Valve | 1997-05-01 | FALSE | 1997-05-01 | FALSE | Temporarily out of use | Premium | 6000 | Steel-Impressed Current | 1974-07-15 |  | Steel (Impressed Current) | Pressurized
MOREES GROCERY | 4028 MOULTRIE RD | ALBANY | Dougherty | 9047149 | 6 | Ball Float | 1998-10-04 | FALSE | 1998-10-04 | FALSE | Currently in Use | Diesel | 3000 | Composite | 1998-10-04 |  | Fiberglass Reinforced Plastic | Pressurized
ALBANY CUSTOM EXAUST | 201 E OGLETHORPE | ALBANY | Dougherty | 9047150 | 1 |  | 1998-08-01 |  | 1998-08-01 |  | Removed from Ground | Gas (Historical Use) | 3000 | Steel-Impressed Current | 1970-01-01 | 2012-04-10 | Cathodically Protected | Pressurized
ALBANY CUSTOM EXAUST | 201 E OGLETHORPE | ALBANY | Dougherty | 9047150 | 4 |  | 1998-08-01 |  | 1998-08-01 |  | Removed from Ground | Diesel | 3000 | Steel-Impressed Current | 1998-07-01 | 2012-04-10 | Cathodically Protected | Pressurized
SEYMOURS FOOD STORE #2 | 2402 CLARK AVE | ALBANY | Dougherty | 9047191 | 4 | Ball Float | 1996-12-01 | FALSE | 1996-12-01 | FALSE | Currently in Use | Premium | 6000 | Galvanic (STIP-3) | 1990-01-01 |  | Fiberglass Reinforced Plastic | Pressurized
SEYMOURS FOOD STORE #2 | 2402 CLARK AVE | ALBANY | Dougherty | 9047191 | 1 | Ball Float | 1996-12-01 | FALSE | 1996-12-01 | FALSE | Currently in Use | E-10 | 6000 | Galvanic (STIP-3) | 1990-01-01 |  | Fiberglass Reinforced Plastic | Pressurized
PACE (SLAPPY) | 404 S SLAPPEY DR | ALBANY | Dougherty | 9000608 | 2 | [5 empty] | Removed from Ground | Gas (Historical Use) | 6000 | Bare Steel | 1963-05-11 | 1992-09-04 | Galvanized Steel | Safe Suction (Euro)
WEBB/WEIR PROPERTY | 1900 N SLAPPY BLVD | ALBANY | Dougherty | 9029131 | 2 | [5 empty] | Removed from Ground | Gas (Historical Use) | 1000 | Bare Steel | 1980-01-01 | 1980-01-01 | Bare Steel
HOMERUN FOODS #9 | 309 W OGLETHORPE BLVD | ALBANY | Dougherty | 10002051 | 1 | Overfill Alarm | 2011-07-28 | FALSE | 2011-07-28 | FALSE | Currently in Use | E-10 | 15000 | Tank Jacket | 2011-07-28 |  | Double-Walled Fiberglass | Pressurized
ALBANY LAW ENFORCEMENT | 201 OGLETHORPE BLVD | ALBANY | Dougherty | 10000362 | 1 |  |  | FALSE |  | FALSE | Removed from Ground | Used Oil | 500 | Bare Steel | 2003-03-19 | 2003-03-19
KING'S MART | 503 N MADISON ST | ALBANY | Dougherty | 470246 | T3 | Flapper Valve | 1994-12-04 | FALSE | 1994-12-04 | FALSE | Temporarily out of use | Gas (Historical Use) | 6000 | Galvanic (STIP-3) | 1986-04-01 |  | Fiberglass Reinforced Plastic | Pressurized
BRUCE JONES AUTO PARTS/DANIELS S | 300 /314 NORTH JEFFERSON ST | ALBANY | Dougherty | 470308 | 6 | [5 empty] | Closed in Ground | Gas (Historical Use) | 3000 | Not Marked/Unknown |  | 1899-12-31 | Not Marked
BAY #396 | 2403 DAWSON RD | ALBANY | Dougherty | 470348 | 5 | Ball Float | 1995-08-28 |  | 1995-08-28 |  | Removed from Ground | Gas (Historical Use) | 4000 | Steel-Impressed Current | 1977-05-15 | 2015-01-23 | Steel (Impressed Current) | Safe Suction (Euro)
BAY #396 | 2403 DAWSON RD | ALBANY | Dougherty | 470348 | 4 | Ball Float | 1995-08-28 |  | 1995-08-28 |  | Removed from Ground | Gas (Historical Use) | 4000 | Steel-Impressed Current | 1977-05-15 | 2015-01-23 | Steel (Impressed Current) | Safe Suction (Euro)
RYDER TRUCK RENTAL INC | 2310 NORTH MONROE ST | ALBANY | Dougherty | 470070 | OIL | [5 empty] | Removed from Ground | Other | 4000 | Bare Steel | 1963-03-26 | 1994-01-15 | Galvanized Steel
WALLACE CHEVROLET | 1001 SOUTH SLAPPEY BLVD | ALBANY | Dougherty | 470121 | 3 |  |  | FALSE |  | FALSE | Removed from Ground | Used Oil | 1000 | Unknown | 2009-12-30 | 2009-12-30
FLINTSIDE GROCERY | 2202 MLK JR DR | ALBANY | Dougherty | 470123 | 1 | [5 empty] | Removed from Ground | Gas (Historical Use) | 1000 | Bare Steel | 1961-04-15 | 1996-12-05 | Galvanized Steel | Suction (American)
BROTHERS CONVENIENCE STORE | 1104 NEWTON RD | ALBANY | Dougherty | 470130 | 3 |  | 1999-02-25 | FALSE | 1999-02-25 | FALSE | Removed from Ground | Premium | 3000 | Steel-Impressed Current | 1972-04-12 | 2019-01-11 | Steel (Impressed Current) | Pressurized
MODERN GAS CO | 507 WEST BROAD AVE | ALBANY | Dougherty | 470020 | 1 | [5 empty] | Permanently Out of Use - historical purposes | Gas (Historical Use) | 6000 | Cathodically Protected Steel | 1971-02-28 | 1899-12-31 | Galvanized Steel
OAKRIDGE DR SELF SERVE | 1002 WEST OAKRIDGE DR | ALBANY | Dougherty | 470021 | 3 | Overfill Alarm | 1997-01-01 | FALSE | 1997-01-01 | FALSE | Currently in Use | Premium | 10000 | Steel-Impressed Current | 1979-02-26 |  | Steel (Impressed Current) | Pressurized
HOMERUN FOOD STORE #2 | 2722 DAWSON RD | ALBANY | Dougherty | 470017 | 1 | Overfill Alarm | 1996-11-01 | FALSE | 1996-11-01 | FALSE | Currently in Use | E-10 | 10000 | Galvanic (STIP-3) | 1985-02-24 |  | Fiberglass Reinforced Plastic | Pressurized
FORMER GAS STATION | 352 NORTH SLAPPEY BLVD | ALBANY | Dougherty | 10001485 | 3 |  |  | FALSE |  | FALSE | Removed from Ground | Gas (Historical Use) | 1000 | Bare Steel | 2007-10-17 | 2007-10-17
NEWTON RD AMOCO\DOT ROW | 723 NEWTON RD | ALBANY | Dougherty | 470249 | T1 | [5 empty] | Removed from Ground | Gas (Historical Use) | 3000 | Bare Steel | 1988-03-29 | 1988-03-29 | Galvanized Steel
BP/ETHEREDGE GULF SERVICE | 500 WEST OGLETHORPE BLVD | ALBANY | Dougherty | 470276 | 3 | [5 empty] | Removed from Ground | Gas (Historical Use) | 6000 | Bare Steel | 1965-05-11 | 1995-04-06 | Galvanized Steel
BIG 10 TIRE/UNOCAL #57-9247-109 | 430 WEST BROAD AVE @ MONROE ST | ALBANY | Dougherty | 470278 | 1 |  |  | TRUE |  | TRUE | Closed in Ground | Used Oil | 550 | Bare Steel | 1967-05-12 | 1991-07-09 | Unknown | Gravity Fed
SUNSHINE MAZDA | 707 WEST BROAD AVE | ALBANY | Dougherty | 470302 | 2 | [5 empty] | Removed from Ground | Other | 500 | Bare Steel | 1990-06-01 | 1990-06-01 | Galvanized Steel
CITY OF ALBANY TRANSIT SYSTEMS | 712 FLINT AVE | ALBANY | Dougherty | 470313 | 3 |  |  | TRUE |  | TRUE | Removed from Ground | Used Oil | 1000 | Bare Steel | 1966-04-23 | 1991-06-01 | Galvanized Steel
CAMPBELLS BP SVC | 1114 NORTH SLAPPEY BLVD | ALBANY | Dougherty | 470318 | 6 | Flapper Valve | 2001-06-20 | TRUE | 2001-06-20 | TRUE | Temporarily out of use | Used Oil | 500 | Steel-Impressed Current | 1997-09-30 |  | Steel (Impressed Current) | Gravity
BP FOOD MART #21 | 1817 N SLAPPEY BLVD | ALBANY | Dougherty | 470337 | 9B | Overfill Alarm | 1998-07-01 | FALSE | 1998-07-01 | FALSE | Currently in Use | Diesel | 3000 | Composite | 1998-07-01 |  | Double-Walled Flex | Pressurized
Dixie Food Mart #683 aka 3EX DIAMONDS LLC | 1400 EAST BROAD AVE | ALBANY | Dougherty | 470345 | 5 | Ball Float | 1995-10-01 | FALSE | 1995-10-01 | FALSE | Temporarily out of use | Gas (Historical Use) | 4000 | Steel-Impressed Current | 1977-05-15 |  | Steel (Impressed Current) | Safe Suction (Euro)
Dixie Food Mart #683 aka 3EX DIAMONDS LLC | 1400 EAST BROAD AVE | ALBANY | Dougherty | 470345 | 4 | Flapper Valve | 1995-10-01 | FALSE | 1995-10-01 | FALSE | Currently in Use | Kerosene | 4000 | Steel-Impressed Current | 1977-05-15 |  | Steel (Impressed Current) | Safe Suction (Euro)
BAY #396 | 2403 DAWSON RD | ALBANY | Dougherty | 470348 | 3 | Ball Float | 1995-08-28 |  | 1995-08-28 |  | Removed from Ground | Gas (Historical Use) | 4000 | Steel-Impressed Current | 1977-05-15 | 2015-01-23 | Steel (Impressed Current) | Safe Suction (Euro)
ALBANY PUBLIC WORKS SITE | 1900 N MONROE ST | ALBANY | Dougherty | 470099 | 14 | Flapper Valve | 1991-02-28 | FALSE | 1991-02-28 | FALSE | Currently in Use | E-10 | 10000 | Galvanic (STIP-3) | 1991-02-28 |  | Fiberglass Reinforced Plastic | Pressurized
BROAD & SLAPPEY CHEVRON\DANNY WA | 100 NORTH SLAPPEY BLVD | ALBANY | Dougherty | 470115 | 6 | [5 empty] | Removed from Ground | Gas (Historical Use) | 9721 | Fiberglass | 1987-09-15 | 1899-12-31 | Fiberglass Reinforced Plastic
D J'S CAR WASH/FAST CAR WASH | 829 WEST OGLETHORPE BLVD | ALBANY | Dougherty | 470128 | 1 | [5 empty] | Removed from Ground | Gas (Historical Use) | 10000 | Bare Steel | 1972-04-12 | 1997-07-20 | Galvanized Steel | Pressurized
ALBANY PUBLIC WORKS SITE | 1900 N MONROE ST | ALBANY | Dougherty | 470099 | 15 | Flapper Valve | 1991-02-28 | FALSE | 1991-02-28 | FALSE | Currently in Use | E-10 | 10000 | Galvanic (STIP-3) | 1991-02-28 |  | Fiberglass Reinforced Plastic | Pressurized
BROAD & SLAPPEY CHEVRON\DANNY WA | 100 NORTH SLAPPEY BLVD | ALBANY | Dougherty | 470115 | 3 | [5 empty] | Removed from Ground | Gas (Historical Use) | 10000 | Fiberglass | 1981-04-24 | 1994-04-04 | Fiberglass Reinforced Plastic
D J'S CAR WASH/FAST CAR WASH | 829 WEST OGLETHORPE BLVD | ALBANY | Dougherty | 470128 | 2 | [5 empty] | Removed from Ground | Gas (Historical Use) | 10000 | Bare Steel | 1972-04-12 | 1997-07-20 | Galvanized Steel | Pressurized
BURKES AUTOMOTIVE REPAIR | 214 OLD RADIUM SPRING ROAD | ALBANY | Dougherty | 9047222 | 1 | [5 empty] | Removed from Ground | Gas (Historical Use) | 500 | Bare Steel | 2000-03-01 | 2000-03-01 | Bare Steel
CIRCLE K #2723891 | 1541 SOUTH MOCK RD | ALBANY | Dougherty | 4430052 | 2 | Ball Float | 1992-01-15 | FALSE | 1992-01-15 | FALSE | Removed from Ground | Gas (Historical Use) | 6000 | Steel-Impressed Current | 1998-07-15 | 2017-07-13 | Double-Walled Flex | Pressurized
SWAN CLEANERS | 219 NORTH JEFFERSON | ALBANY | Dougherty | 9047227 | 2 | [5 empty] | Removed from Ground | Gas (Historical Use) | 550 | Bare Steel | 1920-01-01 | 2001-05-28 | Galvanized Steel | Suction (American)
SOUTHEAST DISTRIBUTION CENTER | 1520 MITCHELL AVE | ALBANY | Dougherty | 470084 | 1 | [5 empty] | Removed from Ground | Diesel | 10000 | Bare Steel | 1972-04-17 | 1988-01-01 | Bare Steel
DOUGHERTY COUNTY LANDFILL - UST | 900 GAISSERT RD | ALBANY | Dougherty | 470028 | 3 | Flapper Valve | 1998-09-01 | FALSE | 1998-09-01 | FALSE | Currently in Use | Diesel | 10000 | Composite | 1998-07-01 |  | Double-Walled Flex | Pressurized
AAA CONCRETE PRODUCTS CORPORATIO | 1224 E BROAD AVE | ALBANY | Dougherty | 470054 | 2 | [5 empty] | Removed from Ground | Diesel | 1000 | Bare Steel | 1961-03-16 | 1998-05-01 | Galvanized Steel
AAA COOPER TRANSPORATION | 703 MCCOLLUM DR | ALBANY | Dougherty | 470057 | GREEN | [5 empty] | Removed from Ground | Diesel | 10000 | Bare Steel | 1973-03-14 | 1990-07-24 | Bare Steel
ROADWAY EXPRESS INC | 326 CORDELE RD | ALBANY | Dougherty | 9047081 | 1 | [5 empty] | Removed from Ground | Diesel | 10000 | Bare Steel | 1975-12-01 | 1994-07-27 | Galvanized Steel | Suction (American)
ALBANY TRUCK STOP | 3917 SYLVESTER RD | ALBANY | Dougherty | 9047033 | 3 | [5 empty] | Removed from Ground | Empty | 3000 | Not Marked/Unknown | 1998-07-01 | 1998-07-01 | Not Marked
BORDEN INC | 1306 NORTH JEFFERSON ST | ALBANY | Dougherty | 9047019 | 1 | [5 empty] | Removed from Ground | Empty | 1000 | Bare Steel | 1965-01-01 | 1990-01-23 | Bare Steel
TURNER AFB SITE I (FORMER) | 2000 KRUG ST | ALBANY | Dougherty | 9047003 | DUMMY | [5 empty] | Permanently Out of Use - historical purposes | Other | 0 | Not Marked/Unknown |  | 1899-12-31 | Not Marked
BURKES AUTOMOTIVE REPAIR | 214 OLD RADIUM SPRING ROAD | ALBANY | Dougherty | 9047222 | 2 | [5 empty] | Removed from Ground | Gas (Historical Use) | 500 | Bare Steel | 2000-03-01 | 2000-03-01 | Bare Steel
A & S #107 | 1342 MOBILE RD STE 7 | ALBANY | Dougherty | 9047224 | 1A | Flapper Valve | 2000-10-24 | FALSE | 2000-10-24 | FALSE | Currently in Use | E-10 | 13000 | Composite | 2000-10-20 |  | Fiberglass Reinforced Plastic | Pressurized
JUNE BUGS #2 | 2125 NEWTON RD | ALBANY | Dougherty | 472000 | 2 | Overfill Alarm | 1987-11-04 | FALSE | 1987-11-04 | FALSE | Currently in Use | E-10 | 10000 | Galvanic (STIP-3) | 1987-11-04 |  | Fiberglass Reinforced Plastic | Pressurized
ENK030 | 2700 SYLVESTER RD | ALBANY | Dougherty | 47240 | 1 | Flapper Valve | 1996-05-29 | TRUE | 1996-05-29 | FALSE | Temporarily out of use | Gas (Historical Use) | 10000 | Steel-Impressed Current | 1972-05-10 |  | Fiberglass Reinforced Plastic | Pressurized
GRAY TRANSPORTATION | 109 SOUTH MONROE ST | ALBANY | Dougherty | 470315 | 3 | [5 empty] | Closed in Ground | Gas (Historical Use) | 4000 | Bare Steel | 1961-04-23 | 1986-03-01 | Galvanized Steel
BRUCE JONES AUTO PARTS/DANIELS S | 300 /314 NORTH JEFFERSON ST | ALBANY | Dougherty | 470308 | 1 | [5 empty] | Closed in Ground | Gas (Historical Use) | 3000 | Bare Steel | 1951-01-01 | 1899-12-31 | Unknown
BRUCE JONES AUTO PARTS/DANIELS S | 300 /314 NORTH JEFFERSON ST | ALBANY | Dougherty | 470308 | 4 | [5 empty] | Closed in Ground | Gas (Historical Use) | 3000 | Not Marked/Unknown |  | 1899-12-31 | Not Marked
CAMPBELLS BP SVC | 1114 NORTH SLAPPEY BLVD | ALBANY | Dougherty | 470318 | 5 | Flapper Valve | 1997-09-30 | FALSE | 1997-09-30 | FALSE | Temporarily out of use | Kerosene | 500 | Steel-Impressed Current | 1997-09-30 |  | Steel (Impressed Current) | Safe Suction (Euro)
CAMPBELLS BP SVC | 1114 NORTH SLAPPEY BLVD | ALBANY | Dougherty | 470318 | 4 | Flapper Valve | 1997-09-30 | FALSE | 1997-09-30 | FALSE | Temporarily out of use | Diesel | 3000 | Steel-Impressed Current | 1982-05-07 |  | Steel (Impressed Current) | Safe Suction (Euro)
BP FOOD MART #21 | 1817 N SLAPPEY BLVD | ALBANY | Dougherty | 470337 | 2 | [5 empty] | Removed from Ground | Diesel | 3000 | Composite | 1994-06-01 | 1997-12-08 | Galvanized Steel | Suction (American)
BP FOOD MART #21 | 1817 N SLAPPEY BLVD | ALBANY | Dougherty | 470337 | 8 | Overfill Alarm | 1998-07-01 | FALSE | 1998-07-01 | FALSE | Currently in Use | Plus | 10000 | Composite | 1998-07-01 |  | Double-Walled Flex | Pressurized
USA FOOD MART | 2500 N JEFFERSON ST | ALBANY | Dougherty | 470076 | 2 |  | 1994-08-01 |  | 1994-08-01 |  | Removed from Ground | Gas (Historical Use) | 8068 | Cathodically Protected Steel | 1980-04-16 | 2010-09-01 | Cathodically Protected | Pressurized
RYDER TRUCK RENTAL INC | 2310 NORTH MONROE ST | ALBANY | Dougherty | 470070 | 3 | [5 empty] | Removed from Ground | Diesel | 10000 | Bare Steel | 1963-03-22 | 1994-12-01 | Bare Steel | Pressurized
RYDER TRUCK RENTAL INC | 2310 NORTH MONROE ST | ALBANY | Dougherty | 470070 | WASTE-OIL |  |  | TRUE |  | TRUE | Removed from Ground | Used Oil | 500 | Bare Steel | 1963-03-26 | 1994-01-15 | Galvanized Steel
STOCKS MARKET INC | 104 PHILEMA RD | ALBANY | Dougherty | 470108 | 4B | Flapper Valve | 1999-02-15 | FALSE | 1999-02-15 | FALSE | Currently in Use | Premium | 6000 | Composite | 1999-02-15 |  | Fiberglass Reinforced Plastic | Pressurized
CITY OF ALBANY FIRE HEADQUARTERS | 320 N JACKSON ST | ALBANY | Dougherty | 470098 | 1 | [5 empty] | Removed from Ground | Gas (Historical Use) | 10000 | Bare Steel | 1974-05-30 | 1992-02-26 | Galvanized Steel
WOODALLS | 1400 N JEFFERSON ST | ALBANY | Dougherty | 10002244 | 2 | Overfill Alarm | 2013-07-01 | FALSE | 2013-07-01 | FALSE | Currently in Use | E-0 | 10000 | Tank Jacket | 2013-07-01 |  | Double-Walled Fiberglass | Pressurized
HOMERUN FOODS #9 | 309 W OGLETHORPE BLVD | ALBANY | Dougherty | 10002051 | 3 | Overfill Alarm | 2011-07-28 | FALSE | 2011-07-28 | FALSE | Currently in Use | Diesel | 5000 | Tank Jacket | 2011-07-28 |  | Double-Walled Fiberglass | Pressurized
BP/ETHEREDGE GULF SERVICE | 500 WEST OGLETHORPE BLVD | ALBANY | Dougherty | 470276 | 1 | [5 empty] | Removed from Ground | Gas (Historical Use) | 6000 | Bare Steel | 1965-05-11 | 1995-04-06 | Galvanized Steel
Dixie Food Mart #683 aka 3EX DIAMONDS LLC | 1400 EAST BROAD AVE | ALBANY | Dougherty | 470345 | 3 | Flapper Valve | 1995-10-01 | FALSE | 1995-10-01 | FALSE | Currently in Use | Premium | 4000 | Steel-Impressed Current | 1977-05-15 |  | Steel (Impressed Current) | Safe Suction (Euro)
ALBANY PUBLIC WORKS SITE | 1900 N MONROE ST | ALBANY | Dougherty | 470099 | 13 | Flapper Valve | 1991-02-28 | FALSE | 1991-02-28 | FALSE | Currently in Use | Diesel | 10000 | Galvanic (STIP-3) | 1991-02-28 |  | Fiberglass Reinforced Plastic | Pressurized
BROAD & SLAPPEY CHEVRON\DANNY WA | 100 NORTH SLAPPEY BLVD | ALBANY | Dougherty | 470115 | 5 | [5 empty] | Removed from Ground | Gas (Historical Use) | 9721 | Fiberglass | 1987-09-15 | 1899-12-31 | Fiberglass Reinforced Plastic
Gas Express #280 | 2447 NORTH SLAPPEY DR | ALBANY | Dougherty | 470274 | 1 | Flapper Valve | 1996-06-26 | FALSE | 1996-06-26 | FALSE | Currently in Use | E-10 | 8000 | Steel-Impressed Current | 1970-05-12 |  | Steel (Impressed Current) | Pressurized
SUNSHINE MAZDA | 707 WEST BROAD AVE | ALBANY | Dougherty | 470302 | 1 | [5 empty] | Removed from Ground | Gas (Historical Use) | 500 | Bare Steel | 1990-06-01 | 1990-06-01 | Galvanized Steel
BST/ALBANY CO-R2301/REAL ESTATE | 304 PINE AVE | ALBANY | Dougherty | 470306 | 2 | [5 empty] | Removed from Ground | Diesel | 3000 | Bare Steel | 1977-01-03 | 1994-03-24 | Galvanized Steel | Suction (American)
BRUCE JONES AUTO PARTS/DANIELS S | 300 /314 NORTH JEFFERSON ST | ALBANY | Dougherty | 470308 | 2 | [5 empty] | Closed in Ground | Gas (Historical Use) | 3000 | Bare Steel | 1952-01-10 | 1899-12-31 | Unknown
CAMPBELLS BP SVC | 1114 NORTH SLAPPEY BLVD | ALBANY | Dougherty | 470318 | 3 | Flapper Valve | 1997-09-30 | FALSE | 1997-09-30 | FALSE | Temporarily out of use | Premium | 6000 | Steel-Impressed Current | 1965-05-11 |  | Steel (Impressed Current) | Pressurized
ALLIED VAN LINES | 2400 NORTH MONROE | ALBANY | Dougherty | 470342 | 1 | [5 empty] | Removed from Ground | Empty | 2000 | Bare Steel | 1974-05-30 | 1999-09-30 | Galvanized Steel
Dixie Food Mart #683 aka 3EX DIAMONDS LLC | 1400 EAST BROAD AVE | ALBANY | Dougherty | 470345 | 6 | Ball Float | 1995-10-01 | FALSE | 1995-10-01 | FALSE | Temporarily out of use | Kerosene | 2000 | Steel-Impressed Current | 1977-05-15 |  | Steel (Impressed Current) | Safe Suction (Euro)
SWAN CLEANERS | 219 NORTH JEFFERSON | ALBANY | Dougherty | 9047227 | 3 | [5 empty] | Removed from Ground | Gas (Historical Use) | 550 | Bare Steel | 1920-01-01 | 2001-05-28 | Galvanized Steel | Suction (American)
GRAB N GO | 5400 NEWTON RD | ALBANY | Dougherty | 10000479 | 3B | Ball Float | 2000-01-01 | FALSE | 2000-01-01 | FALSE | Currently in Use | E-10 | 8000 | Composite | 2000-01-01 |  | Fiberglass Reinforced Plastic | Pressurized
BIG 10 TIRE/UNOCAL #57-9247-109 | 430 WEST BROAD AVE @ MONROE ST | ALBANY | Dougherty | 470278 | 4 | [5 empty] | Permanently Out of Use - historical purposes | Gas (Historical Use) | 10000 | Bare Steel | 1967-05-12 | 1899-12-31 | Unknown
GRAY TRANSPORTATION | 109 SOUTH MONROE ST | ALBANY | Dougherty | 470315 | 4 | [5 empty] | Closed in Ground | Gas (Historical Use) | 4000 | Bare Steel | 1961-04-23 | 1986-03-01 | Galvanized Steel
RYDER TRUCK RENTAL INC | 2310 NORTH MONROE ST | ALBANY | Dougherty | 470070 | 4 | [5 empty] | Removed from Ground | Gas (Historical Use) | 1000 | Bare Steel | 1976-01-01 | 1994-01-15 | Galvanized Steel | Pressurized
STOCKS MARKET INC | 104 PHILEMA RD | ALBANY | Dougherty | 470108 | 4A | Flapper Valve | 1999-02-15 | FALSE | 1999-02-15 | FALSE | Currently in Use | E-10 | 14000 | Composite | 1999-02-15 |  | Fiberglass Reinforced Plastic | Pressurized
FLINTSIDE GROCERY | 2202 MLK JR DR | ALBANY | Dougherty | 470123 | 2 | [5 empty] | Removed from Ground | Gas (Historical Use) | 1000 | Bare Steel | 1961-04-15 | 1996-12-05 | Galvanized Steel | Suction (American)
BROAD & SLAPPEY CHEVRON\DANNY WA | 100 NORTH SLAPPEY BLVD | ALBANY | Dougherty | 470115 | 1 | [5 empty] | Removed from Ground | Gas (Historical Use) | 10000 | Fiberglass | 1981-04-24 | 1994-04-04 | Fiberglass Reinforced Plastic
BROAD & SLAPPEY CHEVRON\DANNY WA | 100 NORTH SLAPPEY BLVD | ALBANY | Dougherty | 470115 | 7 | [5 empty] | Removed from Ground | Gas (Historical Use) | 9721 | Fiberglass | 1987-09-15 | 1899-12-31 | Fiberglass Reinforced Plastic
BROTHERS CONVENIENCE STORE | 1104 NEWTON RD | ALBANY | Dougherty | 470130 | 4 |  | 1999-02-25 | FALSE | 1999-02-25 | FALSE | Removed from Ground | Diesel | 2000 | Steel-Impressed Current | 1972-04-12 | 2019-01-11 | Steel (Impressed Current) | Suction (American)
YORK HOLT S/S | 300 SOUTH JACKSON ST | ALBANY | Dougherty | 470131 | 2 | [5 empty] | Removed from Ground | Gas (Historical Use) | 2000 | Bare Steel | 1956-04-04 | 1989-10-01 | Galvanized Steel
BRUCE HENDERSON OIL CO INC | 1030 WEST GORDON | ALBANY | Dougherty | 470153 | 1 | [5 empty] | Removed from Ground | Gas (Historical Use) | 5000 | Bare Steel | 1981-03-27 | 1986-07-01 | Galvanized Steel
NO FACILITY NAME GIVEN/VACANT | US HWY 19 S @ WILLIAMSBURG | ALBANY | Dougherty | 470196 | D1 | [5 empty] | Removed from Ground | Diesel | 3000 | Bare Steel | 1971-05-03 | 1990-01-01 | Galvanized Steel
GRAB N GO | 5400 NEWTON RD | ALBANY | Dougherty | 10000479 | 1 |  |  | FALSE |  | FALSE | Removed from Ground | Gas (Historical Use) | 8000 | Bare Steel | 1994-01-01 | 1994-01-01 | Bare Steel
AMERICAN PRINTING | 805 BYRON ROAD | ALBANY | Dougherty | 10000073 | 1 |  |  | FALSE |  | FALSE | Removed from Ground | Gas (Historical Use) | 0 | Bare Steel | 1972-12-31 | 2002-07-25 | Bare Steel | Safe Suction (Euro)
NEWTON RD AMOCO\DOT ROW | 723 NEWTON RD | ALBANY | Dougherty | 470249 | T2 | [5 empty] | Removed from Ground | Gas (Historical Use) | 3000 | Bare Steel | 1988-03-29 | 1988-03-29 | Galvanized Steel
CITY OF ALBANY TRANSIT SYSTEMS | 712 FLINT AVE | ALBANY | Dougherty | 470313 | 4 | Overfill Alarm | 1999-04-19 | FALSE | 1999-04-19 | FALSE | Currently in Use | Diesel | 10000 | Fiberglass Double Walled | 1999-04-13 |  | Double-Walled Flex | Pressurized
BRUCE JONES AUTO PARTS/DANIELS S | 300 /314 NORTH JEFFERSON ST | ALBANY | Dougherty | 470308 | 3 | [5 empty] | Closed in Ground | Gas (Historical Use) | 3000 | Bare Steel | 1952-01-10 | 1899-12-31 | Unknown
USA FOOD MART | 2500 N JEFFERSON ST | ALBANY | Dougherty | 470076 | 1 |  | 1994-08-01 |  | 1994-08-01 |  | Removed from Ground | Gas (Historical Use) | 8068 | Cathodically Protected Steel | 1980-04-16 | 2010-09-01 | Cathodically Protected | Pressurized
CITY OF ALBANY FIRE HEADQUARTERS | 320 N JACKSON ST | ALBANY | Dougherty | 470098 | 3 | Flapper Valve | 1992-12-30 |  | 1992-12-30 |  | Removed from Ground | Gas (Historical Use) | 8000 | Galvanic (STIP-3) | 1992-12-30 | 2012-06-06 | Double-Walled Fiberglass | Pressurized
ALBANY PUBLIC WORKS SITE | 1900 N MONROE ST | ALBANY | Dougherty | 470099 | 8 | [5 empty] | Removed from Ground | Diesel | 10000 | Bare Steel | 1978-01-01 | 1990-11-01 | Galvanized Steel
PELHAM SVC STA | 1430 NORTH JEFFERSON ST | ALBANY | Dougherty | 470134 | 2 | [5 empty] | Removed from Ground | Gas (Historical Use) | 3000 | Bare Steel | 1961-04-03 | 1999-07-16 | Galvanized Steel
WESTBROAD | 1400 WEST BROAD AVE | ALBANY | Dougherty | 470129 | 2 | [5 empty] | Permanently Out of Use - historical purposes | Gas (Historical Use) | 2000 | Bare Steel | 1956-04-04 | 1899-12-31 | Galvanized Steel
WATER GAS & LIGHT COMMISSION | 916 NORTH FRONT ST | ALBANY | Dougherty | 470163 | 1A |  | 1986-04-01 |  | 1986-04-01 |  | Removed from Ground | Diesel | 10000 | Fiberglass | 1986-04-01 | 2004-11-01 | Fiberglass Reinforced Plastic | Pressurized
WATER GAS & LIGHT COMMISSION | 916 NORTH FRONT ST | ALBANY | Dougherty | 470163 | 2 | [5 empty] | Removed from Ground | Gas (Historical Use) | 15000 | Bare Steel | 1973-04-26 | 2000-02-26 | Galvanized Steel | Pressurized
Dixie Food Mart #683 aka 3EX DIAMONDS LLC | 1400 EAST BROAD AVE | ALBANY | Dougherty | 470345 | 1 | Flapper Valve | 1995-10-01 | FALSE | 1995-10-01 | FALSE | Currently in Use | E-10 | 4000 | Steel-Impressed Current | 1977-05-15 |  | Steel (Impressed Current) | Safe Suction (Euro)
BOONE'S SVC STA | 2011 MLK JR BLVD | ALBANY | Dougherty | 470090 | 1 | [5 empty] | Removed from Ground | Gas (Historical Use) | 3000 | Bare Steel | 1976-04-18 | 1988-01-01 | Galvanized Steel
ALBANY PUBLIC WORKS SITE | 1900 N MONROE ST | ALBANY | Dougherty | 470099 | 11 | [5 empty] | Removed from Ground | Gas (Historical Use) | 6000 | Bare Steel | 1978-01-01 | 1990-11-01 | Galvanized Steel
WALLACE CHEVROLET | 1001 SOUTH SLAPPEY BLVD | ALBANY | Dougherty | 470121 | 1 | [5 empty] | Removed from Ground | Gas (Historical Use) | 3000 | Bare Steel | 1966-04-14 | 1899-12-31 | Galvanized Steel
BROAD & SLAPPEY CHEVRON\DANNY WA | 100 NORTH SLAPPEY BLVD | ALBANY | Dougherty | 470115 | 2 | [5 empty] | Removed from Ground | Gas (Historical Use) | 10000 | Fiberglass | 1981-04-24 | 1994-04-04 | Fiberglass Reinforced Plastic
BROTHERS CONVENIENCE STORE | 1104 NEWTON RD | ALBANY | Dougherty | 470130 | 1 |  | 1999-02-25 | FALSE | 1999-02-25 | FALSE | Removed from Ground |  | 6000 | Steel-Impressed Current | 1972-04-12 | 2019-01-11 | Steel (Impressed Current) | Pressurized
CRAVEYS BAIT & TACKLE | 200 PHILEMA RD | ALBANY | Dougherty | 470154 | 2 | [5 empty] | Removed from Ground | Empty | 3000 | Bare Steel | 1976-01-01 | 1998-10-02 | Galvanized Steel | Suction (American)
DARSEY KEY-LOCK STATION/JACK'S M | 100 FLINT AVE | ALBANY | Dougherty | 470176 | 1 | [5 empty] | Removed from Ground | Gas (Historical Use) | 0 | Bare Steel |  | 1899-12-31 | Unknown
MLK JR ELEMENTARY | 1200 MLK JR DR | ALBANY | Dougherty | 470214 | 1 | [5 empty] | Removed from Ground | Empty | 10000 | Bare Steel | 1953-01-01 | 1995-06-01 | Unknown
SLAPPEY FOODS | 405 S SLAPPEY BLVD | ALBANY | Dougherty | 480033 | 5 |  |  | FALSE |  | FALSE | Removed from Ground | Used Oil | 300 |  | 2011-04-29 | 2011-04-29
SLAPPEY FOODS | 405 S SLAPPEY BLVD | ALBANY | Dougherty | 480033 | 7 | Ball Float | 2012-05-01 | FALSE | 2012-05-01 | FALSE | Currently in Use | Premium | 5000 | Fiberglass Double Walled | 2012-05-01 |  | Double-Walled Fiberglass
ALBANY HARDWARE CO | 419 HODGES AVE | ALBANY | Dougherty | 470010 | 1 | [5 empty] | Removed from Ground | Gas (Historical Use) | 560 | Cathodically Protected Steel | 1976-02-27 | 1995-04-01 | Galvanized Steel
PACE (SLAPPY) | 404 S SLAPPEY DR | ALBANY | Dougherty | 9000608 | 205378 | Overfill Alarm | 2023-04-30 | FALSE | 1992-10-26 | FALSE | Currently in Use | E-0 | 8200 | Galvanic (STIP-3) | 1992-10-26 |  | Double-Walled Flex | Pressurized
DEVI'S CONVENIENCE STORE | 1400 PALMYRA RD | ALBANY | Dougherty | 10001359 | 1B | Ball Float | 2007-01-01 | FALSE | 2007-01-01 | FALSE | Currently in Use | Premium | 4000 | Composite | 2007-01-25 |  | Fiberglass Reinforced Plastic | Pressurized
PRIYA FOOD MART #2 | 413 W OGLETHORPE BLVD | ALBANY | Dougherty | 10002277 | 1B | Overfill Alarm | 2013-08-08 | FALSE |  | TRUE | Currently in Use | Premium | 5000 | Fiberglass Double Walled | 2013-08-08 |  | Double-Walled Fiberglass | Pressurized
BIG 10 TIRE/UNOCAL #57-9247-109 | 430 WEST BROAD AVE @ MONROE ST | ALBANY | Dougherty | 470278 | 2 |  |  | TRUE |  | TRUE | Closed in Ground | Used Oil | 550 | Bare Steel | 1967-05-12 | 1991-07-09 | Unknown | Gravity Fed
SUNSHINE MAZDA | 707 WEST BROAD AVE | ALBANY | Dougherty | 470302 | 3 |  |  | TRUE |  | TRUE | Removed from Ground | Used Oil | 500 | Bare Steel | 1990-06-01 | 1990-06-01 | Galvanized Steel
BRUCE JONES AUTO PARTS/DANIELS S | 300 /314 NORTH JEFFERSON ST | ALBANY | Dougherty | 470308 | 5 | [5 empty] | Closed in Ground | Gas (Historical Use) | 3000 | Not Marked/Unknown |  | 1899-12-31 | Not Marked
SEARS ROEBUCK & CO | 408 HODGE AVE | ALBANY | Dougherty | 470284 | 1 | [5 empty] | Removed from Ground | Gas (Historical Use) | 5000 | Bare Steel | 1966-05-11 | 1999-11-09 | Galvanized Steel
CAMPBELLS BP SVC | 1114 NORTH SLAPPEY BLVD | ALBANY | Dougherty | 470318 | 1 | Flapper Valve | 1997-09-30 | FALSE | 1997-09-30 | FALSE | Temporarily out of use | E-10 | 6000 | Steel-Impressed Current | 1965-05-11 |  | Steel (Impressed Current) | Pressurized
GRACE'S DOC SVC | 1420 PALMYRA RD | ALBANY | Dougherty | 470195 | N | [5 empty] | Removed from Ground | Gas (Historical Use) | 4000 | Bare Steel | 1964-05-04 | 1991-01-01 | Galvanized Steel
MILAN FOOD MART | 1515 CLARK AVE | ALBANY | Dougherty | 9047153 | 1 | Flapper Valve | 1997-05-01 | FALSE | 1997-05-01 | FALSE | Temporarily out of use | E-10 | 6000 | Steel-Impressed Current | 1974-07-15 |  | Steel (Impressed Current) | Pressurized
TURNER ELECTRIC WORKS INC | 2241 TOLEDO AVE | ALBANY | Dougherty | 9047054 | 1 | [5 empty] | Removed from Ground | Gas (Historical Use) | 4000 | Bare Steel | 1981-01-01 | 1992-08-17 | Galvanized Steel
TURNER AFB/MCKENZIE SERVICE CO | CORNER OF TURNER FIELD RD & | ALBANY | Dougherty | 9047075 | 2 | [5 empty] | Removed from Ground | Other | 25000 | Marked Unknown |  | 1899-12-31 | Unknown
TURNER AFB/MCKENZIE SERVICE CO | CORNER OF TURNER FIELD RD & | ALBANY | Dougherty | 9047075 | 8 | [5 empty] | Removed from Ground | Other | 25000 | Marked Unknown |  | 1899-12-31 | Unknown
TURNER JOB CORPS CTR/GAS STA (FO | 2000 Schilling Avenue | ALBANY | Dougherty | 9047179 | 1 | [5 empty] | Removed from Ground | Empty | 10000 | Marked Unknown | 1996-12-01 | 1996-12-01 | Unknown
BP FOOD MART #21 | 1817 N SLAPPEY BLVD | ALBANY | Dougherty | 470337 | 6 | [5 empty] | Removed from Ground | Empty | 250 | Not Marked/Unknown | 1960-01-01 | 1997-11-21 | Bare Steel
CITY OF ALBANY FIRE HEADQUARTERS | 320 N JACKSON ST | ALBANY | Dougherty | 470098 | 4 | Flapper Valve | 1992-12-30 |  | 1992-12-30 |  | Removed from Ground | Gas (Historical Use) | 8000 | Galvanic (STIP-3) | 1992-12-30 | 2012-06-06 | Double-Walled Fiberglass | Pressurized
ALBANY PUBLIC WORKS SITE | 1900 N MONROE ST | ALBANY | Dougherty | 470099 | 3 | [5 empty] | Removed from Ground | Gas (Historical Use) | 10000 | Bare Steel | 1974-05-30 | 1990-11-01 | Galvanized Steel
PELHAM SVC STA | 1430 NORTH JEFFERSON ST | ALBANY | Dougherty | 470134 | 3 | [5 empty] | Removed from Ground | Gas (Historical Use) | 2000 | Bare Steel | 1961-04-03 | 1999-07-16 | Galvanized Steel
WATER GAS & LIGHT COMMISSION | 916 NORTH FRONT ST | ALBANY | Dougherty | 470163 | 3 | [5 empty] | Removed from Ground | Gas (Historical Use) | 15000 | Bare Steel | 1977-04-25 | 1899-12-31 | Galvanized Steel
SLAPPEY FOODS | 405 S SLAPPEY BLVD | ALBANY | Dougherty | 480033 | 2 |  | 1989-10-01 |  | 1989-10-01 |  | Removed from Ground | Gas (Historical Use) | 6000 | Bare Steel | 1964-04-09 | 1998-03-11 | Bare Steel | Pressurized
STOCKS MARKET INC | 104 PHILEMA RD | ALBANY | Dougherty | 470108 | 2 | [5 empty] | Removed from Ground | Gas (Historical Use) | 4000 | Bare Steel | 1978-04-23 | 1999-02-11 | Galvanized Steel | Pressurized
CITY OF ALBANY FIRE HEADQUARTERS | 320 N JACKSON ST | ALBANY | Dougherty | 470098 | 2 | [5 empty] | Removed from Ground | Gas (Historical Use) | 10000 | Bare Steel | 1974-05-30 | 1992-02-26 | Galvanized Steel
PELHAM SVC STA | 1430 NORTH JEFFERSON ST | ALBANY | Dougherty | 470134 | 1 | [5 empty] | Removed from Ground | Gas (Historical Use) | 3000 | Bare Steel | 1961-04-03 | 1999-07-16 | Galvanized Steel
CRAVEYS BAIT & TACKLE | 200 PHILEMA RD | ALBANY | Dougherty | 470154 | 1 | [5 empty] | Removed from Ground | Empty | 4000 | Bare Steel | 1976-01-01 | 1998-10-02 | Galvanized Steel | Suction (American)
DOUGHERTY CO MAINT | 1012 LOWE RD | ALBANY | Dougherty | 470145 | 401G2 | [5 empty] | Removed from Ground | Gas (Historical Use) | 980 | Bare Steel | 1971-05-03 | 1995-12-17 | Galvanized Steel | Safe Suction (Euro)
PILOT TRAVEL CENTER 260 | 310 CORDELE RD | ALBANY | Dougherty | 9047190 | 5 | Overfill Alarm |  | FALSE |  | FALSE | Currently in Use | Diesel On Road | 15000 | Composite | 1996-09-09 |  | Double-Walled Flex | Pressurized
PILOT TRAVEL CENTER 260 | 310 CORDELE RD | ALBANY | Dougherty | 9047190 | 4 | Overfill Alarm | 1996-09-09 | FALSE | 1996-09-09 | FALSE | Currently in Use | Diesel | 15000 | Composite | 1996-09-09 |  | Double-Walled Flex | Pressurized
BUILDING SITE | 1701 KRUG STREET | ALBANY | Dougherty | 9047196 | 2 | [5 empty] | Removed from Ground | Kerosene | 3000 | Not Marked/Unknown | 1997-06-01 | 1997-06-01 | Not Marked
DJS CAR WASH | RADIUM SPRINGS RD | ALBANY | Dougherty | 9047232 | 2 | [5 empty] | Removed from Ground | Gas (Historical Use) | 8000 | Cathodically Protected Steel | 2001-10-01 | 2001-10-01 | Fiberglass Reinforced Plastic | Pressurized
ENK030 | 2700 SYLVESTER RD | ALBANY | Dougherty | 47240 | 2 | Flapper Valve | 1996-05-29 | TRUE | 1996-05-29 | FALSE | Temporarily out of use | Gas (Historical Use) | 10000 | Steel-Impressed Current | 1972-05-10 |  | Fiberglass Reinforced Plastic | Pressurized
JUNE BUGS PLAZA | 1905 SOUTH MADISON STREET | ALBANY | Dougherty | 9047225 | 3 | Overfill Alarm | 1997-11-14 | FALSE | 1997-11-14 | FALSE | Currently in Use | Premium | 10000 | Composite | 1997-11-14 |  | Double-Walled Flex | Pressurized
NIKE BATTERY #79 | OFF HICKORY GROVE RD | ALBANY | Dougherty | 9047217 | 1 | [5 empty] | Removed from Ground | Diesel | 6000 | Bare Steel | 1996-02-14 | 1996-02-14 | Galvanized Steel | Gravity Fed
DRAPER AUTO BODY REPAIR | 807 PINE AVE | ALBANY | Dougherty | 9047216 | 3 | [5 empty] | Removed from Ground | Gas (Historical Use) | 500 | Not Marked/Unknown | 1999-04-26 | 1999-04-26 | Not Marked
J&K TRUCKING | 1507 NORTH JACKSON ST | ALBANY | Dougherty | 9047021 | 1 | [5 empty] | Removed from Ground | Diesel | 3000 | Cathodically Protected Steel | 1988-03-01 | 1994-09-01 | Galvanized Steel | Suction (American)
TRANS POWER INC | 2702 PALMYRA RD | ALBANY | Dougherty | 470045 | 1 |  |  | TRUE |  | TRUE | Removed from Ground | Used Oil | 1500 | Bare Steel | 1972-02-08 | 1998-12-01 | Galvanized Steel
TEJAS & A INC | 2923 N SLAPPEY | ALBANY | Dougherty | 9047208 | 3B | Overfill Alarm | 1997-01-01 | FALSE | 1997-01-01 | FALSE | Currently in Use | Diesel | 4000 | Composite | 1997-01-01 |  | Double-Walled Fiberglass | Pressurized
LEE JENKINS | 6922 HARDUP RD | ALBANY | Dougherty | 9047231 | 1 | [5 empty] | Removed from Ground | Gas (Historical Use) | 4500 | Bare Steel | 2001-07-01 | 2001-07-01 | Unknown | Safe Suction (Euro)
BOBS CANDIES CO | 1315 WEST OAKRIDGE DR | ALBANY | Dougherty | 9047092 | 2 | [5 empty] | Removed from Ground | Diesel | 10000 | Marked Unknown | 1979-01-01 | 1997-12-16 | Unknown | Safe Suction (Euro)
EZ CORNER #44 | 521 SOUTH SLAPPEY BLVD | ALBANY | Dougherty | 9047098 | 4 | Flapper Valve | 2007-08-01 | FALSE | 2007-08-01 | FALSE | Temporarily out of use | E-10 | 10000 | Epoxy Double-Walled | 2007-08-01 |  | Fiberglass Reinforced Plastic | Pressurized
NORTH SLAPPEY PURE #913 | 1201 NORTH SLAPPEY BLVD | ALBANY | Dougherty | 9047097 | 1 | Flapper Valve | 1994-03-20 | FALSE | 1994-03-20 | FALSE | Removed from Ground | Gas (Historical Use) | 6000 | Steel-Impressed Current | 1993-12-09 |  | Steel (Impressed Current) | Pressurized
ENK031 | 610 SLAPPEY BLVD | ALBANY | Dougherty | 9047106 | 2 | Flapper Valve | 1994-11-11 | FALSE | 1994-11-11 | FALSE | Currently in Use | Plus | 6000 | Fiberglass Double Walled | 1994-11-08 |  | Double-Walled Flex | Pressurized
Quick Shop Food Mart | 1300 N SLAPPEY BLVD | ALBANY | Dougherty | 9047103 | 1 | Flapper Valve | 1996-11-25 | FALSE | 1995-08-01 | FALSE | Removed from Ground | Gas (Historical Use) | 10000 | Steel-Impressed Current | 1974-01-01 | 2018-08-13 | Steel (Impressed Current) | Pressurized
BP FOOD MART #23 | 3900 GILLIONVILLE RD | ALBANY | Dougherty | 9047016 | 2 |  | 1988-08-01 |  | 1988-08-01 |  | Removed from Ground | Gas (Historical Use) | 8000 | Cathodically Protected Steel | 1988-08-01 | 1899-12-31 | Fiberglass Reinforced Plastic | Pressurized
HOMERUN EXPRESS #5 | 1105 N WESTOVER BLVD | ALBANY | Dougherty | 9047221 | 3 | Overfill Alarm | 1999-09-16 | FALSE | 1999-09-16 | FALSE | Currently in Use | Premium | 10152 | Composite | 1999-08-31 |  | Double-Walled Flex | Pressurized
HOMERUN FOODS #7 | 3315 GILLIONVILLE RD | ALBANY | Dougherty | 9047230 | 3 | Overfill Alarm | 2001-10-01 | FALSE | 2001-10-01 | FALSE | Currently in Use | Premium | 10000 | Composite | 2001-10-01 |  | Double-Walled Flex | Pressurized
ENK031 | 610 SLAPPEY BLVD | ALBANY | Dougherty | 9047106 | 3 | Flapper Valve | 1994-11-11 | FALSE | 1994-11-11 | FALSE | Currently in Use | Premium | 6000 | Fiberglass Double Walled | 1994-11-08 |  | Double-Walled Flex | Pressurized
Quick Shop Food Mart | 1300 N SLAPPEY BLVD | ALBANY | Dougherty | 9047103 | 2 | Flapper Valve | 1996-11-25 | FALSE | 1995-08-01 | FALSE | Removed from Ground | Gas (Historical Use) | 10000 | Steel-Impressed Current | 1974-01-01 | 2018-08-13 | Steel (Impressed Current) | Safe Suction (Euro)
HOMERUN FOODS #3 | 406 PHILEMA RD | ALBANY | Dougherty | 9047160 | 3 | Overfill Alarm | 1989-09-20 | FALSE | 1989-09-20 | FALSE | Currently in Use | Premium | 10000 | Galvanic (STIP-3) | 1989-09-20 |  | Fiberglass Reinforced Plastic | Pressurized
SPILMAN BRICK CO/PALMYRA RD PROP | 2804 PALMYRA RD | ALBANY | Dougherty | 470040 | 2 | [5 empty] | Removed from Ground | Gas (Historical Use) | 12000 | Bare Steel | 1986-03-05 | 1993-05-15 | Galvanized Steel
ACREE LOUNGE | 4504 SYLVESTER RD | ALBANY | Dougherty | 9047211 | 3 | [5 empty] | Removed from Ground | Gas (Historical Use) | 2000 | Bare Steel | 1990-01-01 | 1990-01-01 | Bare Steel
BOBS CANDIES CO | 1315 WEST OAKRIDGE DR | ALBANY | Dougherty | 9047092 | 3 | [5 empty] | Removed from Ground | Diesel | 15000 | Marked Unknown | 1979-01-01 | 1997-12-16 | Unknown | Safe Suction (Euro)
DIXON CONVENIENCE STORE | 1719 M L KING JR DR | ALBANY | Dougherty | 9047165 | 2 |  | 1998-11-01 | FALSE | 1998-11-01 | FALSE | Temporarily out of use | Premium | 10000 | Steel-Impressed Current | 1982-04-30 |  | Fiberglass Reinforced Plastic | Pressurized
NORTH SLAPPEY PURE #913 | 1201 NORTH SLAPPEY BLVD | ALBANY | Dougherty | 9047097 | 3 | Flapper Valve | 1994-03-20 | FALSE | 1994-03-20 | FALSE | Removed from Ground | Gas (Historical Use) | 10000 | Steel-Impressed Current | 1993-12-09 |  | Steel (Impressed Current) | Pressurized
Quick Shop Food Mart | 1300 N SLAPPEY BLVD | ALBANY | Dougherty | 9047103 | 3 | Flapper Valve | 1996-11-25 | FALSE | 1995-08-01 | FALSE | Removed from Ground | Gas (Historical Use) | 4000 | Steel-Impressed Current | 1974-01-01 | 2018-08-13 | Steel (Impressed Current) | Safe Suction (Euro)
MATHEWS OAKLAWN CHAPEL FUNERAL H | 3206 GILLIONVILLE RD | ALBANY | Dougherty | 9047157 | 1 | [5 empty] | Removed from Ground | Gas (Historical Use) | 550 | Bare Steel | 1998-07-07 | 1998-07-07 | Galvanized Steel
TRICO EQUIPMENT CO | 1819 WEST OAKRIDGE DR | ALBANY | Dougherty | 9047061 | 1 | [5 empty] | Removed from Ground | Diesel | 250 | Bare Steel | 1986-02-01 | 1993-08-03 | Bare Steel | Safe Suction (Euro)
HOMERUN FOODS #7 | 3315 GILLIONVILLE RD | ALBANY | Dougherty | 9047230 | 4 | Overfill Alarm | 2001-10-01 | FALSE | 2001-10-01 | FALSE | Currently in Use | Diesel | 10000 | Composite | 2001-10-01 |  | Double-Walled Flex | Pressurized
HAVMOR FOOD STORE | 2200 W GORDON | ALBANY | Dougherty | 9047155 | 3 | Flapper Valve | 1998-12-01 | FALSE | 1998-12-01 | FALSE | Temporarily out of use | E-10 | 6000 | Steel-Impressed Current | 1984-01-01 |  | Steel (Impressed Current) | Pressurized
SHELL #21 | 2824 OLD DAWSON RD | ALBANY | Dougherty | 9047152 | 1 | Flapper Valve | 1991-02-26 | FALSE | 1991-02-26 | FALSE | Currently in Use | E-10 | 20000 | Composite | 1991-02-26 |  | Double-Walled Fiberglass | Pressurized
CUMMINS SOUTH INC | 1915 W OAKRIDGE DRIVE | ALBANY | Dougherty | 9047210 | 1 |  |  | TRUE |  | TRUE | Removed from Ground | Used Oil | 500 | Not Marked/Unknown | 1998-10-28 | 1998-10-28 | Not Marked
LUBRICATION ANALYSTS INC | 1151 DAWSON ROAD | ALBANY | Dougherty | 9047213 | 1 | [5 empty] | Removed from Ground | Gas (Historical Use) | 1000 | Bare Steel | 1998-12-22 | 1998-12-22 | Galvanized Steel | Suction (American)
HAVMOR FOOD STORE | 2200 W GORDON | ALBANY | Dougherty | 9047155 | 1 |  | 1998-12-01 |  | 1998-12-01 |  | Temporarily out of use | Gas (Historical Use) | 4000 | Steel-Impressed Current | 1984-01-01 |  | Steel (Impressed Current) | Pressurized
CAMP CONCRETE PIPE CO | 105 BALDWIN DR | ALBANY | Dougherty | 9047050 | 1 | [5 empty] | Removed from Ground | Gas (Historical Use) | 500 | Bare Steel | 1992-03-19 | 1992-03-19 | Unknown | Gravity Fed
DOUBLEGATE COUNTRY CLUB | 3800 OLD DAWSON RD | ALBANY | Dougherty | 9047049 | 1 |  | 1992-04-08 |  | 1992-04-08 |  | Removed from Ground | Gas (Historical Use) | 550 | Galvanic (STIP-3) | 1992-03-31 | 2011-11-30 | Fiberglass Reinforced Plastic | Safe Suction (Euro)
DOUBLEGATE COUNTRY CLUB | 3800 OLD DAWSON RD | ALBANY | Dougherty | 9047049 | 4 | [5 empty] | Removed from Ground | Other | 1 | Not Marked/Unknown | 1992-03-31 | 1992-03-31 | Not Marked
GA POWER/ALBANY DIST OPER HQ | 101 GEORGIA POWER RD | ALBANY | Dougherty | 9047001 | 3 |  |  | TRUE |  | TRUE | Removed from Ground | Used Oil | 1000 | Bare Steel | 1952-01-01 | 1990-09-14 | Bare Steel
EXPRESS LANE #19 | 2351 DAWSON RD | ALBANY | Dougherty | 9047014 | 2 | [5 empty] | Removed from Ground | Gas (Historical Use) | 8000 | Cathodically Protected Steel | 1987-03-01 | 1899-12-31 | Fiberglass Reinforced Plastic | Pressurized
AT&T COMMUNICATIONS/TSPS | 2426 WESTGATE BLVD | ALBANY | Dougherty | 9047030 | 2 | [5 empty] | Removed from Ground | Diesel | 3000 | Cathodically Protected Steel | 1986-01-01 | 1996-04-01 | Copper | Suction (American)
LAKE PARK SHOPPING CTR | 1921 DAWSON RD | ALBANY | Dougherty | 9047062 | 101 | [5 empty] | Removed from Ground | Gas (Historical Use) | 1000 | Bare Steel | 1993-07-16 | 1993-07-16 | Galvanized Steel | Safe Suction (Euro)
ROYAL PETROLEUM WAREHOUSE | 1511 CAMP LANE | ALBANY | Dougherty | 9047037 | 1 | [5 empty] | Removed from Ground | Other | 8000 | Bare Steel | 1980-01-01 | 1999-12-01 | Galvanized Steel | Safe Suction (Euro)
ALBANY AIR CENTER | 3905 HIGHWAY 91 S | ALBANY | Dougherty | 9047214 | 1 | [5 empty] | Removed from Ground | Gas (Historical Use) | 4000 | Cathodically Protected Steel | 1999-02-01 | 1999-02-01 | Not Marked
EZ CORNER #44 | 521 SOUTH SLAPPEY BLVD | ALBANY | Dougherty | 9047098 | 1 | Flapper Valve | 1998-08-18 |  | 1998-08-18 |  | Removed from Ground | Gas (Historical Use) | 10000 | Steel-Impressed Current | 1994-02-15 | 2007-08-01 | Double Walled | Pressurized
HOWELL STORE | GILLIONVILLE RD @ EIGHT MILE RD | ALBANY | Dougherty | 9047074 | 101 | [5 empty] | Removed from Ground | Gas (Historical Use) | 5000 | Not Marked/Unknown | 1992-07-01 | 1992-07-01 | Not Marked
CAMP CONCRETE PIPE CO | 105 BALDWIN DR | ALBANY | Dougherty | 9047050 | 2 | [5 empty] | Removed from Ground | Diesel | 500 | Bare Steel | 1992-03-19 | 1992-03-19 | Unknown | Gravity Fed
HOMERUN FOODS #3 | 406 PHILEMA RD | ALBANY | Dougherty | 9047160 | 2 | Overfill Alarm | 1989-09-20 | FALSE | 1989-09-20 | FALSE | Currently in Use | Plus | 10000 | Galvanic (STIP-3) | 1989-09-20 |  | Fiberglass Reinforced Plastic | Pressurized
DIXON CONVENIENCE STORE | 1719 M L KING JR DR | ALBANY | Dougherty | 9047165 | 3 |  | 1998-11-01 | FALSE | 1998-11-01 | FALSE | Temporarily out of use | Gas (Historical Use) | 10000 | Steel-Impressed Current | 1982-04-30 |  | Fiberglass Reinforced Plastic | Pressurized
ALBANY TRACTOR CO | 1709 -A SOUTH SLAPPEY BLVD | ALBANY | Dougherty | 9047084 | 2 |  | 1990-08-01 |  |  |  | Removed from Ground | Gas (Historical Use) | 10000 | Cathodically Protected Steel | 1990-08-01 | 1996-11-13 | Fiberglass Reinforced Plastic | Pressurized
DOUBLEGATE COUNTRY CLUB | 3800 OLD DAWSON RD | ALBANY | Dougherty | 9047049 | 3 | [5 empty] | Removed from Ground | Other | 1 | Not Marked/Unknown | 1992-03-31 | 1992-03-31 | Not Marked
NO FACILITY NAME GIVEN | 1300 /1302 WEST BROAD AVE | ALBANY | Dougherty | 9047068 | 2 | [5 empty] | Removed from Ground | Gas (Historical Use) | 1000 | Bare Steel | 1993-08-23 | 1993-08-23 | Bare Steel | Suction (American)
TRICO EQUIPMENT CO | 1819 WEST OAKRIDGE DR | ALBANY | Dougherty | 9047061 | 2 |  |  | TRUE |  | TRUE | Removed from Ground | Used Oil | 250 | Bare Steel | 1980-05-01 | 1993-08-03 | Bare Steel | Gravity Fed
BP FOOD MART #23 | 3900 GILLIONVILLE RD | ALBANY | Dougherty | 9047016 | 4A | Ball Float | 2002-05-01 | FALSE | 2002-05-01 | FALSE | Temporarily out of use | E-10 | 12000 | Fiberglass Double Walled | 2002-05-01 |  | Double-Walled Flex | Pressurized
DOUBLEGATE COUNTRY CLUB | 3800 OLD DAWSON RD | ALBANY | Dougherty | 9047049 | 2 |  | 1992-04-08 |  | 1992-04-08 |  | Removed from Ground | Diesel | 550 | Galvanic (STIP-3) | 1992-03-31 | 2011-11-30 | Fiberglass Reinforced Plastic | Safe Suction (Euro)
EXPRESS LANE #19 | 2351 DAWSON RD | ALBANY | Dougherty | 9047014 | 4 |  |  | TRUE |  | TRUE | Removed from Ground | Used Oil | 550 | Marked Unknown | 1999-11-17 | 1999-11-17 | Unknown
SAMS CLUB #6506 | 1201 N WESTOVER BLVD | ALBANY | Dougherty | 10001649 | 3A | Flapper Valve | 2008-10-01 | FALSE | 1994-03-16 | FALSE | Currently in Use | Premium | 12000 | Fiberglass Double Walled | 2008-09-01 |  | Double-Walled Flex | Pressurized
JIM BOYD CONTRUCTION COMPANY | 1810 W OAKRIDGE DR | ALBANY | Dougherty | 10002095 | 2 | Flapper Valve | 2012-01-01 | FALSE | 2012-01-01 | FALSE | Currently in Use | Diesel Off Road | 8000 | Tank Jacket Double Walled | 2012-01-27 |  | Steel/FG Secondary containment | Safe Suction (Euro)
HOMERUN FOODS #7 | 3315 GILLIONVILLE RD | ALBANY | Dougherty | 9047230 | 1 | Overfill Alarm | 2001-10-01 | FALSE | 2001-10-01 | FALSE | Currently in Use | E-10 | 10000 | Composite | 2001-10-01 |  | Double-Walled Flex | Pressurized
NORTH SLAPPEY PURE #913 | 1201 NORTH SLAPPEY BLVD | ALBANY | Dougherty | 9047097 | 2 | Flapper Valve | 1994-03-20 | FALSE | 1994-03-20 | FALSE | Removed from Ground | Diesel | 6000 | Steel-Impressed Current | 1993-12-09 |  | Steel (Impressed Current) | Pressurized
ALBANY TRACTOR CO | 1709 -A SOUTH SLAPPEY BLVD | ALBANY | Dougherty | 9047084 | 1 |  | 1990-08-01 |  |  |  | Removed from Ground | Diesel | 10000 | Cathodically Protected Steel | 1990-08-01 | 1996-11-13 | Fiberglass Reinforced Plastic | Pressurized
NO FACILITY NAME GIVEN | 1300 /1302 WEST BROAD AVE | ALBANY | Dougherty | 9047068 | 1 | [5 empty] | Removed from Ground | Gas (Historical Use) | 2000 | Bare Steel | 1993-08-23 | 1993-08-23 | Bare Steel | Suction (American)
GA POWER/ALBANY DIST OPER HQ | 101 GEORGIA POWER RD | ALBANY | Dougherty | 9047001 | 338021 |  | 1992-06-04 |  | 1992-06-04 |  | Closed in Ground | Gas (Historical Use) | 6000 | Composite | 1992-06-04 | 1992-06-04 | Fiberglass Reinforced Plastic | Pressurized
SEYMOURS #141 | 1200 DAWSON RD | ALBANY | Dougherty | 9047010 | 2 | [5 empty] | Removed from Ground | Gas (Historical Use) | 8000 | Bare Steel | 1969-01-01 | 1995-06-01 | Unknown
EXPRESS LANE #19 | 2351 DAWSON RD | ALBANY | Dougherty | 9047014 | 1 |  | 1987-03-01 |  | 1987-03-01 |  | Removed from Ground | Gas (Historical Use) | 8000 | Cathodically Protected Steel | 1987-03-01 | 1899-12-31 | Fiberglass Reinforced Plastic | Pressurized
BETTER BRANDS OF SOUTH GEORGIA | 1116 SEMINOLE LANE | ALBANY | Dougherty | 9047045 | 3 | [5 empty] | Removed from Ground | Gas (Historical Use) | 4000 | Bare Steel | 1982-01-01 | 1996-04-18 | Galvanized Steel | Pressurized
FLANIGAN PLUMBING | 2707 PALMYRA RD | ALBANY | Dougherty | 9047219 | 2A | Flapper Valve | 1999-07-01 | FALSE | 1999-07-01 | FALSE | Temporarily out of use | Gas (Historical Use) | 3000 | Epoxy | 1999-07-01 |  | Steel/FG Secondary containment | Safe Suction (Euro)
SOUTHWEST GEORGIA REGIONAL AIRPO | 3905 NEWTON RD | ALBANY | Dougherty | 9047205 | 1 | [5 empty] | Removed from Ground | Gas (Historical Use) | 1200 | Not Marked/Unknown | 1998-05-27 | 1998-05-27 | Not Marked
ALBANY NURSERY WMA | 601 TALLASSEE RD | ALBANY | Dougherty | 9047185 | 2 | [5 empty] | Removed from Ground | Gas (Historical Use) | 1000 | Marked Unknown | 1971-04-13 | 2008-04-09 | Unknown
BRITT'S PLUMBING & HEATING CO | 1702 WEST TOWN RD | ALBANY | Dougherty | 9047192 | 1 | [5 empty] | Removed from Ground | Gas (Historical Use) | 500 | Not Marked/Unknown | 1986-12-01 | 1997-05-01 | Not Marked
PEPSI-COLA CO | 1011 RANDOLPH AVE | ALBANY | Dougherty | 470259 | D1 | [5 empty] | Removed from Ground | Diesel | 1000 | Bare Steel | 1976-05-10 | 1990-03-01 | Galvanized Steel
SUWANNEE SWIFTY #236 | 408 CORDELE RD | ALBANY | Dougherty | 470245 | T1 |  | 1994-12-05 |  | 1994-12-05 |  | Removed from Ground | Gas (Historical Use) | 6000 | Composite | 1985-05-07 | 1998-03-06 | Galvanized Steel | Safe Suction (Euro)
DARSEY OIL CO INC | 307 EAST OGLETHORPE BLVD | ALBANY | Dougherty | 490046 | MS2 |  |  | FALSE |  | FALSE | Removed from Ground | Hazardous Substance | 6000 | Bare Steel | 1981-04-30 | 1990-01-01
MURPHY EXPRESS #8601 | 252 CORDELLE RD | ALBANY | Dougherty | 10002006 | 2B | Flapper Valve | 2011-03-12 | FALSE | 2011-03-12 | FALSE | Currently in Use | Premium | 8000 | Fiberglass Double Walled | 2011-03-12 |  | Double-Walled Flex | Pressurized
SHELL #21 | 2824 OLD DAWSON RD | ALBANY | Dougherty | 9047152 | 2A | Flapper Valve | 1991-02-26 | FALSE | 1991-02-26 | FALSE | Currently in Use | Diesel | 5000 | Composite | 1991-02-26 |  | Double-Walled Fiberglass | Pressurized
NO FACILITY NAME GIVEN | 1300 /1302 WEST BROAD AVE | ALBANY | Dougherty | 9047068 | 3 | [5 empty] | Removed from Ground | Gas (Historical Use) | 1000 | Bare Steel | 1993-08-23 | 1993-08-23 | Bare Steel | Suction (American)
SEYMOURS #141 | 1200 DAWSON RD | ALBANY | Dougherty | 9047010 | 4 | Flapper Valve | 1995-08-01 | FALSE | 1995-08-01 | FALSE | Currently in Use | Premium | 8000 | Fiberglass | 1995-08-01 |  | Fiberglass Reinforced Plastic | Pressurized
BP FOOD MART #23 | 3900 GILLIONVILLE RD | ALBANY | Dougherty | 9047016 | 1 |  | 1988-08-01 |  | 1988-08-01 |  | Removed from Ground | Gas (Historical Use) | 8000 | Cathodically Protected Steel | 1988-08-01 | 1899-12-31 | Fiberglass Reinforced Plastic | Pressurized
PENSKE TRUCK LEASING | 1108 CENTENNIAL AVE | ALBANY | Dougherty | 9047039 | 2 | Overfill Alarm | 1997-04-02 | FALSE | 1997-04-02 | FALSE | Currently in Use | Diesel | 12000 | Fiberglass | 1997-04-02 |  | Fiberglass Reinforced Plastic | Pressurized
FAF #111 | 825 S WESTOVER BLVD | ALBANY | Dougherty | 9047046 | 3 | Ball Float | 1994-08-31 |  | 1994-08-31 |  | Removed from Ground | Gas (Historical Use) | 8000 | Galvanic (STIP-3) | 1989-01-01 | 2015-08-24 | Fiberglass Reinforced Plastic | Pressurized
FLORIDA ROCK & TANK LINES INC | 2721 PHILLIPS DR | ALBANY | Dougherty | 470283 | 1 |  |  |  | 1981-05-01 |  | Removed from Ground | Diesel | 8000 | Bare Steel | 1981-05-01 | 1996-11-01 | Bare Steel | Safe Suction (Euro)
MAHARAJ ONE STOP | 1404 WEST OAKRIDGE DR | ALBANY | Dougherty | 9047043 | 3 | Flapper Valve | 1988-10-08 | FALSE | 1988-10-08 | FALSE | Currently in Use | Premium | 8000 | Galvanic (STIP-3) | 1988-08-31 |  | Fiberglass Reinforced Plastic | Pressurized
SAMS CLUB #6506 | 1201 N WESTOVER BLVD | ALBANY | Dougherty | 10001649 | 1 | Flapper Valve | 2008-10-01 | FALSE | 1994-03-16 | FALSE | Currently in Use | E-10 | 20000 | Fiberglass Double Walled | 2008-09-01 |  | Double-Walled Flex | Pressurized
SAMS CLUB #6506 | 1201 N WESTOVER BLVD | ALBANY | Dougherty | 10001649 | 3B | Flapper Valve | 2008-10-01 | FALSE | 1994-03-16 | FALSE | Currently in Use | Diesel | 8000 | Fiberglass Double Walled | 2008-09-01 |  | Double-Walled Flex | Pressurized
GILLIONVILLE GROCERY | 1603 GILLIONVILLE RD | ALBANY | Dougherty | 470294 | 1 | Flapper Valve | 1998-08-31 | FALSE | 1998-08-31 | FALSE | Currently in Use | Plus | 8000 | Steel-Impressed Current | 1984-05-07 |  | Steel (Impressed Current) | Pressurized
MINIMART | 2422 STUART AVE | ALBANY | Dougherty | 470295 | 1 | Flapper Valve | 1998-12-01 | FALSE | 1998-12-01 | FALSE | Temporarily out of use | E-0 | 8000 | Steel-Impressed Current | 1978-05-09 |  | Steel (Impressed Current) | Safe Suction (Euro)
FASTOP STORE #205 | 715 S SLAPPEY BLVD | ALBANY | Dougherty | 470310 | 2 |  | 1996-11-25 |  | 1996-11-25 |  | Removed from Ground | Gas (Historical Use) | 6000 | Steel-Impressed Current | 1981-04-18 | 2006-01-23 | Steel (Impressed Current) | Pressurized
LAND DEPT/SW GA FIELD OFFICE | 101 GA POWER RD | ALBANY | Dougherty | 720028 | 1 | [5 empty] | Removed from Ground | Gas (Historical Use) | 1000 | Bare Steel | 1981-05-08 | 1988-12-01 | Unknown
GARRISON 7 SIZEMORE INC | 1106 MOULTRIE RD | ALBANY | Dougherty | 9047151 | 1 | [5 empty] | Removed from Ground | Gas (Historical Use) | 1000 | Marked Unknown |  | 1899-12-31 | Unknown
SOUTHEASTERN FREIGHT LINES | 1115 CENTENNIAL AVE | ALBANY | Dougherty | 9047004 | 1 | Flapper Valve | 1988-01-01 | FALSE | 1988-01-01 | FALSE | Currently in Use | Diesel | 12000 | Steel-Impressed Current | 1988-01-01 |  | Steel (Impressed Current) | Pressurized
BP FOOD MART #22 | 2340 DAWSON RD | ALBANY | Dougherty | 472002 | 4 | [5 empty] | Removed from Ground | Gas (Historical Use) | 6000 | Cathodically Protected Steel | 1978-05-04 | 1992-10-01 | Galvanized Steel
BP FOOD MART #22 | 2340 DAWSON RD | ALBANY | Dougherty | 472002 | 6 | [5 empty] | Removed from Ground | Gas (Historical Use) | 3000 | Cathodically Protected Steel | 1978-05-04 | 1992-10-01 | Galvanized Steel
BP FOOD MART #22 | 2340 DAWSON RD | ALBANY | Dougherty | 472002 | 9 | Flapper Valve | 1992-12-01 | FALSE | 1992-12-01 | FALSE | Currently in Use | Plus | 8000 | Steel-Impressed Current | 1992-12-01 |  | Fiberglass Reinforced Plastic | Pressurized
REEVES CONSTRUCTION CO | 2615 OLD JIM DAVIS RD | ALBANY | Dougherty | 470001 | 1 | Flapper Valve | 1998-08-01 | FALSE | 1998-08-01 | FALSE | Currently in Use | Diesel | 10000 | Steel-Impressed Current | 1985-02-26 |  | Steel (Impressed Current) | Pressurized
BP FOOD MART #22 | 2340 DAWSON RD | ALBANY | Dougherty | 472002 | 10A | Flapper Valve | 1992-12-01 | FALSE | 1992-12-01 | FALSE | Currently in Use | Premium | 5000 | Steel-Impressed Current | 1992-12-01 |  | Fiberglass Reinforced Plastic | Pressurized
ALBANY ELEVATOR | 1937 LEDO RD | ALBANY | Dougherty | 470009 | 3 | [5 empty] | Closed in Ground | Gas (Historical Use) | 1000 | Bare Steel | 1974-02-27 | 1990-11-16 | Unknown
J&H PRODUCE CO | 1301 NANCY DR | ALBANY | Dougherty | 470018 | 2 | [5 empty] | Removed from Ground | Gas (Historical Use) | 550 | Cathodically Protected Steel | 1971-02-28 | 1899-12-31 | Galvanized Steel
LEGION 66 | 2510 NORTH JEFFERSON ST | ALBANY | Dougherty | 470087 | 2 | [5 empty] | Removed from Ground | Gas (Historical Use) | 4000 | Bare Steel | 1976-04-18 | 1994-01-09 | Galvanized Steel
WESTSIDE GROCERY | 2314 W GORDON ST | ALBANY | Dougherty | 470078 | 2 | Flapper Valve | 1998-11-01 | FALSE | 1998-11-01 | FALSE | Temporarily out of use | E-0 | 8068 | Steel-Impressed Current | 1979-04-17 |  | Steel (Impressed Current) | Safe Suction (Euro)
PACE 51 | 1604 GILLIONVILLE RD | ALBANY | Dougherty | 9047156 | 2 | Overfill Alarm |  | FALSE |  | FALSE | Currently in Use | Plus | 10000 | Fiberglass | 1987-10-01 |  | Fiberglass Reinforced Plastic | Pressurized
FIRST ALBANY DELIVERANCE CATHEDR | 1402 SOUTH SLAPPEY BLVD | ALBANY | Dougherty | 9047095 | 1 | [5 empty] | Removed from Ground | Gas (Historical Use) | 5600 | Bare Steel | 1994-06-08 | 1994-06-08 | Unknown
BP FOOD MART #22 | 2340 DAWSON RD | ALBANY | Dougherty | 472002 | 2 |  | 1992-12-01 |  | 1992-12-01 |  | Removed from Ground | Gas (Historical Use) | 3000 | Cathodically Protected Steel | 1978-05-04 | 1992-10-01 | Galvanized Steel | Pressurized
BP FOOD MART #22 | 2340 DAWSON RD | ALBANY | Dougherty | 472002 | 8 | Flapper Valve | 1992-12-01 | FALSE | 1992-12-01 | FALSE | Currently in Use | E-10 | 8000 | Steel-Impressed Current | 1992-12-01 |  | Fiberglass Reinforced Plastic | Pressurized
J&H PRODUCE CO | 1301 NANCY DR | ALBANY | Dougherty | 470018 | 3 | [5 empty] | Permanently Out of Use - historical purposes | Diesel | 550 | Cathodically Protected Steel | 1971-02-28 | 1899-12-31 | Galvanized Steel
TSC EXPRESS CO/SOUTH FREIGHT LIN | 1505 O'KELLY LN | ALBANY | Dougherty | 470055 | 1 | [5 empty] | Removed from Ground | Gas (Historical Use) | 4000 | Bare Steel | 1974-03-13 | 1994-06-24 | Galvanized Steel | Suction (American)
BP FOOD MART #22 | 2340 DAWSON RD | ALBANY | Dougherty | 472002 | 1 | [5 empty] | Removed from Ground | Gas (Historical Use) | 3000 | Cathodically Protected Steel | 1978-05-04 | 1992-10-01 | Galvanized Steel
RICKYS DETAIL SHOP | 100 N MAGNOLIA ST | ALBANY | Dougherty | 470092 | 2 | [5 empty] | Removed from Ground | Gas (Historical Use) | 8000 | Bare Steel | 1969-04-20 | 1999-12-01 | Galvanized Steel | Pressurized
LEGION 66 | 2510 NORTH JEFFERSON ST | ALBANY | Dougherty | 470087 | 1 | [5 empty] | Removed from Ground | Gas (Historical Use) | 6000 | Bare Steel | 1976-04-18 | 1994-09-01 | Galvanized Steel
LEGION 66 | 2510 NORTH JEFFERSON ST | ALBANY | Dougherty | 470087 | 4 | [5 empty] | Removed from Ground | Gas (Historical Use) | 1000 | Bare Steel | 1994-09-01 | 1994-09-01 | Bare Steel
SVC STA & CONV STORE | ANTIOCH RD | PUTNEY | Dougherty | 470024 | 3 | [5 empty] | Closed in Ground | Gas (Historical Use) | 1000 | Cathodically Protected Steel | 1971-02-28 | 1985-03-10 | Galvanized Steel
LIPSEY MECHANICAL INC | 705 CANAL ST | ALBANY | Dougherty | 9047079 | 1 | [5 empty] | Removed from Ground | Gas (Historical Use) | 1000 | Bare Steel | 1981-12-17 | 1994-01-05 | Galvanized Steel | Safe Suction (Euro)
DARTON COLLEGE | 2400 GILLIONVILLE RD | ALBANY | Dougherty | 470002 | 1 | [5 empty] | Removed from Ground | Gas (Historical Use) | 1000 | Bare Steel | 1976-01-16 | 1980-01-15 | Galvanized Steel
RICKYS DETAIL SHOP | 100 N MAGNOLIA ST | ALBANY | Dougherty | 470092 | 3 | [5 empty] | Removed from Ground | Gas (Historical Use) | 2000 | Bare Steel | 1978-04-18 | 1999-12-01 | Galvanized Steel | Safe Suction (Euro)
SVC STA & CONV STORE | ANTIOCH RD | PUTNEY | Dougherty | 470024 | 2 | [5 empty] | Closed in Ground | Gas (Historical Use) | 3000 | Cathodically Protected Steel | 1971-02-28 | 1995-03-10 | Galvanized Steel
ALBANY MAIN POST OFFICE/US POSTA | 1501 SOUTH SLAPPEY BLVD | ALBANY | Dougherty | 470352 | 2 | [5 empty] | Removed from Ground | Gas (Historical Use) | 5000 | Bare Steel | 1973-01-04 | 1991-04-21 | Galvanized Steel
BARBER EQUIPMENT CO INC | 411 ROOSEVELT AVE | ALBANY | Dougherty | 470188 | 2 | Overfill Alarm | 1991-05-14 | FALSE | 1991-05-14 | FALSE | Removed from Ground | Diesel | 2000 | Epoxy | 1991-05-14 | 2018-06-06 | Double-Walled Fiberglass | Pressurized
ENCO MATERIALS OF GA\JOE BRASHEA | 1425 INDUSTRY AVE | ALBANY | Dougherty | 470156 | 1 | [5 empty] | Removed from Ground | Diesel | 1000 | Bare Steel | 1971-03-30 | 1994-02-27 | Galvanized Steel
TSC EXPRESS CO/SOUTH FREIGHT LIN | 1505 O'KELLY LN | ALBANY | Dougherty | 470055 | 2 | [5 empty] | Removed from Ground | Diesel | 4000 | Bare Steel | 1974-03-13 | 1994-06-24 | Galvanized Steel | Suction (American)
CAROLINA FREIGHT CARRIERS CORP | 2210 NEWTON RD | ALBANY | Dougherty | 470025 | 2 | [5 empty] | Removed from Ground | Gas (Historical Use) | 8000 | Bare Steel | 1965-01-29 | 1991-04-02 | Bare Steel | Suction (American)
FIRST ALBANY DELIVERANCE CATHEDR | 1402 SOUTH SLAPPEY BLVD | ALBANY | Dougherty | 9047095 | 4 | [5 empty] | Removed from Ground | Gas (Historical Use) | 1100 | Marked Unknown | 1994-06-08 | 1994-06-08 | Unknown
WILLSON FARMING CO | RTE 3 @ PECAN CITY | ALBANY | Dougherty | 470350 | 2 | [5 empty] | Removed from Ground | Diesel | 0 | Bare Steel | 1990-09-01 | 1990-09-01 | Galvanized Steel
TURNER CITY 66 | 1423 MAPLE AVE | ALBANY | Dougherty | 470093 | 3 | [5 empty] | Permanently Out of Use - historical purposes | Gas (Historical Use) | 1000 | Bare Steel |  | 1899-12-31 | Galvanized Steel
FLOWERS BAKING CO | 106 SUNBEAM LN | ALBANY | Dougherty | 470150 | 1 | [5 empty] | Removed from Ground | Other | 5000 | Bare Steel | 1964-04-09 | 1983-05-01 | Bare Steel
CARLTON COUNTY INC | 1604 S SLAPPEY | ALBANY | Dougherty | 9047026 | 7 |  |  | FALSE |  | FALSE | Removed from Ground | Other | 500 | Bare Steel | 2002-12-01 | 2002-12-01 | Bare Steel
CARLTON COUNTY INC | 1604 S SLAPPEY | ALBANY | Dougherty | 9047026 | 1 | [5 empty] | Closed in Ground | Gas (Historical Use) | 2000 | Bare Steel |  | 1899-12-31 | Galvanized Steel | Safe Suction (Euro)
CARLTON COUNTY INC | 1604 S SLAPPEY | ALBANY | Dougherty | 9047026 | 4 |  |  | TRUE |  | TRUE | Closed in Ground | Used Oil | 1000 | Bare Steel | 1983-01-01 | 1996-05-10 | Galvanized Steel | Suction (American)
DISMUKE MOTORS | 860 W OGLETHORPE BLVD | ALBANY | Dougherty | 9047202 | 3 | [5 empty] | Removed from Ground | Diesel | 0 | Not Marked/Unknown | 1997-10-31 | 1997-10-31 | Not Marked
CAROLINA FREIGHT CARRIERS CORP | 2210 NEWTON RD | ALBANY | Dougherty | 470025 | 3 |  |  | TRUE |  | TRUE | Removed from Ground | Used Oil | 500 | Bare Steel | 1965-01-29 | 1991-04-02 | Bare Steel | Gravity Fed
JAMISON BEDDING CO | INDUSTRY AVE | ALBANY | Dougherty | 9047090 | 1 | [5 empty] | Removed from Ground | Gas (Historical Use) | 4000 | Not Marked/Unknown |  | 1899-12-31 | Not Marked
BP FOOD MART #22 | 2340 DAWSON RD | ALBANY | Dougherty | 472002 | 10B | Flapper Valve | 1992-10-01 | FALSE | 1992-10-01 | FALSE | Currently in Use | Diesel | 3000 | Steel-Impressed Current | 1992-12-01 |  | Fiberglass Reinforced Plastic | Pressurized
MR B'S #205/CIRCLE K | 1307 NORTH SLAPPEY BLVD | ALBANY | Dougherty | 470094 | 1 | [5 empty] | Removed from Ground | Gas (Historical Use) | 8000 | Bare Steel | 1976-04-18 | 1899-12-31 | Galvanized Steel
FRANK P WETHERBEE | US HWY 19/10 MI SOUTH OF ALBANY | ALBANY | Dougherty | 470030 | 2 | [5 empty] | Removed from Ground | Gas (Historical Use) | 1000 | Bare Steel | 1981-01-01 | 1991-09-01 | Not Marked
ALBANY MAIN POST OFFICE/US POSTA | 1501 SOUTH SLAPPEY BLVD | ALBANY | Dougherty | 470352 | 3 | [5 empty] | Removed from Ground | Other | 500 | Bare Steel | 1973-01-04 | 1991-04-21 | Galvanized Steel
3100 LEARY | 3100 LEARY RD | ALBANY | Dougherty | 470299 | 1 | Flapper Valve | 1996-06-01 | FALSE | 1996-06-01 | FALSE | Temporarily out of use | Diesel | 6000 | Steel-Impressed Current | 1983-05-09 |  | Fiberglass Reinforced Plastic | Pressurized
CONCRETE ENTERPRISES INC | 110 MERCHANTILE | ALBANY | Dougherty | 470203 | 1 | [5 empty] | Removed from Ground | Diesel | 3000 | Bare Steel | 1976-05-02 | 1999-10-19 | Galvanized Steel | Suction (American)
GA PACIFIC | US HWY 19 S | ALBANY | Dougherty | 470157 | 2 | [5 empty] | Removed from Ground | Diesel | 1000 | Bare Steel | 1971-03-30 | 1988-09-01 | Galvanized Steel
GILES BUILDERS SUPPLY | CORNER PINE & CLEVELAND | ALBANY | Dougherty | 470125 | 1 | [5 empty] | Closed in Ground | Gas (Historical Use) | 1000 | Bare Steel | 1998-12-01 | 1998-12-01 | Galvanized Steel | Suction (American)
J&H PRODUCE CO | 1301 NANCY DR | ALBANY | Dougherty | 470018 | 5 | [5 empty] | Permanently Out of Use - historical purposes | Diesel | 1000 | Not Marked/Unknown |  | 1899-12-31 | Not Marked
SPILMAN BRICK CO/PALMYRA RD PROP | 2804 PALMYRA RD | ALBANY | Dougherty | 470040 | 5 | [5 empty] | Removed from Ground | Diesel | 14000 | Bare Steel | 1986-03-05 | 1993-05-15 | Galvanized Steel
MR B'S #205/CIRCLE K | 1307 NORTH SLAPPEY BLVD | ALBANY | Dougherty | 470094 | 3 | [5 empty] | Removed from Ground | Gas (Historical Use) | 300 | Bare Steel | 1976-04-18 | 1899-12-31 | Galvanized Steel
PACE 51 | 1604 GILLIONVILLE RD | ALBANY | Dougherty | 9047156 | 4 |  |  | FALSE |  | FALSE | Removed from Ground | Used Oil | 0 |  | 2001-11-01 | 2001-11-01
FIRST ALBANY DELIVERANCE CATHEDR | 1402 SOUTH SLAPPEY BLVD | ALBANY | Dougherty | 9047095 | 3 |  |  | TRUE |  | TRUE | Removed from Ground | Used Oil | 550 | Marked Unknown | 1994-06-08 | 1994-06-08 | Unknown
CARLTON COUNTY INC | 1604 S SLAPPEY | ALBANY | Dougherty | 9047026 | 2 | [5 empty] | Closed in Ground | Gas (Historical Use) | 2000 | Bare Steel |  | 1899-12-31 | Galvanized Steel | Safe Suction (Euro)
THOMPSON BROTHERS FARM | 116 ROOSEVELT AVENUE | ALBANY | Dougherty | 9047194 | 1 | [5 empty] | Removed from Ground | Diesel | 3000 | Not Marked/Unknown | 1997-04-25 | 1997-04-25 | Not Marked
BP FOOD MART #22 | 2340 DAWSON RD | ALBANY | Dougherty | 472002 | 7 | [5 empty] | Removed from Ground | Gas (Historical Use) | 3000 | Cathodically Protected Steel | 1978-05-04 | 1992-10-01 | Galvanized Steel
ALBANY ELEVATOR | 1937 LEDO RD | ALBANY | Dougherty | 470009 | 1 | [5 empty] | Closed in Ground | Gas (Historical Use) | 550 | Cathodically Protected Steel | 1971-02-28 | 1990-11-16 | Galvanized Steel
CAROLINA FREIGHT CARRIERS CORP | 2210 NEWTON RD | ALBANY | Dougherty | 470025 | 1 | [5 empty] | Removed from Ground | Diesel | 8000 | Bare Steel | 1965-01-29 | 1991-04-02 | Bare Steel | Suction (American)
ALBANY MUNICIPAL AIRPORT SERVICE | 3614 NEWTON ROAD | ALBANY | Dougherty | 9047168 | 1 |  | 1989-08-08 |  | 1989-08-08 |  | Removed from Ground | Gas (Historical Use) | 2000 | Cathodically Protected Steel | 1989-08-08 | 2004-11-20 | Fiberglass Reinforced Plastic | Pressurized
NO FACILITY NAME GIVEN | 3614 NEWTON RD | ALBANY | Dougherty | 470224 | 3 | [5 empty] | Removed from Ground | Gas (Historical Use) | 8000 | Marked Unknown | 1966-05-10 | 1984-06-01 | Unknown
ALBANY MAIN POST OFFICE/US POSTA | 1501 SOUTH SLAPPEY BLVD | ALBANY | Dougherty | 470352 | 1 | [5 empty] | Removed from Ground | Gas (Historical Use) | 5000 | Bare Steel | 1973-01-04 | 1991-04-21 | Galvanized Steel
3100 LEARY | 3100 LEARY RD | ALBANY | Dougherty | 470299 | 3 | Flapper Valve | 1998-07-01 | FALSE | 1996-06-01 | FALSE | Temporarily out of use | Gas (Historical Use) | 4000 | Steel-Impressed Current | 1979-03-01 |  | Fiberglass Reinforced Plastic | Pressurized
PAC A SAC #16 | OAKRIDGE DR | ALBANY | Dougherty | 470289 | 1 | [5 empty] | Removed from Ground | Gas (Historical Use) | 8000 | Bare Steel | 1981-05-09 | 1991-11-13 | Galvanized Steel
DARTON COLLEGE | 2400 GILLIONVILLE RD | ALBANY | Dougherty | 470002 | 2 | [5 empty] | Removed from Ground | Gas (Historical Use) | 1000 | Bare Steel | 1980-01-15 | 2008-04-09 | Galvanized Steel
BP FOOD MART #22 | 2340 DAWSON RD | ALBANY | Dougherty | 472002 | 3 | [5 empty] | Removed from Ground | Gas (Historical Use) | 3000 | Cathodically Protected Steel | 1978-05-04 | 1992-10-01 | Galvanized Steel
REEVES CONSTRUCTION CO | 2615 OLD JIM DAVIS RD | ALBANY | Dougherty | 470001 | 2 | Flapper Valve | 1998-08-01 | FALSE | 1998-08-01 | FALSE | Currently in Use | E-10 | 10000 | Steel-Impressed Current | 1985-02-26 |  | Steel (Impressed Current) | Pressurized
ALBANY COMMUNICATIONS CO | 1507 O'KELLY AVE | ALBANY | Dougherty | 470008 | 1 | [5 empty] | Removed from Ground | Gas (Historical Use) | 560 | Cathodically Protected Steel | 1976-02-27 | 1899-12-31 | Galvanized Steel
3100 LEARY | 3100 LEARY RD | ALBANY | Dougherty | 470299 | 4 | Flapper Valve | 1998-07-01 | FALSE | 1996-06-01 | FALSE | Temporarily out of use | Gas (Historical Use) | 4000 | Steel-Impressed Current | 1979-03-01 |  | Fiberglass Reinforced Plastic | Pressurized
SOUTHEAST TERMINAL | 1162 GILLIONVILLE RD | ALBANY | Dougherty | 470044 | 1 | [5 empty] | Removed from Ground | Kerosene | 1000 | Bare Steel | 1974-03-06 | 1988-11-15 | Galvanized Steel
WOODALLS #2 | 1500 NORTH SLAPPEY | ALBANY | Dougherty | 470059 | 4 | Flapper Valve | 1998-08-18 | FALSE | 1992-01-01 | FALSE | Currently in Use | Diesel | 10000 | Steel-Impressed Current | 1980-03-11 |  | Fiberglass Reinforced Plastic | Pressurized
WOODALLS #1 | 261 EAST OGLETHORPE | ALBANY | Dougherty | 470058 | 2 | Flapper Valve |  | FALSE |  | FALSE | Currently in Use | Plus | 8000 | Steel-Impressed Current | 1979-03-12 |  | Fiberglass Reinforced Plastic | Pressurized
MR B'S #205/CIRCLE K | 1307 NORTH SLAPPEY BLVD | ALBANY | Dougherty | 470094 | 2 | [5 empty] | Removed from Ground | Gas (Historical Use) | 4000 | Bare Steel | 1976-04-18 | 1899-12-31 | Galvanized Steel
WESTSIDE GROCERY | 2314 W GORDON ST | ALBANY | Dougherty | 470078 | 1 | Flapper Valve | 1998-11-01 | FALSE | 1998-11-01 | FALSE | Temporarily out of use | E-10 | 8068 | Steel-Impressed Current | 1979-04-17 |  | Steel (Impressed Current) | Safe Suction (Euro)
JAMISON BEDDING CO | INDUSTRY AVE | ALBANY | Dougherty | 9047090 | 2 | [5 empty] | Removed from Ground | Gas (Historical Use) | 6000 | Not Marked/Unknown |  | 1899-12-31 | Not Marked
PAC A SAC #16 | OAKRIDGE DR | ALBANY | Dougherty | 470289 | 2 | [5 empty] | Removed from Ground | Gas (Historical Use) | 8000 | Bare Steel | 1981-05-09 | 1991-11-13 | Galvanized Steel
FLINT RIVER TEXTILES INC | 509 ELEVENTH AVE | ALBANY | Dougherty | 470334 | 2 | [5 empty] | Removed from Ground | Gas (Historical Use) | 1000 | Bare Steel | 1972-01-05 | 1992-10-19 | Galvanized Steel
POLLOCK HEATING & COOLING CO | 503 NORTH WASHINGTON ST | ALBANY | Dougherty | 470063 | 1 | [5 empty] | Removed from Ground | Gas (Historical Use) | 1000 | Bare Steel | 1966-03-15 | 1986-01-01 | Galvanized Steel
Circle K 2745154 | 2701 GILLIONVILLE RD | ALBANY | Dougherty | 9000697 | 2 | [5 empty] | Removed from Ground | Gas (Historical Use) | 6000 | Bare Steel | 1978-03-01 | 1996-03-11 | Galvanized Steel | Pressurized
CALHOUN CONCRETE PIPE | INDUSTRY AVE | ALBANY | Dougherty | 1060407 | 3 | [5 empty] | Removed from Ground | Diesel | 250 | Bare Steel | 1971-04-27 | 1991-07-10 | Galvanized Steel
S CECIL MUSGROVE PROPERTY | 2400 SYLVESTER RD & MOCK RD INTE | ALBANY | Dougherty | 9047200 | 3 | [5 empty] | Removed from Ground | Kerosene | 250 | Not Marked/Unknown | 1998-01-13 | 1998-01-13 | Not Marked
INTERSTATE NATIONALEASE INC | 1400 BRICKLINE COURT | ALBANY | Dougherty | 9047223 | 1 | Overfill Alarm | 2000-06-09 | FALSE | 2000-06-09 | FALSE | Currently in Use | Diesel | 15000 | Composite | 2000-06-09 |  | Double-Walled Flex | Pressurized
JAMES EQUIPMENT & SUPPLY CO | 1520 PALMYRA RD | ALBANY | Dougherty | 9047087 | 2 | [5 empty] | Removed from Ground | Gas (Historical Use) | 2000 | Not Marked/Unknown |  | 1899-12-31 | Not Marked
TCI STORER CABLE | 110 BALDWIN DR | ALBANY | Dougherty | 9047052 | 3 | [5 empty] | Removed from Ground | Gas (Historical Use) | 1000 | Bare Steel | 1971-04-01 | 1993-08-01 | Galvanized Steel
MR B'S #205/CIRCLE K | 1307 NORTH SLAPPEY BLVD | ALBANY | Dougherty | 470094 | 5 |  |  | TRUE |  | TRUE | Removed from Ground | Used Oil | 500 | Not Marked/Unknown |  | 1899-12-31 | Not Marked
MR B'S #205/CIRCLE K | 1307 NORTH SLAPPEY BLVD | ALBANY | Dougherty | 470094 | 4 | [5 empty] | Removed from Ground | Gas (Historical Use) | 3000 | Bare Steel | 1976-04-18 | 1899-12-31 | Galvanized Steel
WILLSON FARMING CO | RTE 3 @ PECAN CITY | ALBANY | Dougherty | 470350 | 4 | [5 empty] | Removed from Ground | Diesel | 0 | Bare Steel | 1990-09-01 | 1990-09-01 | Galvanized Steel
TURNER CITY 66 | 1423 MAPLE AVE | ALBANY | Dougherty | 470093 | 1 | [5 empty] | Removed from Ground | Gas (Historical Use) | 2000 | Bare Steel | 1976-04-18 | 1992-04-01 | Galvanized Steel
BLALOCK MACHINE WORKS/DEVINE MAC | 2201 NORTH MONROE ST | ALBANY | Dougherty | 470124 | 1 | [5 empty] | Removed from Ground | Gas (Historical Use) | 1000 | Bare Steel | 1966-04-14 | 1988-01-01 | Galvanized Steel
CARLTON COUNTY INC | 1604 S SLAPPEY | ALBANY | Dougherty | 9047026 | 3 | [5 empty] | Removed from Ground | Diesel | 4000 | Bare Steel | 1983-01-01 | 1996-05-06 | Galvanized Steel | Suction (American)
THOMPSON BROTHERS FARM | 116 ROOSEVELT AVENUE | ALBANY | Dougherty | 9047194 | 2 | [5 empty] | Removed from Ground | Gas (Historical Use) | 500 | Bare Steel | 1997-04-25 | 1997-04-25 | Bare Steel
Circle K 2745154 | 2701 GILLIONVILLE RD | ALBANY | Dougherty | 9000697 | 7 | Flapper Valve | 1996-04-20 | FALSE | 1996-04-20 | FALSE | Currently in Use | Diesel | 10000 | Composite | 1996-04-20 |  | Double-Walled Flex | Pressurized
Circle K 2745154 | 2701 GILLIONVILLE RD | ALBANY | Dougherty | 9000697 | 5 | Flapper Valve | 1996-04-20 | FALSE | 1996-04-20 | FALSE | Currently in Use | E-10 | 10000 | Composite | 1996-04-20 |  | Double-Walled Flex | Pressurized
Circle K 2745154 | 2701 GILLIONVILLE RD | ALBANY | Dougherty | 9000697 | 4 | [5 empty] | Removed from Ground | Gas (Historical Use) | 6000 | Bare Steel | 1978-03-01 | 1996-03-11 | Galvanized Steel | Pressurized
CALHOUN CONCRETE PIPE | INDUSTRY AVE | ALBANY | Dougherty | 1060407 | 1 | [5 empty] | Removed from Ground | Gas (Historical Use) | 1000 | Bare Steel | 1971-04-27 | 1991-07-10 | Galvanized Steel
SOUTHERN CONCRETE | 605 E OGLETHORPE EXPWY | ALBANY | Dougherty | 9047057 | 1 |  | 1998-07-28 |  | 1998-07-28 |  | Permanently Out Of Use | Gas (Historical Use) | 10000 | Steel-Impressed Current | 1976-04-12 | 2002-11-12 | Fiberglass Reinforced Plastic | Pressurized
LAND DEPT/SW GA FIELD OFFICE | 101 GA POWER RD | ALBANY | Dougherty | 720028 | 2 | [5 empty] | Removed from Ground | Diesel | 1000 | Bare Steel | 1981-05-08 | 1988-12-01 | Unknown
LEGION 66 | 2510 NORTH JEFFERSON ST | ALBANY | Dougherty | 470087 | 5 | [5 empty] | Removed from Ground | Kerosene | 500 | Bare Steel | 1997-09-01 | 1997-09-01 | Bare Steel | Suction (American)
NO FACILITY NAME GIVEN | 3614 NEWTON RD | ALBANY | Dougherty | 470224 | 2 | [5 empty] | Removed from Ground | Gas (Historical Use) | 8000 | Marked Unknown | 1966-05-10 | 1984-06-01 | Unknown
DAVID I PETERSON INC | 1621 OAKRIDGE DR | ALBANY | Dougherty | 470322 | 4 | Overfill Alarm | 1996-04-01 | FALSE | 1996-04-01 | FALSE | Currently in Use | Diesel | 12000 | Steel-Impressed Current | 1983-04-19 |  | Fiberglass Reinforced Plastic | Pressurized
ALBANY MUNICIPAL AP-HERTZ SERVIC | NEWTON RD | ALBANY | Dougherty | 470317 | 1 | [5 empty] | Removed from Ground | Gas (Historical Use) | 8000 | Bare Steel | 1973-05-08 | 1989-06-01 | Unknown
WILLSON FARMING CO | RTE 3 @ PECAN CITY | ALBANY | Dougherty | 470350 | 6 | [5 empty] | Removed from Ground | Diesel | 0 | Bare Steel | 1998-09-01 | 1998-09-01 | Galvanized Steel
BUDGET CAR & TRUCK RENTAL | 901 WEST OGLETHORPE | ALBANY | Dougherty | 470281 | 2 | [5 empty] | Removed from Ground | Gas (Historical Use) | 3000 | Bare Steel | 1966-05-12 | 1991-04-15 | Bare Steel
ALBANY WAREHOUSE CO | 1701 NORTH WASHINGTON STREET | ALBANY | Dougherty | 470167 | 1 | [5 empty] | Removed from Ground | Diesel | 2000 | Bare Steel | 1971-05-05 | 1993-10-01 | Galvanized Steel
DOUGHERTY COUNTY PUBLIC WORKS | 2108 HABERSHAM RD | ALBANY | Dougherty | 470029 | 3 | Flapper Valve | 1991-06-21 | FALSE | 1991-06-21 | FALSE | Currently in Use | E-10 | 10000 | Galvanic (STIP-3) | 1991-06-21 |  | Steel/Sacrificial Anodes | Pressurized
ALBANY/WATER POLLUTION CONTROL | 2726 JOSHUA RD | ALBANY | Dougherty | 470097 | WPC-1 | [5 empty] | Removed from Ground | Empty | 2000 | Bare Steel | 1977-05-29 | 1993-09-01 | Galvanized Steel
INTERSTATE NATIONALEASE INC - AL | 2710 PALMYRA RD | ALBANY | Dougherty | 470225 | 2 |  |  | TRUE |  | TRUE | Removed from Ground | Used Oil | 1000 | Bare Steel | 1978-05-04 | 1998-09-17 | Bare Steel | Gravity Fed
DOUGHERTY COUNTY ALBANY HIGH SCH | 801 RESIDENCE AVE | ALBANY | Dougherty | 470220 | 1 | [5 empty] | Currently in Use | Diesel | 10000 | Bare Steel | 1954-05-14 |  | Unknown
SPILMAN BRICK CO/PALMYRA RD PROP | 2804 PALMYRA RD | ALBANY | Dougherty | 470040 | 1 | [5 empty] | Removed from Ground | Gas (Historical Use) | 5100 | Bare Steel | 1986-03-05 | 1993-05-15 | Galvanized Steel
SOUTHWEST GEORGIA REGIONAL AIRPO | 3905 NEWTON RD | ALBANY | Dougherty | 9047205 | 2 | [5 empty] | Removed from Ground | Gas (Historical Use) | 1200 | Not Marked/Unknown | 1998-05-27 | 1998-05-27 | Not Marked
ALBANY NURSERY WMA | 601 TALLASSEE RD | ALBANY | Dougherty | 9047185 | 1 | [5 empty] | Removed from Ground | Gas (Historical Use) | 1000 | Marked Unknown | 1971-04-13 | 2008-04-09 | Unknown
INTERSTATE TRUCK LEASING | 1040 EAST CLARK AVE | ALBANY | Dougherty | 470226 | 1 | [5 empty] | Removed from Ground | Other | 2000 | Bare Steel | 1972-05-05 | 1899-12-31 | Unknown
DOUGHERTY CO/TURNER ELEMENTARY S | 2001 LEONARD AVE | ALBANY | Dougherty | 470216 | 1 | [5 empty] | Removed from Ground | Empty | 6000 | Bare Steel | 1952-05-14 | 1995-06-01 | Unknown
A & D FOOD STORE #2 | 1117 CLARK AVE | ALBANY | Dougherty | 470172 | 1 | [5 empty] | Removed from Ground | Gas (Historical Use) | 3000 | Bare Steel | 1966-04-01 | 1998-04-21 | Bare Steel | Safe Suction (Euro)
LOBARTON FARMS INC | 723 GAISSERT RD | ALBANY | Dougherty | 470074 | 1 | [5 empty] | Removed from Ground | Diesel | 20000 | Bare Steel | 1978-04-16 | 1995-07-27 | Galvanized Steel
FLEETMASTER EXPRESS INC | 701 MCCOLUM DR | ALBANY | Dougherty | 470080 | 5 | Flapper Valve | 1990-05-23 | FALSE | 1990-05-23 | FALSE | Temporarily out of use | Diesel | 20000 | Composite | 1990-05-23 |  | Fiberglass Reinforced Plastic
FLEETMASTER EXPRESS INC | 701 MCCOLUM DR | ALBANY | Dougherty | 470080 | 4 |  |  | TRUE |  | TRUE | Removed from Ground | Used Oil | 1000 | Bare Steel | 1981-04-16 | 1990-05-22 | Galvanized Steel
YELLOW FREIGHT SYSTEM INC | 1020 COASTLINE AVE | ALBANY | Dougherty | 470351 | 1 | [5 empty] | Removed from Ground | Diesel | 10000 | Bare Steel | 1976-01-01 | 1981-01-01 | Unknown
STOP N SHOP | 2609 SYLVESTER RD | ALBANY | Dougherty | 470301 | 1 | Flapper Valve | 1998-12-15 | FALSE | 1998-12-15 | FALSE | Currently in Use | E-10 | 8000 | Steel-Impressed Current | 1982-05-06 |  | Steel (Impressed Current) | Pressurized
Circle K 2745106 | 624 HOLLY DR | ALBANY | Dougherty | 470257 | 5 | Flapper Valve | 1994-08-02 | FALSE | 1994-08-02 | FALSE | Currently in Use | Premium | 10000 | Composite | 1994-08-02 |  | Double-Walled Flex | Pressurized
A-1 WRECKER SERVICE | 845 WEST OGLETHORPE | ALBANY | Dougherty | 470053 | 5 | [5 empty] | Closed in Ground | Gas (Historical Use) | 1500 | Bare Steel | 1961-03-18 | 1987-01-01 | Galvanized Steel
WOODALLS | 1400 N JEFFERSON ST | ALBANY | Dougherty | 10002244 | 4 | Overfill Alarm | 2013-07-01 | FALSE | 2013-07-01 | FALSE | Currently in Use | Diesel | 5000 | Tank Jacket | 2013-07-01 |  | Double-Walled Fiberglass | Pressurized
WOODALLS | 1400 N JEFFERSON ST | ALBANY | Dougherty | 10002244 | 1 | Overfill Alarm | 2013-07-01 | FALSE | 2013-07-01 | FALSE | Currently in Use | E-10 | 20000 | Tank Jacket | 2013-07-01 |  | Double-Walled Fiberglass | Pressurized
AAA COOPER TRANSPORTATION | WESTOVER RD | ALBANY | Dougherty | 470068 | 2 | [5 empty] | Removed from Ground | Gas (Historical Use) | 10000 | Marked Unknown | 1970-03-21 | 1990-09-21 | Unknown
CHEM NUT INC | 1918 LEDO RD | ALBANY | Dougherty | 470205 | 1 | [5 empty] | Removed from Ground | Gas (Historical Use) | 560 | Bare Steel | 1995-05-19 | 1995-05-19 | Bare Steel
WILLSON FARMING CO | RTE 3 @ PECAN CITY | ALBANY | Dougherty | 470350 | 3 | [5 empty] | Removed from Ground | Diesel | 0 | Bare Steel | 1990-09-01 | 1990-09-01 | Galvanized Steel
FIRESTONE STR #0558 | PO BOX 341 | ALBANY | Dougherty | 470067 | 1 | [5 empty] | Closed in Ground | Empty | 0 | Bare Steel | 1964-03-22 | 1967-08-01 | Unknown
ALBANY WAREHOUSE CO | 1701 NORTH WASHINGTON STREET | ALBANY | Dougherty | 470167 | 2 | [5 empty] | Removed from Ground | Gas (Historical Use) | 2000 | Bare Steel | 1971-05-05 | 1993-10-01 | Galvanized Steel
DISMUKE MOTORS | 860 W OGLETHORPE BLVD | ALBANY | Dougherty | 9047202 | 4 | [5 empty] | Removed from Ground | Gas (Historical Use) | 0 | Not Marked/Unknown | 1997-10-31 | 1997-10-31 | Not Marked
JAMES EQUIPMENT & SUPPLY CO | 1520 PALMYRA RD | ALBANY | Dougherty | 9047087 | 1 | [5 empty] | Removed from Ground | Gas (Historical Use) | 3000 | Not Marked/Unknown |  | 1899-12-31 | Not Marked
SOUTHERN CONCRETE | 605 E OGLETHORPE EXPWY | ALBANY | Dougherty | 9047057 | 3 |  | 1998-07-28 |  | 1998-07-28 |  | Permanently Out Of Use | Diesel | 8000 | Steel-Impressed Current | 1976-04-12 | 2002-11-12 | Fiberglass Reinforced Plastic | Pressurized
SOUTHERN AG CARRIERS | 3422 SYLVESTER RD | ALBANY | Dougherty | 9047105 | 1 | [5 empty] | Removed from Ground | Diesel | 20000 | Not Marked/Unknown | 1979-01-01 | 1995-02-10 | Unknown
FIRST UNION NATIONAL BANK/ALBANY | 241 PINE AVE | ALBANY | Dougherty | 9047172 | 1 | [5 empty] | Removed from Ground | Diesel | 2000 | Marked Unknown | 1996-02-27 | 1996-02-27 | Unknown
GRAB N GO | 5400 NEWTON RD | ALBANY | Dougherty | 10000479 | 3A | Ball Float |  | FALSE |  | FALSE | Currently in Use | Premium | 4000 | Composite | 2000-01-01 |  | Fiberglass Reinforced Plastic | Pressurized
SAINT JOSEPH TIMBERLAND COMPANY | GA HIGHWAY 62 & TARVA ROAD | ALBANY | Dougherty | 10000945 | 2 |  |  | FALSE |  | FALSE | Removed from Ground | Diesel | 1000 | Unknown | 1993-01-01 | 1993-01-01
BUDGET CAR & TRUCK RENTAL | 901 WEST OGLETHORPE | ALBANY | Dougherty | 470281 | 6 | [5 empty] | Removed from Ground | Gas (Historical Use) | 1500 | Marked Unknown | 1976-01-01 | 1991-05-16 | Unknown
BUDGET CAR & TRUCK RENTAL | 901 WEST OGLETHORPE | ALBANY | Dougherty | 470281 | 8 | [5 empty] | Removed from Ground | Gas (Historical Use) | 1500 | Marked Unknown | 1976-01-01 | 1991-05-16 | Unknown
BARBER EQUIPMENT CO INC | 411 ROOSEVELT AVE | ALBANY | Dougherty | 470188 | 1 | Overfill Alarm | 1991-05-14 | FALSE | 1991-05-14 | FALSE | Removed from Ground | Gas (Historical Use) | 2000 | Epoxy | 1991-05-14 | 2018-06-06 | Double-Walled Fiberglass | Pressurized
THOMPSON BROTHERS FARM | 116 ROOSEVELT AVENUE | ALBANY | Dougherty | 9047194 | 6 | [5 empty] | Removed from Ground | Gas (Historical Use) | 250 | Bare Steel | 1997-04-25 | 1997-04-25 | Bare Steel
SUWANNEE SWIFTY #236 | 408 CORDELE RD | ALBANY | Dougherty | 470245 | T3 |  | 1994-12-05 |  | 1994-12-05 |  | Removed from Ground | Gas (Historical Use) | 6000 | Composite | 1985-05-07 | 1998-03-06 | Galvanized Steel | Safe Suction (Euro)
MAPLE ST GROCERY | 1305 N MAPLE ST | ALBANY | Dougherty | 470250 | 2 |  | 1986-05-08 |  | 1986-05-08 |  | Removed from Ground | Empty | 8000 | Cathodically Protected Steel | 1986-05-08 | 2009-10-21 | Fiberglass Reinforced Plastic | Pressurized
Circle K 2745105 | 2336 SE LIBERTY EXPWY | ALBANY | Dougherty | 470255 | 3 |  | 1998-02-11 |  | 1998-02-11 |  | Removed from Ground | Gas (Historical Use) | 3000 | Steel-Impressed Current | 1978-05-10 | 2002-04-18 | Cathodically Protected | Suction (American)
ONE STOP 2 | 2401 NORTH BRIARWOOD DR | ALBANY | Dougherty | 470242 | T3 | [5 empty] | Removed from Ground | Gas (Historical Use) | 6000 | Bare Steel | 1978-05-09 | 1998-11-30 | Galvanized Steel | Suction (American)
BP FOOD MART #21 | 1817 N SLAPPEY BLVD | ALBANY | Dougherty | 470337 | 3 | [5 empty] | Removed from Ground | Gas (Historical Use) | 3000 | Bare Steel | 1956-05-30 | 1997-12-08 | Galvanized Steel | Suction (American)
BAY #396 | 2403 DAWSON RD | ALBANY | Dougherty | 470348 | 2 | Ball Float | 1995-08-28 |  | 1995-08-28 |  | Removed from Ground | Gas (Historical Use) | 4000 | Steel-Impressed Current | 1977-05-15 | 2015-01-23 | Steel (Impressed Current) | Safe Suction (Euro)
WILLSON FARMING CO | RTE 3 @ PECAN CITY | ALBANY | Dougherty | 470350 | 1 | [5 empty] | Removed from Ground | Gas (Historical Use) | 0 | Bare Steel |  | 1899-12-31 | Galvanized Steel
TURNER CITY 66 | 1423 MAPLE AVE | ALBANY | Dougherty | 470093 | 2 | [5 empty] | Removed from Ground | Gas (Historical Use) | 1000 | Bare Steel | 1992-04-01 | 1992-04-01 | Galvanized Steel
CARLTON COUNTY INC | 1604 S SLAPPEY | ALBANY | Dougherty | 9047026 | 6 |  |  | FALSE |  | FALSE | Removed from Ground | Other | 500 | Bare Steel | 2002-12-01 | 2002-12-01
DISMUKE MOTORS | 860 W OGLETHORPE BLVD | ALBANY | Dougherty | 9047202 | 2 | [5 empty] | Removed from Ground | Gas (Historical Use) | 0 | Not Marked/Unknown | 1997-10-31 | 1997-10-31 | Not Marked
SUNNYLAND FARMS | MOULTRIE RD | ALBANY | Dougherty | 9047204 | 2 | [5 empty] | Removed from Ground | Diesel | 4000 | Not Marked/Unknown | 1998-09-02 | 1998-09-02 | Not Marked
DIVERSIFIED AG SERVICES INC | 1600 NORTH JACKSON ST | ALBANY | Dougherty | 470027 | 2 | [5 empty] | Removed from Ground | Diesel | 1000 | Bare Steel | 1971-01-03 | 1990-12-12 | Galvanized Steel
FIRST UNION NATIONAL BANK/ALBANY | 241 PINE AVE | ALBANY | Dougherty | 9047172 | 2 | [5 empty] | Removed from Ground | Diesel | 0 | Not Marked/Unknown | 1996-02-27 | 1996-02-27 | Not Marked
MCCLENDON TRUCKING CO INC | 935 MCCOLLUM DR | ALBANY | Dougherty | 470086 | 2 | [5 empty] | Removed from Ground | Diesel | 10000 | Bare Steel | 1979-04-18 | 1990-11-27 | Galvanized Steel
PROCTER & GAMBLE PAPER PRODUCTS | 512 LIBERTY EXPRESSWAY SE | ALBANY | Dougherty | 9047051 | 4 | Overfill Alarm | 1995-12-01 |  | 1995-12-01 |  | Removed from Ground | Gas (Historical Use) | 2000 | Composite Double Walled | 1995-12-15 | 2011-06-28 | Double-Walled Flex | Safe Suction (Euro)
THE VIKING DISTILLERY INC | 1101 EAST BROAD AVE | ALBANY | Dougherty | 9047188 | 1 | [5 empty] | Removed from Ground | Empty | 20000 | Not Marked/Unknown | 1996-09-13 | 1996-09-13 | Not Marked
MCKINNEY & CO | 705 MCCOLLUM LANE | ALBANY | Dougherty | 47166 | H-1 | [5 empty] | Removed from Ground | Gas (Historical Use) | 1000 | Bare Steel | 1972-05-02 | 1990-01-01 | Galvanized Steel
QUICK SHOP | 814 N JEFFERSON ST | ALBANY | Dougherty | 4430053 | 2-PLUS | Flapper Valve | 1998-07-14 | FALSE | 1998-07-14 | FALSE | Currently in Use | Plus | 6000 | Steel-Impressed Current | 1998-07-15 |  | Steel (Impressed Current) | Pressurized
JUNE BUGS #2 | 2125 NEWTON RD | ALBANY | Dougherty | 472000 | 1 | Flapper Valve | 1987-11-04 | FALSE | 1987-11-04 | FALSE | Currently in Use | Premium | 10000 | Galvanic (STIP-3) | 1987-11-04 |  | Fiberglass Reinforced Plastic | Pressurized
BOB WHITE RENTS | 732 W BROAD AVE | ALBANY | Dougherty | 9047201 | 2 | Flapper Valve | 1997-12-16 | FALSE | 1997-12-16 | FALSE | Temporarily out of use | Diesel | 280 | Composite | 1997-12-01 |  | Steel/FG Secondary containment | Safe Suction (Euro)
FRANK'S DETAIL SHOP | 701 NORTH JEFFERSON ST | ALBANY | Dougherty | 9047029 | 4 | [5 empty] | Removed from Ground | Empty | 2000 | Bare Steel | 1993-01-05 | 1993-01-05 | Galvanized Steel
FRANK'S DETAIL SHOP | 701 NORTH JEFFERSON ST | ALBANY | Dougherty | 9047029 | 5 | [5 empty] | Removed from Ground | Empty | 2000 | Bare Steel | 1993-01-05 | 1993-01-05 | Galvanized Steel
POLITE BONDIG CO | 200 FLINT AVE | ALBANY | Dougherty | 9047102 | 1 | [5 empty] | Removed from Ground | Gas (Historical Use) | 4000 | Marked Unknown | 1966-02-01 | 1995-01-10 | Unknown
FIRESTONE #7943 | 429 OGLETHORPE | ALBANY | Dougherty | 9047104 | 1 |  |  | TRUE |  | TRUE | Removed from Ground | Used Oil | 300 | Bare Steel | 1964-01-01 | 1995-01-17 | Bare Steel | Gravity Fed
ALBANY PUBLIC WORKS SITE | 1900 N MONROE ST | ALBANY | Dougherty | 470099 | 9 | [5 empty] | Removed from Ground | Kerosene | 500 | Bare Steel | 1950-01-01 | 1990-11-01 | Galvanized Steel
ALBANY PUBLIC WORKS SITE | 1900 N MONROE ST | ALBANY | Dougherty | 470099 | 6 | [5 empty] | Removed from Ground | Gas (Historical Use) | 10000 | Bare Steel | 1979-05-29 | 1990-11-01 | Galvanized Steel
BRUCE HENDERSON OIL CO INC | 1030 WEST GORDON | ALBANY | Dougherty | 470153 | 3 | [5 empty] | Removed from Ground | Diesel | 5000 | Bare Steel | 1981-03-27 | 1986-07-01 | Galvanized Steel
PHOEBE NORTH CAMPUS | 2000 PALMYRA RD | ALBANY | Dougherty | 470204 | B | [5 empty] | Removed from Ground | Diesel | 1000 | Bare Steel | 1984-04-30 | 1998-07-23 | Unknown
S&S CO OF GA INC | 827 PINE AVE | ALBANY | Dougherty | 470189 | 2 | [5 empty] | Removed from Ground | Gas (Historical Use) | 1000 | Bare Steel | 1979-06-10 | 1997-06-16 | Galvanized Steel
AAA COOPER TRANSPORATION | 703 MCCOLLUM DR | ALBANY | Dougherty | 470057 | 1 | Overfill Alarm | 1990-12-08 | FALSE | 1990-12-08 | FALSE | Currently in Use | Diesel | 12000 | Galvanic (STIP-3) | 1990-12-08 |  | Fiberglass Reinforced Plastic | Pressurized
MOREES GROCERY | 4028 MOULTRIE RD | ALBANY | Dougherty | 9047149 | 3 | [5 empty] | Removed from Ground | Gas (Historical Use) | 2000 | Bare Steel | 1985-01-01 | 1999-12-15 | Bare Steel | Pressurized
ALBANY CUSTOM EXAUST | 201 E OGLETHORPE | ALBANY | Dougherty | 9047150 | 2 |  | 1998-08-01 |  | 1998-08-01 |  | Removed from Ground | Gas (Historical Use) | 3000 | Steel-Impressed Current | 1970-01-01 | 2012-04-10 | Cathodically Protected | Pressurized
MS WL STANDFIELD | 1706 S JEFFERSON | ALBANY | Dougherty | 9047063 | 103 | [5 empty] | Removed from Ground | Kerosene | 4000 | Not Marked/Unknown | 1993-07-16 | 1993-07-16 | Not Marked | Safe Suction (Euro)
MS WL STANDFIELD | 1706 S JEFFERSON | ALBANY | Dougherty | 9047063 | 101 | [5 empty] | Removed from Ground | Gas (Historical Use) | 4000 | Bare Steel | 1993-07-16 | 1993-07-16 | Bare Steel | Safe Suction (Euro)
GOODWILL IND | 226 W BROAD AVE | ALBANY | Dougherty | 9047070 | 1 | [5 empty] | Removed from Ground | Gas (Historical Use) | 500 | Not Marked/Unknown | 1993-08-06 | 1993-08-06 | Not Marked
TURNER JOB CORPS CENTER | 2000 SCHILLING AVENUE | ALBANY | Dougherty | 10001312 | 1 |  |  | FALSE |  | FALSE | Removed from Ground | Diesel | 10000 | Bare Steel
QUICK WAY FOOD MART | 700 RADIUM SPRINGS RD | ALBANY | Dougherty | 9047167 | 2 | [5 empty] | Removed from Ground | Gas (Historical Use) | 8000 | Not Marked/Unknown | 1997-02-01 | 1997-02-01 | Not Marked
FAST LANE FOOD MART | 3000 SYLVESTER RD | ALBANY | Dougherty | 9047053 | 3B | Flapper Valve | 2001-08-01 | FALSE | 2001-08-01 | FALSE | Currently in Use | E-0 | 8000 | Composite | 2001-08-01 |  | Fiberglass Reinforced Plastic | Pressurized
SEYMOURS FOOD STORE #2 | 2402 CLARK AVE | ALBANY | Dougherty | 9047191 | 3 | Ball Float | 1996-12-01 | FALSE | 1996-12-01 | FALSE | Currently in Use | Premium | 6000 | Galvanic (STIP-3) | 1990-01-01 |  | Fiberglass Reinforced Plastic | Pressurized
OVERNITE TRANSPORTATION COMPANY | 1126 S E LIBERTY EXPRESSWAY | ALBANY | Dougherty | 9047195 | 1 |  | 1996-03-28 |  | 1996-03-28 |  | Currently in Use | Diesel | 8000 | Cathodically Protected Steel | 1991-02-04 |  | Fiberglass Reinforced Plastic | Pressurized
THE SALVATION ARMY FLOOD RELIEF | 703 E OGLETHORPE BLVD | ALBANY | Dougherty | 9047198 | 1 | [5 empty] | Removed from Ground | Gas (Historical Use) | 550 | Bare Steel | 1997-11-10 | 1997-11-10 | Bare Steel
JUNE BUGS #2 | 2125 NEWTON RD | ALBANY | Dougherty | 472000 | 5 | Flapper Valve | 1987-11-04 | FALSE | 1987-11-04 | FALSE | Currently in Use | E-0 | 3000 | Galvanic (STIP-3) | 1987-11-04 |  | Fiberglass Reinforced Plastic | Pressurized
JUNE BUGS #2 | 2125 NEWTON RD | ALBANY | Dougherty | 472000 | 4 | Flapper Valve | 1987-11-04 | FALSE | 1987-11-04 | FALSE | Currently in Use | Diesel | 10000 | Galvanic (STIP-3) | 1987-11-04 |  | Fiberglass Reinforced Plastic | Pressurized
FRANK'S DETAIL SHOP | 701 NORTH JEFFERSON ST | ALBANY | Dougherty | 9047029 | 1 | [5 empty] | Removed from Ground | Empty | 1000 | Bare Steel | 1993-01-05 | 1993-01-05 | Galvanized Steel
BST/R2386/ALBANY SOC | 1001 HOLLOWAY AVE | ALBANY | Dougherty | 9047076 | 1 | [5 empty] | Removed from Ground | Gas (Historical Use) | 12000 | Bare Steel | 1980-01-01 | 1990-11-05 | Unknown | Pressurized
WESTBROAD | 1400 WEST BROAD AVE | ALBANY | Dougherty | 470129 | 1 | [5 empty] | Removed from Ground | Gas (Historical Use) | 2000 | Bare Steel | 1956-04-04 | 1989-10-01 | Galvanized Steel
BRUCE HENDERSON OIL CO INC | 1030 WEST GORDON | ALBANY | Dougherty | 470153 | 2 | [5 empty] | Removed from Ground | Gas (Historical Use) | 5000 | Bare Steel | 1981-03-27 | 1986-07-01 | Galvanized Steel
DOUGHERTY CO MAINT | 1012 LOWE RD | ALBANY | Dougherty | 470145 | 401G1 | [5 empty] | Removed from Ground | Gas (Historical Use) | 980 | Bare Steel | 1971-05-03 | 1998-10-23 | Galvanized Steel | Safe Suction (Euro)
NORTHSIDE ELEMENTARY | 901 14TH AVE | ALBANY | Dougherty | 470222 | 1 | [5 empty] | Removed from Ground | Diesel | 6000 | Bare Steel | 1955-05-14 | 1992-12-01 | Unknown
PHOEBE NORTH CAMPUS | 2000 PALMYRA RD | ALBANY | Dougherty | 470204 | A | [5 empty] | Removed from Ground | Diesel | 12000 | Bare Steel | 1970-05-04 | 1993-08-16 | Bare Steel
NO FACILITY NAME GIVEN/VACANT | US HWY 19 S @ WILLIAMSBURG | ALBANY | Dougherty | 470196 | P1 | [5 empty] | Removed from Ground | Gas (Historical Use) | 6000 | Bare Steel | 1971-05-03 | 1990-01-01 | Galvanized Steel
NO FACILITY NAME GIVEN/VACANT | US HWY 19 S @ WILLIAMSBURG | ALBANY | Dougherty | 470196 | N1 | [5 empty] | Permanently Out of Use - historical purposes | Gas (Historical Use) | 6000 | Bare Steel | 1971-05-03 | 1899-12-31 | Galvanized Steel
BROAD & SLAPPEY CHEVRON\DANNY WA | 100 NORTH SLAPPEY BLVD | ALBANY | Dougherty | 470115 | 4 |  |  | TRUE |  | TRUE | Removed from Ground | Used Oil | 550 | Fiberglass | 1981-04-24 | 1994-04-04 | Fiberglass Reinforced Plastic
TCI STORER CABLE | 110 BALDWIN DR | ALBANY | Dougherty | 9047052 | 1 | [5 empty] | Removed from Ground | Gas (Historical Use) | 1000 | Bare Steel | 1971-04-01 | 1993-08-01 | Galvanized Steel
INTERSTATE NATIONALEASE INC - AL | 2710 PALMYRA RD | ALBANY | Dougherty | 470225 | 5 |  | 1990-05-03 |  | 1998-05-03 |  | Removed from Ground | Diesel | 12000 | Galvanic (STIP-3) | 1990-05-01 | 1899-12-31 | Fiberglass Reinforced Plastic | Pressurized
SOUTHEAST TERMINAL | 1162 GILLIONVILLE RD | ALBANY | Dougherty | 470044 | 4 | [5 empty] | Removed from Ground | Other | 500 | Bare Steel | 1974-03-01 | 1989-11-15 | Galvanized Steel
SOUTHEAST TERMINAL | 1162 GILLIONVILLE RD | ALBANY | Dougherty | 470044 | 7 | [5 empty] | Currently in Use | Other | 550 | Fiberglass | 1990-01-22 |  | Galvanized Steel
SOUTHEAST TERMINAL | 1162 GILLIONVILLE RD | ALBANY | Dougherty | 470044 | 5 | [5 empty] | Currently in Use | Other | 2000 | Bare Steel | 1981-03-04 |  | Galvanized Steel
FIRESTONE #7943 | 429 OGLETHORPE | ALBANY | Dougherty | 9047104 | 4 |  |  | FALSE |  | FALSE | Removed from Ground | Gas (Historical Use) | 6000 | Unknown | 2008-04-07 | 2008-04-18 | Unknown
ALBANY LINCOLN MERCURY | 632 W BROAD AVE | ALBANY | Dougherty | 9047171 | 1 | [5 empty] | Removed from Ground | Gas (Historical Use) | 2000 | Marked Unknown | 1996-05-01 | 1996-05-01 | Unknown
WATKINS LUMBER CO INC | 1540 OLD LEESBURG RD | ALBANY | Dougherty | 470049 | 1 | [5 empty] | Removed from Ground | Gas (Historical Use) | 2000 | Bare Steel | 1976-02-27 | 1988-12-01 | Galvanized Steel
MCCOLLUMS CLEANERS | 1615 E BROAD AVE | ALBANY | Dougherty | 470035 | 1 | [5 empty] | Removed from Ground | Hazardous Substance | 550 | Cathodically Protected Steel | 1984-02-29 | 1997-01-08 | Galvanized Steel | Suction (American)
TANNER-DEEN MOTORS INC | 320 E OGLETHORPE BLVD | ALBANY | Dougherty | 470047 | 1 | [5 empty] | Removed from Ground | Gas (Historical Use) | 2000 | Epoxy | 1989-09-01 | 1989-09-01 | Fiberglass Reinforced Plastic | Pressurized
STOP & SHOP | 700 CORDELE RD | ALBANY | Dougherty | 9047148 | 2 | [5 empty] | Removed from Ground | Gas (Historical Use) | 4000 | Marked Unknown | 1995-09-18 | 1995-09-18 | Unknown
ALBANY CUSTOM EXAUST | 201 E OGLETHORPE | ALBANY | Dougherty | 9047150 | 5 |  |  | FALSE |  | FALSE | Removed from Ground | Kerosene | 500 | Unknown | 2012-04-10 | 2012-04-10 | Unknown
RAO'S EXXON | 1701 E OGLETHORPE | ALBANY | Dougherty | 9047088 | 3 | Flapper Valve | 1996-06-26 | FALSE | 1996-06-26 | FALSE | Currently in Use | Premium | 8200 | Steel-Impressed Current | 1986-10-21 |  | Steel (Impressed Current) | Pressurized
ALBANY TRUCK STOP | 3917 SYLVESTER RD | ALBANY | Dougherty | 9047033 | 2 | [5 empty] | Removed from Ground | Empty | 3000 | Not Marked/Unknown | 1998-07-01 | 1998-07-01 | Not Marked
TURNER JOB CORPS CTR/GAS STA (FO | 2000 Schilling Avenue | ALBANY | Dougherty | 9047179 | 4 | [5 empty] | Removed from Ground | Empty | 10000 | Marked Unknown | 1996-12-01 | 1996-12-01 | Unknown
TURNER JOB CORPS CTR/GAS STA (FO | 2000 Schilling Avenue | ALBANY | Dougherty | 9047179 | 5 |  |  | TRUE |  | TRUE | Removed from Ground | Used Oil | 1000 | Marked Unknown | 1998-12-01 | 1998-12-01 | Unknown
PILOT TRAVEL CENTER 260 | 310 CORDELE RD | ALBANY | Dougherty | 9047190 | 1 | Flapper Valve |  | FALSE |  | FALSE | Currently in Use | E-10 | 10000 | Composite | 1996-09-09 |  | Double-Walled Flex | Pressurized
Nouria #1296 | 2424 CLARK AVE | ALBANY | Dougherty | 9047229 | 2 | Flapper Valve | 2001-05-04 | FALSE | 2001-05-04 | FALSE | Currently in Use | Premium | 12000 | Fiberglass Double Walled | 2001-05-03 |  | Double-Walled Flex | Pressurized
BRAXTON FUEL OIL CO | 401 NORTH JACKSON ST | ALBANY | Dougherty | 9047005 | 2 | [5 empty] | Removed from Ground | Other | 500 | Bare Steel | 1993-08-31 | 1993-08-31 | Bare Steel | Safe Suction (Euro)
PHOEBE PUTNEY MEMORIAL HOSPITAL | 417 THIRD ST | ALBANY | Dougherty | 9047032 | 3 | [5 empty] | Removed from Ground | Diesel | 30000 | Marked Unknown | 1996-03-01 | 1996-03-01 | Not Marked
WATKINS LUMBER CO INC | 1540 OLD LEESBURG RD | ALBANY | Dougherty | 470049 | 4 | [5 empty] | Removed from Ground | Empty | 10000 | Bare Steel | 1978-02-26 | 1988-12-01 | Galvanized Steel
MERCK & COMPANY/FLINT RIVER PLNT | 3517 RADIUM SPRINGS RD | ALBANY | Dougherty | 470303 | TA-113 | [5 empty] | Removed from Ground | Hazardous Substance | 10000 | Marked Unknown |  | 1899-12-31 | Unknown
BRAD LANIER OIL CO INC | 611 ROOSEVELT AVE | ALBANY | Dougherty | 470015 | 2 | [5 empty] | Removed from Ground | Diesel | 550 | Cathodically Protected Steel | 1971-02-28 | 1986-01-01 | Galvanized Steel
PACE (SLAPPY) | 404 S SLAPPEY DR | ALBANY | Dougherty | 9000608 | 3 | [5 empty] | Removed from Ground | Gas (Historical Use) | 6000 | Bare Steel | 1977-05-07 | 1992-09-04 | Galvanized Steel | Safe Suction (Euro)
AMERICAN PRINTING | 805 BYRON ROAD | ALBANY | Dougherty | 10000073 | 3 |  |  | FALSE |  | FALSE | Removed from Ground | Diesel | 0 | Bare Steel | 1972-12-31 | 2002-07-25 | Bare Steel | Safe Suction (Euro)
WATER GAS & LIGHT COMMISSION | 916 NORTH FRONT ST | ALBANY | Dougherty | 470163 | 1 | [5 empty] | Removed from Ground | Diesel | 8020 | Bare Steel | 1959-04-30 | 1899-12-31 | Galvanized Steel
WATER GAS & LIGHT COMMISSION | 916 NORTH FRONT ST | ALBANY | Dougherty | 470163 | 4 |  |  | FALSE |  | FALSE | Removed from Ground | Diesel | 500 | Unknown | 2006-01-17 | 2006-01-17 | Unknown
DARSEY KEY-LOCK STATION/JACK'S M | 100 FLINT AVE | ALBANY | Dougherty | 470176 | 3 | [5 empty] | Removed from Ground | Gas (Historical Use) | 0 | Bare Steel |  | 1899-12-31 | Unknown
GRACE'S DOC SVC | 1420 PALMYRA RD | ALBANY | Dougherty | 470195 | R1 | [5 empty] | Removed from Ground | Gas (Historical Use) | 4000 | Bare Steel | 1964-05-04 | 1991-01-01 | Galvanized Steel
NO FACILITY NAME GIVEN/VACANT | US HWY 19 S @ WILLIAMSBURG | ALBANY | Dougherty | 470196 | R1 | [5 empty] | Removed from Ground | Gas (Historical Use) | 6000 | Bare Steel | 1971-05-03 | 1990-01-01 | Galvanized Steel
QUALITY PECAN CO INC | 5420 NEWTON RD | ALBANY | Dougherty | 470149 | 1 | [5 empty] | Removed from Ground | Diesel | 10000 | Bare Steel | 1979-04-06 | 1998-12-18 | Galvanized Steel
AARZU 22 INC | 326 S MOCK RD | ALBANY | Dougherty | 470037 | 3 | [5 empty] | Removed from Ground | Gas (Historical Use) | 10026 | Bare Steel | 1981-01-15 | 1994-06-14 | Galvanized Steel
MCCOLLUMS CLEANERS | 1615 E BROAD AVE | ALBANY | Dougherty | 470035 | 2 | [5 empty] | Removed from Ground | Hazardous Substance | 550 | Cathodically Protected Steel | 1986-02-28 | 1997-01-08 | Galvanized Steel | Suction (American)
TANNER-DEEN MOTORS INC | 320 E OGLETHORPE BLVD | ALBANY | Dougherty | 470047 | 3 | [5 empty] | Removed from Ground | Gas (Historical Use) | 8000 | Bare Steel | 1963-03-05 | 1989-09-01 | Galvanized Steel
SUPPLY SERVICES(FURNITURE WAREHO | 1709 SCHILLING AVE | ALBANY | Dougherty | 9047169 | 1 | [5 empty] | Removed from Ground | Empty | 0 | Marked Unknown | 1995-07-01 | 1995-07-01 | Unknown
STOP & SHOP | 700 CORDELE RD | ALBANY | Dougherty | 9047148 | 1 | [5 empty] | Removed from Ground | Gas (Historical Use) | 8000 | Marked Unknown | 1995-09-18 | 1995-09-18 | Unknown
ALBANY CUSTOM EXAUST | 201 E OGLETHORPE | ALBANY | Dougherty | 9047150 | 6 |  |  | FALSE |  | FALSE | Removed from Ground | Used Oil | 250 | Unknown | 2012-04-10 | 2012-04-10 | Unknown
FAST LANE FOOD MART | 3000 SYLVESTER RD | ALBANY | Dougherty | 9047053 | 3A | Flapper Valve | 2001-08-01 | FALSE | 2001-08-01 | FALSE | Currently in Use | E-10 | 12000 | Composite | 2000-08-01 |  | Fiberglass Reinforced Plastic | Pressurized
FAST LANE FOOD MART | 3000 SYLVESTER RD | ALBANY | Dougherty | 9047053 | 2 | [5 empty] | Removed from Ground | Gas (Historical Use) | 8068 | Bare Steel | 1979-07-01 | 2000-07-26 | Galvanized Steel | Suction (American)
TURNER AFB/MCKENZIE SERVICE CO | CORNER OF TURNER FIELD RD & | ALBANY | Dougherty | 9047075 | 1 | [5 empty] | Removed from Ground | Other | 25000 | Marked Unknown |  | 1899-12-31 | Unknown
BROTHERS CONVENIENCE STORE | 1104 NEWTON RD | ALBANY | Dougherty | 470130 | 2 |  | 1999-02-25 | FALSE | 1999-02-25 | FALSE | Removed from Ground | Plus | 4000 | Steel-Impressed Current | 1972-04-12 | 2019-01-11 | Steel (Impressed Current) | Pressurized
YORK HOLT S/S | 300 SOUTH JACKSON ST | ALBANY | Dougherty | 470131 | 1 | [5 empty] | Removed from Ground | Gas (Historical Use) | 2000 | Bare Steel | 1956-04-04 | 1989-10-01 | Galvanized Steel
CIRCLE K #2723891 | 1541 SOUTH MOCK RD | ALBANY | Dougherty | 4430052 | 4 | Ball Float | 1992-01-15 | FALSE | 1992-01-15 | FALSE | Removed from Ground | Diesel | 6000 | Steel-Impressed Current | 1998-07-15 | 2017-07-13 |  | Pressurized
QUICK SHOP | 814 N JEFFERSON ST | ALBANY | Dougherty | 4430053 | 4-D | Flapper Valve | 1998-07-14 | FALSE | 1998-07-14 | FALSE | Temporarily out of use | Diesel | 6000 | Steel-Impressed Current | 1998-07-15 |  | Steel (Impressed Current) | Pressurized
QUICK SHOP | 814 N JEFFERSON ST | ALBANY | Dougherty | 4430053 | 1-RUL | Flapper Valve | 1998-07-14 | FALSE | 1998-07-14 | FALSE | Currently in Use | E-10 | 8000 | Steel-Impressed Current | 1998-07-15 |  | Steel (Impressed Current) | Pressurized
A-1 WRECKER SERVICE | 845 WEST OGLETHORPE | ALBANY | Dougherty | 470053 | 4 | [5 empty] | Closed in Ground | Gas (Historical Use) | 2000 | Bare Steel | 1961-03-18 | 1987-01-01 | Galvanized Steel
PILOT TRAVEL CENTER 260 | 310 CORDELE RD | ALBANY | Dougherty | 9047190 | 3 | Overfill Alarm | 1996-09-09 | FALSE | 1996-09-09 | FALSE | Currently in Use | Diesel | 10000 | Composite | 1996-09-09 |  | Double-Walled Flex | Pressurized
BUILDING SITE | 1701 KRUG STREET | ALBANY | Dougherty | 9047196 | 1 | [5 empty] | Removed from Ground | Diesel | 500 | Not Marked/Unknown | 1997-06-01 | 1997-06-01 | Not Marked
A & S #107 | 1342 MOBILE RD STE 7 | ALBANY | Dougherty | 9047224 | 1B | Flapper Valve | 2000-10-24 | FALSE | 2000-10-24 | FALSE | Currently in Use | Premium | 7000 | Composite | 2000-10-20 |  | Fiberglass Reinforced Plastic | Pressurized
MCKINNEY & CO | 705 MCCOLLUM LANE | ALBANY | Dougherty | 47166 | G-1 | [5 empty] | Removed from Ground | Gas (Historical Use) | 4000 | Bare Steel | 1972-05-02 | 1990-01-01 | Galvanized Steel
BIG TEN (FORMERLY) | 1401 N SLAPPEY BLVD | ALBANY | Dougherty | 9047233 | 1 | [5 empty] | Removed from Ground | Used Oil | 550 | Marked Unknown | 2002-03-14 | 2002-03-20 | Unknown | Gravity Fed
FARKAS PROPERTY | 311 S JEFFERSON STREET | ALBANY | Dougherty | 9047187 | 1 |  |  | TRUE |  | TRUE | Removed from Ground | Used Oil | 500 | Not Marked/Unknown | 1996-09-06 | 1996-09-06 | Not Marked
PHOEBE PUTNEY MEMORIAL HOSPITAL | 417 THIRD ST | ALBANY | Dougherty | 9047032 | 1 | [5 empty] | Removed from Ground | Diesel | 2500 | Bare Steel | 1989-01-01 | 1990-07-24 | Bare Steel | Safe Suction (Euro)
ALBANY LINCOLN MERCURY | 632 W BROAD AVE | ALBANY | Dougherty | 9047171 | 3 |  |  | TRUE |  | TRUE | Removed from Ground | Used Oil | 500 | Not Marked/Unknown | 1998-05-01 | 1998-05-01 | Not Marked
DARSEY OIL CO INC | 307 EAST OGLETHORPE BLVD | ALBANY | Dougherty | 490046 | d1 | [5 empty] | Removed from Ground | Diesel | 6000 | Bare Steel | 1976-05-10 | 1990-01-01 | Galvanized Steel
ALBANY STATE COLLEGE | 504 COLLEGE DR | ALBANY | Dougherty | 470003 | 3 | [5 empty] | Removed from Ground | Gas (Historical Use) | 1000 | Bare Steel | 1969-01-17 | 1994-10-01 | Galvanized Steel
WATKINS MOTOR LINES | 1626 LIBERTY EXPRESSWAY SE | ALBANY | Dougherty | 9047099 | 2 | [5 empty] | Removed from Ground | Other | 2000 | Bare Steel | 1994-11-27 | 1994-11-27 | Not Marked
RAO'S EXXON | 1701 E OGLETHORPE | ALBANY | Dougherty | 9047088 | 2 | Flapper Valve | 1996-06-26 | FALSE | 1996-06-26 | FALSE | Currently in Use | E-10 | 8200 | Steel-Impressed Current | 1986-10-21 |  | Steel (Impressed Current) | Pressurized
ENK030 | 2700 SYLVESTER RD | ALBANY | Dougherty | 47240 | 4 | Flapper Valve | 1996-05-29 | TRUE | 1996-05-29 | FALSE | Temporarily out of use | Diesel | 8000 | Steel-Impressed Current | 1972-05-10 |  | Fiberglass Reinforced Plastic | Pressurized
JUNE BUGS PLAZA | 1905 SOUTH MADISON STREET | ALBANY | Dougherty | 9047225 | 1 | Overfill Alarm | 1997-11-14 | FALSE | 1997-11-14 | FALSE | Currently in Use | E-10 | 10000 | Composite | 1997-11-14 |  | Double-Walled Flex | Pressurized
BOB WHITE RENTS | 732 W BROAD AVE | ALBANY | Dougherty | 9047201 | 3 | Flapper Valve | 1997-12-16 | FALSE | 1997-12-16 | FALSE | Temporarily out of use | Kerosene | 280 | Composite | 1997-12-01 |  | Steel/FG Secondary containment | Safe Suction (Euro)
FRANK'S DETAIL SHOP | 701 NORTH JEFFERSON ST | ALBANY | Dougherty | 9047029 | 3 | [5 empty] | Removed from Ground | Empty | 1000 | Bare Steel | 1993-01-05 | 1993-01-05 | Galvanized Steel
CRAVEYS BAIT & TACKLE | 200 PHILEMA RD | ALBANY | Dougherty | 470154 | 3 | [5 empty] | Removed from Ground | Gas (Historical Use) | 3000 | Bare Steel | 1976-01-01 | 1998-10-02 | Galvanized Steel | Suction (American)
CAMPBELLS BP SVC | 1114 NORTH SLAPPEY BLVD | ALBANY | Dougherty | 470318 | 2 | Flapper Valve | 1997-09-30 | FALSE | 1997-09-30 | FALSE | Temporarily out of use | Plus | 6000 | Steel-Impressed Current | 1965-05-11 |  | Steel (Impressed Current) | Pressurized
STOCKS MARKET INC | 104 PHILEMA RD | ALBANY | Dougherty | 470108 | 3 | [5 empty] | Removed from Ground | Gas (Historical Use) | 4000 | Bare Steel | 1978-04-23 | 1999-02-11 | Galvanized Steel | Pressurized
ALBANY PUBLIC WORKS SITE | 1900 N MONROE ST | ALBANY | Dougherty | 470099 | 5 | [5 empty] | Removed from Ground | Diesel | 18000 | Bare Steel | 1974-01-01 | 1990-11-01 | Galvanized Steel
D J'S CAR WASH/FAST CAR WASH | 829 WEST OGLETHORPE BLVD | ALBANY | Dougherty | 470128 | 3 | [5 empty] | Removed from Ground | Gas (Historical Use) | 10000 | Bare Steel | 1972-04-12 | 1997-07-20 | Galvanized Steel | Pressurized
DARSEY KEY-LOCK STATION/JACK'S M | 100 FLINT AVE | ALBANY | Dougherty | 470176 | 2 | [5 empty] | Removed from Ground | Gas (Historical Use) | 0 | Bare Steel |  | 1899-12-31 | Unknown
S&S CO OF GA INC | 827 PINE AVE | ALBANY | Dougherty | 470189 | 1 | [5 empty] | Removed from Ground | Gas (Historical Use) | 550 | Bare Steel | 1979-06-10 | 1997-06-16 | Galvanized Steel | Safe Suction (Euro)
TURNER AFB/MCKENZIE SERVICE CO | CORNER OF TURNER FIELD RD & | ALBANY | Dougherty | 9047075 | 3 | [5 empty] | Removed from Ground | Other | 25000 | Marked Unknown |  | 1899-12-31 | Unknown
FLINT BEVERAGE CO | 1021 WORTH ST | ALBANY | Dougherty | 9047080 | 1 | [5 empty] | Removed from Ground | Gas (Historical Use) | 2000 | Bare Steel | 1982-05-01 | 1993-12-15 | Galvanized Steel | Suction (American)
PILOT TRAVEL CENTER 260 | 310 CORDELE RD | ALBANY | Dougherty | 9047190 | 6 | Ball Float | 2007-01-01 | FALSE | 2007-01-01 | FALSE | Currently in Use | Diesel | 20000 | Tank Jacket | 2007-01-01 |  | Double-Walled Fiberglass | Safe Suction (Euro)
QUICK SHOP | 814 N JEFFERSON ST | ALBANY | Dougherty | 4430053 | 3-PREM | Flapper Valve | 1998-07-14 | FALSE | 1998-07-14 | FALSE | Currently in Use | Premium | 6000 | Steel-Impressed Current | 1998-07-15 |  | Steel (Impressed Current) | Pressurized
JUNE BUGS PLAZA | 1905 SOUTH MADISON STREET | ALBANY | Dougherty | 9047225 | 2 | Overfill Alarm | 1997-11-14 | FALSE | 1997-11-14 | FALSE | Temporarily out of use | Plus | 10000 | Composite | 1997-11-14 |  | Double-Walled Flex | Pressurized
ALBANY EXPRESS | 5736 NEWTON RD | ALBANY | Dougherty | 9047022 | 1 | Flapper Valve | 1986-04-01 | FALSE | 1986-04-01 | FALSE | Currently in Use | E-10 | 6000 | Galvanic (STIP-3) | 1986-01-01 |  | Fiberglass Reinforced Plastic | Pressurized
PROCTER & GAMBLE PAPER PRODUCTS | 512 LIBERTY EXPRESSWAY SE | ALBANY | Dougherty | 9047051 | 1 | [5 empty] | Removed from Ground | Empty | 4000 | Bare Steel | 1976-01-01 | 1991-11-01 | Bare Steel
TURNER ELECTRIC WORKS INC | 2241 TOLEDO AVE | ALBANY | Dougherty | 9047054 | 3 | [5 empty] | Removed from Ground | Diesel | 4000 | Bare Steel | 1981-01-01 | 1992-08-17 | Galvanized Steel
OLD DOMINION FREIGHT LINE INC | 3018 SYLVESTER RD | ALBANY | Dougherty | 9047069 | 2 | [5 empty] | Removed from Ground | Diesel | 10000 | Bare Steel |  | 1899-12-31 | Bare Steel | Safe Suction (Euro)
TURNER AFB/MCKENZIE SERVICE CO | CORNER OF TURNER FIELD RD & | ALBANY | Dougherty | 9047075 | 7 | [5 empty] | Removed from Ground | Other | 25000 | Marked Unknown |  | 1899-12-31 | Unknown
TURNER AFB/MCKENZIE SERVICE CO | CORNER OF TURNER FIELD RD & | ALBANY | Dougherty | 9047075 | 5 | [5 empty] | Removed from Ground | Other | 25000 | Marked Unknown |  | 1899-12-31 | Unknown
TURNER AFB/MCKENZIE SERVICE CO | CORNER OF TURNER FIELD RD & | ALBANY | Dougherty | 9047075 | 4 | [5 empty] | Removed from Ground | Other | 25000 | Marked Unknown |  | 1899-12-31 | Unknown
FLINT BEVERAGE CO | 1021 WORTH ST | ALBANY | Dougherty | 9047080 | 2 | [5 empty] | Removed from Ground | Diesel | 2000 | Bare Steel | 1982-05-01 | 1993-12-15 | Galvanized Steel | Suction (American)
TURNER JOB CORPS CTR/GAS STA (FO | 2000 Schilling Avenue | ALBANY | Dougherty | 9047179 | 2 | [5 empty] | Removed from Ground | Empty | 10000 | Marked Unknown | 1996-12-01 | 1996-12-01 | Unknown
THE SALVATION ARMY FLOOD RELIEF | 703 E OGLETHORPE BLVD | ALBANY | Dougherty | 9047198 | 2 | [5 empty] | Removed from Ground | Gas (Historical Use) | 550 | Bare Steel | 1997-11-10 | 1997-11-10 | Bare Steel
ALBANY BEVERAGE CO | 1208 MOULTRIE RD | ALBANY | Dougherty | 9047212 | 1 | Flapper Valve | 1989-03-01 | FALSE | 1989-03-01 | FALSE | Currently in Use | E-10 | 6000 | Galvanic (STIP-3) | 1989-03-15 |  | Fiberglass Reinforced Plastic | Pressurized
DJS CAR WASH | RADIUM SPRINGS RD | ALBANY | Dougherty | 9047232 | 1 | [5 empty] | Removed from Ground | Gas (Historical Use) | 8000 | Cathodically Protected Steel | 2001-10-01 | 2001-10-01 | Fiberglass Reinforced Plastic | Pressurized
DRAPER AUTO BODY REPAIR | 807 PINE AVE | ALBANY | Dougherty | 9047216 | 1 | [5 empty] | Removed from Ground | Gas (Historical Use) | 500 | Not Marked/Unknown | 1999-04-26 | 1999-04-26 | Not Marked
WILEY SANDERS TRUCK LINES INC | 705 MCCOLLUM LN | ALBANY | Dougherty | 9047002 | 1 | [5 empty] | Removed from Ground | Diesel | 15000 | Bare Steel | 1991-01-01 | 1991-01-01 | Bare Steel | Suction (American)
CIRCLE K #2723891 | 1541 SOUTH MOCK RD | ALBANY | Dougherty | 4430052 | 3 | Ball Float | 1992-01-15 | FALSE | 1992-01-15 | FALSE | Removed from Ground | Gas (Historical Use) | 6000 | Steel-Impressed Current | 1998-07-15 | 2017-07-13 | Double-Walled Flex | Pressurized
ALBANY EXPRESS | 5736 NEWTON RD | ALBANY | Dougherty | 9047022 | 3 | Flapper Valve | 1986-04-01 | FALSE | 1986-04-01 | FALSE | Currently in Use | Premium | 6000 | Galvanic (STIP-3) | 1986-01-01 |  | Fiberglass Reinforced Plastic | Pressurized
OLD TRISTATE TRACTOR SVC/SMA STI | 2212 NEWTON RD | ALBANY | Dougherty | 9047041 | 2 | [5 empty] | Removed from Ground | Diesel | 8000 | Bare Steel | 1975-01-01 | 1995-02-28 | Unknown
R L RUDD | 402 N WASHINGTON ST | ALBANY | Dougherty | 9047147 | 1 | [5 empty] | Removed from Ground | Diesel | 1 | Bare Steel | 1996-01-12 | 1996-01-12 | Bare Steel | Safe Suction (Euro)
Dixie Food Mart #683 aka 3EX DIAMONDS LLC | 1400 EAST BROAD AVE | ALBANY | Dougherty | 470345 | 2 | Flapper Valve | 1995-10-01 | FALSE | 1995-10-01 | FALSE | Currently in Use | E-10 | 4000 | Steel-Impressed Current | 1977-05-15 |  | Steel (Impressed Current) | Safe Suction (Euro)
ACE REFRIGERATION | 109 FLINT AVE | ALBANY | Dougherty | 470113 | 1 | [5 empty] | Removed from Ground | Gas (Historical Use) | 550 | Cathodically Protected Steel | 1971-02-28 | 1983-11-08 | Galvanized Steel
PELHAM SVC STA | 1430 NORTH JEFFERSON ST | ALBANY | Dougherty | 470134 | 5 | [5 empty] | Removed from Ground | Kerosene | 280 | Not Marked/Unknown | 1999-07-16 | 1999-07-16 | Not Marked
BRAXTON FUEL OIL CO | 401 NORTH JACKSON ST | ALBANY | Dougherty | 9047005 | 5 | [5 empty] | Removed from Ground | Kerosene | 500 | Bare Steel | 1993-08-31 | 1993-08-31 | Bare Steel | Safe Suction (Euro)
BRAXTON FUEL OIL CO | 401 NORTH JACKSON ST | ALBANY | Dougherty | 9047005 | 4 | [5 empty] | Removed from Ground | Other | 500 | Bare Steel | 1993-08-31 | 1993-08-31 | Bare Steel | Safe Suction (Euro)
ALBANY EXPRESS | 5736 NEWTON RD | ALBANY | Dougherty | 9047022 | 2 | Flapper Valve | 1986-04-01 | FALSE | 1986-04-01 | FALSE | Currently in Use | E-10 | 6000 | Galvanic (STIP-3) | 1986-01-01 |  | Fiberglass Reinforced Plastic | Pressurized
ORKIN PEST CONTROL #240 | 1701 -A SOUTH SLAPPEY BLVD | ALBANY | Dougherty | 9047027 | 1 | [5 empty] | Removed from Ground | Gas (Historical Use) | 10000 | Cathodically Protected Steel | 1991-09-15 | 1991-09-15 | Galvanized Steel
PHOEBE PUTNEY MEMORIAL HOSPITAL | 417 THIRD ST | ALBANY | Dougherty | 9047032 | 4 | Overfill Alarm | 1996-04-01 | FALSE | 1996-04-01 | FALSE | Currently in Use | Diesel | 30000 | Composite Double Walled | 1996-04-01 |  | Fiberglass Reinforced Plastic | Safe Suction (Euro)
PHOEBE PUTNEY MEMORIAL HOSPITAL | 417 THIRD ST | ALBANY | Dougherty | 9047032 | 5 | Flapper Valve | 1991-12-01 | FALSE | 1991-12-01 | FALSE | Currently in Use | Diesel | 15000 | Composite Double Walled | 1996-04-01 |  | Fiberglass Reinforced Plastic | Safe Suction (Euro)
OLD TRISTATE TRACTOR SVC/SMA STI | 2212 NEWTON RD | ALBANY | Dougherty | 9047041 | 1 | [5 empty] | Removed from Ground | Gas (Historical Use) | 1000 | Bare Steel | 1975-01-01 | 1995-02-27 | Unknown
GLO OIL CO | 415 S JEFFERSON ST | ALBANY | Dougherty | 9047100 | 4 | [5 empty] | Removed from Ground | Gas (Historical Use) | 4000 | Bare Steel | 1995-01-04 | 1995-01-04 | Galvanized Steel
ALBANY TECHNICAL INSTITUTE | 1021 LOWE RD | ALBANY | Dougherty | 9047035 | 1 |  |  | TRUE |  | TRUE | Removed from Ground | Used Oil | 400 | Bare Steel | 1990-10-03 | 1990-10-03 | Galvanized Steel
PHOEBE PUTNEY MEMORIAL HOSPITAL | FINANCE BLDG/813 & 815 NORTH MON | ALBANY | Dougherty | 9047101 | 2 | [5 empty] | Removed from Ground | Other | 0 | Not Marked/Unknown | 1994-12-28 | 1994-12-28 | Not Marked
PELHAM SVC STA | 1430 NORTH JEFFERSON ST | ALBANY | Dougherty | 470134 | 4 | [5 empty] | Removed from Ground | Diesel | 3000 | Bare Steel | 1961-04-03 | 1999-07-16 | Galvanized Steel
WESTBROAD | 1400 WEST BROAD AVE | ALBANY | Dougherty | 470129 | 3 | [5 empty] | Permanently Out of Use - historical purposes | Gas (Historical Use) | 2000 | Bare Steel | 1956-04-04 | 1899-12-31 | Galvanized Steel
YORK HOLT S/S | 300 SOUTH JACKSON ST | ALBANY | Dougherty | 470131 | 3 | [5 empty] | Removed from Ground | Gas (Historical Use) | 2000 | Bare Steel | 1956-04-04 | 1989-10-01 | Galvanized Steel
MCDONALD SHEET METAL WORKS INC | 1015 WEST OGLETHORPE | ALBANY | Dougherty | 470132 | 1 | [5 empty] | Removed from Ground | Gas (Historical Use) | 1000 | Bare Steel | 1985-03-28 | 1989-01-01 | Galvanized Steel
DOUGHERTY CO MAINT | 1012 LOWE RD | ALBANY | Dougherty | 470145 | 401D1 | [5 empty] | Removed from Ground | Diesel | 1000 | Bare Steel | 1971-05-03 | 1998-10-23 | Galvanized Steel | Safe Suction (Euro)
PHOEBE NORTH CAMPUS | 2000 PALMYRA RD | ALBANY | Dougherty | 470204 | C | Flapper Valve | 1998-07-29 | FALSE | 1998-07-29 | FALSE | Removed from Ground | Diesel | 1000 | Fiberglass Double Walled | 1998-07-24 |  | Flex | Suction (American)
WATKINS LUMBER CO INC | 1540 OLD LEESBURG RD | ALBANY | Dougherty | 470049 | 2 | [5 empty] | Removed from Ground | Gas (Historical Use) | 11946 | Bare Steel | 1978-02-26 | 1988-12-01 | Galvanized Steel
DOUGHERTY CO MAINT | 1012 LOWE RD | ALBANY | Dougherty | 470145 | 10401-4 | [5 empty] | Removed from Ground | Diesel | 500 | Bare Steel | 1971-05-03 | 1989-01-01 | Galvanized Steel | Safe Suction (Euro)
DOUGHERTY CO MAINT | 1012 LOWE RD | ALBANY | Dougherty | 470145 | 2 | Flapper Valve | 1998-10-01 | FALSE | 1998-10-01 | FALSE | Currently in Use | Diesel | 2500 | Fiberglass Double Walled | 1998-10-01 |  | Fiberglass Reinforced Plastic | Safe Suction (Euro)
WATER GAS & LIGHT COMMISSION | 916 NORTH FRONT ST | ALBANY | Dougherty | 470163 | 3A |  | 1986-04-01 |  | 1986-04-01 |  | Removed from Ground | Gas (Historical Use) | 15000 | Fiberglass | 1986-04-01 | 2004-11-01 | Fiberglass Reinforced Plastic | Pressurized
SUSPENSION CENTER | 600 SOUTH MADISON ST | ALBANY | Dougherty | 470219 | 1 | [5 empty] | Removed from Ground | Diesel | 6000 | Bare Steel | 1953-05-14 | 1995-06-01 | Unknown
BRAXTON FUEL OIL CO | 401 NORTH JACKSON ST | ALBANY | Dougherty | 9047005 | 1 | [5 empty] | Removed from Ground | Other | 500 | Bare Steel | 1993-08-31 | 1993-08-31 | Bare Steel | Safe Suction (Euro)
GLO OIL CO | 415 S JEFFERSON ST | ALBANY | Dougherty | 9047100 | 1 | [5 empty] | Removed from Ground | Gas (Historical Use) | 4000 | Bare Steel | 1995-01-04 | 1995-01-04 | Galvanized Steel
FIRESTONE #7943 | 429 OGLETHORPE | ALBANY | Dougherty | 9047104 | 2 |  |  | TRUE |  | TRUE | Removed from Ground | Used Oil | 550 | Marked Unknown | 1964-01-01 | 1995-01-01 | Unknown | Gravity Fed
PHOEBE PUTNEY MEMORIAL HOSPITAL | 417 THIRD ST | ALBANY | Dougherty | 9047032 | 2 | [5 empty] | Removed from Ground | Kerosene | 500 | Bare Steel | 1990-07-24 | 1990-07-24 | Bare Steel | Safe Suction (Euro)
POLITE BONDIG CO | 200 FLINT AVE | ALBANY | Dougherty | 9047102 | 2 | [5 empty] | Removed from Ground | Gas (Historical Use) | 4000 | Marked Unknown | 1966-02-01 | 1995-01-01 | Unknown
ALBANY LINCOLN MERCURY | 632 W BROAD AVE | ALBANY | Dougherty | 9047171 | 2 | [5 empty] | Removed from Ground | Gas (Historical Use) | 2000 | Marked Unknown | 1996-05-01 | 1996-05-01 | Unknown
SLAPPEY FOODS | 405 S SLAPPEY BLVD | ALBANY | Dougherty | 480033 | 4 | [5 empty] | Removed from Ground | Other | 5000 | Bare Steel | 1964-04-09 | 1971-01-01 | Galvanized Steel
QUALITY PECAN CO INC | 5420 NEWTON RD | ALBANY | Dougherty | 470149 | 2 | [5 empty] | Removed from Ground | Gas (Historical Use) | 10000 | Bare Steel | 1979-04-06 | 1998-12-18 | Galvanized Steel
WATER GAS & LIGHT COMMISSION | 916 NORTH FRONT ST | ALBANY | Dougherty | 470163 | 2A |  | 1986-04-01 |  | 1986-04-01 |  | Removed from Ground | Gas (Historical Use) | 15000 | Fiberglass | 1986-04-01 | 2004-11-01 | Fiberglass Reinforced Plastic | Pressurized
HIGHLAND MIDDLE SCHOOL | 1001 HIGHLAND AVE | ALBANY | Dougherty | 470218 | 1 | [5 empty] | Removed from Ground | Empty | 5000 | Bare Steel | 1950-05-15 | 1995-06-01 | Unknown
SLAPPEY FOODS | 405 S SLAPPEY BLVD | ALBANY | Dougherty | 480033 | 1 |  | 1989-10-01 |  | 1989-10-01 |  | Removed from Ground | Gas (Historical Use) | 6000 | Bare Steel | 1964-04-09 | 1998-03-11 | Bare Steel | Pressurized
GRACE'S DOC SVC | 1420 PALMYRA RD | ALBANY | Dougherty | 470195 | P1 | [5 empty] | Removed from Ground | Gas (Historical Use) | 2000 | Bare Steel | 1984-04-29 | 1991-01-01 | Galvanized Steel
SLAPPEY FOODS | 405 S SLAPPEY BLVD | ALBANY | Dougherty | 480033 | 6 | Ball Float | 2012-05-01 | FALSE | 2012-05-01 | FALSE | Currently in Use | E-10 | 15000 | Fiberglass Double Walled | 2012-05-01 |  | Double-Walled Fiberglass | Pressurized
GRACE'S DOC SVC | 1420 PALMYRA RD | ALBANY | Dougherty | 470195 | R2 | [5 empty] | Removed from Ground | Empty | 4000 | Bare Steel | 1964-05-04 | 1991-01-01 | Galvanized Steel
DOUGHERTY COUNTY AGRICULTURAL BL | 1016 LOWE RD | ALBANY | Dougherty | 9047078 | 1 | [5 empty] | Removed from Ground | Diesel | 1000 | Not Marked/Unknown | 1993-10-01 | 1993-10-01 | Not Marked
POLITE BONDIG CO | 200 FLINT AVE | ALBANY | Dougherty | 9047102 | 4 | [5 empty] | Removed from Ground | Gas (Historical Use) | 4000 | Marked Unknown | 1966-02-01 | 1995-01-03 | Unknown
ALBANY LINCOLN MERCURY | 632 W BROAD AVE | ALBANY | Dougherty | 9047171 | 4 | [5 empty] | Removed from Ground | Other | 500 | Marked Unknown | 1998-05-01 | 1998-05-01 | Secondary Containment
TRANS POWER INC | 2702 PALMYRA RD | ALBANY | Dougherty | 470045 | 2 | [5 empty] | Removed from Ground | Other | 2000 | Bare Steel | 1974-09-01 | 1994-09-27 | Bare Steel | Safe Suction (Euro)
ACREE LOUNGE | 4504 SYLVESTER RD | ALBANY | Dougherty | 9047211 | 1 | [5 empty] | Removed from Ground | Gas (Historical Use) | 2000 | Bare Steel | 1990-01-01 | 1990-01-01 | Bare Steel
TEJAS & A INC | 2923 N SLAPPEY | ALBANY | Dougherty | 9047208 | 3A | Overfill Alarm | 1997-01-01 | FALSE | 1997-01-01 | FALSE | Currently in Use | Premium | 6000 | Composite | 1997-01-01 |  | Double-Walled Fiberglass | Pressurized
SEYMOURS #141 | 1200 DAWSON RD | ALBANY | Dougherty | 9047010 | 1 |  |  | FALSE |  | FALSE | Removed from Ground | Gas (Historical Use) | 8000 | Bare Steel | 1969-01-01 | 1995-06-01 | Unknown
ROYAL PETROLEUM WAREHOUSE | 1511 CAMP LANE | ALBANY | Dougherty | 9047037 | 4 | [5 empty] | Removed from Ground | Other | 8000 | Bare Steel | 1980-01-01 | 1999-12-01 | Galvanized Steel | Safe Suction (Euro)
EARL W HIERS PROPERTY | 2723 PHILLIPS DRIVE | ALBANY | Dougherty | 9047207 | 1 |  |  | TRUE |  | TRUE | Removed from Ground | Used Oil | 500 | Bare Steel | 1998-07-28 | 1998-07-28 | Not Marked
EZ CORNER #44 | 521 SOUTH SLAPPEY BLVD | ALBANY | Dougherty | 9047098 | 2 | Flapper Valve | 1998-08-18 |  | 1998-08-18 |  | Removed from Ground | Gas (Historical Use) | 10000 | Steel-Impressed Current | 1994-02-15 | 2007-08-01 | Double Walled | Pressurized
ACREE LOUNGE | 4504 SYLVESTER RD | ALBANY | Dougherty | 9047211 | 2 | [5 empty] | Removed from Ground | Gas (Historical Use) | 2000 | Bare Steel | 1990-01-01 | 1990-01-01 | Bare Steel
BOBS CANDIES CO | 1315 WEST OAKRIDGE DR | ALBANY | Dougherty | 9047092 | 1 | [5 empty] | Removed from Ground | Diesel | 8000 | Marked Unknown | 1967-01-01 | 1997-12-16 | Unknown | Safe Suction (Euro)
HOWELL STORE | GILLIONVILLE RD @ EIGHT MILE RD | ALBANY | Dougherty | 9047074 | 102 | [5 empty] | Removed from Ground | Gas (Historical Use) | 3000 | Not Marked/Unknown | 1992-07-01 | 1992-07-01 | Not Marked
GA POWER/ALBANY DIST OPER HQ | 101 GEORGIA POWER RD | ALBANY | Dougherty | 9047001 | D | Flapper Valve | 1991-03-12 | FALSE | 1991-03-12 | FALSE | Currently in Use | Diesel | 6000 | Composite | 1991-03-12 |  | Double-Walled Fiberglass | Pressurized
GA POWER/ALBANY DIST OPER HQ | 101 GEORGIA POWER RD | ALBANY | Dougherty | 9047001 | 6 | [5 empty] | Removed from Ground | Gas (Historical Use) | 10000 | Bare Steel | 1979-01-01 | 1992-06-04 | Galvanized Steel | Pressurized
EXPRESS LANE #19 | 2351 DAWSON RD | ALBANY | Dougherty | 9047014 | 3 |  | 1987-03-01 |  | 1987-03-01 |  | Removed from Ground | Gas (Historical Use) | 8000 | Cathodically Protected Steel | 1987-03-01 | 1899-12-31 | Fiberglass Reinforced Plastic | Pressurized
SAVE RITE | 427 S WESTOVER RD | ALBANY | Dougherty | 9047031 | 1 | Flapper Valve | 1988-01-01 | FALSE | 1988-01-01 | FALSE | Currently in Use | E-10 | 8000 | Steel-Impressed Current | 1988-01-01 |  | Fiberglass Reinforced Plastic | Pressurized
DR MITCHELL FLYNN | 1509 DAWSON RD | ALBANY | Dougherty | 9047048 | 1 |  |  | TRUE |  | TRUE | Removed from Ground | Used Oil | 500 | Marked Unknown | 1992-05-04 | 1992-05-04 | Galvanized Steel
BERRY SVC STA | 2104 MLK JR DRIVE | ALBANY | Dougherty | 470339 | 1 | [5 empty] | Removed from Ground | Gas (Historical Use) | 4000 | Bare Steel | 1966-05-28 | 1997-04-01 | Bare Steel | Suction (American)
CREME CONE CO | INDUSTRY AVE | ALBANY | Dougherty | 470268 | D1 | [5 empty] | Removed from Ground | Diesel | 2000 | Bare Steel | 1976-05-10 | 1991-01-01 | Galvanized Steel
WICKES LUMBER CO | 1150 GILLIONVILLE RD | ALBANY | Dougherty | 470265 | R1 | [5 empty] | Removed from Ground | Gas (Historical Use) | 2000 | Bare Steel | 1981-05-09 | 1988-12-01 | Galvanized Steel
ALCON ASSOCIATES INC | 201 BALDWIN DR | ALBANY | Dougherty | 470258 | 2 | [5 empty] | Removed from Ground | Diesel | 560 | Bare Steel | 1976-05-10 | 1998-01-01 | Galvanized Steel
EZ CORNER #44 | 521 SOUTH SLAPPEY BLVD | ALBANY | Dougherty | 9047098 | 5 | Flapper Valve | 2007-08-01 | FALSE | 2007-08-01 | FALSE | Temporarily out of use | Premium | 6000 | Composite | 2007-08-01 |  | Fiberglass Reinforced Plastic | Pressurized
GARRISON 7 SIZEMORE INC | 1106 MOULTRIE RD | ALBANY | Dougherty | 9047151 | 2 | [5 empty] | Removed from Ground | Gas (Historical Use) | 500 | Marked Unknown |  | 1899-12-31 | Unknown
HOWELL STORE | GILLIONVILLE RD @ EIGHT MILE RD | ALBANY | Dougherty | 9047074 | 103 | [5 empty] | Removed from Ground | Gas (Historical Use) | 2000 | Not Marked/Unknown | 1992-07-01 | 1992-07-01 | Not Marked
SOUTHEASTERN FREIGHT LINES | 1115 CENTENNIAL AVE | ALBANY | Dougherty | 9047004 | 2 | Exempted | 1988-05-18 | TRUE | 1988-01-01 | TRUE | Removed from Ground | Used Oil | 550 | Steel-Impressed Current | 1988-01-01 |  | Fiberglass Reinforced Plastic | Safe Suction (Euro)
AT&T COMMUNICATIONS/TSPS | 2426 WESTGATE BLVD | ALBANY | Dougherty | 9047030 | 1 | [5 empty] | Removed from Ground | Diesel | 600 | Bare Steel |  | 1899-12-31 | Not Marked
ROYAL PETROLEUM WAREHOUSE | 1511 CAMP LANE | ALBANY | Dougherty | 9047037 | 3 | [5 empty] | Removed from Ground | Other | 8000 | Bare Steel | 1980-01-01 | 1999-12-01 | Galvanized Steel | Safe Suction (Euro)
WALMART NEIGHBORHOOD MARKET @2801 | 101 LOGAN CT | ALBANY | Dougherty | 10002395 | 2A | Flapper Valve | 2014-10-31 | FALSE | 2014-10-31 | FALSE | Currently in Use | Premium | 8000 | Fiberglass Double Walled | 2014-10-31 |  | Double-Walled Flex | Pressurized
PELLICANO CONSTRUCTION CO INC | 1602 WESTTOWN RD | ALBANY | Dougherty | 470314 | 1-B | [5 empty] | Removed from Ground | Diesel | 9400 | Bare Steel | 1971-04-15 | 1991-09-24 | Galvanized Steel
WRIGHT CHEVRON | 2033 N SLAPPEY DR | ALBANY | Dougherty | 470356 | 5 |  |  | FALSE |  | FALSE | Removed from Ground | Not Marked/Tank Removed | 500 | Unknown | 2004-09-30 | 2004-09-30
WRIGHT CHEVRON | 2033 N SLAPPEY DR | ALBANY | Dougherty | 470356 | 4 | Overfill Alarm | 1991-10-01 | FALSE | 1991-10-01 | FALSE | Currently in Use | E-10 | 6000 | Galvanic (STIP-3) | 1987-01-01 |  | Fiberglass Reinforced Plastic | Pressurized
COLLEGE CORNER | 2217 GILLIONVILLE ROAD | ALBANY | Dougherty | 470208 | 2 | Overfill Alarm | 1996-09-01 | FALSE | 1996-09-01 | FALSE | Currently in Use | Plus | 12000 | Galvanic (STIP-3) | 1984-03-17 |  | Fiberglass Reinforced Plastic | Pressurized
BETTER BRANDS OF SOUTH GEORGIA | 1116 SEMINOLE LANE | ALBANY | Dougherty | 9047045 | 1 | [5 empty] | Removed from Ground | Diesel | 8000 | Bare Steel | 1982-01-01 | 1996-04-18 | Galvanized Steel | Pressurized
JIM BOYD CONTRUCTION COMPANY | 1810 W OAKRIDGE DR | ALBANY | Dougherty | 10002095 | 1 | Flapper Valve | 2012-01-01 | FALSE | 2012-01-01 | FALSE | Currently in Use | Diesel | 12000 | Tank Jacket Double Walled | 2012-01-27 |  | Steel/FG Secondary containment | Safe Suction (Euro)
WALMART NEIGHBORHOOD MARKET @2801 | 101 LOGAN CT | ALBANY | Dougherty | 10002395 | 1 | Flapper Valve | 2014-10-31 | FALSE | 2014-10-31 | FALSE | Currently in Use | E-10 | 15000 | Fiberglass Double Walled | 2014-10-31 |  | Double-Walled Flex | Pressurized
STOP & SAVE INC DBA AMERICAN EAGLE FOOD | 2706 LEDO RD | ALBANY | Dougherty | 10000680 | 2A | Ball Float | 2003-06-01 | FALSE | 2003-06-01 | FALSE | Currently in Use | Premium | 6000 | Composite | 2003-06-13 |  | Fiberglass Reinforced Plastic | Pressurized
FLASH FOODS #148(FORMERLY OASIS #367) | 2605 N SLAPPEY BLVD | ALBANY | Dougherty | 470332 | 8 | [5 empty] | Removed from Ground | Empty | 2000 | Bare Steel | 1971-04-22 | 1986-01-01 | Galvanized Steel
FLASH FOODS #148(FORMERLY OASIS #367) | 2605 N SLAPPEY BLVD | ALBANY | Dougherty | 470332 | 9 | [5 empty] | Removed from Ground | Empty | 4000 | Bare Steel | 1971-04-22 | 1986-01-01 | Galvanized Steel
FLASH FOODS #148(FORMERLY OASIS #367) | 2605 N SLAPPEY BLVD | ALBANY | Dougherty | 470332 | 6 | [5 empty] | Removed from Ground | Empty | 4000 | Bare Steel | 1971-04-22 | 1986-01-01 | Galvanized Steel
GIA FOOD MART | 1411 N SLAPPEY BLVD | ALBANY | Dougherty | 470248 | 94181 | Overfill Alarm | 1988-02-15 | FALSE | 1988-02-15 | FALSE | Currently in Use | E-10 | 6000 | Galvanic (STIP-3) | 1987-11-10 |  | Fiberglass Reinforced Plastic | Pressurized
CHEVRON FOOD MART | 2509 STUART AVE | ALBANY | Dougherty | 470236 | 3 | [5 empty] | Removed from Ground | Gas (Historical Use) | 6000 | Bare Steel | 1978-05-07 | 1998-12-14 | Galvanized Steel | Pressurized
COLLEGE CORNER | 2217 GILLIONVILLE ROAD | ALBANY | Dougherty | 470208 | 1 | Overfill Alarm | 1996-09-01 | FALSE | 1996-09-01 | FALSE | Currently in Use | E-10 | 12000 | Galvanic (STIP-3) | 1984-03-17 |  | Fiberglass Reinforced Plastic | Pressurized
COLLEGE CORNER | 2217 GILLIONVILLE ROAD | ALBANY | Dougherty | 470208 | 4 | Overfill Alarm | 1996-09-01 | FALSE | 1996-09-01 | FALSE | Currently in Use | Diesel | 8000 | Galvanic (STIP-3) | 1984-03-17 |  | Fiberglass Reinforced Plastic | Pressurized
RADIUM FOODMART | 806 RADIUM SPRINGS RD | ALBANY | Dougherty | 470103 | 3 | [5 empty] | Removed from Ground | Gas (Historical Use) | 4000 | Bare Steel | 1971-04-25 | 1899-12-31 | Galvanized Steel
HOMERUN FOODS #3 | 406 PHILEMA RD | ALBANY | Dougherty | 9047160 | 4 | Overfill Alarm | 1989-09-20 | FALSE | 1989-09-20 | FALSE | Currently in Use | Diesel | 10000 | Galvanic (STIP-3) | 1989-09-20 |  | Fiberglass Reinforced Plastic | Pressurized
BP FOOD MART #23 | 3900 GILLIONVILLE RD | ALBANY | Dougherty | 9047016 | 3 |  | 1988-08-01 |  | 1988-08-01 |  | Removed from Ground | Gas (Historical Use) | 6000 | Cathodically Protected Steel | 1988-08-01 | 1899-12-31 | Fiberglass Reinforced Plastic | Pressurized
PENSKE TRUCK LEASING | 1108 CENTENNIAL AVE | ALBANY | Dougherty | 9047039 | 1 |  | 1989-06-01 |  | 1989-06-01 |  | Removed from Ground | Diesel | 12000 | Cathodically Protected Steel | 1989-06-01 | 1899-12-31 | Bare Steel | Pressurized
ROYAL PETROLEUM WAREHOUSE | 1511 CAMP LANE | ALBANY | Dougherty | 9047037 | 2 | [5 empty] | Removed from Ground | Other | 8000 | Bare Steel | 1980-01-01 | 1999-12-01 | Galvanized Steel | Safe Suction (Euro)
ST JOSEPH LAND & DEVELOPMENT CO | 4508 LEARY RD | ALBANY | Dougherty | 9047034 | 1 | [5 empty] | Removed from Ground | Gas (Historical Use) | 1000 | Not Marked/Unknown | 1993-01-01 | 1993-01-01 | Not Marked
MAHARAJ ONE STOP | 1404 WEST OAKRIDGE DR | ALBANY | Dougherty | 9047043 | 1 | Flapper Valve | 1988-10-08 | FALSE | 1988-10-08 | FALSE | Currently in Use | E-10 | 6000 | Galvanic (STIP-3) | 1988-08-31 |  | Fiberglass Reinforced Plastic | Pressurized
OASIS 368 | 1301 S SLAPPEY BLVD | ALBANY | Dougherty | 470323 | REG | Flapper Valve | 1998-07-31 | FALSE | 1998-07-31 | FALSE | Temporarily out of use | Gas (Historical Use) | 10000 | Steel-Impressed Current | 1979-04-20 |  | Steel (Impressed Current) | Pressurized
OASIS 368 | 1301 S SLAPPEY BLVD | ALBANY | Dougherty | 470323 | SUP | Flapper Valve | 1998-07-31 | FALSE | 1998-07-31 | FALSE | Temporarily out of use | Premium | 8000 | Steel-Impressed Current | 1979-04-20 |  | Steel (Impressed Current) | Pressurized
CHEVRON FOOD MART | 2509 STUART AVE | ALBANY | Dougherty | 470236 | 1 | [5 empty] | Removed from Ground | Gas (Historical Use) | 6000 | Bare Steel | 1978-05-07 | 1998-12-14 | Galvanized Steel | Pressurized
SLAPPEY FOODS | 405 S SLAPPEY BLVD | ALBANY | Dougherty | 470206 | 4 | Flapper Valve | 2000-01-06 | FALSE | 2000-01-06 | FALSE | Currently in Use | Regular | 12000 | Galvanic (STIP-3) | 1984-03-17 |  | Fiberglass Reinforced Plastic | Pressurized
GA POWER/ALBANY DIST OPER HQ | 101 GEORGIA POWER RD | ALBANY | Dougherty | 9047001 | 2 |  |  | TRUE |  | TRUE | Removed from Ground | Used Oil | 1000 | Bare Steel | 1952-01-01 | 1990-09-14 | Bare Steel
SEYMOURS #141 | 1200 DAWSON RD | ALBANY | Dougherty | 9047010 | 3 | Overfill Alarm | 1995-08-01 | FALSE | 1995-08-01 | FALSE | Currently in Use | E-10 | 12000 | Fiberglass | 1995-08-01 |  | Fiberglass Reinforced Plastic | Pressurized
BETTER BRANDS OF SOUTH GEORGIA | 1116 SEMINOLE LANE | ALBANY | Dougherty | 9047045 | 2 | [5 empty] | Removed from Ground | Diesel | 6000 | Bare Steel | 1982-01-01 | 1996-04-18 | Galvanized Steel | Pressurized
FAF #111 | 825 S WESTOVER BLVD | ALBANY | Dougherty | 9047046 | 2 | Ball Float | 1994-08-31 |  | 1994-08-31 |  | Removed from Ground | Gas (Historical Use) | 6000 | Galvanic (STIP-3) | 1989-01-01 | 2015-08-24 | Fiberglass Reinforced Plastic | Pressurized
SHERMAN CONCRETE PIPE | 1805 WESTTOWN RD | ALBANY | Dougherty | 9047047 | 1 | [5 empty] | Removed from Ground | Gas (Historical Use) | 1000 | Bare Steel | 1971-01-01 | 1991-09-01 | Bare Steel | Suction (American)
HOMERUN FOODS #8 | 2619 GILLIONVILLE RD | ALBANY | Dougherty | 10001761 | 1 | Overfill Alarm | 2009-06-12 | FALSE | 2009-06-12 | FALSE | Currently in Use | E-10 | 15000 | Fiberglass Double Walled | 2009-06-12 |  | Double-Walled Fiberglass | Pressurized
FLORIDA ROCK & TANK LINES INC | 2721 PHILLIPS DR | ALBANY | Dougherty | 470283 | 2 |  |  | TRUE |  | TRUE | Removed from Ground | Used Oil | 500 | Bare Steel | 1981-05-07 | 1998-12-08 | Bare Steel | Gravity Fed
FLEET TRANSPORT CO | 2200 NEWTON RD | ALBANY | Dougherty | 470328 | 2 | [5 empty] | Removed from Ground | Diesel | 6000 | Bare Steel | 1986-05-08 | 2000-02-01 | Unknown | Suction (American)
CREME CONE CO | INDUSTRY AVE | ALBANY | Dougherty | 470268 | R1 | [5 empty] | Removed from Ground | Gas (Historical Use) | 560 | Bare Steel | 1976-05-10 | 1991-01-01 | Galvanized Steel
CHEVRON FOOD MART | 2509 STUART AVE | ALBANY | Dougherty | 470236 | 6 | Flapper Valve | 1998-12-28 | FALSE | 1998-12-28 | FALSE | Currently in Use | Premium | 8000 | Galvanic (STIP-3) | 1998-12-15 |  | Fiberglass Reinforced Plastic | Pressurized
SW GEORGIA REGIONAL AIRPORT | 3905 NEWTON RD | ALBANY | Dougherty | 470239 | 1 | [5 empty] | Removed from Ground | Other | 10000 | Not Marked/Unknown | 1998-02-01 | 1998-02-01 | Galvanized Steel | Suction (American)
SUNRISE GROCERY | 1608 W BROAD AVE | ALBANY | Dougherty | 470190 | 2 | Flapper Valve | 1990-10-01 | FALSE | 1990-10-01 | FALSE | Currently in Use | E-10 | 10000 | Galvanic (STIP-3) | 1990-10-01 |  | Fiberglass Reinforced Plastic | Pressurized
Circle K 2745155 | 2825 OLD DAWSON ROAD | ALBANY | Dougherty | 9047181 | 271110 | Flapper Valve | 1996-02-28 | FALSE | 1996-02-28 | FALSE | Currently in Use | E-10 | 10000 | Composite | 1996-02-28 |  | Double-Walled Flex | Pressurized
HAVMOR FOOD STORE | 2200 W GORDON | ALBANY | Dougherty | 9047155 | 2 |  | 1998-12-01 | FALSE | 1998-12-01 | FALSE | Temporarily out of use | Gas (Historical Use) | 6000 | Steel-Impressed Current | 1984-01-01 |  | Steel (Impressed Current) | Pressurized
SHELL #21 | 2824 OLD DAWSON RD | ALBANY | Dougherty | 9047152 | 2C | Flapper Valve | 1991-02-26 | FALSE | 1991-02-26 | FALSE | Currently in Use | E-0 | 9000 | Composite | 1991-02-26 |  | Double-Walled Fiberglass | Pressurized
SHELL #21 | 2824 OLD DAWSON RD | ALBANY | Dougherty | 9047152 | 2B | Flapper Valve | 1991-02-26 | FALSE | 1991-02-26 | FALSE | Currently in Use | Premium | 6000 | Composite | 1991-02-26 |  | Double-Walled Fiberglass | Pressurized
BP FOOD MART #23 | 3900 GILLIONVILLE RD | ALBANY | Dougherty | 9047016 | 4B | Ball Float | 2002-05-01 | FALSE | 2002-05-01 | FALSE | Temporarily out of use | Premium | 8000 | Fiberglass Double Walled | 2002-05-01 |  | Double-Walled Flex | Pressurized
SAMS CLUB #6506 | 1201 N WESTOVER BLVD | ALBANY | Dougherty | 10001649 | 2 | Flapper Valve | 2008-10-01 | FALSE | 1994-03-16 | FALSE | Currently in Use | E-10 | 20000 | Fiberglass Double Walled | 2008-09-01 |  | Double-Walled Flex | Pressurized
PELLICANO CONSTRUCTION CO INC | 1602 WESTTOWN RD | ALBANY | Dougherty | 470314 | 2 | [5 empty] | Removed from Ground | Gas (Historical Use) | 6063 | Bare Steel | 1971-04-15 | 1991-09-24 | Galvanized Steel
GOODYEAR ASC #2131 | 2537 STUART AVE | ALBANY | Dougherty | 470304 | 1 |  |  | TRUE |  | TRUE | Removed from Ground | Used Oil | 250 | Fiberglass | 1985-05-05 | 1996-02-13 | Bare Steel | Gravity Fed
MASTER LUBE #2 | 1007 NORTH SLAPPEY BLVD | ALBANY | Dougherty | 470183 | 3 | [5 empty] | Removed from Ground | Gas (Historical Use) | 4000 | Bare Steel | 1962-05-05 | 1899-12-31 | Galvanized Steel | Pressurized
SUNRISE GROCERY | 1608 W BROAD AVE | ALBANY | Dougherty | 470190 | D2 | [5 empty] | Removed from Ground | Diesel | 4000 | Bare Steel | 1971-05-03 | 1991-01-01 | Galvanized Steel
ALBANY AUTO REPAIR | 2421 STEWART AVE | ALBANY | Dougherty | 470133 | 2 | [5 empty] | Removed from Ground | Gas (Historical Use) | 5000 | Bare Steel | 1982-03-29 | 1995-11-27 | Galvanized Steel | Pressurized
FLASH FOODS #148(FORMERLY OASIS #367) | 2605 N SLAPPEY BLVD | ALBANY | Dougherty | 470332 | 10 | [5 empty] | Removed from Ground | Empty | 4000 | Bare Steel | 1971-04-22 | 1986-01-01 | Galvanized Steel
ALBANY SHEET METAL | 1706 WEST TOWN RD | ALBANY | Dougherty | 470260 | K1 | [5 empty] | Removed from Ground | Diesel | 560 | Bare Steel | 1976-05-10 | 1998-03-03 | Galvanized Steel | Safe Suction (Euro)
GIA FOOD MART | 1411 N SLAPPEY BLVD | ALBANY | Dougherty | 470248 | T2 | [5 empty] | Removed from Ground | Gas (Historical Use) | 3000 | Bare Steel | 1987-11-01 | 1987-11-01 | Galvanized Steel
GIA FOOD MART | 1411 N SLAPPEY BLVD | ALBANY | Dougherty | 470248 | T5 |  |  | TRUE |  | TRUE | Removed from Ground | Used Oil | 550 | Bare Steel | 1987-11-01 | 1987-11-01 | Galvanized Steel
SW GEORGIA REGIONAL AIRPORT | 3905 NEWTON RD | ALBANY | Dougherty | 470239 | 3 | [5 empty] | Removed from Ground | Other | 10000 | Not Marked/Unknown | 1998-02-01 | 1998-02-01 | Galvanized Steel | Suction (American)
SUNRISE GROCERY | 1608 W BROAD AVE | ALBANY | Dougherty | 470190 | N1 | [5 empty] | Removed from Ground | Gas (Historical Use) | 6000 | Bare Steel | 1976-05-01 | 1991-01-01 | Fiberglass Reinforced Plastic
SUNRISE GROCERY | 1608 W BROAD AVE | ALBANY | Dougherty | 470190 | N2 | [5 empty] | Removed from Ground | Kerosene | 4000 | Bare Steel | 1971-05-03 | 1991-01-01 | Fiberglass Reinforced Plastic
SUNRISE GROCERY | 1608 W BROAD AVE | ALBANY | Dougherty | 470190 | P1 | [5 empty] | Removed from Ground | Gas (Historical Use) | 2000 | Bare Steel | 1976-05-01 | 1991-01-01 | Fiberglass Reinforced Plastic
SEARS FACILITY #2815 | 2601 DAWSON RD | ALBANY | Dougherty | 470179 | 2 | [5 empty] | Removed from Ground | Gas (Historical Use) | 6000 | Bare Steel | 1976-04-03 | 1899-12-31 | Galvanized Steel
ABBOTT'S FOOD CENTER | 3123 LEARY RD | ALBANY | Dougherty | 470111 | 5 | [5 empty] | Removed from Ground | Kerosene | 500 | Not Marked/Unknown | 1998-09-01 | 1998-09-01 | Not Marked
PACE 51 | 1604 GILLIONVILLE RD | ALBANY | Dougherty | 9047156 | 3 | Overfill Alarm |  | FALSE |  | FALSE | Currently in Use | Premium | 10000 | Fiberglass | 1987-10-01 |  | Fiberglass Reinforced Plastic | Pressurized
FIRST ALBANY DELIVERANCE CATHEDR | 1402 SOUTH SLAPPEY BLVD | ALBANY | Dougherty | 9047095 | 2 | [5 empty] | Removed from Ground | Gas (Historical Use) | 11700 | Bare Steel | 1994-06-08 | 1994-06-08 | Unknown
AAA COOPER TRANSPORTATION | WESTOVER RD | ALBANY | Dougherty | 470068 | 1 | [5 empty] | Removed from Ground | Diesel | 10000 | Marked Unknown | 1970-03-21 | 1990-09-21 | Unknown
DAVID I PETERSON INC | 1621 OAKRIDGE DR | ALBANY | Dougherty | 470322 | 1 | Overfill Alarm | 1996-04-01 | FALSE | 1996-04-01 | FALSE | Currently in Use | Diesel | 12000 | Steel-Impressed Current | 1983-04-19 |  | Fiberglass Reinforced Plastic | Pressurized
FLINT RIVER TEXTILES INC | 509 ELEVENTH AVE | ALBANY | Dougherty | 470334 | 1 |  |  | FALSE |  | FALSE | Permanently Out of Use - historical purposes |  | 10000 | Bare Steel | 1967-01-06 |  | Galvanized Steel | Gravity Fed
WILLSON FARMING CO | RTE 3 @ PECAN CITY | ALBANY | Dougherty | 470350 | 5 | [5 empty] | Removed from Ground | Diesel | 0 | Bare Steel | 1998-09-01 | 1998-09-01 | Galvanized Steel
DAVID I PETERSON INC | 1621 OAKRIDGE DR | ALBANY | Dougherty | 470322 | 2 | Overfill Alarm | 1996-04-01 | FALSE | 1996-04-01 | FALSE | Currently in Use | E-0 | 12000 | Steel-Impressed Current | 1983-04-19 |  | Fiberglass Reinforced Plastic | Pressurized
BUDGET CAR & TRUCK RENTAL | 901 WEST OGLETHORPE | ALBANY | Dougherty | 470281 | 5 | [5 empty] | Removed from Ground | Gas (Historical Use) | 1500 | Marked Unknown | 1976-01-01 | 1991-05-16 | Unknown
BUDGET CAR & TRUCK RENTAL | 901 WEST OGLETHORPE | ALBANY | Dougherty | 470281 | 4 | [5 empty] | Removed from Ground | Other | 500 | Marked Unknown | 1991-04-15 | 1991-04-15 | Unknown
CARLTON COUNTY INC | 1604 S SLAPPEY | ALBANY | Dougherty | 9047026 | 5 |  |  | FALSE |  | FALSE | Removed from Ground | Not Marked/Tank Removed | 0 | Bare Steel | 2002-12-01 | 2002-12-01
THOMPSON BROTHERS FARM | 116 ROOSEVELT AVENUE | ALBANY | Dougherty | 9047194 | 3 | [5 empty] | Removed from Ground | Gas (Historical Use) | 500 | Bare Steel | 1997-04-25 | 1997-04-25 | Bare Steel
PRITCHETT FORD | 410 N SLAPPEY BLVD | ALBANY | Dougherty | 9047199 | 1 | [5 empty] | Removed from Ground | Gas (Historical Use) | 1000 | Bare Steel | 1997-11-15 | 1997-11-15 | Bare Steel
DIVERSIFIED AG SERVICES INC | 1600 NORTH JACKSON ST | ALBANY | Dougherty | 470027 | 1 | [5 empty] | Removed from Ground | Gas (Historical Use) | 550 | Bare Steel | 1981-12-31 | 1990-12-12 | Galvanized Steel
CARLTON COMPANY | 5730 NEWTON RD | ALBANY | Dougherty | 9047158 | 1 | [5 empty] | Removed from Ground | Gas (Historical Use) | 1000 | Bare Steel | 1996-05-08 | 1996-05-08 | Galvanized Steel | Suction (American)
SOUTHERN SAND PLANT | 3000 MLK JR DR | ALBANY | Dougherty | 470114 | 1 | [5 empty] | Removed from Ground | Diesel | 500 | Bare Steel | 1976-04-12 | 1987-01-15 | Galvanized Steel
INTERSTATE NATIONALEASE INC - AL | 2710 PALMYRA RD | ALBANY | Dougherty | 470225 | 3 | [5 empty] | Removed from Ground | Diesel | 10000 | Bare Steel | 1978-05-04 | 1990-05-01 | Bare Steel | Pressurized
MILLER BREWING CO | 405 CORDELE RD | ALBANY | Dougherty | 470326 | 12 | [5 empty] | Closed in Ground | Other | 25000 | Bare Steel | 1966-04-21 | 1981-12-01 | Unknown
WOODALLS #2 | 1500 NORTH SLAPPEY | ALBANY | Dougherty | 470059 | 1 | Flapper Valve | 1998-08-18 | FALSE | 1992-01-01 | FALSE | Currently in Use | E-10 | 10000 | Steel-Impressed Current | 1980-03-11 |  | Fiberglass Reinforced Plastic | Pressurized
SOUTHERN CONCRETE | 605 E OGLETHORPE EXPWY | ALBANY | Dougherty | 9047057 | 4 |  | 1998-07-28 |  | 1998-07-28 |  | Permanently Out Of Use | Diesel | 8000 | Steel-Impressed Current | 1976-04-12 | 2002-11-12 | Fiberglass Reinforced Plastic | Pressurized
CARLTON COMPANY | 5730 NEWTON RD | ALBANY | Dougherty | 9047158 | 3 |  |  | TRUE |  | TRUE | Removed from Ground | Used Oil | 300 | Unknown | 1996-05-08 | 1996-05-08 | Not Marked
SOUTHERN SAND PLANT | 3000 MLK JR DR | ALBANY | Dougherty | 470114 | 2 | [5 empty] | Removed from Ground | Empty | 14000 | Bare Steel | 1976-04-12 | 1987-01-15 | Galvanized Steel
GRAY TRANSPORTATION CO INC | 3905 NEWTON RD | ALBANY | Dougherty | 470229 | 5 | [5 empty] | Closed in Ground | Gas (Historical Use) | 0 | Bare Steel | 1976-01-01 | 1976-01-01 | Galvanized Steel
GRAY TRANSPORTATION CO INC | 3905 NEWTON RD | ALBANY | Dougherty | 470229 | 4 | [5 empty] | Removed from Ground | Gas (Historical Use) | 500 | Bare Steel | 1976-05-07 | 1994-02-01 | Galvanized Steel
MILLER BREWING CO | 405 CORDELE RD | ALBANY | Dougherty | 470326 | 1 | [5 empty] | Closed in Ground | Other | 25000 | Bare Steel | 1966-04-21 | 1981-12-01 | Unknown
NATIONAL LINEN SERVICE | 1120 OGLETHORPE AVE | ALBANY | Dougherty | 470298 | 1 | [5 empty] | Removed from Ground | Gas (Historical Use) | 8000 | Bare Steel | 1956-05-14 | 1994-05-01 | Galvanized Steel | Safe Suction (Euro)
BP FOOD MART #22 | 2340 DAWSON RD | ALBANY | Dougherty | 472002 | 5 | [5 empty] | Removed from Ground | Gas (Historical Use) | 3000 | Cathodically Protected Steel | 1978-05-04 | 1992-10-01 | Galvanized Steel
RICKYS DETAIL SHOP | 100 N MAGNOLIA ST | ALBANY | Dougherty | 470092 | 1 | [5 empty] | Removed from Ground | Gas (Historical Use) | 8000 | Bare Steel | 1969-04-20 | 1999-12-01 | Galvanized Steel | Pressurized
LEGION 66 | 2510 NORTH JEFFERSON ST | ALBANY | Dougherty | 470087 | 3 | [5 empty] | Removed from Ground | Diesel | 2000 | Bare Steel | 1981-04-17 | 1994-09-01 | Galvanized Steel
FRANK P WETHERBEE | US HWY 19/10 MI SOUTH OF ALBANY | ALBANY | Dougherty | 470030 | 1 | [5 empty] | Removed from Ground | Diesel | 3000 | Bare Steel | 1978-03-07 | 1991-09-01 | Galvanized Steel
ALBANY MAIN POST OFFICE/US POSTA | 1501 SOUTH SLAPPEY BLVD | ALBANY | Dougherty | 470352 | 4 |  |  | TRUE |  | TRUE | Removed from Ground | Used Oil | 500 | Bare Steel | 1973-01-04 | 1991-04-21 | Galvanized Steel
MILLER BREWING CO | 405 CORDELE RD | ALBANY | Dougherty | 470326 | 15 | [5 empty] | Closed in Ground | Other | 25000 | Bare Steel | 1966-04-21 | 1981-12-01 | Unknown
MILLER BREWING CO | 405 CORDELE RD | ALBANY | Dougherty | 470326 | 2 | [5 empty] | Closed in Ground | Other | 25000 | Bare Steel | 1966-04-21 | 1981-12-01 | Unknown
NATIONAL LINEN SERVICE | 1120 OGLETHORPE AVE | ALBANY | Dougherty | 470298 | 2 | [5 empty] | Removed from Ground | Diesel | 7200 | Bare Steel | 1971-05-11 | 1994-05-01 | Galvanized Steel | Safe Suction (Euro)
DOUGHERTY COUNTY LANDFILL - UST | 900 GAISSERT RD | ALBANY | Dougherty | 470028 | 2 | [5 empty] | Removed from Ground | Diesel | 10000 | Bare Steel | 1998-07-01 | 1998-07-01 | Galvanized Steel
BIG E'S COUNTRY STORE | 2100 CORDELE RD | ALBANY | Dougherty | 9047173 | 3 | Flapper Valve | 1995-03-01 | FALSE | 1995-03-01 | FALSE | Currently in Use | E-0 | 4000 | Galvanic (STIP-3) | 1995-03-01 |  | Fiberglass Reinforced Plastic | Pressurized
STOP & SHOP | 700 CORDELE RD | ALBANY | Dougherty | 9047148 | 4 | Flapper Valve | 1995-08-01 | FALSE | 1995-08-01 | FALSE | Temporarily out of use | E-10 | 12000 | Epoxy | 1995-07-12 |  | Double-Walled Flex | Pressurized
STOP & SHOP | 700 CORDELE RD | ALBANY | Dougherty | 9047148 | 5 | Flapper Valve | 1995-08-01 | FALSE | 1995-08-01 | FALSE | Temporarily out of use | Premium | 8000 | Epoxy | 1995-07-12 |  | Double-Walled Flex | Pressurized
WATKINS MOTOR LINES | 1626 LIBERTY EXPRESSWAY SE | ALBANY | Dougherty | 9047099 | 1 | [5 empty] | Removed from Ground | Other | 2000 | Bare Steel | 1994-11-27 | 1994-11-27 | Not Marked
RAO'S EXXON | 1701 E OGLETHORPE | ALBANY | Dougherty | 9047088 | 1 | Flapper Valve | 1996-06-26 | FALSE | 1996-06-26 | FALSE | Currently in Use | E-10 | 8200 | Steel-Impressed Current | 1986-10-21 |  | Steel (Impressed Current) | Pressurized
WILEY SANDERS TRUCK LINES INC | 705 MCCOLLUM LN | ALBANY | Dougherty | 9047002 | 2 | [5 empty] | Removed from Ground | Diesel | 10000 | Not Marked/Unknown | 1999-07-28 | 1999-07-28 | Not Marked
SEYMOURS FOOD STORE #2 | 2402 CLARK AVE | ALBANY | Dougherty | 9047191 | 2 | Ball Float | 1996-12-01 | FALSE | 1996-12-01 | FALSE | Currently in Use | E-10 | 6000 | Galvanic (STIP-3) | 1990-01-01 |  | Fiberglass Reinforced Plastic | Pressurized
DJS CAR WASH | RADIUM SPRINGS RD | ALBANY | Dougherty | 9047232 | 3 | [5 empty] | Removed from Ground | Gas (Historical Use) | 8000 | Cathodically Protected Steel | 2001-10-01 | 2001-10-01 | Fiberglass Reinforced Plastic | Pressurized
MCKINNEY & CO | 705 MCCOLLUM LANE | ALBANY | Dougherty | 47166 | 1 | [5 empty] | Removed from Ground | Diesel | 10000 | Bare Steel | 1972-05-02 | 1999-07-28 | Galvanized Steel
CIRCLE K #2723891 | 1541 SOUTH MOCK RD | ALBANY | Dougherty | 4430052 | 1 | Ball Float | 1992-01-15 | FALSE | 1992-01-15 | FALSE | Removed from Ground | Gas (Historical Use) | 8000 | Steel-Impressed Current | 1998-07-15 | 2017-07-13 | Double-Walled Flex | Pressurized
NOURIA 1297 | 2800 M SLAPPEY BLVD | ALBANY | Dougherty | 9047228 | 1 | Flapper Valve | 2001-08-01 | FALSE | 2001-08-01 | FALSE | Currently in Use | E-10 | 20000 | Fiberglass Double Walled | 2001-07-01
WIREGRASS SITE | HICKORY GROVE RD | ALBANY | Dougherty | 9047218 | 1 | [5 empty] | Removed from Ground | Other | 3000 | Bare Steel | 1996-02-15 | 1996-02-15 | Galvanized Steel | Gravity Fed
BOB WHITE RENTS | 732 W BROAD AVE | ALBANY | Dougherty | 9047201 | 1 | Flapper Valve | 1997-12-16 | FALSE | 1997-12-16 | FALSE | Currently in Use | E-10 | 500 | Epoxy | 1997-12-01 |  | Steel/FG Secondary containment | Safe Suction (Euro)
PROCTER & GAMBLE PAPER PRODUCTS | 512 LIBERTY EXPRESSWAY SE | ALBANY | Dougherty | 9047051 | 2 | [5 empty] | Removed from Ground | Empty | 1000 | Bare Steel | 1972-01-01 | 1991-11-01 | Bare Steel
GA DEPT OF ADMINISTRATIVE SVCS | 105 PATROL DR | ALBANY | Dougherty | 9047023 | 1 | [5 empty] | Removed from Ground | Gas (Historical Use) | 1800 | Marked Unknown | 1992-04-01 | 1992-04-01 | Unknown
JUNE BUGS #2 | 2125 NEWTON RD | ALBANY | Dougherty | 472000 | 3 | Overfill Alarm | 1987-11-04 | FALSE | 1987-11-04 | FALSE | Currently in Use | Plus | 10000 | Galvanic (STIP-3) | 1987-11-04 |  | Fiberglass Reinforced Plastic | Pressurized
DRAPER AUTO BODY REPAIR | 807 PINE AVE | ALBANY | Dougherty | 9047216 | 2 | [5 empty] | Removed from Ground | Gas (Historical Use) | 500 | Not Marked/Unknown | 1999-04-26 | 1999-04-26 | Not Marked
FRANK'S DETAIL SHOP | 701 NORTH JEFFERSON ST | ALBANY | Dougherty | 9047029 | 2 | [5 empty] | Removed from Ground | Empty | 1000 | Bare Steel | 1993-01-05 | 1993-01-05 | Galvanized Steel
POLITE BONDIG CO | 200 FLINT AVE | ALBANY | Dougherty | 9047102 | 3 | [5 empty] | Removed from Ground | Gas (Historical Use) | 4000 | Marked Unknown | 1966-02-01 | 1995-01-01 | Unknown
WATKINS LUMBER CO INC | 1540 OLD LEESBURG RD | ALBANY | Dougherty | 470049 | 3 | [5 empty] | Removed from Ground | Diesel | 10000 | Bare Steel | 1978-02-26 | 1988-12-01 | Galvanized Steel
ALBANY MAIN POST OFFICE/US POSTA | 1501 SOUTH SLAPPEY BLVD | ALBANY | Dougherty | 470352 | 5 | [5 empty] | Removed from Ground | Gas (Historical Use) | 12000 | Double Walled | 1991-07-01 | 1999-04-01 | Fiberglass Reinforced Plastic | Pressurized
ALBANY MAIN POST OFFICE/US POSTA | 1501 SOUTH SLAPPEY BLVD | ALBANY | Dougherty | 470352 | 7 | [5 empty] | Removed from Ground | Other | 1000 | Double Walled | 1991-07-01 | 1999-04-01 | Fiberglass Reinforced Plastic | Safe Suction (Euro)
DAVID I PETERSON INC | 1621 OAKRIDGE DR | ALBANY | Dougherty | 470322 | 3 | Overfill Alarm | 1996-04-01 | FALSE | 1996-04-01 | FALSE | Currently in Use | Diesel | 12000 | Steel-Impressed Current | 1983-04-19 |  | Fiberglass Reinforced Plastic | Pressurized
BUDGET CAR & TRUCK RENTAL | 901 WEST OGLETHORPE | ALBANY | Dougherty | 470281 | 3 | [5 empty] | Removed from Ground | Gas (Historical Use) | 3000 | Bare Steel | 1966-05-12 | 1991-04-15 | Bare Steel
ADDISON CORP | 100 SEVENTH AVE | ALBANY | Dougherty | 470160 | 1 | [5 empty] | Removed from Ground | Diesel | 10000 | Fiberglass | 1981-04-22 | 1990-03-01 | Fiberglass Reinforced Plastic
WOODALLS #1 | 261 EAST OGLETHORPE | ALBANY | Dougherty | 470058 | 3 | Flapper Valve | 1998-08-19 | FALSE | 1995-09-10 | FALSE | Currently in Use | Premium | 8000 | Steel-Impressed Current | 1979-03-12 |  | Fiberglass Reinforced Plastic | Pressurized
MCCLENDON TRUCKING CO INC | 935 MCCOLLUM DR | ALBANY | Dougherty | 470086 | 1 | [5 empty] | Removed from Ground | Diesel | 10000 | Bare Steel | 1979-04-18 | 1990-11-27 | Galvanized Steel
MITCHELL EMC | 5807 NEWTON RD | ALBANY | Dougherty | 1010017 | 3 | Overfill Alarm |  | FALSE |  | FALSE | [6 empty] | Fiberglass Reinforced Plastic | Pressurized
GLO OIL CO | 415 S JEFFERSON ST | ALBANY | Dougherty | 9047100 | 2 | [5 empty] | Removed from Ground | Gas (Historical Use) | 4000 | Bare Steel | 1995-01-04 | 1995-01-04 | Galvanized Steel
DISMUKE MOTORS | 860 W OGLETHORPE BLVD | ALBANY | Dougherty | 9047202 | 1 | [5 empty] | Removed from Ground | Gas (Historical Use) | 0 | Not Marked/Unknown | 1997-10-31 | 1997-10-31 | Not Marked
SOUTHEAST TERMINAL | 1162 GILLIONVILLE RD | ALBANY | Dougherty | 470044 | 6 | [5 empty] | Currently in Use | Other | 2000 | Fiberglass | 1990-01-22 |  | Galvanized Steel
WOODALLS #1 | 261 EAST OGLETHORPE | ALBANY | Dougherty | 470058 | 1 | Flapper Valve | 1998-08-09 | FALSE | 1995-09-10 | FALSE | Currently in Use | E-10 | 8000 | Steel-Impressed Current | 1979-03-12 |  | Fiberglass Reinforced Plastic | Pressurized
ALBANY COCA-COLA BTLG CO | 925 PINE AVE | ALBANY | Dougherty | 470279 | 1 | [5 empty] | Removed from Ground | Gas (Historical Use) | 500 | Bare Steel | 1940-05-17 | 1987-10-16 | Bare Steel
MILLER BREWING CO | 405 CORDELE RD | ALBANY | Dougherty | 470326 | 28 | [5 empty] | Closed in Ground | Other | 2000 | Bare Steel | 1966-04-21 | 1981-12-01 | Unknown
MILLER BREWING CO | 405 CORDELE RD | ALBANY | Dougherty | 470326 | 25 | [5 empty] | Closed in Ground | Other | 50000 | Bare Steel | 1966-04-21 | 1981-12-01 | Unknown
MILLER BREWING CO | 405 CORDELE RD | ALBANY | Dougherty | 470326 | 27 | [5 empty] | Closed in Ground | Other | 2000 | Bare Steel | 1966-04-21 | 1981-12-01 | Unknown
MILLER BREWING CO | 405 CORDELE RD | ALBANY | Dougherty | 470326 | 6 | [5 empty] | Closed in Ground | Other | 25000 | Bare Steel | 1966-04-21 | 1981-12-01 | Unknown
GA POWER/ALBANY DIST OPER HQ | 101 GEORGIA POWER RD | ALBANY | Dougherty | 9047001 | 1 | [5 empty] | Removed from Ground | Gas (Historical Use) | 6000 | Bare Steel | 1952-01-01 | 1990-09-14 | Bare Steel
SAVE RITE | 427 S WESTOVER RD | ALBANY | Dougherty | 9047031 | 2 | Flapper Valve | 1988-01-01 | FALSE | 1988-01-01 | FALSE | Currently in Use | E-0 | 6000 | Steel-Impressed Current | 1988-01-01 |  | Fiberglass Reinforced Plastic | Pressurized
NESTE ICE CREAM CO/DRUMSTICK CO | 1116 INDUSTRY AVE | ALBANY | Dougherty | 9047040 | 2 | [5 empty] | Removed from Ground | Gas (Historical Use) | 400 | Bare Steel | 1981-01-01 | 1899-12-31 | Bare Steel
HOMERUN FOODS #8 | 2619 GILLIONVILLE RD | ALBANY | Dougherty | 10001761 | 2 | Overfill Alarm | 2009-06-12 | FALSE | 2009-06-12 | FALSE | Currently in Use | Premium | 10000 | Fiberglass Double Walled | 2009-06-12 |  | Double-Walled Fiberglass | Pressurized
MINIMART | 2422 STUART AVE | ALBANY | Dougherty | 470295 | 2 | Flapper Valve | 1998-12-01 | FALSE | 1998-12-01 | FALSE | Temporarily out of use | E-10 | 6000 | Steel-Impressed Current | 1978-05-09 |  | Steel (Impressed Current) | Safe Suction (Euro)
FLASH FOODS #148(FORMERLY OASIS #367) | 2605 N SLAPPEY BLVD | ALBANY | Dougherty | 470332 | 1 |  | 1998-07-11 |  | 1998-07-11 |  | Removed from Ground | Gas (Historical Use) | 5000 | Steel-Impressed Current | 1986-01-08 | 2008-06-09 | Cathodically Protected | Pressurized
FLEET TRANSPORT CO | 2200 NEWTON RD | ALBANY | Dougherty | 470328 | 1 | [5 empty] | Removed from Ground | Diesel | 6000 | Bare Steel | 1986-05-08 | 2000-02-01 | Unknown | Suction (American)
STITH EQUIPMENT CO | 2615 OAKRIDGE DR | ALBANY | Dougherty | 470263 | D1 | [5 empty] | Removed from Ground | Diesel | 558 | Bare Steel | 1984-05-08 | 1994-02-01 | Galvanized Steel
ALCON ASSOCIATES INC | 201 BALDWIN DR | ALBANY | Dougherty | 470258 | 1 | [5 empty] | Removed from Ground | Gas (Historical Use) | 1000 | Bare Steel | 1976-05-10 | 1998-01-01 | Galvanized Steel
ABBOTT'S FOOD CENTER | 3123 LEARY RD | ALBANY | Dougherty | 470111 | 7 | [5 empty] | Removed from Ground | Empty | 250 | Bare Steel | 1998-09-01 | 1998-09-01 | Not Marked
BRITT'S PLUMBING & HEATING CO | 204 NORTH MAGNOLIA | ALBANY | Dougherty | 470052 | 1 | [5 empty] | Removed from Ground | Gas (Historical Use) | 540 | Bare Steel | 1969-03-17 | 1986-12-01 | Galvanized Steel
FRANK P WETHERBEE | US HWY 19/10 MI SOUTH OF ALBANY | ALBANY | Dougherty | 470030 | 3 | [5 empty] | Removed from Ground | Diesel | 1000 | Bare Steel | 1981-01-01 | 1991-09-01 | Not Marked
ALBANY MAIN POST OFFICE/US POSTA | 1501 SOUTH SLAPPEY BLVD | ALBANY | Dougherty | 470352 | 6 |  |  | TRUE |  | TRUE | Removed from Ground | Used Oil | 1000 | Double Walled | 1991-07-01 | 1999-04-01 | Fiberglass Reinforced Plastic | Gravity Fed
3100 LEARY | 3100 LEARY RD | ALBANY | Dougherty | 470299 | 2 | Flapper Valve | 1998-07-01 | FALSE | 1996-06-01 | FALSE | Temporarily out of use | Gas (Historical Use) | 4000 | Steel-Impressed Current | 1979-03-01 |  | Fiberglass Reinforced Plastic | Pressurized
BUDGET CAR & TRUCK RENTAL | 901 WEST OGLETHORPE | ALBANY | Dougherty | 470281 | 1 | [5 empty] | Removed from Ground | Gas (Historical Use) | 3000 | Bare Steel | 1966-05-12 | 1991-04-15 | Bare Steel
BUDGET CAR & TRUCK RENTAL | 901 WEST OGLETHORPE | ALBANY | Dougherty | 470281 | 7 | [5 empty] | Removed from Ground | Gas (Historical Use) | 1500 | Marked Unknown | 1976-01-01 | 1991-05-16 | Unknown
FIRST METHODIST CHURCH | 307 FLINT AVE | ALBANY | Dougherty | 9047086 | 1 | [5 empty] | Removed from Ground | Diesel | 5000 | Not Marked/Unknown | 1991-03-01 | 1991-03-01 | Not Marked
WETHERBEE ELECTRIC SUPPLY | 816 WEST BROAD AVE | ALBANY | Dougherty | 9047038 | 1 | [5 empty] | Removed from Ground | Gas (Historical Use) | 10000 | Cathodically Protected Steel | 1974-01-01 | 1992-10-01 | Galvanized Steel
WATER GAS & LIGHT COMMISSION | 207 PINE AVE | ALBANY | Dougherty | 470164 | 2 | [5 empty] | Removed from Ground | Empty | 500 | Marked Unknown | 2000-02-29 | 2000-02-29 | Unknown
ALBANY COCA-COLA BTLG CO | 925 PINE AVE | ALBANY | Dougherty | 470279 | 5 | [5 empty] | Removed from Ground | Gas (Historical Use) | 500 | Bare Steel | 1971-05-10 | 1987-01-01 | Bare Steel
ALBANY COCA-COLA BTLG CO | 925 PINE AVE | ALBANY | Dougherty | 470279 | 4 | [5 empty] | Removed from Ground | Gas (Historical Use) | 500 | Bare Steel | 1941-05-17 | 1987-01-01 | Bare Steel
RIO STORES INC | 1415 INDUSTRY AVE | ALBANY | Dougherty | 470361 | 1 | [5 empty] | Removed from Ground | Diesel | 7500 | Bare Steel | 1971-05-12 | 1992-05-27 | Unknown
MS WL STANDFIELD | 1706 S JEFFERSON | ALBANY | Dougherty | 9047063 | 102 | [5 empty] | Removed from Ground | Gas (Historical Use) | 4000 | Not Marked/Unknown | 1993-07-16 | 1993-07-16 | Not Marked | Safe Suction (Euro)
TURNER JOB CORPS CTR/GAS STA (FO | 2000 Schilling Avenue | ALBANY | Dougherty | 9047179 | 3 | [5 empty] | Removed from Ground | Empty | 10000 | Marked Unknown | 1998-12-01 | 1998-12-01 | Unknown
PILOT TRAVEL CENTER 260 | 310 CORDELE RD | ALBANY | Dougherty | 9047190 | 2 | Overfill Alarm | 1996-09-09 | FALSE | 1996-09-09 | FALSE | Currently in Use | Premium | 10000 | Composite | 1996-09-09 |  | Double-Walled Flex | Pressurized
ENK030 | 2700 SYLVESTER RD | ALBANY | Dougherty | 47240 | 3 | Flapper Valve | 1996-05-29 | TRUE | 1996-05-29 | FALSE | Temporarily out of use | Gas (Historical Use) | 8000 | Steel-Impressed Current | 1972-05-10 |  | Fiberglass Reinforced Plastic | Pressurized
SWAN CLEANERS | 219 NORTH JEFFERSON | ALBANY | Dougherty | 9047227 | 1 | [5 empty] | Removed from Ground | Gas (Historical Use) | 550 | Bare Steel | 1920-01-01 | 2001-05-28 | Galvanized Steel | Suction (American)
Nouria #1296 | 2424 CLARK AVE | ALBANY | Dougherty | 9047229 | 1 | Flapper Valve | 2001-05-04 | FALSE | 2001-05-04 | FALSE | Currently in Use | E-10 | 20000 | Fiberglass Double Walled | 2001-05-03 |  | Double-Walled Flex | Pressurized
WALL TIRE | 501 W OGLETHORPE | ALBANY | Dougherty | 9047186 | 1 | [5 empty] | Removed from Ground | Other | 0 | Not Marked/Unknown | 1986-06-01 | 1986-06-01 | Unknown
BRAXTON FUEL OIL CO | 401 NORTH JACKSON ST | ALBANY | Dougherty | 9047005 | 3 | [5 empty] | Removed from Ground | Kerosene | 500 | Bare Steel | 1993-08-31 | 1993-08-31 | Bare Steel | Safe Suction (Euro)
GLO OIL CO | 415 S JEFFERSON ST | ALBANY | Dougherty | 9047100 | 3 | [5 empty] | Removed from Ground | Gas (Historical Use) | 4000 | Bare Steel | 1995-01-04 | 1995-01-04 | Galvanized Steel
MACGREGOR GOLF CO | 1601 S SLAPPEY BLVD | ALBANY | Dougherty | 9047082 | 1 | [5 empty] | Removed from Ground | Gas (Historical Use) | 250 | Bare Steel | 1993-07-16 | 1993-07-16 | Not Marked
MITCHELL EMC | 5807 NEWTON RD | ALBANY | Dougherty | 1010017 | 1 | [5 empty] | Removed from Ground | Gas (Historical Use) | 6000 | Bare Steel | 1981-02-08 | 1990-01-01 | Galvanized Steel
Circle K 2745154 | 2701 GILLIONVILLE RD | ALBANY | Dougherty | 9000697 | 3 | [5 empty] | Removed from Ground | Gas (Historical Use) | 6000 | Bare Steel | 1978-03-01 | 1996-03-11 | Galvanized Steel | Pressurized
DOUGHERTY COUNTY PUBLIC WORKS | 2108 HABERSHAM RD | ALBANY | Dougherty | 470029 | 2 | [5 empty] | Removed from Ground | Diesel | 1 | Bare Steel | 1993-06-01 | 1993-06-01 | Fiberglass Reinforced Plastic
S CECIL MUSGROVE PROPERTY | 2400 SYLVESTER RD & MOCK RD INTE | ALBANY | Dougherty | 9047200 | 1 | [5 empty] | Removed from Ground | Gas (Historical Use) | 1000 | Not Marked/Unknown | 1998-01-13 | 1998-01-13 | Not Marked
S CECIL MUSGROVE PROPERTY | 2400 SYLVESTER RD & MOCK RD INTE | ALBANY | Dougherty | 9047200 | 4 |  |  | TRUE |  | TRUE | Removed from Ground | Used Oil | 500 | Not Marked/Unknown | 1998-02-04 | 1998-02-04 | Not Marked
TCI STORER CABLE | 110 BALDWIN DR | ALBANY | Dougherty | 9047052 | 2 | [5 empty] | Removed from Ground | Gas (Historical Use) | 1000 | Bare Steel | 1971-04-01 | 1993-08-01 | Galvanized Steel
INTERSTATE NATIONALEASE INC - AL | 2710 PALMYRA RD | ALBANY | Dougherty | 470225 | 1 | [5 empty] | Removed from Ground | Other | 3000 | Bare Steel | 1978-05-04 | 1998-09-17 | Bare Steel | Safe Suction (Euro)
DOUGHERTY COUNTY ALBANY HIGH SCH | 801 RESIDENCE AVE | ALBANY | Dougherty | 470220 | 2 | [5 empty] | Currently in Use | Diesel | 10000 | Bare Steel | 1954-05-14 |  | Unknown
LINCOLN FUNDAMENTAL SCHOOL | 700 CORN AVE | ALBANY | Dougherty | 470215 | 1 | [5 empty] | Removed from Ground | Empty | 5000 | Bare Steel | 1951-05-15 | 1995-06-01 | Unknown
MILLER BREWING CO | 405 CORDELE RD | ALBANY | Dougherty | 470326 | 19 | [5 empty] | Closed in Ground | Other | 50000 | Bare Steel | 1966-04-21 | 1981-12-01 | Unknown
MILLER BREWING CO | 405 CORDELE RD | ALBANY | Dougherty | 470326 | 16 | [5 empty] | Closed in Ground | Other | 25000 | Bare Steel | 1966-04-21 | 1981-12-01 | Unknown
SOUTHEAST TERMINAL | 1162 GILLIONVILLE RD | ALBANY | Dougherty | 470044 | 3 | [5 empty] | Removed from Ground | Other | 2000 | Bare Steel | 1971-05-27 | 1988-11-15 | Galvanized Steel
WOODALLS #2 | 1500 NORTH SLAPPEY | ALBANY | Dougherty | 470059 | 2 | Flapper Valve | 1998-08-18 | FALSE | 1992-01-01 | FALSE | Currently in Use | Plus | 10000 | Steel-Impressed Current | 1980-03-11 |  | Fiberglass Reinforced Plastic | Pressurized
CALHOUN CONCRETE PIPE | INDUSTRY AVE | ALBANY | Dougherty | 1060407 | 2 | [5 empty] | Removed from Ground | Diesel | 250 | Bare Steel | 1971-04-27 | 1991-07-10 | Galvanized Steel
MILLER BREWING CO | 405 CORDELE RD | ALBANY | Dougherty | 470326 | 20 | [5 empty] | Closed in Ground | Other | 50000 | Bare Steel | 1966-04-21 | 1981-12-01 | Unknown
MILLER BREWING CO | 405 CORDELE RD | ALBANY | Dougherty | 470326 | 4 | [5 empty] | Closed in Ground | Other | 25000 | Bare Steel | 1966-04-21 | 1981-12-01 | Unknown
MILLER BREWING CO | 405 CORDELE RD | ALBANY | Dougherty | 470326 | 7 | [5 empty] | Closed in Ground | Other | 25000 | Bare Steel | 1966-04-21 | 1981-12-01 | Unknown
MILLER BREWING CO | 405 CORDELE RD | ALBANY | Dougherty | 470326 | 5 | [5 empty] | Closed in Ground | Other | 25000 | Bare Steel | 1966-04-21 | 1981-12-01 | Unknown
MILLER BREWING CO | 405 CORDELE RD | ALBANY | Dougherty | 470326 | 14 | [5 empty] | Closed in Ground | Other | 25000 | Bare Steel | 1966-04-21 | 1981-12-01 | Unknown
CLEVE WESTERS TIRE MART | 313 /300 NORTH JEFFERSON ST | ALBANY | Dougherty | 470297 | N-1 | [5 empty] | Permanently Out of Use - historical purposes | Gas (Historical Use) | 2000 | Marked Unknown |  | 1899-12-31 | Unknown
CITY OF ALBANY TRANSIT SYSTEMS | 712 FLINT AVE | ALBANY | Dougherty | 470313 | 2 | [5 empty] | Removed from Ground | Empty | 1000 | Bare Steel | 1966-04-23 | 1991-06-01 | Galvanized Steel
BP FOOD MART #21 | 1817 N SLAPPEY BLVD | ALBANY | Dougherty | 470337 | 1 | [5 empty] | Removed from Ground | Gas (Historical Use) | 3000 | Bare Steel | 1956-05-30 | 1997-12-08 | Galvanized Steel | Suction (American)
BP FOOD MART #21 | 1817 N SLAPPEY BLVD | ALBANY | Dougherty | 470337 | 4 | [5 empty] | Removed from Ground | Gas (Historical Use) | 3000 | Bare Steel | 1956-05-30 | 1997-12-08 | Galvanized Steel | Suction (American)
BP FOOD MART #21 | 1817 N SLAPPEY BLVD | ALBANY | Dougherty | 470337 | 7 | Overfill Alarm | 1998-07-01 | FALSE | 1998-07-01 | FALSE | Currently in Use | E-10 | 10000 | Composite | 1998-07-01 |  | Double-Walled Flex | Pressurized
BAY #396 | 2403 DAWSON RD | ALBANY | Dougherty | 470348 | 1 | Ball Float | 1995-08-28 |  | 1995-08-28 |  | Removed from Ground | Gas (Historical Use) | 4000 | Steel-Impressed Current | 1977-05-15 | 2015-01-23 | Steel (Impressed Current) | Safe Suction (Euro)
BOONE'S SVC STA | 2011 MLK JR BLVD | ALBANY | Dougherty | 470090 | 2 | [5 empty] | Removed from Ground | Gas (Historical Use) | 2000 | Bare Steel | 1976-04-18 | 1988-01-01 | Galvanized Steel
DOUGHERTY CO MAINT | 1012 LOWE RD | ALBANY | Dougherty | 470145 | 10401-5 | [5 empty] | Removed from Ground | Gas (Historical Use) | 1000 | Bare Steel | 1971-05-03 | 1989-01-01 | Galvanized Steel | Safe Suction (Euro)
DOUGHERTY CO MAINT | 1012 LOWE RD | ALBANY | Dougherty | 470145 | 1 | Flapper Valve | 1998-10-01 | FALSE | 1998-10-01 | FALSE | Currently in Use | E-10 | 2500 | Fiberglass Double Walled | 1998-10-01 |  | Fiberglass Reinforced Plastic | Safe Suction (Euro)
SLAPPEY FOODS | 405 S SLAPPEY BLVD | ALBANY | Dougherty | 480033 | 3 |  | 1989-10-01 |  | 1989-10-01 |  | Removed from Ground | Gas (Historical Use) | 4000 | Bare Steel | 1964-04-09 | 1998-03-11 | Bare Steel | Pressurized
FLORIDA ROCK & TANK LINES INC | 2721 PHILLIPS DR | ALBANY | Dougherty | 470283 | 4 | Overfill Alarm | 1996-11-06 | FALSE | 1996-11-06 | FALSE | Temporarily out of use | New Oil | 1500 | Composite Double Walled | 1996-11-06 |  | Double-Walled Flex | Pressurized
BST/ALBYGAWR R2402 | 520 WESTOVER RD | ALBANY | Dougherty | 470305 | 1 | [5 empty] | Removed from Ground | Gas (Historical Use) | 12000 | Bare Steel | 1980-01-03 | 1987-02-01 | Galvanized Steel | Pressurized
OASIS 368 | 1301 S SLAPPEY BLVD | ALBANY | Dougherty | 470323 | 2 | Flapper Valve | 1998-07-31 | FALSE | 1998-07-31 | FALSE | Temporarily out of use | Diesel | 6000 | Steel-Impressed Current | 1979-04-20 |  | Steel (Impressed Current) | Pressurized
MAGIC HANDS CARWASH | 214 SOUTH MONROE ST | ALBANY | Dougherty | 470343 | 2 | [5 empty] | Permanently Out of Use - historical purposes | Gas (Historical Use) | 3000 | Bare Steel | 1966-05-25 | 1899-12-31 | Unknown
WRIGHT CHEVRON | 2033 N SLAPPEY DR | ALBANY | Dougherty | 470356 | 1 | Overfill Alarm | 1991-10-01 | FALSE | 1991-10-01 | FALSE | Currently in Use | E-10 | 6000 | Galvanic (STIP-3) | 1987-01-01 |  | Fiberglass Reinforced Plastic | Pressurized
NOOR GROCERY LLC | 1801 GORDON AVE | ALBANY | Dougherty | 470275 | 2 | Flapper Valve | 1997-07-15 | FALSE | 1997-07-15 | FALSE | Temporarily out of use | Plus | 8000 | Steel-Impressed Current | 1979-05-10 |  | Steel (Impressed Current) | Suction (American)
SW GEORGIA REGIONAL AIRPORT | 3905 NEWTON RD | ALBANY | Dougherty | 470239 | 2 | [5 empty] | Removed from Ground | Other | 10000 | Not Marked/Unknown | 1998-02-01 | 1998-02-01 | Galvanized Steel | Suction (American)
PALMYRA ELEMENTARY | 1225 FOURTH AVE | ALBANY | Dougherty | 470221 | 1 | [5 empty] | Removed from Ground | Empty | 6000 | Bare Steel | 1978-05-08 | 1995-06-01 | Unknown
GA FC/DOUGHERTY CO UNIT | 2910 NEWTON RD | ALBANY | Dougherty | 470119 | 6 |  | 1990-01-01 |  | 1990-01-01 |  | Removed from Ground | Gas (Historical Use) | 530 | Galvanic (STIP-3) | 1990-01-01 | 2008-04-08 | Galvanized Steel | Safe Suction (Euro)
DJ CAR WASH #2 | 2535 STUART AVE | ALBANY | Dougherty | 470104 | 2 | [5 empty] | Removed from Ground | Gas (Historical Use) | 8000 | Cathodically Protected Steel | 1985-04-21 | 1997-04-04 | Galvanized Steel | Pressurized
QUIK-LUBE | 1301 SOUTH SLAPPEY | ALBANY | Dougherty | 470231 | 1 |  |  | TRUE |  | TRUE | Removed from Ground | Used Oil | 0 | Bare Steel | 1981-01-01 | 1989-02-11 | Fiberglass Reinforced Plastic
SEARS FACILITY #2815 | 2601 DAWSON RD | ALBANY | Dougherty | 470179 | 1 | [5 empty] | Removed from Ground | Gas (Historical Use) | 6000 | Bare Steel | 1976-04-03 | 1899-12-31 | Galvanized Steel
ARA/SMITH'S TRANSFER CORP | 1200 WEST OGLETHORPE ST | ALBANY | Dougherty | 470107 | 1 | [5 empty] | Removed from Ground | Diesel | 10000 | Bare Steel | 1961-04-17 | 2000-05-20 | Galvanized Steel
ABBOTT'S FOOD CENTER | 3123 LEARY RD | ALBANY | Dougherty | 470111 | 1 | [5 empty] | Removed from Ground | Gas (Historical Use) | 4000 | Bare Steel | 1983-04-22 | 1998-08-01 | Galvanized Steel
GIERYICS DAWSON RD CITGO | 2401 DAWSON RD | ALBANY | Dougherty | 470109 | 1 |  | 1998-11-01 |  | 1998-11-01 |  | Removed from Ground | Gas (Historical Use) | 4000 | Steel-Impressed Current | 1978-04-23 | 2011-01-08 | Fiberglass Reinforced Plastic | Pressurized
TRANSUS INC/ALBANY GA TERMINAL | 2202 NEWTON RD | ALBANY | Dougherty | 470095 | 1 | [5 empty] | Removed from Ground | Diesel | 10000 | Bare Steel | 1972-07-01 | 1993-03-02 | Galvanized Steel | Safe Suction (Euro)
EXPRESS LANE/SUNSHINE JR STORE # | 3120 GILLIONVILLE RD | ALBANY | Dougherty | 470077 | 2 | [5 empty] | Removed from Ground | Gas (Historical Use) | 8000 | Bare Steel | 1982-04-16 | 1994-12-01 | Galvanized Steel | Pressurized
WALMART NEIGHBORHOOD MARKET @2801 | 101 LOGAN CT | ALBANY | Dougherty | 10002395 | 2B | Flapper Valve | 2014-10-31 | FALSE | 2014-10-31 | FALSE | Currently in Use | Diesel | 7000 | Fiberglass Double Walled | 2014-10-31 |  | Double-Walled Flex | Pressurized
FAA/ABY-FSS | 3905 A NEWTON RD | ALBANY | Dougherty | 470316 | 1 | [5 empty] | Removed from Ground | Gas (Historical Use) | 515 | Bare Steel | 1946-05-03 | 1992-10-15 | Copper | Safe Suction (Euro)
PELLICANO CONSTRUCTION CO INC | 1602 WESTTOWN RD | ALBANY | Dougherty | 470314 | 1-A | [5 empty] | Removed from Ground | Gas (Historical Use) | 11750 | Bare Steel | 1971-04-15 | 1991-09-24 | Galvanized Steel
FASTOP STORE #205 | 715 S SLAPPEY BLVD | ALBANY | Dougherty | 470310 | 3 |  | 1996-11-25 |  | 1996-11-25 |  | Removed from Ground | Gas (Historical Use) | 6000 | Steel-Impressed Current | 1981-04-18 | 2006-01-23 | Steel (Impressed Current) | Pressurized
OASIS 368 | 1301 S SLAPPEY BLVD | ALBANY | Dougherty | 470323 | NL | Flapper Valve | 1998-07-31 | FALSE | 1998-07-31 | FALSE | Temporarily out of use | Plus | 10000 | Steel-Impressed Current | 1979-04-20 |  | Steel (Impressed Current) | Pressurized
MAGIC HANDS CARWASH | 214 SOUTH MONROE ST | ALBANY | Dougherty | 470343 | 4 | [5 empty] | Permanently Out of Use - historical purposes | Gas (Historical Use) | 4000 | Bare Steel | 1966-05-25 | 1899-12-31 | Unknown
BERRY SVC STA | 2104 MLK JR DRIVE | ALBANY | Dougherty | 470339 | 2 | [5 empty] | Removed from Ground | Gas (Historical Use) | 4000 | Bare Steel | 1966-05-28 | 1997-04-01 | Bare Steel | Suction (American)
JONES WELDING & IND SUPPLY | 1359 SCHLEY AVE | ALBANY | Dougherty | 470357 | 1 | [5 empty] | Removed from Ground | Gas (Historical Use) | 10000 | Bare Steel | 1981-01-02 | 1998-11-01 | Unknown
ALCON ASSOCIATES INC | 201 BALDWIN DR | ALBANY | Dougherty | 470258 | 3 | [5 empty] | Removed from Ground | Gas (Historical Use) | 560 | Bare Steel | 1976-05-10 | 1998-01-01 | Galvanized Steel
SUWANNEE SWIFTY #143 | 1614 RADIUM SPRINGS RD | ALBANY | Dougherty | 470241 | T1 | [5 empty] | Removed from Ground | Gas (Historical Use) | 6000 | Bare Steel | 1978-05-09 | 1988-11-16 | Galvanized Steel
STOP & SAVE INC DBA AMERICAN EAGLE FOOD | 2706 LEDO RD | ALBANY | Dougherty | 10000680 | 2B | Overfill Alarm | 2003-06-01 | FALSE | 2003-06-01 | FALSE | Currently in Use | Diesel | 4000 | Composite | 2003-06-13 |  | Fiberglass Reinforced Plastic | Pressurized
FLASH FOODS #148(FORMERLY OASIS #367) | 2605 N SLAPPEY BLVD | ALBANY | Dougherty | 470332 | 3 |  | 1998-07-11 |  | 1998-07-11 |  | Removed from Ground | Gas (Historical Use) | 5000 | Steel-Impressed Current | 1986-01-08 | 2008-06-09 | Cathodically Protected | Pressurized
OASIS 368 | 1301 S SLAPPEY BLVD | ALBANY | Dougherty | 470323 | 5 |  |  | TRUE |  | TRUE | Removed from Ground | Used Oil | 500 | Bare Steel | 1981-05-06 | 1899-12-31 | Galvanized Steel
WRIGHT CHEVRON | 2033 N SLAPPEY DR | ALBANY | Dougherty | 470356 | 3 | Overfill Alarm | 1991-10-01 | FALSE | 1991-10-01 | FALSE | Currently in Use | Premium | 6000 | Galvanic (STIP-3) | 1987-01-01 |  | Fiberglass Reinforced Plastic | Pressurized
CHEVRON FOOD MART | 2509 STUART AVE | ALBANY | Dougherty | 470236 | 2 | [5 empty] | Removed from Ground | Gas (Historical Use) | 6000 | Bare Steel | 1978-05-07 | 1998-12-14 | Galvanized Steel | Pressurized
GIA FOOD MART | 1411 N SLAPPEY BLVD | ALBANY | Dougherty | 470248 | T3 | [5 empty] | Removed from Ground | Gas (Historical Use) | 3000 | Bare Steel | 1987-11-01 | 1987-11-01 | Galvanized Steel
MASTER LUBE #2 | 1007 NORTH SLAPPEY BLVD | ALBANY | Dougherty | 470183 | 1 | [5 empty] | Removed from Ground | Gas (Historical Use) | 4000 | Bare Steel | 1962-05-05 | 1899-12-31 | Galvanized Steel | Pressurized
MASTER LUBE #2 | 1007 NORTH SLAPPEY BLVD | ALBANY | Dougherty | 470183 | 4 | [5 empty] | Removed from Ground | Gas (Historical Use) | 4000 | Bare Steel | 1962-05-05 | 1899-12-31 | Galvanized Steel | Pressurized
ST JOSEPH LAND & DEVELOPMENT CO | 4508 LEARY RD | ALBANY | Dougherty | 9047034 | 2 | [5 empty] | Removed from Ground | Diesel | 1000 | Not Marked/Unknown | 1993-01-01 | 1993-01-01 | Not Marked
MAHARAJ ONE STOP | 1404 WEST OAKRIDGE DR | ALBANY | Dougherty | 9047043 | 2 | Flapper Valve | 1988-10-08 | FALSE | 1988-10-08 | FALSE | Temporarily out of use | Plus | 0 | Galvanic (STIP-3) | 1988-08-31 |  | Fiberglass Reinforced Plastic | Pressurized
BST/ALBYGAWR R2402 | 520 WESTOVER RD | ALBANY | Dougherty | 470305 | 3 |  |  | TRUE |  | TRUE | Removed from Ground | Used Oil | 550 | Bare Steel | 1980-01-03 | 1990-10-01 | Bare Steel | Gravity Fed
WRIGHT CHEVRON | 2033 N SLAPPEY DR | ALBANY | Dougherty | 470356 | 2 | Overfill Alarm | 1991-10-01 | FALSE | 1991-10-01 | FALSE | Currently in Use | Diesel | 6000 | Galvanic (STIP-3) | 1987-01-01 |  | Fiberglass Reinforced Plastic | Pressurized
ALBANY AIR CONDITIONING | 2500 WEST GORDON AVE | ALBANY | Dougherty | 470266 | N1 | [5 empty] | Removed from Ground | Gas (Historical Use) | 1000 | Bare Steel | 1981-05-09 | 1995-11-14 | Galvanized Steel
GIA FOOD MART | 1411 N SLAPPEY BLVD | ALBANY | Dougherty | 470248 | 96794 | Overfill Alarm | 1998-02-15 | FALSE | 1998-02-15 | FALSE | Currently in Use | Plus | 6000 | Galvanic (STIP-3) | 1987-11-10 |  | Fiberglass Reinforced Plastic | Pressurized
COLLEGE CORNER | 2217 GILLIONVILLE ROAD | ALBANY | Dougherty | 470208 | 5 | Overfill Alarm | 1996-09-01 | FALSE | 1996-09-01 | FALSE | Currently in Use | Kerosene | 2000 | Galvanic (STIP-3) | 1984-03-17 |  | Fiberglass Reinforced Plastic | Safe Suction (Euro)
SUNRISE GROCERY | 1608 W BROAD AVE | ALBANY | Dougherty | 470190 | R1 | [5 empty] | Removed from Ground | Gas (Historical Use) | 8000 | Fiberglass | 1985-04-29 | 1991-01-01 | Fiberglass Reinforced Plastic
SOUTH GA BRICK CO INC | 2503 WEST GORDON AVE | ALBANY | Dougherty | 470177 | 4 |  | 1995-04-19 |  | 1995-04-19 |  | Removed from Ground | Diesel | 2000 | Epoxy | 1994-04-19 | 1899-12-31 | Double Walled
GA FC/DOUGHERTY CO UNIT | 2910 NEWTON RD | ALBANY | Dougherty | 470119 | 3 | [5 empty] | Removed from Ground | Other | 6000 | Bare Steel | 1951-05-01 | 1989-12-01 | Not Marked
SLAPPEY FOODS | 405 S SLAPPEY BLVD | ALBANY | Dougherty | 470206 | 5 | Flapper Valve | 2000-01-06 | FALSE | 2000-01-06 | FALSE | Currently in Use | Premium | 12000 | Galvanic (STIP-3) | 1984-03-17 |  | Fiberglass Reinforced Plastic | Pressurized
MASTER LUBE #2 | 1007 NORTH SLAPPEY BLVD | ALBANY | Dougherty | 470183 | 6 |  |  | TRUE |  | TRUE | Removed from Ground | Used Oil | 250 | Bare Steel | 1962-05-05 | 1899-12-31 | Galvanized Steel
SUNRISE GROCERY | 1608 W BROAD AVE | ALBANY | Dougherty | 470190 | D1 | [5 empty] | Removed from Ground | Diesel | 4000 | Bare Steel | 1971-05-03 | 1991-01-01 | Galvanized Steel
SOUTH GA BRICK CO INC | 2503 WEST GORDON AVE | ALBANY | Dougherty | 470177 | 1 |  |  | TRUE |  | TRUE | Removed from Ground | Used Oil | 2000 | Bare Steel | 1975-04-05 | 1994-04-01 | Galvanized Steel
GA FC/DOUGHERTY CO UNIT | 2910 NEWTON RD | ALBANY | Dougherty | 470119 | 1 |  |  | TRUE |  | TRUE | Removed from Ground | Used Oil | 560 | Bare Steel | 1975-04-25 | 1989-12-01 | Bare Steel
DJ CAR WASH #2 | 2535 STUART AVE | ALBANY | Dougherty | 470104 | 3 | [5 empty] | Removed from Ground | Gas (Historical Use) | 8000 | Cathodically Protected Steel | 1985-04-21 | 1998-04-04 | Galvanized Steel | Pressurized
SOUTH GA BRICK CO INC | 2503 WEST GORDON AVE | ALBANY | Dougherty | 470177 | 2 | [5 empty] | Removed from Ground | Empty | 2000 | Bare Steel | 1975-04-05 | 1994-04-01 | Galvanized Steel
SOUTH GA BRICK CO INC | 2503 WEST GORDON AVE | ALBANY | Dougherty | 470177 | 3 | [5 empty] | Removed from Ground | Diesel | 10000 | Bare Steel | 1979-04-04 | 1994-04-01 | Galvanized Steel
GA FC/DOUGHERTY CO UNIT | 2910 NEWTON RD | ALBANY | Dougherty | 470119 | 2 | [5 empty] | Removed from Ground | Diesel | 560 | Bare Steel | 1961-04-28 | 1989-12-01 | Bare Steel
FLASH FOODS #148(FORMERLY OASIS #367) | 2605 N SLAPPEY BLVD | ALBANY | Dougherty | 470332 | 2 |  | 1998-07-11 |  | 1998-07-11 |  | Removed from Ground | Gas (Historical Use) | 5000 | Steel-Impressed Current | 1986-01-08 | 2008-06-09 | Cathodically Protected | Pressurized
NOOR GROCERY LLC | 1801 GORDON AVE | ALBANY | Dougherty | 470275 | 1 | Flapper Valve | 1997-07-15 | FALSE | 1997-07-15 | FALSE | Temporarily out of use | E-10 | 8000 | Steel-Impressed Current | 1979-05-10 |  | Steel (Impressed Current) | Safe Suction (Euro)
SLAPPEY FOODS | 405 S SLAPPEY BLVD | ALBANY | Dougherty | 470206 | 3 | Flapper Valve | 1984-01-01 | FALSE | 2000-01-06 | FALSE | Currently in Use | Plus | 8000 | Galvanic (STIP-3) | 1984-03-17 |  | Fiberglass Reinforced Plastic | Pressurized
MASTER LUBE #2 | 1007 NORTH SLAPPEY BLVD | ALBANY | Dougherty | 470183 | 5 | [5 empty] | Removed from Ground | Gas (Historical Use) | 4000 | Bare Steel | 1972-05-02 | 1899-12-31 | Galvanized Steel | Pressurized
SUNRISE GROCERY | 1608 W BROAD AVE | ALBANY | Dougherty | 470190 | 1 | Flapper Valve |  | FALSE |  | FALSE | [6 empty] | Fiberglass Reinforced Plastic | Pressurized
ALBANY AUTO REPAIR | 2421 STEWART AVE | ALBANY | Dougherty | 470133 | 3 | [5 empty] | Removed from Ground | Gas (Historical Use) | 5000 | Bare Steel | 1982-03-29 | 1995-11-27 | Galvanized Steel | Pressurized
CHEVRON #43075 | 2325 GILLIONVILLE RD | ALBANY | Dougherty | 470118 | 3 | [5 empty] | Removed from Ground | Gas (Historical Use) | 10000 | Bare Steel | 1971-04-27 | 1986-03-19 | Galvanized Steel
DJ CAR WASH #2 | 2535 STUART AVE | ALBANY | Dougherty | 470104 | 1 | [5 empty] | Removed from Ground | Gas (Historical Use) | 8000 | Bare Steel | 1985-04-21 | 1997-04-04 | Galvanized Steel | Pressurized
GIERYICS DAWSON RD CITGO | 2401 DAWSON RD | ALBANY | Dougherty | 470109 | 2 |  | 1998-11-01 |  | 1998-11-01 |  | Removed from Ground | Gas (Historical Use) | 6000 | Steel-Impressed Current | 1978-04-23 | 2011-01-08 | Fiberglass Reinforced Plastic | Pressurized
SUWANNEE SWIFTY #143 | 1614 RADIUM SPRINGS RD | ALBANY | Dougherty | 470241 | T2 | [5 empty] | Removed from Ground | Gas (Historical Use) | 6000 | Bare Steel | 1978-05-09 | 1988-11-16 | Galvanized Steel
EXPRESS LANE/SUNSHINE JR STORE # | 3120 GILLIONVILLE RD | ALBANY | Dougherty | 470077 | 3 | [5 empty] | Removed from Ground | Gas (Historical Use) | 8000 | Bare Steel | 1982-04-16 | 1994-12-01 | Galvanized Steel | Pressurized
ABBOTT'S FOOD CENTER | 3123 LEARY RD | ALBANY | Dougherty | 470111 | 4 | [5 empty] | Removed from Ground | Diesel | 1000 | Bare Steel | 1983-04-22 | 1998-08-01 | Galvanized Steel
RADIUM FOODMART | 806 RADIUM SPRINGS RD | ALBANY | Dougherty | 470103 | 1 | [5 empty] | Removed from Ground | Gas (Historical Use) | 4000 | Bare Steel | 1971-04-25 | 1899-12-31 | Galvanized Steel
SW GEORGIA REGIONAL AIRPORT | 3905 NEWTON RD | ALBANY | Dougherty | 470239 | 4 | [5 empty] | Removed from Ground | Other | 10000 | Not Marked/Unknown | 1998-02-01 | 1998-02-01 | Galvanized Steel | Suction (American)
SW GEORGIA REGIONAL AIRPORT | 3905 NEWTON RD | ALBANY | Dougherty | 470239 | 5 | [5 empty] | Closed in Ground | Gas (Historical Use) | 3000 | Not Marked/Unknown | 1999-02-01 | 1999-02-01 | Galvanized Steel | Suction (American)
SUNRISE GROCERY | 1608 W BROAD AVE | ALBANY | Dougherty | 470190 | N3 | [5 empty] | Removed from Ground | Gas (Historical Use) | 0 | Not Marked/Unknown | 1991-01-01 | 1991-01-01 | Not Marked
ALBANY AUTO REPAIR | 2421 STEWART AVE | ALBANY | Dougherty | 470133 | 4 | [5 empty] | Removed from Ground | Diesel | 5000 | Bare Steel | 1982-03-29 | 1995-11-27 | Galvanized Steel | Pressurized
ALBANY AUTO REPAIR | 2421 STEWART AVE | ALBANY | Dougherty | 470133 | 1 | [5 empty] | Removed from Ground | Gas (Historical Use) | 5000 | Bare Steel | 1982-03-29 | 1995-11-27 | Galvanized Steel | Pressurized
RADIUM FOODMART | 806 RADIUM SPRINGS RD | ALBANY | Dougherty | 470103 | 2 | [5 empty] | Removed from Ground | Gas (Historical Use) | 4000 | Bare Steel | 1971-04-25 | 1899-12-31 | Galvanized Steel
GIERYICS DAWSON RD CITGO | 2401 DAWSON RD | ALBANY | Dougherty | 470109 | 3 |  | 1998-11-01 |  | 1998-11-01 |  | Removed from Ground | Gas (Historical Use) | 6000 | Steel-Impressed Current | 1978-04-23 | 2011-01-08 | Fiberglass Reinforced Plastic | Pressurized
WOODALLS #3 | 402 N WESTOVER | ALBANY | Dougherty | 470060 | 1 | Flapper Valve | 1998-08-19 | FALSE | 1995-09-10 | FALSE | Currently in Use | E-10 | 10000 | Galvanic (STIP-3) | 1985-01-01 |  | Fiberglass Reinforced Plastic | Pressurized
FAF #111 | 825 S WESTOVER BLVD | ALBANY | Dougherty | 9047046 | 1 | Ball Float | 1994-08-31 |  | 1994-08-31 |  | Removed from Ground | Gas (Historical Use) | 6000 | Galvanic (STIP-3) | 1989-08-31 | 2015-08-24 | Fiberglass Reinforced Plastic | Pressurized
NESTE ICE CREAM CO/DRUMSTICK CO | 1116 INDUSTRY AVE | ALBANY | Dougherty | 9047040 | 1 | [5 empty] | Removed from Ground | Diesel | 2000 | Bare Steel | 1970-01-01 | 1990-12-03 | Galvanized Steel
STOP & SAVE INC DBA AMERICAN EAGLE FOOD | 2706 LEDO RD | ALBANY | Dougherty | 10000680 | 1 | Overfill Alarm | 2003-06-01 | FALSE | 2003-06-01 | FALSE | Currently in Use | E-10 | 10000 | Composite | 2003-06-13 |  | Fiberglass Reinforced Plastic | Pressurized
JONES WELDING & IND SUPPLY | 1359 SCHLEY AVE | ALBANY | Dougherty | 470357 | 2 | [5 empty] | Removed from Ground | Gas (Historical Use) | 500 | Bare Steel | 1981-01-01 | 1998-11-01 | Unknown
ALBANY SHEET METAL | 1706 WEST TOWN RD | ALBANY | Dougherty | 470260 | R1 | [5 empty] | Removed from Ground | Gas (Historical Use) | 1000 | Bare Steel | 1976-05-10 | 1998-03-03 | Galvanized Steel | Safe Suction (Euro)
WOODALLS #3 | 402 N WESTOVER | ALBANY | Dougherty | 470060 | 2 | Flapper Valve | 1998-08-18 | FALSE | 1995-09-10 | FALSE | Currently in Use | Plus | 10000 | Galvanic (STIP-3) | 1985-01-01 |  | Fiberglass Reinforced Plastic | Pressurized
FLASH FOODS #148(FORMERLY OASIS #367) | 2605 N SLAPPEY BLVD | ALBANY | Dougherty | 470332 | 11 | [5 empty] | Removed from Ground | Empty | 3000 | Bare Steel | 1971-04-22 | 1986-01-01 | Galvanized Steel
ALBANY AUTO REPAIR | 2421 STEWART AVE | ALBANY | Dougherty | 470133 | 5 |  |  | TRUE |  | TRUE | Removed from Ground | Used Oil | 500 | Bare Steel | 1980-01-01 | 1995-11-27 | Galvanized Steel | Gravity Fed
ABBOTT'S FOOD CENTER | 3123 LEARY RD | ALBANY | Dougherty | 470111 | 2 | [5 empty] | Removed from Ground | Gas (Historical Use) | 2000 | Bare Steel | 1976-04-23 | 1998-08-01 | Galvanized Steel
WOODALLS #3 | 402 N WESTOVER | ALBANY | Dougherty | 470060 | 3 | Flapper Valve | 1998-08-18 | FALSE | 1995-09-10 | FALSE | Currently in Use | Premium | 10000 | Galvanic (STIP-3) | 1985-01-01 |  | Fiberglass Reinforced Plastic | Pressurized
MAGIC HANDS CARWASH | 214 SOUTH MONROE ST | ALBANY | Dougherty | 470343 | 3 | [5 empty] | Permanently Out of Use - historical purposes | Gas (Historical Use) | 4000 | Bare Steel | 1966-05-25 | 1899-12-31 | Unknown
GIA FOOD MART | 1411 N SLAPPEY BLVD | ALBANY | Dougherty | 470248 | 94197 | Overfill Alarm | 1988-02-15 | FALSE | 1988-02-15 | FALSE | Currently in Use | Premium | 6000 | Galvanic (STIP-3) | 1987-11-10 |  | Fiberglass Reinforced Plastic | Pressurized
SLAPPEY FOODS | 405 S SLAPPEY BLVD | ALBANY | Dougherty | 470206 | 2 | Flapper Valve | 2000-01-06 | FALSE | 2000-01-06 | FALSE | Currently in Use | Diesel | 8000 | Galvanic (STIP-3) | 1984-03-17 |  | Fiberglass Reinforced Plastic | Pressurized
FIRESTONE STORE #0557 | 2530 DAWSON RD | ALBANY | Dougherty | 470175 | 1 |  |  | TRUE |  | TRUE | Removed from Ground | Diesel | 250 | Bare Steel | 1977-04-04 | 1987-01-01 | Galvanized Steel
SEARS FACILITY #2815 | 2601 DAWSON RD | ALBANY | Dougherty | 470179 | 5 |  |  | TRUE |  | TRUE | Removed from Ground | Used Oil | 540 | Bare Steel | 1976-04-03 | 1899-12-31 | Unknown
SEARS FACILITY #2815 | 2601 DAWSON RD | ALBANY | Dougherty | 470179 | 4 | [5 empty] | Removed from Ground | Gas (Historical Use) | 6000 | Bare Steel | 1976-04-03 | 1899-12-31 | Galvanized Steel
ABBOTT'S FOOD CENTER | 3123 LEARY RD | ALBANY | Dougherty | 470111 | 6 | [5 empty] | Removed from Ground | Empty | 250 | Bare Steel | 1998-09-01 | 1998-09-01 | Not Marked
CHEVRON #43075 | 2325 GILLIONVILLE RD | ALBANY | Dougherty | 470118 | 2 | [5 empty] | Removed from Ground | Gas (Historical Use) | 10000 | Bare Steel | 1971-04-27 | 1986-03-19 | Galvanized Steel
SUWANNEE SWIFTY #143 | 1614 RADIUM SPRINGS RD | ALBANY | Dougherty | 470241 | T3 | [5 empty] | Removed from Ground | Gas (Historical Use) | 6000 | Bare Steel | 1978-05-09 | 1988-11-16 | Galvanized Steel
SEARS FACILITY #2815 | 2601 DAWSON RD | ALBANY | Dougherty | 470179 | 3 | [5 empty] | Removed from Ground | Gas (Historical Use) | 6000 | Bare Steel | 1976-04-03 | 1899-12-31 | Galvanized Steel
ABBOTT'S FOOD CENTER | 3123 LEARY RD | ALBANY | Dougherty | 470111 | 3 | [5 empty] | Removed from Ground | Gas (Historical Use) | 1000 | Bare Steel | 1976-04-23 | 1998-08-01 | Galvanized Steel
CHEVRON #43075 | 2325 GILLIONVILLE RD | ALBANY | Dougherty | 470118 | 1 | [5 empty] | Removed from Ground | Gas (Historical Use) | 5000 | Bare Steel | 1971-04-27 | 1986-03-19 | Galvanized Steel
LAKE PARK SHOPPING CTR | 1921 DAWSON RD | ALBANY | Dougherty | 9047062 | 102 | [5 empty] | Removed from Ground | Gas (Historical Use) | 1000 | Bare Steel | 1993-07-16 | 1993-07-16 | Galvanized Steel | Safe Suction (Euro)
SAVE RITE | 427 S WESTOVER RD | ALBANY | Dougherty | 9047031 | 3 | Flapper Valve | 1988-01-01 | FALSE | 1988-01-01 | FALSE | Currently in Use | Premium | 6000 | Steel-Impressed Current | 1988-01-01 |  | Fiberglass Reinforced Plastic | Pressurized
HOMERUN FOODS #8 | 2619 GILLIONVILLE RD | ALBANY | Dougherty | 10001761 | 3 | Overfill Alarm | 2009-06-12 | FALSE | 2009-06-12 | FALSE | Currently in Use | Diesel | 5000 | Fiberglass Double Walled | 2009-06-12 |  | Double-Walled Fiberglass | Pressurized
GILLIONVILLE GROCERY | 1603 GILLIONVILLE RD | ALBANY | Dougherty | 470294 | 3 | Flapper Valve | 1998-08-31 | FALSE | 1998-08-31 | FALSE | Currently in Use | Diesel | 8000 | Steel-Impressed Current | 1984-05-07 |  | Steel (Impressed Current) | Pressurized
EXPRESS LANE/SUNSHINE JR STORE # | 3120 GILLIONVILLE RD | ALBANY | Dougherty | 470077 | 1 | [5 empty] | Removed from Ground | Gas (Historical Use) | 6000 | Bare Steel | 1982-04-16 | 1994-12-01 | Galvanized Steel | Pressurized
MINIMART | 2422 STUART AVE | ALBANY | Dougherty | 470295 | 3 | Flapper Valve | 1998-12-01 | FALSE | 1998-12-01 | FALSE | Temporarily out of use | Premium | 6000 | Steel-Impressed Current | 1978-05-09 |  | Steel (Impressed Current) | Safe Suction (Euro)
SANS SOUCI DISTRIBUTION CO | 1113 SEMINOLE LN | ALBANY | Dougherty | 470293 | 1 | [5 empty] | Removed from Ground | Gas (Historical Use) | 2500 | Bare Steel | 1971-05-12 | 1899-12-31 | Galvanized Steel
GIA FOOD MART | 1411 N SLAPPEY BLVD | ALBANY | Dougherty | 470248 | T1 | [5 empty] | Removed from Ground | Gas (Historical Use) | 3000 | Bare Steel | 1987-11-01 | 1987-11-01 | Galvanized Steel
CHEVRON #43075 | 2325 GILLIONVILLE RD | ALBANY | Dougherty | 470118 | 4 |  |  | TRUE |  | TRUE | Removed from Ground | Used Oil | 550 | Bare Steel | 1971-04-27 | 1986-03-19 | Galvanized Steel
WOODALLS #3 | 402 N WESTOVER | ALBANY | Dougherty | 470060 | 4 | Flapper Valve | 1998-08-18 | FALSE | 1995-09-10 | FALSE | Currently in Use | Diesel | 10000 | Galvanic (STIP-3) | 1985-01-01 |  | Fiberglass Reinforced Plastic | Pressurized
EZ CORNER #44 | 521 SOUTH SLAPPEY BLVD | ALBANY | Dougherty | 9047098 | 3 |  | 1995-11-01 | FALSE | 1995-11-01 | FALSE | Temporarily out of use | Diesel | 8000 | Composite | 1994-02-15 |  | Fiberglass Reinforced Plastic | Pressurized
ENK031 | 610 SLAPPEY BLVD | ALBANY | Dougherty | 9047106 | 1 | Flapper Valve | 1994-11-11 | FALSE | 1994-11-11 | FALSE | Currently in Use | E-10 | 10000 | Fiberglass Double Walled | 1994-11-08 |  | Double-Walled Flex | Pressurized
HOMERUN FOODS #3 | 406 PHILEMA RD | ALBANY | Dougherty | 9047160 | 1 | Overfill Alarm | 1989-09-20 | FALSE | 1989-09-20 | FALSE | Currently in Use | E-10 | 10000 | Galvanic (STIP-3) | 1989-09-20 |  | Fiberglass Reinforced Plastic | Pressurized
DIXON CONVENIENCE STORE | 1719 M L KING JR DR | ALBANY | Dougherty | 9047165 | 1 |  | 1998-11-01 | FALSE | 1998-11-01 | FALSE | Temporarily out of use | Plus | 10000 | Steel-Impressed Current | 1982-04-30 |  | Fiberglass Reinforced Plastic | Pressurized
GILLIONVILLE GROCERY | 1603 GILLIONVILLE RD | ALBANY | Dougherty | 470294 | 2 | Flapper Valve | 1998-08-31 | FALSE | 1998-08-31 | FALSE | Currently in Use | Premium | 8000 | Steel-Impressed Current | 1984-05-07 |  | Steel (Impressed Current) | Pressurized
FLORIDA ROCK & TANK LINES INC | 2721 PHILLIPS DR | ALBANY | Dougherty | 470283 | 3 | Overfill Alarm | 1996-11-06 | FALSE | 1996-11-06 | FALSE | Currently in Use | Diesel | 10000 | Composite Double Walled | 1996-11-06 |  | Double-Walled Flex | Pressurized
FASTOP STORE #205 | 715 S SLAPPEY BLVD | ALBANY | Dougherty | 470310 | 1 |  | 1996-11-25 |  | 1996-11-25 |  | Removed from Ground | Gas (Historical Use) | 10000 | Steel-Impressed Current | 1981-04-18 | 2006-01-23 | Steel (Impressed Current) | Pressurized
BST/ALBYGAWR R2402 | 520 WESTOVER RD | ALBANY | Dougherty | 470305 | 2 | [5 empty] | Removed from Ground | Gas (Historical Use) | 12000 | Bare Steel | 1980-01-03 | 1992-01-09 | Galvanized Steel | Pressurized
FLASH FOODS #148(FORMERLY OASIS #367) | 2605 N SLAPPEY BLVD | ALBANY | Dougherty | 470332 | 4 |  | 1998-07-11 |  | 1998-07-11 |  | Removed from Ground | Diesel | 5000 | Steel-Impressed Current | 1986-01-08 | 2008-06-09 | Cathodically Protected | Pressurized
FLASH FOODS #148(FORMERLY OASIS #367) | 2605 N SLAPPEY BLVD | ALBANY | Dougherty | 470332 | 5 | [5 empty] | Removed from Ground | Empty | 4000 | Bare Steel | 1971-04-22 | 1986-01-01 | Galvanized Steel
FLASH FOODS #148(FORMERLY OASIS #367) | 2605 N SLAPPEY BLVD | ALBANY | Dougherty | 470332 | 7 | [5 empty] | Removed from Ground | Empty | 5000 | Bare Steel | 1971-04-22 | 1986-01-01 | Galvanized Steel
MAGIC HANDS CARWASH | 214 SOUTH MONROE ST | ALBANY | Dougherty | 470343 | 1 | [5 empty] | Permanently Out of Use - historical purposes | Diesel | 3000 | Bare Steel | 1966-05-25 | 1899-12-31 | Unknown
NOOR GROCERY LLC | 1801 GORDON AVE | ALBANY | Dougherty | 470275 | 3 | Flapper Valve | 1997-07-15 | FALSE | 1997-07-15 | FALSE | Temporarily out of use | Premium | 6000 | Steel-Impressed Current | 1979-05-10 |  | Steel (Impressed Current) | Safe Suction (Euro)
J&H PRODUCE CO | 1301 NANCY DR | ALBANY | Dougherty | 470018 | 1 | [5 empty] | Removed from Ground | Gas (Historical Use) | 550 | Cathodically Protected Steel | 1971-02-28 | 1899-12-31 | Galvanized Steel
J&H PRODUCE CO | 1301 NANCY DR | ALBANY | Dougherty | 470018 | 4 | [5 empty] | Permanently Out of Use - historical purposes | Diesel | 550 | Cathodically Protected Steel | 1971-02-28 | 1899-12-31 | Galvanized Steel
RICKYS DETAIL SHOP | 100 N MAGNOLIA ST | ALBANY | Dougherty | 470092 | 4 | [5 empty] | Removed from Ground | Diesel | 1000 | Bare Steel | 1982-01-01 | 1999-12-01 | Galvanized Steel | Safe Suction (Euro)
SVC STA & CONV STORE | ANTIOCH RD | PUTNEY | Dougherty | 470024 | 1 | [5 empty] | Closed in Ground | Gas (Historical Use) | 3000 | Cathodically Protected Steel | 1971-02-28 | 1985-03-10 | Galvanized Steel
PACE 51 | 1604 GILLIONVILLE RD | ALBANY | Dougherty | 9047156 | 1 | Overfill Alarm |  | FALSE |  | FALSE | Currently in Use | E-10 | 10000 | Fiberglass | 1987-10-01 |  | Fiberglass Reinforced Plastic | Pressurized
GA PACIFIC | US HWY 19 S | ALBANY | Dougherty | 470157 | 1 | [5 empty] | Removed from Ground | Diesel | 1000 | Bare Steel | 1971-03-30 | 1988-09-01 | Galvanized Steel
THOMPSON BROTHERS FARM | 116 ROOSEVELT AVENUE | ALBANY | Dougherty | 9047194 | 4 | [5 empty] | Removed from Ground | Gas (Historical Use) | 2000 | Bare Steel | 1997-04-25 | 1997-04-25 | Bare Steel
THOMPSON BROTHERS FARM | 116 ROOSEVELT AVENUE | ALBANY | Dougherty | 9047194 | 5 | [5 empty] | Removed from Ground | Gas (Historical Use) | 1000 | Bare Steel | 1997-04-25 | 1997-04-25 | Bare Steel
SOUTHERN CONCRETE | 605 E OGLETHORPE EXPWY | ALBANY | Dougherty | 9047057 | 2 |  | 1998-07-28 |  | 1998-07-28 |  | Permanently Out Of Use | Diesel | 10000 | Steel-Impressed Current | 1976-04-12 | 2002-11-12 | Fiberglass Reinforced Plastic | Pressurized
ALBANY COCA-COLA BTLG CO | 925 PINE AVE | ALBANY | Dougherty | 470279 | 2 | [5 empty] | Removed from Ground | Gas (Historical Use) | 2000 | Bare Steel | 1974-05-09 | 1987-01-01 | Bare Steel
U-HAUL #77955 | 820 OGLETHORPE BLVD | ALBANY | Dougherty | 470233 | 1 | [5 empty] | Removed from Ground | Gas (Historical Use) | 10000 | Bare Steel | 1977-05-07 | 1998-02-01 | Bare Steel
GRAY TRANSPORTATION CO INC | 3905 NEWTON RD | ALBANY | Dougherty | 470229 | 2 | [5 empty] | Removed from Ground | Other | 10000 | Bare Steel | 1976-05-07 | 1993-09-28 | Galvanized Steel
RIO STORES INC | 1415 INDUSTRY AVE | ALBANY | Dougherty | 470361 | 3 | [5 empty] | Removed from Ground | Gas (Historical Use) | 1500 | Bare Steel | 1971-05-12 | 1992-05-27 | Unknown
THURMAN BUICK PROPERTY | OGLETHORPE BLVD & MADISON ST | ALBANY | Dougherty | 9047006 | 1 | [5 empty] | Removed from Ground | Gas (Historical Use) | 0 | Not Marked/Unknown |  | 1899-12-31 | Not Marked
PHOEBE PUTNEY MEMORIAL HOSPITAL | FINANCE BLDG/813 & 815 NORTH MON | ALBANY | Dougherty | 9047101 | 1 | [5 empty] | Removed from Ground | Other | 0 | Not Marked/Unknown | 1994-12-28 | 1994-12-28 | Not Marked
FIRESTONE #7943 | 429 OGLETHORPE | ALBANY | Dougherty | 9047104 | 3 |  |  | FALSE |  | FALSE | Removed from Ground | Gas (Historical Use) | 6000 | Unknown | 2008-04-07 | 2008-04-18 | Unknown
DOUGHERTY COUNTY PUBLIC WORKS | 2108 HABERSHAM RD | ALBANY | Dougherty | 470029 | 1 | Flapper Valve | 1991-06-21 | FALSE | 1991-06-21 | FALSE | Currently in Use | Diesel | 10000 | Galvanic (STIP-3) | 1991-06-21 |  | Steel/Sacrificial Anodes | Pressurized
S CECIL MUSGROVE PROPERTY | 2400 SYLVESTER RD & MOCK RD INTE | ALBANY | Dougherty | 9047200 | 2 | [5 empty] | Removed from Ground | Gas (Historical Use) | 1000 | Not Marked/Unknown | 1998-01-13 | 1998-01-13 | Not Marked
WATER GAS & LIGHT COMMISSION | 207 PINE AVE | ALBANY | Dougherty | 470164 | 1 |  | 1991-10-11 |  | 1991-10-11 |  | Removed from Ground | Diesel | 500 | Galvanic (STIP-3) | 1991-10-11 | 2006-01-17 | Cathodically Protected | Safe Suction (Euro)
MILLER BREWING CO | 405 CORDELE RD | ALBANY | Dougherty | 470326 | 22 | [5 empty] | Closed in Ground | Other | 50000 | Bare Steel | 1966-04-21 | 1981-12-01 | Unknown
MITCHELL EMC | 5807 NEWTON RD | ALBANY | Dougherty | 1010017 | 2 | Overfill Alarm | 1990-01-01 | FALSE | 1990-01-01 | FALSE | Currently in Use | E-0 | 10000 | Composite | 1990-01-01 |  | Fiberglass Reinforced Plastic | Pressurized
SOUTHEAST TERMINAL | 1162 GILLIONVILLE RD | ALBANY | Dougherty | 470044 | 2 | [5 empty] | Removed from Ground | Gas (Historical Use) | 2000 | Bare Steel | 1971-05-27 | 1988-11-15 | Galvanized Steel
CARLTON COMPANY | 5730 NEWTON RD | ALBANY | Dougherty | 9047158 | 2 | [5 empty] | Removed from Ground | Diesel | 1000 | Bare Steel | 1996-05-08 | 1996-05-08 | Galvanized Steel | Suction (American)
MILLER BREWING CO | 405 CORDELE RD | ALBANY | Dougherty | 470326 | 26 | [5 empty] | Closed in Ground | Other | 50000 | Bare Steel | 1966-04-21 | 1981-12-01 | Unknown
MILLER BREWING CO | 405 CORDELE RD | ALBANY | Dougherty | 470326 | 23 | [5 empty] | Closed in Ground | Other | 50000 | Bare Steel | 1966-04-21 | 1981-12-01 | Unknown
MILLER BREWING CO | 405 CORDELE RD | ALBANY | Dougherty | 470326 | 24 | [5 empty] | Closed in Ground | Other | 50000 | Bare Steel | 1966-04-21 | 1981-12-01 | Unknown
PLANTATION SVCS | 2200 WESTTOWN RD | ALBANY | Dougherty | 9047067 | 1 | [5 empty] | Removed from Ground | Diesel | 4000 | Bare Steel | 1993-01-01 | 1993-01-01 | Galvanized Steel
WICKES LUMBER CO | 1150 GILLIONVILLE RD | ALBANY | Dougherty | 470265 | 2 | [5 empty] | Removed from Ground | Gas (Historical Use) | 550 | Bare Steel | 1976-03-01 | 1988-12-19 | Galvanized Steel
STITH EQUIPMENT CO | 2615 OAKRIDGE DR | ALBANY | Dougherty | 470263 | 1 | [5 empty] | Removed from Ground | Diesel | 0 | Not Marked/Unknown | 1994-02-01 | 1994-02-01 | Not Marked
GIA FOOD MART | 1411 N SLAPPEY BLVD | ALBANY | Dougherty | 470248 | 94196 | Overfill Alarm | 1988-02-15 | FALSE | 1988-02-15 | FALSE | Currently in Use | E-10 | 6000 | Galvanic (STIP-3) | 1987-11-10 |  | Fiberglass Reinforced Plastic | Pressurized
CHEVRON FOOD MART | 2509 STUART AVE | ALBANY | Dougherty | 470236 | 7 | Flapper Valve | 1998-12-28 | FALSE | 1998-12-28 | FALSE | Currently in Use | Diesel On Road | 8000 | Galvanic (STIP-3) | 1998-12-15 |  | Fiberglass Reinforced Plastic | Pressurized
CHEVRON FOOD MART | 2509 STUART AVE | ALBANY | Dougherty | 470236 | 5 | Flapper Valve | 1998-12-28 | FALSE | 1998-12-28 | FALSE | Currently in Use | E-10 | 8000 | Galvanic (STIP-3) | 1998-12-15 |  | Fiberglass Reinforced Plastic | Pressurized
CHEVRON FOOD MART | 2509 STUART AVE | ALBANY | Dougherty | 470236 | 4 | [5 empty] | Removed from Ground | Gas (Historical Use) | 6000 | Bare Steel | 1978-05-07 | 1998-12-14 | Galvanized Steel | Pressurized
SLAPPEY FOODS | 405 S SLAPPEY BLVD | ALBANY | Dougherty | 470206 | 1 | Flapper Valve | 2000-01-06 | FALSE | 2000-01-06 | FALSE | Currently in Use | Kerosene | 2000 | Galvanic (STIP-3) | 1984-03-17 |  | Fiberglass Reinforced Plastic | Pressurized
COLLEGE CORNER | 2217 GILLIONVILLE ROAD | ALBANY | Dougherty | 470208 | 3 | Overfill Alarm | 1996-09-01 | FALSE | 1996-09-01 | FALSE | Currently in Use | Premium | 8000 | Galvanic (STIP-3) | 1984-03-17 |  | Fiberglass Reinforced Plastic | Pressurized
MASTER LUBE #2 | 1007 NORTH SLAPPEY BLVD | ALBANY | Dougherty | 470183 | 2 | [5 empty] | Removed from Ground | Gas (Historical Use) | 4000 | Bare Steel | 1962-05-05 | 1899-12-31 | Galvanized Steel | Pressurized
SUNRISE GROCERY | 1608 W BROAD AVE | ALBANY | Dougherty | 470190 | 3 | Flapper Valve | 1990-10-01 | FALSE | 1990-10-01 | FALSE | Temporarily out of use | Premium | 8000 | Galvanic (STIP-3) | 1990-10-01 |  | Fiberglass Reinforced Plastic | Pressurized
GA FC/DOUGHERTY CO UNIT | 2910 NEWTON RD | ALBANY | Dougherty | 470119 | 4 | [5 empty] | Removed from Ground | Propane | 500 | Bare Steel | 1952-04-30 | 1989-12-01 | Copper
GA FC/DOUGHERTY CO UNIT | 2910 NEWTON RD | ALBANY | Dougherty | 470119 | 5 |  | 1990-01-01 |  | 1990-01-01 |  | Removed from Ground | Diesel | 530 | Galvanic (STIP-3) | 1990-01-01 | 2008-04-08 | Galvanized Steel | Safe Suction (Euro)
ARA/SMITH'S TRANSFER CORP | 1200 WEST OGLETHORPE ST | ALBANY | Dougherty | 470107 | 2 | [5 empty] | Removed from Ground | Gas (Historical Use) | 10000 | Bare Steel | 1961-04-17 | 1899-12-31 | Galvanized Steel
GIERYICS DAWSON RD CITGO | 2401 DAWSON RD | ALBANY | Dougherty | 470109 | 5 |  |  | TRUE |  | TRUE | Removed from Ground | Used Oil | 550 | Steel-Impressed Current | 1986-04-21 | 1999-01-18 | Galvanized Steel | Gravity Fed
Circle K 2745154 | 2701 GILLIONVILLE RD | ALBANY | Dougherty | 9000697 | 1 | [5 empty] | Removed from Ground | Gas (Historical Use) | 6000 | Bare Steel | 1978-03-01 | 1996-03-11 | Galvanized Steel | Pressurized
RIO STORES INC | 1415 INDUSTRY AVE | ALBANY | Dougherty | 470361 | 2 | [5 empty] | Removed from Ground | Gas (Historical Use) | 6000 | Bare Steel | 1971-05-12 | 1992-05-27 | Unknown
ALBANY COCA-COLA BTLG CO | 925 PINE AVE | ALBANY | Dougherty | 470279 | 3 | [5 empty] | Removed from Ground | Empty | 990 | Bare Steel | 1953-05-14 | 1987-10-16 | Bare Steel
KMART #3219 | 2525 DAWSON RD | ALBANY | Dougherty | 470139 | 1 |  |  | TRUE |  | TRUE | Removed from Ground | Used Oil | 1000 | Bare Steel | 1974-04-07 | 1994-11-01 | Bare Steel | Gravity Fed
INTERSTATE NATIONALEASE INC - AL | 2710 PALMYRA RD | ALBANY | Dougherty | 470225 | 4 | [5 empty] | Removed from Ground | Diesel | 10000 | Bare Steel | 1978-05-04 | 1990-05-01 | Bare Steel | Pressurized
GRAY TRANSPORTATION CO INC | 3905 NEWTON RD | ALBANY | Dougherty | 470229 | 1 | [5 empty] | Removed from Ground | Other | 12000 | Bare Steel | 1976-05-07 | 1993-09-28 | Galvanized Steel
MILLER BREWING CO | 405 CORDELE RD | ALBANY | Dougherty | 470326 | 31 | [5 empty] | Closed in Ground | Other | 50000 | Bare Steel | 1966-04-21 | 1981-12-01 | Unknown
MILLER BREWING CO | 405 CORDELE RD | ALBANY | Dougherty | 470326 | 13 | [5 empty] | Closed in Ground | Other | 25000 | Bare Steel | 1966-04-21 | 1981-12-01 | Unknown
MILLER BREWING CO | 405 CORDELE RD | ALBANY | Dougherty | 470326 | 30 | [5 empty] | Closed in Ground | Other | 25000 | Bare Steel | 1966-04-21 | 1981-12-01 | Unknown
MILLER BREWING CO | 405 CORDELE RD | ALBANY | Dougherty | 470326 | 18 | [5 empty] | Closed in Ground | Other | 50000 | Bare Steel | 1966-04-21 | 1981-12-01 | Unknown
MILLER BREWING CO | 405 CORDELE RD | ALBANY | Dougherty | 470326 | 21 | [5 empty] | Closed in Ground | Other | 50000 | Bare Steel | 1966-04-21 | 1981-12-01 | Unknown
PLANTATION SVCS | 2200 WESTTOWN RD | ALBANY | Dougherty | 9047067 | 3 | [5 empty] | Removed from Ground | Diesel | 4000 | Bare Steel | 1993-01-01 | 1993-01-01 | Galvanized Steel
GRAY TRANSPORTATION CO INC | 3905 NEWTON RD | ALBANY | Dougherty | 470229 | 3 | [5 empty] | Removed from Ground | Other | 12000 | Bare Steel | 1976-05-07 | 1993-09-28 | Galvanized Steel
MILLER BREWING CO | 405 CORDELE RD | ALBANY | Dougherty | 470326 | 9 | [5 empty] | Closed in Ground | Other | 25000 | Bare Steel | 1966-04-21 | 1981-12-01 | Unknown
MILLER BREWING CO | 405 CORDELE RD | ALBANY | Dougherty | 470326 | 8 | [5 empty] | Closed in Ground | Other | 25000 | Bare Steel | 1966-04-21 | 1981-12-01 | Unknown
SUNNYLAND FARMS | MOULTRIE RD | ALBANY | Dougherty | 9047204 | 1 | [5 empty] | Removed from Ground | Diesel | 4000 | Not Marked/Unknown | 1998-09-02 | 1998-09-02 | Not Marked
WOODALLS #2 | 1500 NORTH SLAPPEY | ALBANY | Dougherty | 470059 | 3 | Flapper Valve | 1998-08-18 | FALSE | 1992-01-01 | FALSE | Currently in Use | Premium | 10000 | Steel-Impressed Current | 1980-03-11 |  | Fiberglass Reinforced Plastic | Pressurized
Circle K 2745154 | 2701 GILLIONVILLE RD | ALBANY | Dougherty | 9000697 | 6 | Flapper Valve | 1996-04-20 | FALSE | 1996-04-20 | FALSE | Currently in Use | Premium | 10000 | Composite | 1996-04-20 |  | Double-Walled Flex | Pressurized
SOUTHERN AG CARRIERS | 3422 SYLVESTER RD | ALBANY | Dougherty | 9047105 | 2 | Overfill Alarm | 1995-01-01 | FALSE | 1995-01-01 | FALSE | Removed from Ground | Diesel | 20000 | Composite | 1995-01-01 |  | Fiberglass Reinforced Plastic | Pressurized
MILLER BREWING CO | 405 CORDELE RD | ALBANY | Dougherty | 470326 | 3 | [5 empty] | Closed in Ground | Other | 25000 | Bare Steel | 1966-04-21 | 1981-12-01 | Unknown
MILLER BREWING CO | 405 CORDELE RD | ALBANY | Dougherty | 470326 | 10 | [5 empty] | Closed in Ground | Other | 25000 | Bare Steel | 1966-04-21 | 1981-12-01 | Unknown
NATIONAL LINEN SERVICE | 1120 OGLETHORPE AVE | ALBANY | Dougherty | 470298 | 4 | [5 empty] | Removed from Ground | Diesel | 10000 | Bare Steel | 1956-05-14 | 1994-05-01 | Galvanized Steel | Safe Suction (Euro)
MILLER BREWING CO | 405 CORDELE RD | ALBANY | Dougherty | 470326 | 17 | [5 empty] | Closed in Ground | Other | 50000 | Bare Steel | 1966-04-21 | 1981-12-01 | Unknown
MILLER BREWING CO | 405 CORDELE RD | ALBANY | Dougherty | 470326 | 11 | [5 empty] | Closed in Ground | Other | 25000 | Bare Steel | 1966-04-21 | 1981-12-01 | Unknown
MILLER BREWING CO | 405 CORDELE RD | ALBANY | Dougherty | 470326 | 29 | [5 empty] | Closed in Ground | Other | 2000 | Bare Steel | 1966-04-21 | 1981-12-01 | Unknown
NATIONAL LINEN SERVICE | 1120 OGLETHORPE AVE | ALBANY | Dougherty | 470298 | 3 | [5 empty] | Removed from Ground | Diesel | 10000 | Bare Steel | 1956-05-14 | 1994-05-01 | Galvanized Steel | Safe Suction (Euro)
PLANTATION SVCS | 2200 WESTTOWN RD | ALBANY | Dougherty | 9047067 | 2 | [5 empty] | Removed from Ground | Gas (Historical Use) | 4000 | Bare Steel | 1993-01-01 | 1993-01-01 | Galvanized Steel
BYNE MEMORIAL BAPTIST CHURCH | 1313 SOCIETY AVE | ALBANY | Dougherty | 9047007 | 1 | [5 empty] | Removed from Ground | Gas (Historical Use) | 1000 | Bare Steel | 1970-01-01 | 1991-02-01 | Unknown
GIERYICS DAWSON RD CITGO | 2401 DAWSON RD | ALBANY | Dougherty | 470109 | 4 |  | 1998-11-01 |  | 1998-11-01 |  | Removed from Ground | Gas (Historical Use) | 4000 | Steel-Impressed Current | 1978-04-23 | 2011-01-08 | Fiberglass Reinforced Plastic | Pressurized
FORMER PEAKS STORE | 3910 RADIUM SPRINGS RD | ALBANY | Dougherty | 9047197 | 1 | [5 empty] | Removed from Ground | Other | 1000 | Not Marked/Unknown | 1999-01-01 | 1999-01-01 | Not Marked
FORMER PEAKS STORE | 3910 RADIUM SPRINGS RD | ALBANY | Dougherty | 9047197 | 2 | [5 empty] | Removed from Ground | Other | 1000 | Not Marked/Unknown | 1999-01-01 | 1999-01-01 | Not Marked
MAGNOLIA PLANTATION #1/HOLLEY PL | 1225 CARLISLE RD | Albany | Dougherty | 9047060 | 4 | [5 empty] | Removed from Ground | Gas (Historical Use) | 1000 | Not Marked/Unknown | 1994-03-14 | 1994-03-14
MAGNOLIA PLANTATION #1/HOLLEY PL | 1225 CARLISLE RD | Albany | Dougherty | 9047060 | 5A | Ball Float | 1994-04-01 | FALSE | 1994-04-01 | FALSE | Removed from Ground | Gas (Historical Use) | 3000 |  | 1994-04-01 | 2018-08-13 | Fiberglass Reinforced Plastic | Safe Suction (Euro)
THRUSH AIRCRAFT INC | 300 OLD PRETORIA RD | Albany | Dougherty | 470005 | 2 | [5 empty] | Removed from Ground | Diesel | 6000 | Bare Steel | 1966-02-23 | 1998-06-30 | Galvanized Steel | Safe Suction (Euro)
NILO CORP | 3417 NILO DR | Albany | Dougherty | 470065 | 3 |  | 1993-09-09 |  | 1993-09-09 |  | Removed from Ground | Diesel | 5000 | Steel-Impressed Current | 1982-03-15 | 2006-05-22 | Steel (Impressed Current) | Safe Suction (Euro)
LAW PLANTATION STABLES | 515 ABIGAIL PLANTATION RD | Albany | Dougherty | 10002668 | 2 |  |  | FALSE |  | FALSE | Removed from Ground | Gas (Historical Use) | 8000 | Bare Steel | 1997-07-22 | 1997-07-22 | Bare Steel | Safe Suction (Euro)
CROSSROAD MARKET | 3023 LEARY RD | Albany | Dougherty | 9047226 | 2 | Overfill Alarm | 2001-02-01 | FALSE | 2001-02-01 | FALSE | Currently in Use | Premium | 8000 | Composite | 2011-12-09 |  | Fiberglass Reinforced Plastic | Pressurized
LAW PLANTATION STABLES | 515 ABIGAIL PLANTATION RD | Albany | Dougherty | 10002668 | 4 |  |  | FALSE |  | FALSE | Removed from Ground | Diesel | 5000 | Bare Steel | 1999-01-11 | 1999-01-11 | Bare Steel | Safe Suction (Euro)
NILO CORP | 3417 NILO DR | Albany | Dougherty | 470065 | 2 | [5 empty] | Removed from Ground | Gas (Historical Use) | 2000 | Bare Steel | 1971-03-18 | 1987-08-15 | Unknown
THRUSH AIRCRAFT INC | 300 OLD PRETORIA RD | Albany | Dougherty | 470005 | 4 | [5 empty] | Removed from Ground | Diesel | 10000 | Bare Steel | 1966-02-23 | 1998-06-30 | Bare Steel
THRUSH AIRCRAFT INC | 300 OLD PRETORIA RD | Albany | Dougherty | 470005 | 5 |  | 1990-12-01 |  | 1990-12-01 |  | Removed from Ground | Jet Fuel | 12000 | Composite | 1990-12-01 | 2011-09-28 | Fiberglass Reinforced Plastic | Pressurized
CROSSROAD MARKET | 3023 LEARY RD | Albany | Dougherty | 9047226 | 1 | Overfill Alarm | 2001-02-01 | FALSE | 2001-02-01 | FALSE | Currently in Use | E-10 | 10000 | Composite | 2011-12-09 |  | Fiberglass Reinforced Plastic | Pressurized
THRUSH AIRCRAFT INC | 300 OLD PRETORIA RD | Albany | Dougherty | 470005 | 1 | [5 empty] | Removed from Ground | Gas (Historical Use) | 1000 | Bare Steel | 1966-02-23 | 1998-06-01 | Bare Steel | Safe Suction (Euro)
MAGNOLIA PLANTATION #1/HOLLEY PL | 1225 CARLISLE RD | Albany | Dougherty | 9047060 | 3 | [5 empty] | Removed from Ground | Diesel | 500 | Not Marked/Unknown | 1994-03-14 | 1994-03-14
THRUSH AIRCRAFT INC | 300 OLD PRETORIA RD | Albany | Dougherty | 470005 | 3 | [5 empty] | Removed from Ground | Gas (Historical Use) | 10000 | Bare Steel | 1966-02-23 | 1998-06-30 | Bare Steel
NILO CORP | 3417 NILO DR | Albany | Dougherty | 470065 | 4 |  | 1993-09-09 |  | 1993-09-09 |  | Removed from Ground | Gas (Historical Use) | 2000 | Steel-Impressed Current | 1982-03-15 | 2006-05-22 | Steel (Impressed Current) | Safe Suction (Euro)
NILO CORP | 3417 NILO DR | Albany | Dougherty | 470065 | 5 |  | 1993-09-09 |  | 1993-09-09 |  | Removed from Ground | Diesel | 5000 | Steel-Impressed Current | 1982-03-15 | 2016-03-01 | Steel (Impressed Current) | Safe Suction (Euro)
CROSSROAD MARKET | 3023 LEARY RD | Albany | Dougherty | 9047226 | 3 | Overfill Alarm | 2001-02-01 | FALSE | 2001-02-01 | FALSE | Currently in Use | Diesel | 4000 | Composite | 2011-12-09 |  | Fiberglass Reinforced Plastic | Pressurized
MAGNOLIA PLANTATION #1/HOLLEY PL | 1225 CARLISLE RD | Albany | Dougherty | 9047060 | RU-1 | [5 empty] | Removed from Ground | Gas (Historical Use) | 8000 | Not Marked/Unknown | 1983-01-01 | 1994-03-14 | Galvanized Steel | Safe Suction (Euro)
LAW PLANTATION STABLES | 515 ABIGAIL PLANTATION RD | Albany | Dougherty | 10002668 | 1 |  |  | FALSE |  | FALSE | Removed from Ground | Gas (Historical Use) | 5000 | Bare Steel | 1997-07-22 | 1997-07-22 | Bare Steel | Safe Suction (Euro)
MAGNOLIA PLANTATION #1/HOLLEY PL | 1225 CARLISLE RD | Albany | Dougherty | 9047060 | 2 | [5 empty] | Removed from Ground | Diesel | 1000 | Not Marked/Unknown | 1994-03-14 | 1994-03-14
NILO CORP | 3417 NILO DR | Albany | Dougherty | 470065 | 1 | [5 empty] | Removed from Ground | Gas (Historical Use) | 2000 | Bare Steel | 1971-03-18 | 1987-08-15 | Unknown
SOUTHERN AG CARRIERS INC | 5727 NEWTON RD | ALBANY | Dougherty | 9047164 | 2 | Flapper Valve | 1992-05-12 | FALSE | 1992-05-12 | FALSE | Removed from Ground | Diesel | 12000 | Composite | 1992-10-01 | 2016-06-10 | Fiberglass Reinforced Plastic | Pressurized
MAGNOLIA PLANTATION #1/HOLLEY PL | 1225 CARLISLE RD | Albany | Dougherty | 9047060 | 5B | Ball Float | 1994-04-01 | FALSE | 1994-04-01 | FALSE | Removed from Ground | Diesel | 3000 |  | 1994-04-01 | 2018-08-13 | Fiberglass Reinforced Plastic | Safe Suction (Euro)
LAW PLANTATION STABLES | 515 ABIGAIL PLANTATION RD | Albany | Dougherty | 10002668 | 3 |  |  | FALSE |  | FALSE | Removed from Ground | Diesel | 8000 | Bare Steel | 1999-01-11 | 1999-01-11 | Bare Steel | Safe Suction (Euro)
SOUTHERN AG CARRIERS INC | 5727 NEWTON RD | ALBANY | Dougherty | 9047164 | 1 | Flapper Valve | 1992-05-12 |  | 1992-05-12 |  | Removed from Ground | Diesel | 12000 | Composite | 1992-10-01 | 2016-06-10 | Fiberglass Reinforced Plastic | Pressurized
Creekside #2 | 1900 Weymouth Dr | Albany | Dougherty | 10003237 | 2B | Overfill Alarm | 2020-10-07 | FALSE | 2020-10-08 | FALSE | Currently in Use | Premium | 5000 | Tank Jacket Double Walled | 2020-09-18 |  | Double-Walled Fiberglass | Pressurized
Loves Travel Stop #808 | 1737 Clark Ave | Albany | Dougherty | 10003259 | 1 | Flapper Valve |  | FALSE |  | FALSE | Currently in Use | E-10 | 20000 | Composite Double Walled | 2021-08-02 |  | Double-Walled Fiberglass | Pressurized
Loves Travel Stop #808 | 1737 Clark Ave | Albany | Dougherty | 10003259 | 3 | Flapper Valve |  | FALSE |  | FALSE | Currently in Use | Diesel | 30000 | Composite Double Walled | 2021-08-02 |  | Double-Walled Fiberglass | Pressurized
Loves Travel Stop #808 | 1737 Clark Ave | Albany | Dougherty | 10003259 | 2B | Flapper Valve |  | FALSE |  | FALSE | Currently in Use | Premium | 12000 | Composite Double Walled | 2021-08-02 |  | Double-Walled Fiberglass | Pressurized
Loves Travel Stop #808 | 1737 Clark Ave | Albany | Dougherty | 10003259 | 4 | Flapper Valve |  | FALSE |  | FALSE | Currently in Use | Diesel | 30000 | Composite Double Walled | 2021-08-02 |  | Double-Walled Fiberglass | Pressurized
Creekside #2 | 1900 Weymouth Dr | Albany | Dougherty | 10003237 | 1 | Overfill Alarm | 2020-10-07 | FALSE | 2020-10-08 | FALSE | Currently in Use | E-10 | 15000 | Tank Jacket Double Walled | 2020-09-18 |  | Double-Walled Fiberglass | Pressurized
Creekside #2 | 1900 Weymouth Dr | Albany | Dougherty | 10003237 | 2A | Overfill Alarm | 2020-10-07 | FALSE | 2020-10-08 | FALSE | Currently in Use | E-0 | 5000 | Tank Jacket Double Walled | 2020-09-18 |  | Double-Walled Fiberglass | Pressurized
ECO PLAZA BP | 1629 Clark Ave | Albany | Dougherty | 10003262 | 1 | Overfill Alarm | 2022-02-15 | FALSE | 2022-02-15 | FALSE | Currently in Use | Regular | 15000 | Tank Jacket Double Walled | 2021-12-31 |  | Double-Walled Fiberglass | Pressurized
Creekside #2 | 1900 Weymouth Dr | Albany | Dougherty | 10003237 | 2C | Overfill Alarm | 2020-10-07 | FALSE | 2020-10-08 | FALSE | Currently in Use | Diesel | 5000 | Tank Jacket Double Walled | 2020-09-18 |  | Double-Walled Fiberglass | Pressurized
ECO PLAZA BP | 1629 Clark Ave | Albany | Dougherty | 10003262 | 2A | Overfill Alarm | 2022-02-15 | FALSE | 2022-02-15 | FALSE | Currently in Use | Premium | 4000 | Tank Jacket Double Walled | 2021-12-31 |  | Double-Walled Fiberglass | Pressurized
WHISTLE STOP FOOD MART | 713 S SLAPPEY BLVD | ALBANY | Dougherty | 10003387 | 2A | Overfill Alarm | 2022-04-28 | FALSE | 2022-04-28 | FALSE | Currently in Use | E-10 | 15000 | Tank Jacket Double Walled | 2022-04-22 |  | Double-Walled Fiberglass | Pressurized
ECO PLAZA BP | 1629 Clark Ave | Albany | Dougherty | 10003262 | 2C | Overfill Alarm | 2022-02-15 | FALSE | 2022-02-15 | FALSE | Currently in Use | Regular | 4000 | Tank Jacket Double Walled | 2021-12-31 |  | Double-Walled Fiberglass | Pressurized
ECO PLAZA BP | 1629 Clark Ave | Albany | Dougherty | 10003262 | 2B | Overfill Alarm | 2022-02-15 | FALSE | 2022-02-15 | FALSE | Currently in Use | Diesel | 4000 | Tank Jacket Double Walled | 2021-12-31 |  | Double-Walled Fiberglass | Pressurized
WHISTLE STOP FOOD MART | 713 S SLAPPEY BLVD | ALBANY | Dougherty | 10003387 | 1A | Overfill Alarm | 2022-04-28 | FALSE | 2022-04-28 | FALSE | Currently in Use | E-0 | 4000 | Tank Jacket Double Walled | 2022-04-22 |  | Double-Walled Fiberglass | Pressurized
LAW PLANTATION ALBANY (North End) | 515 ABIGAIL PLANTATION ROAD | Albany | Dougherty | UST-SLOC-9047182 | 5 | Flapper Valve | 1999-05-15 | FALSE | 1999-05-15 | FALSE | Currently in Use | E-10 | 8000 | Composite | 1999-05-15 |  | Fiberglass Reinforced Plastic | Safe Suction (Euro)
TURNER AFB | 405 Cordele Road | Albany | Dougherty | UST-SLOC-9047146 | IT-1 | [5 empty] | Removed from Ground | Other | 25000 | Bare Steel | 1993-10-22 | 1993-10-22 | Not Marked
TURNER AFB | 405 Cordele Road | Albany | Dougherty | UST-SLOC-9047144 | 1 | [5 empty] | Removed from Ground | Other | 0 | Not Marked/Unknown |  | 1899-12-31 | Not Marked
TURNER AFB | 405 Cordele Road | Albany | Dougherty | UST-SLOC-9047145 | BT-18 | [5 empty] | Removed from Ground | Other | 1000 | Bare Steel | 1993-10-22 | 1993-10-22 | Not Marked
TURNER AFB | 405 Cordele Road | Albany | Dougherty | UST-SLOC-9047113 | ET3 | [5 empty] | Removed from Ground | Other | 50000 | Bare Steel | 1993-10-22 | 1993-10-22 | Unknown
TURNER AFB | 405 Cordele Road | Albany | Dougherty | UST-SLOC-9047119 | HT-5 | [5 empty] | Removed from Ground | Other | 1000 | Bare Steel | 1993-10-22 | 1993-10-22 | Not Marked
TURNER AFB | 405 Cordele Road | Albany | Dougherty | UST-SLOC-9047113 | ET2 | [5 empty] | Removed from Ground | Other | 50000 | Bare Steel | 1993-10-22 | 1993-10-22 | Unknown
TURNER AFB | 405 Cordele Road | Albany | Dougherty | UST-SLOC-9047145 | BT-15 | [5 empty] | Removed from Ground | Other | 12000 | Bare Steel | 1993-10-22 | 1993-10-22 | Not Marked
USMC ALBANY | 814 Radford Blvd | Albany | Dougherty | UST-SLOC-9047055 | 1 | [5 empty] | Removed from Ground | Other | 15000 | Bare Steel | 1992-03-01 | 1992-03-01 | Bare Steel
USMC ALBANY | 814 Radford Blvd | Albany | Dougherty | UST-SLOC-9047024 | 7530-1 | [5 empty] | Removed from Ground | Gas (Historical Use) | 10000 | Bare Steel | 1961-05-14 | 1991-09-10 | Unknown
USMC ALBANY | 814 Radford Blvd | Albany | Dougherty | UST-SLOC-9047024 | 7530-3 | [5 empty] | Removed from Ground | Gas (Historical Use) | 10000 | Bare Steel | 1961-05-14 | 1991-09-10 | Unknown
TURNER AFB | 405 Cordele Road | Albany | Dougherty | UST-SLOC-9047145 | BT-5 | [5 empty] | Removed from Ground | Other | 25000 | Bare Steel | 1993-10-22 | 1993-10-22 | Not Marked
WHISTLE STOP FOOD MART | 713 S SLAPPEY BLVD | ALBANY | Dougherty | 10003387 | 1B | Overfill Alarm | 2022-04-28 | FALSE | 2022-04-28 | FALSE | Currently in Use | Diesel | 4000 | Tank Jacket Double Walled | 2022-04-22 |  | Double-Walled Fiberglass | Pressurized
TURNER AFB | 405 Cordele Road | Albany | Dougherty | UST-SLOC-9047145 | BT-3 | [5 empty] | Removed from Ground | Other | 25000 | Bare Steel | 1993-10-22 | 1993-10-22 | Not Marked
TURNER AFB | 405 Cordele Road | Albany | Dougherty | UST-SLOC-9047146 | IT-10 | [5 empty] | Removed from Ground | Other | 25000 | Bare Steel | 1993-10-22 | 1993-10-22 | Not Marked
TURNER AFB | 405 Cordele Road | Albany | Dougherty | UST-SLOC-9047135 | HT-7 | [5 empty] | Removed from Ground | Other | 1000 | Bare Steel | 1993-10-22 | 1993-10-22 | Bare Steel | Safe Suction (Euro)
TURNER AFB | 405 Cordele Road | Albany | Dougherty | UST-SLOC-9047140 | HT-12 | [5 empty] | Removed from Ground | Other | 560 | Bare Steel | 1993-10-22 | 1993-10-22 | Not Marked
TURNER AFB | 405 Cordele Road | Albany | Dougherty | UST-SLOC-9047145 | BT-9 | [5 empty] | Removed from Ground | Other | 1000 | Bare Steel | 1993-10-22 | 1993-10-22 | Bare Steel | Safe Suction (Euro)
TURNER AFB | 405 Cordele Road | Albany | Dougherty | UST-SLOC-9047145 | BT-4 | [5 empty] | Removed from Ground | Other | 25000 | Bare Steel | 1993-10-22 | 1993-10-22 | Not Marked
TURNER AFB | 405 Cordele Road | Albany | Dougherty | UST-SLOC-9047123 | FT-6 | [5 empty] | Removed from Ground | Other | 50000 | Bare Steel | 1993-10-22 | 1993-10-22 | Not Marked
TURNER AFB | 405 Cordele Road | Albany | Dougherty | UST-SLOC-9047146 | IT-12 | [5 empty] | Removed from Ground | Other | 25000 | Bare Steel | 1993-10-22 | 1993-10-22 | Not Marked
USMC ALBANY | 814 Radford Blvd | Albany | Dougherty | UST-SLOC-9047008 | 10100-1 | [5 empty] | Removed from Ground | Diesel | 550 | Bare Steel | 1984-05-08 | 1991-09-09 | Galvanized Steel
USMC ALBANY | 814 Radford Blvd | Albany | Dougherty | UST-SLOC-9047012 | 1462-1 | [5 empty] | Removed from Ground | Diesel | 500 | Bare Steel | 1953-05-16 | 1990-01-23 | Bare Steel
LAW PLANTATION ALBANY (North End) | 515 ABIGAIL PLANTATION ROAD | Albany | Dougherty | UST-SLOC-9047182 | 6 | Flapper Valve | 1999-05-15 | FALSE | 1999-05-15 | FALSE | Currently in Use | Diesel | 8000 | Composite | 1999-05-15 |  | Fiberglass Reinforced Plastic | Safe Suction (Euro)
TURNER AFB | 405 Cordele Road | Albany | Dougherty | UST-SLOC-9047134 | HT-1 | [5 empty] | Removed from Ground | Other | 1500 | Bare Steel | 1993-10-22 | 1993-10-22 | Not Marked
TURNER AFB | 405 Cordele Road | Albany | Dougherty | UST-SLOC-9047123 | FT-1 | [5 empty] | Removed from Ground | Other | 50000 | Bare Steel | 1993-10-22 | 1993-10-22 | Not Marked
TURNER AFB | 405 Cordele Road | Albany | Dougherty | UST-SLOC-9047141 | CT-2 | [5 empty] | Removed from Ground | Other | 6000 | Bare Steel | 1993-10-22 | 1993-10-22 | Not Marked
TURNER AFB | 405 Cordele Road | Albany | Dougherty | UST-SLOC-9047123 | FT-2 | [5 empty] | Removed from Ground | Other | 50000 | Bare Steel | 1993-10-22 | 1993-10-22 | Not Marked
TURNER AFB | 405 Cordele Road | Albany | Dougherty | UST-SLOC-9047145 | BT-19 | [5 empty] | Removed from Ground | Other | 1000 | Bare Steel | 1994-07-28 | 1994-07-28 | Bare Steel | Safe Suction (Euro)
TURNER AFB | 405 Cordele Road | Albany | Dougherty | UST-SLOC-9047146 | IT-16 | [5 empty] | Removed from Ground | Other | 25000 | Bare Steel | 1993-10-22 | 1993-10-22 | Not Marked
TURNER AFB | 405 Cordele Road | Albany | Dougherty | UST-SLOC-9047123 | FT-5 | [5 empty] | Removed from Ground | Other | 50000 | Bare Steel | 1993-10-22 | 1993-10-22 | Not Marked
LAW PLANTATION ALBANY (North End) | 515 ABIGAIL PLANTATION ROAD | Albany | Dougherty | UST-SLOC-9047215 | 2 | Overfill Alarm | 1998-12-20 | FALSE | 1998-12-20 | FALSE | Currently in Use | Diesel | 10000 | Fiberglass Double Walled | 1998-12-01 |  | Double-Walled Fiberglass | Pressurized
TURNER AFB | 405 Cordele Road | Albany | Dougherty | UST-SLOC-9047111 | CS-2 | [5 empty] | Removed from Ground | Other | 5400 | Concrete | 1994-07-28 | 1994-07-28 | Bare Steel | Gravity Fed
TURNER AFB | 405 Cordele Road | Albany | Dougherty | UST-SLOC-9047145 | BT-16 | [5 empty] | Removed from Ground | Other | 1015 | Bare Steel | 1993-10-22 | 1993-10-22 | Bare Steel | Safe Suction (Euro)
TURNER AFB | 405 Cordele Road | Albany | Dougherty | UST-SLOC-9047146 | IT-8 | [5 empty] | Removed from Ground | Other | 25000 | Bare Steel | 1993-10-22 | 1993-10-22 | Not Marked
TURNER AFB | 405 Cordele Road | Albany | Dougherty | UST-SLOC-9047145 | BT-11 | [5 empty] | Removed from Ground | Other | 1000 | Bare Steel | 1993-10-22 | 1993-10-22 | Not Marked
TURNER AFB | 405 Cordele Road | Albany | Dougherty | UST-SLOC-9047145 | BT-14 | [5 empty] | Removed from Ground | Other | 12000 | Bare Steel | 1993-10-22 | 1993-10-22 | Not Marked
TURNER AFB | 405 Cordele Road | Albany | Dougherty | UST-SLOC-9047131 | HT-2 | [5 empty] | Removed from Ground | Other | 1000 | Bare Steel | 1993-10-22 | 1993-10-22 | Bare Steel | Safe Suction (Euro)
TURNER AFB | 405 Cordele Road | Albany | Dougherty | UST-SLOC-9047146 | IT-15 | [5 empty] | Removed from Ground | Other | 25000 | Bare Steel | 1993-10-22 | 1993-10-22 | Not Marked
USMC ALBANY | 814 Radford Blvd | Albany | Dougherty | UST-SLOC-9047020 | 5400-5 | [5 empty] | Removed from Ground | Kerosene | 5000 | Bare Steel | 1955-05-16 | 1991-09-13 | Bare Steel
USMC ALBANY | 814 Radford Blvd | Albany | Dougherty | UST-SLOC-9047024 | 7530-2 | [5 empty] | Removed from Ground | Gas (Historical Use) | 10000 | Bare Steel | 1961-05-14 | 1991-09-10 | Unknown
LAW PLANTATION ALBANY (North End) | 515 ABIGAIL PLANTATION ROAD | Albany | Dougherty | UST-SLOC-10000801 | 1 | Flapper Valve | 1999-02-20 | FALSE | 1999-02-20 | FALSE | Currently in Use | E-0 | 8000 | Composite | 1999-02-20 |  | Fiberglass Reinforced Plastic | Safe Suction (Euro)
TURNER AFB | 405 Cordele Road | Albany | Dougherty | UST-SLOC-9047123 | FT-3 | [5 empty] | Removed from Ground | Other | 50000 | Bare Steel | 1993-10-22 | 1993-10-22 | Not Marked
TURNER AFB | 405 Cordele Road | Albany | Dougherty | UST-SLOC-9047110 | CS-1 | [5 empty] | Removed from Ground | Other | 5400 | Concrete | 1994-07-28 | 1994-07-28 | Bare Steel | Gravity Fed
TURNER AFB | 405 Cordele Road | Albany | Dougherty | UST-SLOC-9047122 | 1 | [5 empty] | Removed from Ground | Other | 0 | Not Marked/Unknown |  | 1899-12-31 | Unknown
TURNER AFB | 405 Cordele Road | Albany | Dougherty | UST-SLOC-9047145 | BT-1 | [5 empty] | Removed from Ground | Other | 25000 | Bare Steel | 1993-10-22 | 1993-10-22 | Not Marked
TURNER AFB | 405 Cordele Road | Albany | Dougherty | UST-SLOC-9047108 | HS-2 | [5 empty] | Removed from Ground | Other | 7200 | Concrete | 1994-07-28 | 1994-07-28 | Bare Steel | Gravity Fed
TURNER AFB | 405 Cordele Road | Albany | Dougherty | UST-SLOC-9047130 | HT-3 | [5 empty] | Removed from Ground | Other | 1500 | Bare Steel | 1993-10-22 | 1993-10-22 | Bare Steel | Safe Suction (Euro)
TURNER AFB | 405 Cordele Road | Albany | Dougherty | UST-SLOC-9047146 | IT-9 | [5 empty] | Removed from Ground | Other | 25000 | Bare Steel | 1993-10-22 | 1993-10-22 | Not Marked
USMC ALBANY | 814 Radford Blvd | Albany | Dougherty | UST-SLOC-9047015 | 2218-2 |  |  | TRUE |  | TRUE | Removed from Ground | Used Oil | 3000 | Bare Steel | 1961-05-14 | 1988-05-22 | Galvanized Steel
TURNER AFB | 405 Cordele Road | Albany | Dougherty | UST-SLOC-9047109 | HS-1 | [5 empty] | Removed from Ground | Other | 5400 | Concrete | 1994-07-28 | 1994-07-28 | Bare Steel | Gravity Fed
TURNER AFB | 405 Cordele Road | Albany | Dougherty | UST-SLOC-9047146 | IT-11 | [5 empty] | Removed from Ground | Other | 25000 | Bare Steel | 1993-10-22 | 1993-10-22 | Not Marked
TURNER AFB | 405 Cordele Road | Albany | Dougherty | UST-SLOC-9047146 | IT-14 | [5 empty] | Removed from Ground | Other | 25000 | Bare Steel | 1993-10-22 | 1993-10-22 | Not Marked
TURNER AFB | 405 Cordele Road | Albany | Dougherty | UST-SLOC-9047129 | ET-6 | [5 empty] | Removed from Ground | Other | 560 | Bare Steel | 1993-10-22 | 1993-10-22 | Bare Steel | Safe Suction (Euro)
TURNER AFB | 405 Cordele Road | Albany | Dougherty | UST-SLOC-9047114 | HT-4 | [5 empty] | Removed from Ground | Other | 560 | Bare Steel | 1993-10-22 | 1993-10-22 | Not Marked
USMC ALBANY | 814 Radford Blvd | Albany | Dougherty | UST-SLOC-9047107 | 1 | [5 empty] | Removed from Ground | Other | 10000 | Not Marked/Unknown | 1956-01-01 | 1991-11-21 | Not Marked
USMC ALBANY | 814 Radford Blvd | Albany | Dougherty | UST-SLOC-9047015 | 2218-1 |  |  | TRUE |  | TRUE | Removed from Ground | Used Oil | 3000 | Bare Steel | 1961-05-14 | 1988-05-22 | Galvanized Steel
USMC ALBANY | 814 Radford Blvd | Albany | Dougherty | UST-SLOC-9047017 | 3500-1 | [5 empty] | Removed from Ground | Diesel | 1000 | Marked Unknown | 1991-09-09 | 1991-09-09 | Unknown
TURNER AFB | 405 Cordele Road | Albany | Dougherty | UST-SLOC-9047145 | BT-13 | [5 empty] | Removed from Ground | Other | 12000 | Bare Steel | 1993-10-22 | 1993-10-22 | Not Marked
USMC ALBANY | 814 Radford Blvd | Albany | Dougherty | UST-SLOC-9047020 | 5400-3 | [5 empty] | Removed from Ground | Kerosene | 5000 | Bare Steel | 1955-05-16 | 1991-09-13 | Bare Steel
TURNER AFB | 405 Cordele Road | Albany | Dougherty | UST-SLOC-9047146 | IT-13 | [5 empty] | Removed from Ground | Other | 25000 | Bare Steel | 1993-10-22 | 1993-10-22 | Not Marked
USMC ALBANY | 814 Radford Blvd | Albany | Dougherty | UST-SLOC-9047009 | 1311-2 |  |  | TRUE |  | TRUE | Removed from Ground | Used Oil | 3000 | Bare Steel | 1969-05-12 | 1991-09-18 | Galvanized Steel
USMC ALBANY | 814 Radford Blvd | Albany | Dougherty | UST-SLOC-9047009 | 1311-1 |  |  | TRUE |  | TRUE | Removed from Ground | Used Oil | 3000 | Bare Steel | 1969-05-12 | 1991-09-18 | Galvanized Steel
TURNER AFB | 405 Cordele Road | Albany | Dougherty | UST-SLOC-9047145 | BT-10 | [5 empty] | Removed from Ground | Other | 1000 | Bare Steel | 1993-10-22 | 1993-10-22 | Not Marked
TURNER AFB | 405 Cordele Road | Albany | Dougherty | UST-SLOC-9047116 | CT-5 | [5 empty] | Removed from Ground | Other | 1500 | Bare Steel | 1993-10-22 | 1993-10-22 | Not Marked
TURNER AFB | 405 Cordele Road | Albany | Dougherty | UST-SLOC-9047123 | FT-7 | [5 empty] | Removed from Ground | Other | 1600 | Bare Steel | 1993-10-22 | 1993-10-22 | Not Marked
TURNER AFB | 405 Cordele Road | Albany | Dougherty | UST-SLOC-9047145 | BT-7 | [5 empty] | Removed from Ground | Other | 25000 | Bare Steel | 1993-10-22 | 1993-10-22 | Not Marked
TURNER AFB | 405 Cordele Road | Albany | Dougherty | UST-SLOC-9047126 | HT-11 | [5 empty] | Removed from Ground | Other | 1000 | Bare Steel | 1993-10-22 | 1993-10-22 | Bare Steel | Safe Suction (Euro)
TURNER AFB | 405 Cordele Road | Albany | Dougherty | UST-SLOC-9047145 | BT-2 | [5 empty] | Removed from Ground | Other | 25000 | Bare Steel | 1993-10-22 | 1993-10-22 | Not Marked
TURNER AFB | 405 Cordele Road | Albany | Dougherty | UST-SLOC-9047145 | BT-8 | [5 empty] | Removed from Ground | Other | 25000 | Bare Steel | 1993-10-22 | 1993-10-22 | Not Marked
USMC ALBANY | 814 Radford Blvd | Albany | Dougherty | UST-SLOC-9047018 | 4500-1 | [5 empty] | Removed from Ground | Diesel | 500 | Bare Steel | 1953-05-16 | 1991-09-10 | Bare Steel
WHISTLE STOP FOOD MART | 713 S SLAPPEY BLVD | ALBANY | Dougherty | 10003387 | 2B | Overfill Alarm | 2022-04-28 | FALSE | 2022-04-28 | FALSE | Currently in Use | Premium | 5000 | Tank Jacket Double Walled | 2022-04-22 |  | Double-Walled Fiberglass | Pressurized
TURNER AFB | 405 Cordele Road | Albany | Dougherty | UST-SLOC-9047121 | 1 | [5 empty] | Removed from Ground | Other | 0 | Not Marked/Unknown |  | 1899-12-31 | Unknown
TURNER AFB | 405 Cordele Road | Albany | Dougherty | UST-SLOC-9047145 | BT-17 | [5 empty] | Removed from Ground | Other | 1000 | Bare Steel | 1993-10-22 | 1993-10-22 | Bare Steel | Safe Suction (Euro)
TURNER AFB | 405 Cordele Road | Albany | Dougherty | UST-SLOC-9047146 | IT-7 | [5 empty] | Removed from Ground | Other | 25000 | Bare Steel | 1993-10-22 | 1993-10-22 | Not Marked
TURNER AFB | 405 Cordele Road | Albany | Dougherty | UST-SLOC-9047146 | IT-4 | [5 empty] | Removed from Ground | Other | 25000 | Bare Steel | 1993-10-22 | 1993-10-22 | Not Marked
TURNER AFB | 405 Cordele Road | Albany | Dougherty | UST-SLOC-9047145 | BT-12 | [5 empty] | Removed from Ground | Other | 12000 | Bare Steel | 1993-10-22 | 1993-10-22 | Not Marked
TURNER AFB | 405 Cordele Road | Albany | Dougherty | UST-SLOC-9047113 | ET1 | [5 empty] | Removed from Ground | Other | 50000 | Bare Steel | 1993-10-22 | 1993-10-22 | Unknown
TURNER AFB | 405 Cordele Road | Albany | Dougherty | UST-SLOC-9047115 | CT-4 | [5 empty] | Removed from Ground | Other | 1500 | Bare Steel | 1993-10-22 | 1993-10-22 | Not Marked
USMC ALBANY | 814 Radford Blvd | Albany | Dougherty | UST-SLOC-9047056 | 1 | [5 empty] | Removed from Ground | Other | 25000 | Bare Steel | 1992-03-13 | 1992-03-13 | Bare Steel
USMC ALBANY | 814 Radford Blvd | Albany | Dougherty | UST-SLOC-10001786 | 7506 | Flapper Valve | 2009-11-01 | FALSE | 2009-11-01 | FALSE | Currently in Use | Premium | 20000 | Composite Double Walled | 2009-11-01 |  | Double-Walled Fiberglass | Pressurized
TURNER AFB | 405 Cordele Road | Albany | Dougherty | UST-SLOC-9047146 | IT-2 | [5 empty] | Removed from Ground | Other | 25000 | Bare Steel | 1993-10-22 | 1993-10-22 | Not Marked
USMC ALBANY | 814 Radford Blvd | Albany | Dougherty | UST-SLOC-9047013 | 2200-711A | [5 empty] | Removed from Ground | Diesel | 5000 | Bare Steel | 1961-05-14 | 1995-05-25 | Galvanized Steel
USMC ALBANY | 814 Radford Blvd | Albany | Dougherty | UST-SLOC-9047011 | 1360-1 | [5 empty] | Removed from Ground | Diesel | 20000 | Bare Steel | 1968-05-12 | 1991-09-20 | Bare Steel
TURNER AFB | 405 Cordele Road | Albany | Dougherty | UST-SLOC-9047123 | FT-4 | [5 empty] | Removed from Ground | Other | 50000 | Bare Steel | 1993-10-22 | 1993-10-22 | Not Marked
TURNER AFB | 405 Cordele Road | Albany | Dougherty | UST-SLOC-9047112 | CS-3 | [5 empty] | Removed from Ground | Other | 7200 | Concrete | 1994-07-28 | 1994-07-28 | Bare Steel | Gravity Fed
TURNER AFB | 405 Cordele Road | Albany | Dougherty | UST-SLOC-9047120 | HT-6 | [5 empty] | Removed from Ground | Other | 560 | Bare Steel | 1993-10-22 | 1993-10-22 | Not Marked
TURNER AFB | 405 Cordele Road | Albany | Dougherty | UST-SLOC-9047143 | 1 | [5 empty] | Removed from Ground | Other | 0 | Not Marked/Unknown |  | 1899-12-31 | Not Marked
TURNER AFB | 405 Cordele Road | Albany | Dougherty | UST-SLOC-9047146 | IT-6 | [5 empty] | Removed from Ground | Other | 25000 | Bare Steel | 1993-10-22 | 1993-10-22 | Not Marked
TURNER AFB | 405 Cordele Road | Albany | Dougherty | UST-SLOC-9047128 | HT-9 | [5 empty] | Removed from Ground | Other | 1000 | Bare Steel | 1993-10-22 | 1993-10-22 | Bare Steel | Safe Suction (Euro)
TURNER AFB | 405 Cordele Road | Albany | Dougherty | UST-SLOC-9047139 | HT-8 | [5 empty] | Removed from Ground | Other | 560 | Bare Steel | 1993-10-22 | 1993-10-22 | Not Marked
USMC ALBANY | 814 Radford Blvd | Albany | Dougherty | UST-SLOC-9047020 | 5400-2 | [5 empty] | Removed from Ground | Kerosene | 5000 | Bare Steel | 1955-05-16 | 1991-09-13 | Bare Steel
COUNTY LINE GROCERY | 4405 ACREE AVE | SYLVESTER | Dougherty | 1590020 | 2 | [5 empty] | Removed from Ground | Gas (Historical Use) | 3000 | Bare Steel | 1981-04-22 | 1998-12-18 | Galvanized Steel | Pressurized
COUNTY LINE GROCERY | 4405 ACREE AVE | SYLVESTER | Dougherty | 1590020 | 1 | Flapper Valve | 1998-12-01 | FALSE | 1998-12-01 | FALSE | Currently in Use | E-10 | 3000 | Galvanic (STIP-3) | 1991-02-18 |  | Fiberglass Reinforced Plastic | Pressurized
TURNER AFB | 405 Cordele Road | Albany | Dougherty | UST-SLOC-9047146 | IT-5 | [5 empty] | Removed from Ground | Other | 25000 | Bare Steel | 1993-10-22 | 1993-10-22 | Not Marked
TURNER AFB | 405 Cordele Road | Albany | Dougherty | UST-SLOC-9047113 | ET4 | [5 empty] | Removed from Ground | Other | 50000 | Bare Steel | 1993-10-22 | 1993-10-22 | Unknown
TURNER AFB | 405 Cordele Road | Albany | Dougherty | UST-SLOC-9047146 | IT-3 | [5 empty] | Removed from Ground | Other | 25000 | Bare Steel | 1993-10-22 | 1993-10-22 | Not Marked
TURNER AFB | 405 Cordele Road | Albany | Dougherty | UST-SLOC-9047113 | ET5 | [5 empty] | Removed from Ground | Other | 1600 | Bare Steel | 1993-10-22 | 1993-10-22 | Unknown
USMC ALBANY | 814 Radford Blvd | Albany | Dougherty | UST-SLOC-9047013 | 2200-711B | [5 empty] | Removed from Ground | Gas (Historical Use) | 5000 | Bare Steel | 1961-05-14 | 1990-05-25 | Galvanized Steel
USMC ALBANY | 814 Radford Blvd | Albany | Dougherty | UST-SLOC-10001786 | 7507 | Flapper Valve | 2009-11-01 | FALSE | 2009-11-01 | FALSE | Currently in Use | E-10 | 20000 | Composite Double Walled | 2009-11-01 |  | Double-Walled Fiberglass | Pressurized
UNITED PARCEL SERVICE, INC. (UPS) - ALBANY | 2219 TOLEDO DRIVE | ALBANY | Dougherty | 470359 | 4 |  |  | TRUE |  | TRUE | Removed from Ground | Used Oil | 550 | Fiberglass | 1987-01-01 | 1992-04-28 | Fiberglass Reinforced Plastic | Gravity Fed
UNITED PARCEL SERVICE, INC. (UPS) - ALBANY | 2219 TOLEDO DRIVE | ALBANY | Dougherty | 470359 | 4 |  |  | TRUE |  | TRUE | Removed from Ground | Used Oil | 550 | Fiberglass | 1987-01-01 | 1992-04-28 | Fiberglass Reinforced Plastic | Gravity Fed
UNITED PARCEL SERVICE, INC. (UPS) - ALBANY | 2219 TOLEDO DRIVE | ALBANY | Dougherty | 470359 | 4 |  |  | TRUE |  | TRUE | Removed from Ground | Used Oil | 550 | Fiberglass | 1987-01-01 | 1992-04-28 | Fiberglass Reinforced Plastic | Gravity Fed
UNITED PARCEL SERVICE, INC. (UPS) - ALBANY | 2219 TOLEDO DRIVE | ALBANY | Dougherty | 470359 | 5 | Flapper Valve | 1992-04-01 | FALSE | 1992-04-01 | FALSE | Currently in Use | Regular | 12000 | Fiberglass | 1992-04-30 |  | Fiberglass Reinforced Plastic | Pressurized
UNITED PARCEL SERVICE, INC. (UPS) - ALBANY | 2219 TOLEDO DRIVE | ALBANY | Dougherty | 470359 | 5 | Flapper Valve | 1992-04-01 | FALSE | 1992-04-01 | FALSE | Currently in Use | Regular | 12000 | Fiberglass | 1992-04-30 |  | Fiberglass Reinforced Plastic | Pressurized
UNITED PARCEL SERVICE, INC. (UPS) - ALBANY | 2219 TOLEDO DRIVE | ALBANY | Dougherty | 470359 | 5 | Flapper Valve | 1992-04-01 | FALSE | 1992-04-01 | FALSE | Currently in Use | Regular | 12000 | Fiberglass | 1992-04-30 |  | Fiberglass Reinforced Plastic | Pressurized
UNITED PARCEL SERVICE, INC. (UPS) - ALBANY | 2219 TOLEDO DRIVE | ALBANY | Dougherty | 470359 | 4 |  |  | TRUE |  | TRUE | Removed from Ground | Used Oil | 550 | Fiberglass | 1987-01-01 | 1992-04-28 | Fiberglass Reinforced Plastic | Gravity Fed
UNITED PARCEL SERVICE, INC. (UPS) - ALBANY | 2219 TOLEDO DRIVE | ALBANY | Dougherty | 470359 | 4 |  |  | TRUE |  | TRUE | Removed from Ground | Used Oil | 550 | Fiberglass | 1987-01-01 | 1992-04-28 | Fiberglass Reinforced Plastic | Gravity Fed
UNITED PARCEL SERVICE, INC. (UPS) - ALBANY | 2219 TOLEDO DRIVE | ALBANY | Dougherty | 470359 | 4 |  |  | TRUE |  | TRUE | Removed from Ground | Used Oil | 550 | Fiberglass | 1987-01-01 | 1992-04-28 | Fiberglass Reinforced Plastic | Gravity Fed
UNITED PARCEL SERVICE, INC. (UPS) - ALBANY | 2219 TOLEDO DRIVE | ALBANY | Dougherty | 470359 | 1 | [5 empty] | Removed from Ground | Gas (Historical Use) | 10000 | Bare Steel | 1978-11-01 | 1992-04-28 | Bare Steel | Pressurized
UNITED PARCEL SERVICE, INC. (UPS) - ALBANY | 2219 TOLEDO DRIVE | ALBANY | Dougherty | 470359 | 1 | [5 empty] | Removed from Ground | Gas (Historical Use) | 10000 | Bare Steel | 1978-11-01 | 1992-04-28 | Bare Steel | Pressurized
UNITED PARCEL SERVICE, INC. (UPS) - ALBANY | 2219 TOLEDO DRIVE | ALBANY | Dougherty | 470359 | 5 | Flapper Valve | 1992-04-01 | FALSE | 1992-04-01 | FALSE | Currently in Use | Regular | 12000 | Fiberglass | 1992-04-30 |  | Fiberglass Reinforced Plastic | Pressurized
UNITED PARCEL SERVICE, INC. (UPS) - ALBANY | 2219 TOLEDO DRIVE | ALBANY | Dougherty | 470359 | 5 | Flapper Valve | 1992-04-01 | FALSE | 1992-04-01 | FALSE | Currently in Use | Regular | 12000 | Fiberglass | 1992-04-30 |  | Fiberglass Reinforced Plastic | Pressurized
UNITED PARCEL SERVICE, INC. (UPS) - ALBANY | 2219 TOLEDO DRIVE | ALBANY | Dougherty | 470359 | 1 | [5 empty] | Removed from Ground | Gas (Historical Use) | 10000 | Bare Steel | 1978-11-01 | 1992-04-28 | Bare Steel | Pressurized
UNITED PARCEL SERVICE, INC. (UPS) - ALBANY | 2219 TOLEDO DRIVE | ALBANY | Dougherty | 470359 | 1 | [5 empty] | Removed from Ground | Gas (Historical Use) | 10000 | Bare Steel | 1978-11-01 | 1992-04-28 | Bare Steel | Pressurized
UNITED PARCEL SERVICE, INC. (UPS) - ALBANY | 2219 TOLEDO DRIVE | ALBANY | Dougherty | 470359 | 1 | [5 empty] | Removed from Ground | Gas (Historical Use) | 10000 | Bare Steel | 1978-11-01 | 1992-04-28 | Bare Steel | Pressurized
UNITED PARCEL SERVICE, INC. (UPS) - ALBANY | 2219 TOLEDO DRIVE | ALBANY | Dougherty | 470359 | 1 | [5 empty] | Removed from Ground | Gas (Historical Use) | 10000 | Bare Steel | 1978-11-01 | 1992-04-28 | Bare Steel | Pressurized
UNITED PARCEL SERVICE, INC. (UPS) - ALBANY | 2219 TOLEDO DRIVE | ALBANY | Dougherty | 470359 | 5 | Flapper Valve | 1992-04-01 | FALSE | 1992-04-01 | FALSE | Currently in Use | Regular | 12000 | Fiberglass | 1992-04-30 |  | Fiberglass Reinforced Plastic | Pressurized
UNITED PARCEL SERVICE, INC. (UPS) - ALBANY | 2219 TOLEDO DRIVE | ALBANY | Dougherty | 470359 | 3 | [5 empty] | Removed from Ground | Other | 550 | Fiberglass | 1987-01-01 | 1992-04-28 | Fiberglass Reinforced Plastic | Gravity Fed
UNITED PARCEL SERVICE, INC. (UPS) - ALBANY | 2219 TOLEDO DRIVE | ALBANY | Dougherty | 470359 | 3 | [5 empty] | Removed from Ground | Other | 550 | Fiberglass | 1987-01-01 | 1992-04-28 | Fiberglass Reinforced Plastic | Gravity Fed
UNITED PARCEL SERVICE, INC. (UPS) - ALBANY | 2219 TOLEDO DRIVE | ALBANY | Dougherty | 470359 | 3 | [5 empty] | Removed from Ground | Other | 550 | Fiberglass | 1987-01-01 | 1992-04-28 | Fiberglass Reinforced Plastic | Gravity Fed
UNITED PARCEL SERVICE, INC. (UPS) - ALBANY | 2219 TOLEDO DRIVE | ALBANY | Dougherty | 470359 | 3 | [5 empty] | Removed from Ground | Other | 550 | Fiberglass | 1987-01-01 | 1992-04-28 | Fiberglass Reinforced Plastic | Gravity Fed
UNITED PARCEL SERVICE, INC. (UPS) - ALBANY | 2219 TOLEDO DRIVE | ALBANY | Dougherty | 470359 | 3 | [5 empty] | Removed from Ground | Other | 550 | Fiberglass | 1987-01-01 | 1992-04-28 | Fiberglass Reinforced Plastic | Gravity Fed
UNITED PARCEL SERVICE, INC. (UPS) - ALBANY | 2219 TOLEDO DRIVE | ALBANY | Dougherty | 470359 | 3 | [5 empty] | Removed from Ground | Other | 550 | Fiberglass | 1987-01-01 | 1992-04-28 | Fiberglass Reinforced Plastic | Gravity Fed
UNITED PARCEL SERVICE, INC. (UPS) - ALBANY | 2219 TOLEDO DRIVE | ALBANY | Dougherty | 470359 | 2 |  |  | TRUE |  | TRUE | Removed from Ground | Used Oil | 500 | Bare Steel | 1979-01-03 | 1987-03-15 | Unknown
UNITED PARCEL SERVICE, INC. (UPS) - ALBANY | 2219 TOLEDO DRIVE | ALBANY | Dougherty | 470359 | 2 |  |  | TRUE |  | TRUE | Removed from Ground | Used Oil | 500 | Bare Steel | 1979-01-03 | 1987-03-15 | Unknown
UNITED PARCEL SERVICE, INC. (UPS) - ALBANY | 2219 TOLEDO DRIVE | ALBANY | Dougherty | 470359 | 2 |  |  | TRUE |  | TRUE | Removed from Ground | Used Oil | 500 | Bare Steel | 1979-01-03 | 1987-03-15 | Unknown
UNITED PARCEL SERVICE, INC. (UPS) - ALBANY | 2219 TOLEDO DRIVE | ALBANY | Dougherty | 470359 | 2 |  |  | TRUE |  | TRUE | Removed from Ground | Used Oil | 500 | Bare Steel | 1979-01-03 | 1987-03-15 | Unknown
UNITED PARCEL SERVICE, INC. (UPS) - ALBANY | 2219 TOLEDO DRIVE | ALBANY | Dougherty | 470359 | 2 |  |  | TRUE |  | TRUE | Removed from Ground | Used Oil | 500 | Bare Steel | 1979-01-03 | 1987-03-15 | Unknown
UNITED PARCEL SERVICE, INC. (UPS) - ALBANY | 2219 TOLEDO DRIVE | ALBANY | Dougherty | 470359 | 2 |  |  | TRUE |  | TRUE | Removed from Ground | Used Oil | 500 | Bare Steel | 1979-01-03 | 1987-03-15 | Unknown
Historic Mule Barn | 101 S Front St | Albany | Dougherty | 10002960 | 2 |  |  | FALSE |  | FALSE | Removed from Ground |  | 4000 | Bare Steel | 1899-12-31
Home Run #10 | 2307 Dawson Rd | Albany | Dougherty | 10002869 | 1 | Overfill Alarm | 2018-09-07 | FALSE | 2018-09-07 | FALSE | Currently in Use | E-10 | 15000 | Tank Jacket Double Walled | 2017-09-07 |  | Double-Walled Fiberglass | Pressurized
FORMER HEATING & COOLING CO | 2505 W GORDON AVE | ALBANY | Dougherty | 10002895 | 1 |  |  | FALSE |  | FALSE | Removed from Ground | Diesel | 1000 |  |  | 2019-02-06
Home Run #10 | 2307 Dawson Rd | Albany | Dougherty | 10002869 | 2A | Overfill Alarm | 2018-09-07 | FALSE | 2018-09-07 | FALSE | Currently in Use | Premium | 5000 | Tank Jacket Double Walled | 2017-09-07 |  | Double-Walled Fiberglass | Pressurized
Home Run #10 | 2307 Dawson Rd | Albany | Dougherty | 10002869 | 2B | Overfill Alarm | 2018-09-07 | FALSE | 2018-09-07 | FALSE | Currently in Use | Regular | 5000 | Tank Jacket Double Walled | 2017-09-07 |  | Double-Walled Fiberglass | Pressurized
Home Run #10 | 2307 Dawson Rd | Albany | Dougherty | 10002869 | 2C | Overfill Alarm | 2018-09-07 | FALSE | 2018-09-07 | FALSE | Currently in Use | Diesel On Road | 5000 | Tank Jacket Double Walled | 2017-09-07 |  | Double-Walled Fiberglass | Pressurized
Historic Mule Barn | 101 S Front St | Albany | Dougherty | 10002960 | 1 |  |  | FALSE |  | FALSE | Removed from Ground |  | 4000 | Bare Steel | 1899-12-31
BlocStop Travel Center | 1400 Moultrie Rd | Albany | Dougherty | 10003072 | 1A | Overfill Alarm | 2020-02-19 | FALSE | 2020-02-11 | FALSE | Currently in Use | Regular | 15000 | Composite Double Walled | 2020-03-15 |  | Double-Walled Fiberglass | Pressurized
FORMER HEATING & COOLING CO | 2505 W GORDON AVE | ALBANY | Dougherty | 10002895 | 2 |  |  | FALSE |  | FALSE | Removed from Ground | Gas (Historical Use) | 1500 |  |  | 2019-02-06
BlocStop Travel Center | 1400 Moultrie Rd | Albany | Dougherty | 10003072 | 3 | Overfill Alarm | 2020-02-19 | FALSE | 2020-02-11 | FALSE | Currently in Use | Diesel | 20000 | Composite Double Walled | 2020-03-15 |  | Double-Walled Fiberglass | Pressurized
BlocStop Travel Center | 1400 Moultrie Rd | Albany | Dougherty | 10003072 | 1B | Overfill Alarm |  | FALSE |  | FALSE | Currently in Use | Premium | 5000 | Composite Double Walled |  |  | Double-Walled Fiberglass | Pressurized
TURNER AFB | 405 Cordele Road | Albany | Dougherty | UST-SLOC-9047136 | HT-10 | [5 empty] | Removed from Ground | Other | 560 | Bare Steel | 1993-10-22 | 1993-10-22 | Not Marked
TURNER AFB | 405 Cordele Road | Albany | Dougherty | UST-SLOC-9047132 | JT-1 | [5 empty] | Removed from Ground | Other | 25000 | Bare Steel | 1993-10-22 | 1993-10-22 | Bare Steel | Safe Suction (Euro)
TURNER AFB | 405 Cordele Road | Albany | Dougherty | UST-SLOC-9047145 | BT-6 | [5 empty] | Removed from Ground | Other | 25000 | Bare Steel | 1993-10-22 | 1993-10-22 | Not Marked
USMC ALBANY | 814 Radford Blvd | Albany | Dougherty | UST-SLOC-9047020 | 5400-4 | [5 empty] | Removed from Ground | Kerosene | 5000 | Bare Steel | 1955-05-16 | 1991-09-13 | Bare Steel
USMC ALBANY | 814 Radford Blvd | Albany | Dougherty | UST-SLOC-9047024 | 7530-4 |  |  | TRUE |  | TRUE | Removed from Ground | Used Oil | 500 | Bare Steel | 1961-05-14 | 1991-09-10 | Unknown
USMC ALBANY | 814 Radford Blvd | Albany | Dougherty | UST-SLOC-9047020 | 5400-1 | [5 empty] | Removed from Ground | Diesel | 5000 | Bare Steel | 1955-05-16 | 1991-09-13 | Bare Steel
Hill Corner Food Store | 335 N County Line Rd | Albany | Dougherty | 10003194 | 2A | Overfill Alarm | 2020-08-12 | FALSE | 2020-06-30 | FALSE | Currently in Use | Premium | 4000 | Tank Jacket Double Walled | 2020-06-23 |  | Fiberglass Reinforced Plastic | Pressurized
BlocStop Travel Center | 1400 Moultrie Rd | Albany | Dougherty | 10003072 | 2 | Overfill Alarm | 2020-02-19 | FALSE | 2020-02-11 | FALSE | Currently in Use | Diesel | 20000 | Composite Double Walled | 2020-03-15 |  | Double-Walled Fiberglass | Pressurized
Hill Corner Food Store | 335 N County Line Rd | Albany | Dougherty | 10003194 | 2B | Overfill Alarm | 2020-08-12 | FALSE | 2020-06-30 | FALSE | Currently in Use | E-0 | 4000 | Tank Jacket Double Walled | 2020-06-23 |  | Fiberglass Reinforced Plastic | Pressurized
Hill Corner Food Store | 335 N County Line Rd | Albany | Dougherty | 10003194 | 2C | Overfill Alarm | 2020-08-12 | FALSE | 2020-06-30 | FALSE | Currently in Use | Diesel | 4000 | Tank Jacket Double Walled | 2020-06-23 |  | Fiberglass Reinforced Plastic | Pressurized
Hill Corner Food Store | 335 N County Line Rd | Albany | Dougherty | 10003194 | 1 | Overfill Alarm | 2020-08-12 | FALSE | 2020-06-30 | FALSE | Currently in Use | E-10 | 12000 | Tank Jacket Double Walled | 2020-06-23 |  | Fiberglass Reinforced Plastic | Pressurized
Apple Express | 418 N Slappey Blvd | Albany | Dougherty | 10003203 | 1 |  |  | FALSE |  | FALSE | Currently in Use |  | 2000 | STIP-3/Double walled | 2021-08-20 |  | Bare Steel
Apple Express | 418 N Slappey Blvd | Albany | Dougherty | 10003203 | 2 |  |  | FALSE |  | FALSE | Currently in Use |  | 20000 | STIP-3/Double walled | 2021-08-20 |  | Bare Steel
DOUGLASVILLE FOODMART | 9415 GA HWY 5 | DOUGLASVILLE | Douglas | 480026 | 2 |  | 1993-04-14 |  | 1993-04-14 |  | Removed from Ground | Gas (Historical Use) | 10000 | Fiberglass | 1981-04-24 | 2015-12-21 | Fiberglass Reinforced Plastic | Pressurized
DOUGLASVILLE FOODMART | 9415 GA HWY 5 | DOUGLASVILLE | Douglas | 480026 | 3 |  | 1993-04-14 |  | 1993-04-14 |  | Removed from Ground | Gas (Historical Use) | 10000 | Fiberglass | 1981-04-24 | 2015-12-21 | Fiberglass Reinforced Plastic | Pressurized
FAST & FRIENDLY FOOD MART (CITGO) | 3981 GA HWY 5 | DOUGLASVILLE | Douglas | 480047 | 2 | [5 empty] | Removed from Ground | Gas (Historical Use) | 10000 | Bare Steel | 1976-05-02 | 1987-07-01 | Galvanized Steel
EXXON #4-5198 | 9416 GA HWY 5 | DOUGLASVILLE | Douglas | 480052 | 3 | [5 empty] | Removed from Ground | Gas (Historical Use) | 6000 | Fiberglass | 1981-05-07 | 1991-10-22 | Fiberglass Reinforced Plastic | Pressurized
WELCOME FOOD MART | 8391 HWY 166 | DOUGLASVILLE | Douglas | 480031 | 2 | [5 empty] | Removed from Ground | Other | 1000 | Bare Steel | 1966-04-12 | 1995-04-01 | Galvanized Steel | Suction (American)
SHELL FOOD MART | 3638 HWY 5 | DOUGLASVILLE | Douglas | 480011 | 2 | Ball Float | 1994-03-01 | FALSE | 1994-03-01 | FALSE | Currently in Use | Regular | 10000 | Steel-Impressed Current | 1978-03-26 |  | Fiberglass Reinforced Plastic | Pressurized
OXFORD GROCERY | 4126 FAIRBURN RD | DOUGLASVILLE | Douglas | 480014 | 2 | [5 empty] | Removed from Ground | Gas (Historical Use) | 2000 | Bare Steel | 1976-03-16 | 1998-12-01 | Galvanized Steel | Suction (American)
STOP & SHOP | 3757 KINGS HWY | DOUGLASVILLE | Douglas | 480020 | 2 | Flapper Valve | 1998-08-06 | FALSE | 1998-08-06 | FALSE | Currently in Use | Diesel | 6000 | Steel-Impressed Current | 1985-04-15 |  | Steel (Impressed Current) | Pressurized
KOUNTRY KORNER | 4634 GA HWY 5 | DOUGLASVILLE | Douglas | 480059 | 3 | Ball Float | 1994-06-24 | FALSE | 1994-06-24 | FALSE | Currently in Use | Diesel | 8000 | Fiberglass | 1985-05-06 |  | Flex | Pressurized
COSBY BAY SVC STA #4 | 3316 GA HWY 5 | DOUGLASVILLE | Douglas | 480099 | 1 | [5 empty] | Removed from Ground | Gas (Historical Use) | 12000 | Bare Steel | 1975-05-11 | 1989-06-26 | Galvanized Steel
GRANDS #4 | 2799 CHAPEL HILL RD | DOUGLASVILLE | Douglas | 480085 | 2 | [5 empty] | Removed from Ground | Gas (Historical Use) | 10000 | Bare Steel | 1983-05-17 | 1899-12-31 | Bare Steel | Pressurized
DOUGLASVILLE FOODMART | 9415 GA HWY 5 | DOUGLASVILLE | Douglas | 480026 | 4 |  | 1993-04-14 |  | 1993-04-14 |  | Removed from Ground | Gas (Historical Use) | 10000 | Fiberglass | 1981-04-24 | 2015-12-21 | Fiberglass Reinforced Plastic | Pressurized
WELCOME FOOD MART | 8391 HWY 166 | DOUGLASVILLE | Douglas | 480031 | 3 |  | 1993-01-01 |  |  |  | Removed from Ground | Gas (Historical Use) | 1000 | Bare Steel | 1966-04-12 | 1998-11-01 | Galvanized Steel | Safe Suction (Euro)
OXFORD GROCERY | 4126 FAIRBURN RD | DOUGLASVILLE | Douglas | 480014 | 3 | [5 empty] | Removed from Ground | Gas (Historical Use) | 5000 | Bare Steel | 1976-03-16 | 1998-12-01 | Galvanized Steel | Suction (American)
CIRCLE K #4613 | 3677 GA HWY 5 | DOUGLASVILLE | Douglas | 480049 | 1 | [5 empty] | Removed from Ground | Gas (Historical Use) | 8000 | Bare Steel | 1976-05-02 | 1993-06-23 | Galvanized Steel
FAIRBURN FOOD STORE/GREENWAY #650 | 2741 FAIRBURN RD | DOUGLASVILLE | Douglas | 480068 | 4B | Ball Float | 1995-04-01 |  | 1995-04-01 |  | Currently in Use | Gas (Historical Use) | 6000 | Fiberglass | 1995-04-01 |  | Double-Walled Fiberglass | Pressurized
FAIRBURN FOOD STORE/GREENWAY #650 | 2741 FAIRBURN RD | DOUGLASVILLE | Douglas | 480068 | 3 | [5 empty] | Removed from Ground | Kerosene | 560 | Bare Steel | 1979-05-10 | 1995-04-01 | Galvanized Steel | Suction (American)
WELCOME FOOD MART | 8391 HWY 166 | DOUGLASVILLE | Douglas | 480031 | 5 | [5 empty] | Permanently Out of Use - historical purposes | Empty | 500 | Bare Steel | 1966-04-12 | 1899-12-31 | Double-Walled Fiberglass | Safe Suction (Euro)
SHELL FOOD MART | 3638 HWY 5 | DOUGLASVILLE | Douglas | 480011 | 5 | Ball Float | 1994-03-01 | FALSE | 1994-03-01 | FALSE | Currently in Use | Kerosene | 2000 | Steel-Impressed Current | 1987-10-01 |  |  | Pressurized
SHELL FOOD MART | 3638 HWY 5 | DOUGLASVILLE | Douglas | 480011 | 4 | Overfill Alarm | 1994-03-01 | FALSE | 1994-03-01 | FALSE | Currently in Use | Diesel | 4000 | Steel-Impressed Current | 1987-10-01 |  |  | Pressurized
STOP & SHOP | 3757 KINGS HWY | DOUGLASVILLE | Douglas | 480020 | 4 | Flapper Valve | 2023-02-16 | FALSE | 2023-02-16 | FALSE | Currently in Use | Regular | 15000 | Tank Jacket Double Walled | 2023-02-16 |  | Double-Walled Fiberglass | Pressurized
CIRCLE K #4613 | 3677 GA HWY 5 | DOUGLASVILLE | Douglas | 480049 | 2 | [5 empty] | Removed from Ground | Gas (Historical Use) | 8000 | Bare Steel | 1976-05-02 | 1993-06-23 | Galvanized Steel
MOODY GRADING INC | 3863 KINGS HWY | DOUGLASVILLE | Douglas | 480063 | 2 | [5 empty] | Closed in Ground | Other | 3000 | Bare Steel | 1972-05-08 | 1989-01-02 | Galvanized Steel
MOODY GRADING INC | 3863 KINGS HWY | DOUGLASVILLE | Douglas | 480063 | 3 | [5 empty] | Closed in Ground | Other | 2000 | Bare Steel | 1972-05-08 | 1989-01-02 | Galvanized Steel
FAST & FRIENDLY FOOD MART (CITGO) | 3981 GA HWY 5 | DOUGLASVILLE | Douglas | 480047 | 1 | [5 empty] | Removed from Ground | Gas (Historical Use) | 10000 | Bare Steel | 1976-05-02 | 1987-07-01 | Galvanized Steel
EXXON #4-5198 | 9416 GA HWY 5 | DOUGLASVILLE | Douglas | 480052 | 4 | [5 empty] | Removed from Ground | Kerosene | 1000 | Bare Steel | 1981-05-07 | 1991-10-22 | Fiberglass Reinforced Plastic
EXXON #4-5198 | 9416 GA HWY 5 | DOUGLASVILLE | Douglas | 480052 | 5 |  |  | TRUE |  | TRUE | Removed from Ground | Used Oil | 550 | Bare Steel | 1981-05-07 | 1991-10-22 | Fiberglass Reinforced Plastic
WELCOME FOOD MART | 8391 HWY 166 | DOUGLASVILLE | Douglas | 480031 | 4 | Flapper Valve | 1998-11-01 | FALSE | 1998-11-01 | FALSE | Currently in Use | Diesel | 2000 | Galvanic (STIP-3) | 1993-04-09 |  | Galvanized Steel | Pressurized
KOUNTRY KORNER | 4634 GA HWY 5 | DOUGLASVILLE | Douglas | 480059 | 1 | Ball Float | 1994-06-24 | FALSE | 1994-06-24 | FALSE | Currently in Use | Regular | 8000 | Fiberglass | 1985-05-06 |  | Flex | Pressurized
GRANDS #4 | 2799 CHAPEL HILL RD | DOUGLASVILLE | Douglas | 480085 | 5 | [5 empty] | Removed from Ground | Gas (Historical Use) | 3000 | Bare Steel | 1972-01-01 | 1992-11-05 | Bare Steel | Safe Suction (Euro)
GRANDS #4 | 2799 CHAPEL HILL RD | DOUGLASVILLE | Douglas | 480085 | 7 | [5 empty] | Removed from Ground | Gas (Historical Use) | 1000 | Bare Steel | 1972-01-01 | 1992-11-05 | Bare Steel | Safe Suction (Euro)
EXXON FOOD MART | 4081 ANNEEWAKEE RD STE C | DOUGLASVILLE | Douglas | 480083 | 2 | Ball Float | 1996-07-01 | FALSE | 1996-07-01 | FALSE | Currently in Use | Premium | 12000 | Steel-Impressed Current | 1980-01-03 |  | Double-Walled Flex | Pressurized
FAST & FRIENDLY FOOD MART (CITGO) | 3981 GA HWY 5 | DOUGLASVILLE | Douglas | 480047 | 4 | Ball Float | 1994-06-17 | FALSE | 1994-06-17 | FALSE | Currently in Use | Premium | 10000 | Fiberglass | 1987-07-01 |  | Fiberglass Reinforced Plastic | Pressurized
EXXON #4-5198 | 9416 GA HWY 5 | DOUGLASVILLE | Douglas | 480052 | 1 | [5 empty] | Removed from Ground | Gas (Historical Use) | 10000 | Fiberglass | 1981-05-07 | 1991-10-22 | Fiberglass Reinforced Plastic | Pressurized
GRANDS #4 | 2799 CHAPEL HILL RD | DOUGLASVILLE | Douglas | 480085 | 6 | [5 empty] | Removed from Ground | Gas (Historical Use) | 2000 | Bare Steel | 1972-01-01 | 1992-11-05 | Bare Steel | Safe Suction (Euro)
GRANDS #4 | 2799 CHAPEL HILL RD | DOUGLASVILLE | Douglas | 480085 | 8 | [5 empty] | Removed from Ground | Kerosene | 750 | Bare Steel | 1972-01-01 | 1992-11-05 | Bare Steel | Safe Suction (Euro)
SHELL FOOD MART | 3638 HWY 5 | DOUGLASVILLE | Douglas | 480011 | 1 | Ball Float | 1994-03-01 | FALSE | 1994-03-01 | FALSE | Currently in Use | Regular | 10000 | Steel-Impressed Current | 1978-03-26 |  | Fiberglass Reinforced Plastic | Pressurized
STOP & SHOP | 3757 KINGS HWY | DOUGLASVILLE | Douglas | 480020 | 1 | Flapper Valve | 1998-08-06 | FALSE | 1998-08-06 | FALSE | Currently in Use | Regular | 6000 | Steel-Impressed Current | 1985-04-15 |  | Steel (Impressed Current) | Pressurized
RELIANCE FUELS | 2195 FAIRBURN RD | DOUGLASVILLE | Douglas | 480096 | 2 |  | 1986-09-01 | FALSE | 1995-01-01 | FALSE | Currently in Use | Premium | 10000 | Galvanic (STIP-3) | 1986-09-01 |  | Fiberglass Reinforced Plastic | Pressurized
POPS COUNTRY STORE | 8708 GA HWY 166 | DOUGLASVILLE | Douglas | 480067 | 1 | [5 empty] | Removed from Ground | Gas (Historical Use) | 1000 | Bare Steel | 1976-05-10 | 1990-05-01 | Galvanized Steel
POPS COUNTRY STORE | 8708 GA HWY 166 | DOUGLASVILLE | Douglas | 480067 | 7 | Flapper Valve | 1990-05-01 |  | 1990-05-01 |  | Removed from Ground | Gas (Historical Use) | 3000 | Cathodically Protected Steel | 1990-05-01 | 2013-05-15 | Fiberglass Reinforced Plastic | Pressurized
MISHA FOOD INC | 3112 BRIGHTSTAR RD | DOUGLASVILLE | Douglas | 10000602 | 1 | Ball Float | 2003-12-21 | FALSE | 2003-12-21 | FALSE | Currently in Use | Regular | 12000 | Composite | 2003-12-21 |  | Fiberglass Reinforced Plastic | Pressurized
KROGER 366 | 3251 HWY 5 | DOUGLASVILLE | Douglas | 10002326 | 1 | Ball Float | 2014-02-14 | FALSE | 2014-02-14 | FALSE | Currently in Use | Regular | 20000 | Fiberglass | 2014-01-16 |  | Flex | Pressurized
COUNTRY STORE | 5259 STEWART MILL RD | DOUGLASVILLE | Douglas | 9048062 | 2 |  | 1996-02-01 | FALSE | 1996-02-01 | FALSE | Currently in Use | Premium | 8000 | Fiberglass | 1996-02-01 |  | Fiberglass Reinforced Plastic | Pressurized
QUIKTRIP #758 | 2786 CHAPEL HILL RD | DOUGLASVILLE | Douglas | 9048067 | 6B | Flapper Valve | 2019-08-01 | FALSE | 2019-07-01 | FALSE | Currently in Use | Premium | 9500 | Fiberglass Double Walled | 2019-05-16 |  | Double-Walled Fiberglass | Pressurized
QUIKTRIP #758 | 2786 CHAPEL HILL RD | DOUGLASVILLE | Douglas | 9048067 | 6A | Flapper Valve | 2019-08-01 | FALSE | 2019-07-01 | FALSE | Currently in Use | E-0 | 10000 | Fiberglass Double Walled | 2019-05-16 |  | Double-Walled Fiberglass | Pressurized
QUIKTRIP #758 | 2786 CHAPEL HILL RD | DOUGLASVILLE | Douglas | 9048067 | 1 | Flapper Valve | 1994-12-01 | FALSE | 1994-12-01 | FALSE | Removed from Ground | Premium | 12000 | Fiberglass | 1994-12-01 |  | Double-Walled Fiberglass | Pressurized
QUIKTRIP #758 | 2786 CHAPEL HILL RD | DOUGLASVILLE | Douglas | 9048067 | 7 | Flapper Valve | 2019-08-01 | FALSE | 2019-07-01 | FALSE | Currently in Use | Diesel | 12000 | Fiberglass Double Walled | 2019-05-16 |  | Double-Walled Fiberglass | Pressurized
QUIKTRIP #758 | 2786 CHAPEL HILL RD | DOUGLASVILLE | Douglas | 9048067 | 4 | Flapper Valve | 2019-08-01 | FALSE | 2019-07-01 | FALSE | Currently in Use | Regular | 20000 | Fiberglass Double Walled | 2019-05-16 |  | Double-Walled Fiberglass | Pressurized
BP #48539 | 3670 HWY 5 | DOUGLASVILLE | Douglas | 9048069 | 3 | Ball Float | 1992-07-15 |  | 1992-07-15 |  | Removed from Ground | Gas (Historical Use) | 10000 | Galvanic (STIP-3) | 1988-07-15 | 2008-03-28 | Galvanized Steel | Pressurized
MISHA FOOD INC | 3112 BRIGHTSTAR RD | DOUGLASVILLE | Douglas | 10000602 | 2B | Ball Float | 2003-12-21 | FALSE | 2003-12-21 | FALSE | Currently in Use | Diesel | 4000 | Composite | 2003-12-21 |  | Fiberglass Reinforced Plastic | Pressurized
BST/DOUGLASVILLE/F1316 | 8650 CLUB DR | DOUGLASVILLE | Douglas | 480080 | 2 | Overfill Alarm | 1996-02-29 | FALSE | 1996-02-29 | FALSE | Currently in Use | Diesel Off Road | 6000 | Fiberglass Double Walled | 1996-02-29 |  | Copper/Secondry Containment | Suction (American)
KINGS FOOD MART | 4661 KINGS HWY | DOUGLASVILLE | Douglas | 480078 | 2 | Ball Float | 1995-05-30 |  | 1995-05-30 |  | Removed from Ground | Gas (Historical Use) | 10000 | Steel-Impressed Current | 1974-05-11 | 2005-02-10 | Steel (Impressed Current) | Pressurized
BILL ARP ECONO FLASH | 4917 HWY 5 | DOUGLASVILLE | Douglas | 10000622 | 1A | Ball Float | 2004-02-11 | FALSE | 2004-02-11 | FALSE | Currently in Use | Regular | 12000 | Epoxy Double-Walled | 2004-02-11 |  | Fiberglass Reinforced Plastic | Pressurized
CHAPEL HILL GOLF CLUB/TURF CARE | 3559 CHAPEL HILL RD | DOUGLASVILLE | Douglas | 9048055 | 2 |  | 1992-06-01 |  | 1992-06-01 |  | Removed from Ground | Diesel | 1000 | Galvanic (STIP-3) | 1992-06-01 | 2003-04-28 | Fiberglass Reinforced Plastic | Suction (American)
SHORT STOP INC | 5870 BANKHEAD HWY | DOUGLASVILLE | Douglas | 9048078 | 4 | Ball Float | 1996-04-01 | FALSE | 1996-04-01 | FALSE | Currently in Use | Diesel | 12000 |  | 1988-04-01 |  | Fiberglass Reinforced Plastic | Pressurized
SHORT STOP INC | 5870 BANKHEAD HWY | DOUGLASVILLE | Douglas | 9048078 | 5 | Flapper Valve | 1996-04-01 | FALSE | 1996-04-01 | FALSE | Temporarily out of use | Kerosene | 2000 |  | 1996-04-01 |  | Fiberglass Reinforced Plastic | Pressurized
SHELL FOOD MART | 2750 FAIRBURN RD | DOUGLASVILLE | Douglas | 9048036 | 2 |  | 1997-06-01 | FALSE | 1997-06-01 | FALSE | Currently in Use | Premium | 10000 | Steel-Impressed Current | 1980-11-30 |  | Double-Walled Fiberglass | Pressurized
RELIANCE FUELS | 2195 FAIRBURN RD | DOUGLASVILLE | Douglas | 480096 | 3 | Ball Float | 1986-09-01 | FALSE | 1995-01-01 | FALSE | Currently in Use | Diesel | 10000 | Galvanic (STIP-3) | 1986-09-01 |  | Fiberglass Reinforced Plastic | Pressurized
BST/DOUGLASVILLE/F1316 | 8650 CLUB DR | DOUGLASVILLE | Douglas | 480080 | 1 |  |  | FALSE |  | FALSE | Removed from Ground |  | 10000 |  | 1973-01-04 | 1899-12-31 | Copper | Suction (American)
KINGS FOOD MART | 4661 KINGS HWY | DOUGLASVILLE | Douglas | 480078 | 2A | Ball Float | 2005-04-01 | FALSE | 2005-04-01 | FALSE | Currently in Use | Premium | 6000 | Fiberglass | 2005-04-01 |  | Fiberglass Reinforced Plastic | Pressurized
FAIRBURN FOOD STORE/GREENWAY #650 | 2741 FAIRBURN RD | DOUGLASVILLE | Douglas | 480068 | 6 | Ball Float | 1995-04-01 |  | 1995-04-01 |  | Currently in Use | Kerosene | 600 | Fiberglass | 1995-04-01 |  | Double-Walled Fiberglass | Pressurized
KROGER 366 | 3251 HWY 5 | DOUGLASVILLE | Douglas | 10002326 | 3 | Ball Float | 2014-02-14 | FALSE | 2014-02-14 | FALSE | Currently in Use | Premium | 8000 | Fiberglass | 2014-01-16 |  | Flex | Pressurized
EXXON FOOD MART | 4081 ANNEEWAKEE RD STE C | DOUGLASVILLE | Douglas | 480083 | 4 | Ball Float | 1996-07-01 | FALSE | 1996-07-01 | FALSE | Currently in Use | Kerosene | 1000 | Steel-Impressed Current | 1983-01-02 |  | Double-Walled Flex | Safe Suction (Euro)
DOUGLASVILLE FOOD MART | 3385 FAIRBURN RD | DOUGLASVILLE | Douglas | 10000175 | 1B | Ball Float | 2002-06-06 | FALSE | 2002-06-06 | FALSE | Currently in Use | Diesel | 6000 | Composite | 2002-06-05 |  |  | Pressurized
CHAPEL HILL GOLF CLUB/TURF CARE | 3559 CHAPEL HILL RD | DOUGLASVILLE | Douglas | 9048055 | 1 |  | 1992-06-01 |  | 1992-06-01 |  | Removed from Ground | Gas (Historical Use) | 1000 | Galvanic (STIP-3) | 1992-06-01 | 2003-04-28 | Fiberglass Reinforced Plastic | Suction (American)
TEXACO FOOD MART | 2400 FAIRBURN RD | DOUGLASVILLE | Douglas | 9048014 | 180991-A | Ball Float | 1990-11-01 | FALSE | 1990-11-01 | FALSE | Currently in Use | Regular | 4000 | Galvanic (STIP-3) | 1990-11-15 |  | Fiberglass Reinforced Plastic | Pressurized
AKMAL'S CROSS-ROADS | 7026 HWY 5 | DOUGLASVILLE | Douglas | 9048021 | 1 | [5 empty] | Removed from Ground | Gas (Historical Use) | 250 | Bare Steel | 1977-01-01 | 1899-12-31 | Galvanized Steel | Safe Suction (Euro)
BILL ARP ELEMENTARY SCHOOL | 4841 GA HWY 5 | DOUGLASVILLE | Douglas | 480003 | 5 | [5 empty] | Removed from Ground | Diesel | 10000 | Bare Steel | 1977-12-11 | 1998-12-01 | Galvanized Steel | Suction (American)
MOODY GRADING INC | 3863 KINGS HWY | DOUGLASVILLE | Douglas | 480063 | 1 | [5 empty] | Removed from Ground | Other | 14000 | Bare Steel | 1974-05-08 | 1998-12-22 | Galvanized Steel | Pressurized
FAST & FRIENDLY FOOD MART (CITGO) | 3981 GA HWY 5 | DOUGLASVILLE | Douglas | 480047 | 6 | Ball Float | 1994-06-17 | FALSE | 1994-06-17 | FALSE | Currently in Use | Regular | 10000 | Fiberglass | 1987-07-01 |  | Fiberglass Reinforced Plastic | Pressurized
POPS COUNTRY STORE | 8708 GA HWY 166 | DOUGLASVILLE | Douglas | 480067 | 6 | Flapper Valve | 1990-05-01 |  | 1990-05-01 |  | Removed from Ground | Gas (Historical Use) | 4000 | Cathodically Protected Steel | 1990-05-01 | 2013-05-15 | Fiberglass Reinforced Plastic | Pressurized
KINGS FOOD MART | 4661 KINGS HWY | DOUGLASVILLE | Douglas | 480078 | 1 | Ball Float | 1995-05-30 |  | 1995-05-30 |  | Removed from Ground | Gas (Historical Use) | 10000 | Steel-Impressed Current | 1974-05-11 | 2005-02-10 | Steel (Impressed Current) | Pressurized
KINGS FOOD MART | 4661 KINGS HWY | DOUGLASVILLE | Douglas | 480078 | 4 | Flapper Valve |  | FALSE | 2005-04-01 | FALSE | Currently in Use | Regular | 12000 | Fiberglass | 2005-04-01 |  | Fiberglass Reinforced Plastic | Pressurized
MRS MILDRED DUKES | 4938 HWY 5 | DOUGLASVILLE | Douglas | 10000077 | 4 |  |  | FALSE |  | FALSE | Removed from Ground | Gas (Historical Use) | 1000 | Bare Steel | 2002-05-20 | 2002-05-20 | Bare Steel | Suction (American)
MRS MILDRED DUKES | 4938 HWY 5 | DOUGLASVILLE | Douglas | 10000077 | 5 |  |  | FALSE |  | FALSE | Removed from Ground | Gas (Historical Use) | 1000 | Bare Steel | 2002-05-20 | 2002-05-20 | Bare Steel | Suction (American)
DOUGLASVILLE FOOD MART | 3385 FAIRBURN RD | DOUGLASVILLE | Douglas | 10000175 | 2 | Ball Float | 2002-06-06 | FALSE | 2002-06-06 | FALSE | Currently in Use | Regular | 12000 | Composite | 2002-06-05 |  |  | Pressurized
RaceTrac #636 - Thornton Road | 656 THORNTON ROAD | DOUGLASVILLE | Douglas | 9048088 | 3 | Overfill Alarm | 1998-07-15 | FALSE | 1998-07-15 | FALSE | Currently in Use | Gas (Historical Use) | 12000 | Composite Double Walled | 1998-07-15 |  | Fiberglass Reinforced Plastic | Pressurized
QUIKTRIP #758 | 2786 CHAPEL HILL RD | DOUGLASVILLE | Douglas | 9048067 | 5 | Flapper Valve | 2019-08-01 | FALSE | 2019-07-01 | FALSE | Currently in Use | Regular | 20000 | Fiberglass Double Walled | 2019-05-16 |  | Double-Walled Fiberglass | Pressurized
SHELL FOOD MART | 3638 HWY 5 | DOUGLASVILLE | Douglas | 480011 | 3 | Ball Float | 1994-03-01 | FALSE | 1994-03-01 | FALSE | Currently in Use | Premium | 10000 | Steel-Impressed Current | 1978-03-26 |  | Fiberglass Reinforced Plastic | Pressurized
STOP & SHOP | 3757 KINGS HWY | DOUGLASVILLE | Douglas | 480020 | 3 | Flapper Valve | 1998-08-06 | FALSE | 1998-08-06 | FALSE | Currently in Use | Premium | 3000 | Steel-Impressed Current | 1985-04-15 |  | Steel (Impressed Current) | Pressurized
EXXON FOOD MART | 4081 ANNEEWAKEE RD STE C | DOUGLASVILLE | Douglas | 480083 | 3 | Ball Float | 1996-07-01 | FALSE | 1996-07-01 | FALSE | Currently in Use | Diesel | 8000 | Steel-Impressed Current | 1980-01-03 |  | Double-Walled Flex | Pressurized
FAIRBURN FOOD STORE/GREENWAY #650 | 2741 FAIRBURN RD | DOUGLASVILLE | Douglas | 480068 | 2 | [5 empty] | Removed from Ground | Gas (Historical Use) | 2980 | Bare Steel | 1979-05-10 | 1995-04-01 | Galvanized Steel | Suction (American)
FAIRBURN FOOD STORE/GREENWAY #650 | 2741 FAIRBURN RD | DOUGLASVILLE | Douglas | 480068 | 4A | Ball Float | 1995-04-01 |  | 1995-04-01 |  | Currently in Use | Gas (Historical Use) | 10000 | Fiberglass | 1995-04-01 |  | Double-Walled Fiberglass | Pressurized
DOUGLASVILLE FOOD MART | 3385 FAIRBURN RD | DOUGLASVILLE | Douglas | 10000175 | 1A | Ball Float | 2002-06-06 | FALSE | 2002-06-06 | FALSE | Currently in Use | Premium | 6000 | Composite | 2002-06-05 |  |  | Pressurized
GARDEN TERRACE NURSING CENTER | 4028 HWY 5 | DOUGLASVILLE | Douglas | 9048053 | 1 | [5 empty] | Removed from Ground | Empty | 1000 | Bare Steel | 1965-01-01 | 1995-05-04 | Copper | Safe Suction (Euro)
SHORT STOP INC | 5870 BANKHEAD HWY | DOUGLASVILLE | Douglas | 9048078 | 3 | Ball Float | 1996-04-01 | FALSE | 1996-04-01 | FALSE | Currently in Use | Premium | 10000 |  | 1988-04-01 |  | Fiberglass Reinforced Plastic | Pressurized
TEXACO FOOD MART | 2400 FAIRBURN RD | DOUGLASVILLE | Douglas | 9048014 | 180990 | Ball Float | 1990-11-01 | FALSE | 1990-11-01 | FALSE | Currently in Use | Regular | 8000 | Galvanic (STIP-3) | 1990-11-15 |  | Fiberglass Reinforced Plastic | Pressurized
PEP BOYS #116 | 3150 GA HWY 5 | DOUGLASVILLE | Douglas | 9048009 | 2 |  |  | TRUE | 1998-06-01 | TRUE | Removed from Ground | Used Oil | 550 | Double Walled | 1988-01-01 | 2000-09-13 | Cathodically Protected | Gravity Fed
CHEVRON #201810 | 9484 GA HWY 5 | DOUGLASVILLE | Douglas | 9048002 | 2 | [5 empty] | Removed from Ground | Gas (Historical Use) | 10000 | Not Marked/Unknown | 1979-01-01 | 1988-01-01 | Fiberglass Reinforced Plastic | Pressurized
LALITA INC DBA ONE STOP | 4652 CHAPEL HILL RD | DOUGLASVILLE | Douglas | 48066 | 3 | Ball Float | 1995-06-01 | FALSE | 1995-06-01 | FALSE | Currently in Use | Premium | 8000 | Steel-Impressed Current | 1982-05-09 |  | Fiberglass Reinforced Plastic | Pressurized
TEXACO FOOD MART | 2022 FAIRBURN RD | DOUGLASVILLE | Douglas | 330338 | 5 |  |  | TRUE |  | TRUE | Removed from Ground | Used Oil | 500 | Bare Steel | 1968-04-27 | 1993-10-19 | Galvanized Steel | Suction (American)
POPS COUNTRY STORE | 8708 GA HWY 166 | DOUGLASVILLE | Douglas | 480067 | 8 | Flapper Valve | 1990-05-01 |  | 1990-05-01 |  | Removed from Ground | Diesel | 2000 | Cathodically Protected Steel | 1990-05-01 | 2013-05-15 | Fiberglass Reinforced Plastic | Pressurized
RELIANCE FUELS | 2195 FAIRBURN RD | DOUGLASVILLE | Douglas | 480096 | 1 | Ball Float | 1986-09-01 | FALSE | 1995-01-01 | FALSE | Currently in Use | Regular | 10000 | Galvanic (STIP-3) | 1986-09-01 |  | Fiberglass Reinforced Plastic | Pressurized
QUIKTRIP #758 | 2786 CHAPEL HILL RD | DOUGLASVILLE | Douglas | 9048067 | 2 | Flapper Valve | 1994-12-01 | FALSE | 1994-12-01 | FALSE | Removed from Ground | Regular | 12000 | Fiberglass | 1994-12-01 |  | Double-Walled Fiberglass | Pressurized
BP #48539 | 3670 HWY 5 | DOUGLASVILLE | Douglas | 9048069 | 2 | Ball Float | 1992-07-15 |  | 1992-07-15 |  | Removed from Ground | Gas (Historical Use) | 10000 | Galvanic (STIP-3) | 1988-07-15 | 2008-03-28 | Galvanized Steel | Pressurized
STOP OFFICE SUPPLY | 6610 BROAD ST | DOUGLASVILLE | Douglas | 9048032 | 2 | [5 empty] | Removed from Ground | Gas (Historical Use) | 0 | Marked Unknown | 1993-05-19 | 1993-05-19 | Unknown
SAM & CHERYL'S PLACE | 3690 FAIRBURN RD | DOUGLASVILLE | Douglas | 9048037 | 1 | [5 empty] | Removed from Ground | Gas (Historical Use) | 560 | Bare Steel | 1963-01-01 | 1993-01-29 | Galvanized Steel | Safe Suction (Euro)
LAXMI GHANESH CORPORATION | 2140 FAIRBURN RD | DOUGLASVILLE | Douglas | 9048016 | 2 | Ball Float | 1990-04-01 | FALSE | 1990-04-01 | FALSE | Currently in Use | Premium | 10000 | Galvanic (STIP-3) | 1990-04-01 |  | Double-Walled Fiberglass | Pressurized
LALITA INC DBA ONE STOP | 4652 CHAPEL HILL RD | DOUGLASVILLE | Douglas | 48066 | 1 | Ball Float | 1995-06-01 | FALSE | 1995-06-01 | FALSE | Currently in Use | Regular | 8000 | Steel-Impressed Current | 1982-05-09 |  | Fiberglass Reinforced Plastic | Pressurized
TEXACO FOOD MART | 2022 FAIRBURN RD | DOUGLASVILLE | Douglas | 330338 | 9 | Ball Float | 1993-11-05 |  | 1993-11-05 |  | Removed from Ground | Diesel | 12000 | Galvanic (STIP-3) | 1993-11-05 | 2007-10-10 | Double-Walled Fiberglass | Pressurized
KMART #7146 | 9552 GA HWY 5 | DOUGLASVILLE | Douglas | 480032 | 1 |  |  | TRUE |  | TRUE | Removed from Ground | Used Oil | 1000 | Bare Steel | 1976-04-06 | 1989-05-01 | Galvanized Steel
DOUGLASVILLE FOODMART | 9415 GA HWY 5 | DOUGLASVILLE | Douglas | 480026 | 1 |  | 1993-04-14 | TRUE | 1993-04-14 | TRUE | Removed from Ground | Used Oil | 1000 | Fiberglass | 1981-04-24 | 2015-12-21 | Fiberglass Reinforced Plastic | Gravity Fed
COSBY BAY SVC STA #4 | 3316 GA HWY 5 | DOUGLASVILLE | Douglas | 480099 | 2 | [5 empty] | Removed from Ground | Gas (Historical Use) | 12000 | Bare Steel | 1975-05-11 | 1989-06-26 | Galvanized Steel
TEXACO FOOD MART | 2022 FAIRBURN RD | DOUGLASVILLE | Douglas | 330338 | 2 | [5 empty] | Removed from Ground | Gas (Historical Use) | 4000 | Bare Steel | 1968-04-27 | 1993-10-19 | Galvanized Steel | Pressurized
TEXACO FOOD MART | 2022 FAIRBURN RD | DOUGLASVILLE | Douglas | 330338 | 8 | Ball Float | 1993-11-05 |  | 1993-11-05 |  | Removed from Ground | Gas (Historical Use) | 12000 | Galvanic (STIP-3) | 1993-11-05 | 2007-10-10 | Double-Walled Fiberglass | Pressurized
WELCOME FOOD MART | 8391 HWY 166 | DOUGLASVILLE | Douglas | 480031 | 8 |  | 1998-12-01 |  | 1998-12-01 |  | Removed from Ground | Diesel | 2000 | Cathodically Protected Steel | 1998-12-01 | 1899-12-31 | Fiberglass Reinforced Plastic | Pressurized
WELCOME FOOD MART | 8391 HWY 166 | DOUGLASVILLE | Douglas | 480031 | 6 | Flapper Valve | 2021-07-06 | FALSE | 1998-12-01 | FALSE | Currently in Use | Regular | 8000 | Composite | 1998-12-01 |  | Double-Walled Fiberglass | Pressurized
OXFORD GROCERY | 4126 FAIRBURN RD | DOUGLASVILLE | Douglas | 480014 | 1 | [5 empty] | Removed from Ground | Gas (Historical Use) | 2000 | Bare Steel | 1976-03-16 | 1998-12-01 | Galvanized Steel | Suction (American)
POPS COUNTRY STORE | 8708 GA HWY 166 | DOUGLASVILLE | Douglas | 480067 | 3 | [5 empty] | Removed from Ground | Diesel | 1000 | Bare Steel | 1976-05-10 | 1990-05-01 | Galvanized Steel
EXXON #4-5198 | 9416 GA HWY 5 | DOUGLASVILLE | Douglas | 480052 | 2 | [5 empty] | Removed from Ground | Gas (Historical Use) | 6000 | Fiberglass | 1981-05-07 | 1991-10-22 | Fiberglass Reinforced Plastic | Pressurized
KOUNTRY KORNER | 4634 GA HWY 5 | DOUGLASVILLE | Douglas | 480059 | 2 | Ball Float | 1994-06-24 | FALSE | 1994-06-24 | FALSE | Currently in Use | Premium | 8000 | Fiberglass | 1985-05-06 |  | Flex | Pressurized
POPS COUNTRY STORE | 8708 GA HWY 166 | DOUGLASVILLE | Douglas | 480067 | 2 | [5 empty] | Removed from Ground | Gas (Historical Use) | 560 | Bare Steel | 1976-05-10 | 1990-05-01 | Galvanized Steel
GRANDS #4 | 2799 CHAPEL HILL RD | DOUGLASVILLE | Douglas | 480085 | 3 | [5 empty] | Removed from Ground | Gas (Historical Use) | 10000 | Bare Steel | 1983-05-17 | 1899-12-31 | Bare Steel | Pressurized
KINGS FOOD MART | 4661 KINGS HWY | DOUGLASVILLE | Douglas | 480078 | 2B | Flapper Valve | 2005-04-01 | FALSE | 2005-04-01 | FALSE | Currently in Use | Diesel | 6000 | Fiberglass | 2005-04-01 |  | Fiberglass Reinforced Plastic | Pressurized
KINGS FOOD MART | 4661 KINGS HWY | DOUGLASVILLE | Douglas | 480078 | 3 |  | 1995-05-30 |  | 1995-05-30 |  | Removed from Ground | Gas (Historical Use) | 10000 | Steel-Impressed Current | 1978-05-10 | 2005-02-10 | Steel (Impressed Current) | Pressurized
KROGER GA-485 | 3875 CHAPEL HILL RD | DOUGLASVILLE | Douglas | 10000639 | 1A | Flapper Valve | 2004-04-16 | FALSE | 2004-04-16 | FALSE | Currently in Use | Regular | 20000 | Fiberglass Double Walled | 2004-04-15 |  | Double-Walled Fiberglass | Pressurized
BILL ARP ECONO FLASH | 4917 HWY 5 | DOUGLASVILLE | Douglas | 10000622 | 1B | Ball Float | 2004-02-11 | FALSE | 2004-02-11 | FALSE | Currently in Use | Premium | 4000 | Epoxy Double-Walled | 2004-02-11 |  | Double-Walled Fiberglass | Pressurized
MYSTIC FOOD MART | 2060 FAIRBURN RD | DOUGLASVILLE | Douglas | 9048059 | UL98059 |  | 1989-08-07 |  | 1989-08-08 |  | Removed from Ground | Diesel | 1000 | Epoxy | 1989-08-21 | 2005-10-27 | Fiberglass Reinforced Plastic
LMC SATCOM INC | 3530 BOMAR RD | DOUGLASVILLE | Douglas | 9048043 | 1 | [5 empty] | Removed from Ground | Diesel | 350 | Bare Steel | 1983-06-01 | 1995-05-25 | Galvanized Steel | Gravity Fed
Q LUBE | 3242 HWY 5 | DOUGLASVILLE | Douglas | 9048073 | 1 |  |  | TRUE |  | TRUE | Removed from Ground | Used Oil | 6000 | Marked Unknown | 1995-11-16 | 1995-11-16 | Unknown
SHELL FOOD MART | 2750 FAIRBURN RD | DOUGLASVILLE | Douglas | 9048036 | 3 |  | 1997-06-01 | FALSE | 1997-06-01 | FALSE | Temporarily out of use | Diesel | 10000 | Steel-Impressed Current | 1980-11-30 |  | Steel (Impressed Current) | Pressurized
GEORGIA DEPARTMENT OF TRANSPORTA | 4482 PRESLEY MILL RD | DOUGLASVILLE | Douglas | 9048020 | 710G1 | [5 empty] | Removed from Ground | Gas (Historical Use) | 1000 | Bare Steel | 1984-01-01 | 1899-12-31 | Unknown | Safe Suction (Euro)
CHEVRON #201810 | 9484 GA HWY 5 | DOUGLASVILLE | Douglas | 9048002 | 6 | Ball Float | 1993-05-01 |  | 1993-05-01 |  | Removed from Ground | Diesel | 12000 | Fiberglass | 1988-01-03 | 2017-02-10 | Double-Walled Fiberglass | Pressurized
SHORT STOP INC | 5870 BANKHEAD HWY | DOUGLASVILLE | Douglas | 9048078 | 1 | Ball Float | 1996-04-01 | FALSE | 1996-04-01 | FALSE | Currently in Use | Regular | 12000 |  | 1988-04-01 |  | Fiberglass Reinforced Plastic | Pressurized
CHAPEL HILL FIRE STATION | 3901 CHAPEL HILL RD | DOUGLASVILLE | Douglas | 9048084 | 1 | [5 empty] | Permanently Out of Use - historical purposes | Diesel | 250 | Bare Steel | 1986-01-01 | 1899-12-31 | Bare Steel | Suction (American)
AKMAL'S CROSS-ROADS | 7026 HWY 5 | DOUGLASVILLE | Douglas | 9048021 | 3 | [5 empty] | Removed from Ground | Gas (Historical Use) | 1000 | Bare Steel | 1977-01-01 | 1899-12-31 | Galvanized Steel | Safe Suction (Euro)
SHORT STOP INC | 5870 BANKHEAD HWY | DOUGLASVILLE | Douglas | 9048078 | 2 | Ball Float | 1996-04-01 | FALSE | 1996-04-01 | FALSE | Currently in Use | Diesel | 10000 |  | 1988-04-01 |  | Fiberglass Reinforced Plastic | Pressurized
SAM & CHERYL'S PLACE | 3690 FAIRBURN RD | DOUGLASVILLE | Douglas | 9048037 | 2 | [5 empty] | Removed from Ground | Gas (Historical Use) | 560 | Bare Steel | 1963-01-01 | 1993-01-29 | Galvanized Steel | Safe Suction (Euro)
CHEVRON #201810 | 9484 GA HWY 5 | DOUGLASVILLE | Douglas | 9048002 | 5 | Ball Float | 1993-05-01 |  | 1993-05-01 |  | Removed from Ground | Gas (Historical Use) | 12000 | Fiberglass | 1988-01-03 | 2017-02-10 | Double-Walled Fiberglass | Pressurized
MYSTIC FOOD MART | 2060 FAIRBURN RD | DOUGLASVILLE | Douglas | 9048059 | UL98040 |  | 1989-08-07 |  | 1989-08-07 |  | Removed from Ground | Gas (Historical Use) | 8000 | Epoxy | 1989-08-19 | 2005-10-27 | Fiberglass Reinforced Plastic
ESTATE OF ERNEST & TOMMIE LOU MO | 4320 CHARLEY RD | DOUGLASVILLE | Douglas | 9048046 | 1 | [5 empty] | Removed from Ground | Diesel | 10000 | Composite | 1994-12-06 | 1994-12-06 | Bare Steel | Pressurized
STOP OFFICE SUPPLY | 6610 BROAD ST | DOUGLASVILLE | Douglas | 9048032 | 1 | [5 empty] | Removed from Ground | Gas (Historical Use) | 0 | Marked Unknown | 1993-05-19 | 1993-05-19 | Unknown
GEORGIA DEPARTMENT OF TRANSPORTA | 4482 PRESLEY MILL RD | DOUGLASVILLE | Douglas | 9048020 | 710G2 | [5 empty] | Removed from Ground | Diesel | 1000 | Bare Steel | 1984-01-01 | 1899-12-31 | Unknown | Safe Suction (Euro)
EXXON FOOD MART | 4081 ANNEEWAKEE RD STE C | DOUGLASVILLE | Douglas | 480083 | 1 | Ball Float | 1996-07-01 | FALSE | 1996-07-01 | FALSE | Currently in Use | Regular | 12000 | Steel-Impressed Current | 1980-01-03 |  | Double-Walled Flex | Pressurized
FAIRBURN FOOD STORE/GREENWAY #650 | 2741 FAIRBURN RD | DOUGLASVILLE | Douglas | 480068 | 1 | [5 empty] | Removed from Ground | Gas (Historical Use) | 2980 | Bare Steel | 1979-05-10 | 1995-04-01 | Galvanized Steel | Suction (American)
KROGER GA-485 | 3875 CHAPEL HILL RD | DOUGLASVILLE | Douglas | 10000639 | 1B | Flapper Valve | 2004-04-16 | FALSE | 2004-04-16 | FALSE | Currently in Use | Premium | 8000 | Fiberglass Double Walled | 2004-04-15 |  | Double-Walled Fiberglass | Pressurized
MISHA FOOD INC | 3112 BRIGHTSTAR RD | DOUGLASVILLE | Douglas | 10000602 | 2A | Ball Float | 2003-12-21 | FALSE | 2003-12-21 | FALSE | Currently in Use | Premium | 8000 | Composite | 2003-12-21 |  | Fiberglass Reinforced Plastic | Pressurized
KROGER 366 | 3251 HWY 5 | DOUGLASVILLE | Douglas | 10002326 | 2 | Ball Float | 2014-02-14 | FALSE | 2014-02-14 | FALSE | Currently in Use | Diesel | 10000 | Fiberglass | 2014-01-16 |  | Flex | Pressurized
AKMAL'S CROSS-ROADS | 7026 HWY 5 | DOUGLASVILLE | Douglas | 9048021 | 4 | [5 empty] | Removed from Ground | Gas (Historical Use) | 1000 | Bare Steel | 1977-01-01 | 1899-12-31 | Galvanized Steel | Safe Suction (Euro)
AKMAL'S CROSS-ROADS | 7026 HWY 5 | DOUGLASVILLE | Douglas | 9048021 | 5 |  |  | FALSE |  | FALSE | [6 empty] | Fiberglass Reinforced Plastic | Pressurized
CHEVRON #201810 | 9484 GA HWY 5 | DOUGLASVILLE | Douglas | 9048002 | 3 | [5 empty] | Removed from Ground | Gas (Historical Use) | 10000 | Fiberglass | 1979-01-01 | 1988-01-01 | Fiberglass Reinforced Plastic | Pressurized
RaceTrac #636 - Thornton Road | 656 THORNTON ROAD | DOUGLASVILLE | Douglas | 9048088 | 1 | Overfill Alarm | 1998-07-15 | FALSE | 1998-07-15 | FALSE | Currently in Use | Regular | 15000 | Composite Double Walled | 1998-07-15 |  | Double-Walled Fiberglass | Pressurized
DOUGLAS COUNTY BOARD OF EDU | 6500 ALEXANDER PKWY | DOUGLASVILLE | Douglas | 9048094 | 1 |  | 1999-06-29 | FALSE | 1999-09-29 | FALSE | Currently in Use | Diesel | 12000 | Composite | 1999-06-29 |  | Double-Walled Fiberglass | Pressurized
COUNTRY STORE | 5259 STEWART MILL RD | DOUGLASVILLE | Douglas | 9048062 | PU1 | [5 empty] | Removed from Ground | Gas (Historical Use) | 6000 | Bare Steel | 1980-08-01 | 1995-11-28 | Galvanized Steel | Suction (American)
TEXACO FOOD MART | 2400 FAIRBURN RD | DOUGLASVILLE | Douglas | 9048014 | 180991-B | Ball Float | 1990-11-01 | FALSE | 1990-11-01 | FALSE | Currently in Use | Premium | 4000 | Galvanic (STIP-3) | 1990-11-15 |  | Fiberglass Reinforced Plastic | Pressurized
AKMAL'S CROSS-ROADS | 7026 HWY 5 | DOUGLASVILLE | Douglas | 9048021 | 2 | [5 empty] | Removed from Ground | Gas (Historical Use) | 1000 | Bare Steel | 1977-01-01 | 1899-12-31 | Galvanized Steel | Safe Suction (Euro)
PEP BOYS #116 | 3150 GA HWY 5 | DOUGLASVILLE | Douglas | 9048009 | 1 |  |  | TRUE | 1998-06-01 | TRUE | Removed from Ground | Used Oil | 550 | Fiberglass | 1988-01-01 | 2000-09-13 | Double Walled | Gravity Fed
LAFARGE AGGREGATES SE | 6505 BANKHEAD HWY W | DOUGLASVILLE | Douglas | 9048012 | 2 |  | 1994-03-04 |  | 1994-03-04 |  | Removed from Ground | Gas (Historical Use) | 2000 | Unknown | 1994-03-04 | 2003-03-07 | Cathodically Protected | Suction (American)
CHAPEL HILL SHELL | 2959 CHAPEL HILL RD | DOUGLASVILLE | Douglas | 482003 | 3 | Ball Float | 1995-10-01 | FALSE | 1995-10-01 | FALSE | Currently in Use | Diesel | 8000 | Galvanic (STIP-3) | 1987-11-01 |  | Fiberglass Reinforced Plastic | Pressurized
BILL ARP ECONO FLASH | 4917 HWY 5 | DOUGLASVILLE | Douglas | 10000622 | 2B | Ball Float | 2004-02-11 | FALSE | 2004-02-11 | FALSE | Currently in Use | Diesel Off Road | 4000 | Epoxy | 2004-02-11 |  | Double-Walled Fiberglass | Pressurized
LMC SATCOM INC | 3530 BOMAR RD | DOUGLASVILLE | Douglas | 9048043 | 2 | [5 empty] | Removed from Ground | Diesel | 500 | Bare Steel | 1995-05-25 | 1995-05-25 | Galvanized Steel | Gravity Fed
QUIKTRIP #758 | 2786 CHAPEL HILL RD | DOUGLASVILLE | Douglas | 9048067 | 3 | Flapper Valve | 1994-12-01 | FALSE | 1994-12-01 | FALSE | Removed from Ground | Regular | 12000 | Fiberglass | 1994-12-01 |  | Double-Walled Fiberglass | Pressurized
SHELL FOOD MART | 2750 FAIRBURN RD | DOUGLASVILLE | Douglas | 9048036 | 1 |  | 1997-06-01 | FALSE | 1997-06-01 | FALSE | Currently in Use | Regular | 10000 | Steel-Impressed Current | 1980-11-30 |  | Double-Walled Fiberglass | Pressurized
LAFARGE AGGREGATES SE | 6505 BANKHEAD HWY W | DOUGLASVILLE | Douglas | 9048012 | 1 | [5 empty] | Removed from Ground | Gas (Historical Use) | 1000 | Bare Steel | 1985-01-01 | 1994-03-01 | Galvanized Steel
TEXACO FOOD MART | 2022 FAIRBURN RD | DOUGLASVILLE | Douglas | 330338 | 1 | [5 empty] | Removed from Ground | Gas (Historical Use) | 4000 | Bare Steel | 1968-04-27 | 1993-10-19 | Galvanized Steel | Pressurized
INNER HARBOUR HOSPITAL | 4685 DORSETT SHOALS ROAD | DOUGLASVILLE | Douglas | 9045087 | 1 | [5 empty] | Removed from Ground | Diesel | 2000 | Not Marked/Unknown | 1998-10-01 | 1998-10-01 | Not Marked
CHAPEL HILL SHELL | 2959 CHAPEL HILL RD | DOUGLASVILLE | Douglas | 482003 | 1 | Ball Float | 1995-10-01 | FALSE | 1995-10-01 | FALSE | Currently in Use | Regular | 10000 | Galvanic (STIP-3) | 1987-11-01 |  | Fiberglass Reinforced Plastic | Pressurized
AKMAL'S CROSS-ROADS | 7026 HWY 5 | DOUGLASVILLE | Douglas | 9048021 | 6 | Ball Float | 1997-04-15 | FALSE | 1997-04-15 | FALSE | Currently in Use | Regular | 3000 | Composite | 1997-04-15 |  | Fiberglass Reinforced Plastic | Pressurized
BP #48539 | 3670 HWY 5 | DOUGLASVILLE | Douglas | 9048069 | 1 | Ball Float | 1992-07-15 |  | 1992-07-15 |  | Removed from Ground | Gas (Historical Use) | 10000 | Galvanic (STIP-3) | 1988-07-15 | 2008-03-28 | Galvanized Steel | Pressurized
SAM & CHERYL'S PLACE | 3690 FAIRBURN RD | DOUGLASVILLE | Douglas | 9048037 | 3 | [5 empty] | Removed from Ground | Gas (Historical Use) | 1060 | Bare Steel | 1963-01-01 | 1993-01-29 | Galvanized Steel | Safe Suction (Euro)
LAFARGE AGGREGATES SE | 6505 BANKHEAD HWY W | DOUGLASVILLE | Douglas | 9048012 | 3 |  | 2000-04-10 |  | 2000-04-10 |  | Removed from Ground | Gas (Historical Use) | 2000 | Composite | 2000-04-10 | 2009-06-25 | Secondary Containment | Safe Suction (Euro)
LAXMI GHANESH CORPORATION | 2140 FAIRBURN RD | DOUGLASVILLE | Douglas | 9048016 | 1 | Ball Float | 1990-04-01 | FALSE | 1990-04-01 | FALSE | Currently in Use | Regular | 10000 | Galvanic (STIP-3) | 1990-04-01 |  | Double-Walled Fiberglass | Pressurized
TEXACO FOOD MART | 2022 FAIRBURN RD | DOUGLASVILLE | Douglas | 330338 | 7 | Ball Float | 1993-11-01 |  | 1993-11-05 |  | Removed from Ground | Gas (Historical Use) | 12000 | Galvanic (STIP-3) | 1993-11-05 | 2007-10-10 | Double-Walled Fiberglass | Pressurized
TEXACO FOOD MART | 2022 FAIRBURN RD | DOUGLASVILLE | Douglas | 330338 | 4 | [5 empty] | Removed from Ground | Gas (Historical Use) | 4000 | Bare Steel | 1968-04-27 | 1993-10-19 | Galvanized Steel | Pressurized
BILL ARP ECONO FLASH | 4917 HWY 5 | DOUGLASVILLE | Douglas | 10000622 | 2A | Ball Float | 2004-02-11 | FALSE | 2004-02-11 | FALSE | Currently in Use | Diesel | 8000 | Epoxy | 2004-02-11 |  | Double-Walled Fiberglass | Pressurized
COUNTRY STORE | 5259 STEWART MILL RD | DOUGLASVILLE | Douglas | 9048062 | 1 |  | 1996-02-01 | FALSE | 1996-02-01 | FALSE | Currently in Use | Regular | 12000 | Fiberglass | 1996-02-01 |  | Fiberglass Reinforced Plastic | Pressurized
COUNTRY STORE | 5259 STEWART MILL RD | DOUGLASVILLE | Douglas | 9048062 | RU2 | [5 empty] | Removed from Ground | Gas (Historical Use) | 8000 | Bare Steel | 1980-08-01 | 1995-11-28 | Galvanized Steel | Suction (American)
MYSTIC FOOD MART | 2060 FAIRBURN RD | DOUGLASVILLE | Douglas | 9048059 | UL98010 |  | 1989-08-07 |  | 1989-08-07 |  | Removed from Ground | Gas (Historical Use) | 6000 | Epoxy | 1989-08-20 | 2005-10-27 | Fiberglass Reinforced Plastic
INNER HARBOUR HOSPITAL | 4685 DORSETT SHOALS ROAD | DOUGLASVILLE | Douglas | 9045087 | 2 |  | 1998-10-08 |  | 1998-10-08 |  | Currently in Use | Diesel | 2000 | Fiberglass | 1998-10-08 |  | Fiberglass Reinforced Plastic | Suction (American)
CHAPEL HILL SHELL | 2959 CHAPEL HILL RD | DOUGLASVILLE | Douglas | 482003 | 2 | Ball Float | 1995-10-01 | FALSE | 1995-10-01 | FALSE | Currently in Use | Premium | 8000 | Galvanic (STIP-3) | 1987-11-01 |  | Fiberglass Reinforced Plastic | Pressurized
TEXACO FOOD MART | 2022 FAIRBURN RD | DOUGLASVILLE | Douglas | 330338 | 6 | [5 empty] | Removed from Ground | Diesel | 500 | Bare Steel | 1968-04-27 | 1993-10-19 | Galvanized Steel | Suction (American)
CHEVRON #201810 | 9484 GA HWY 5 | DOUGLASVILLE | Douglas | 9048002 | 7 | Ball Float | 1993-05-01 |  | 1993-05-01 |  | Removed from Ground | Gas (Historical Use) | 12000 | Fiberglass | 1988-01-03 | 2017-02-10 | Double-Walled Fiberglass | Pressurized
CHEVRON #201810 | 9484 GA HWY 5 | DOUGLASVILLE | Douglas | 9048002 | 4 | [5 empty] | Removed from Ground | Diesel | 10000 | Bare Steel | 1979-01-01 | 1988-01-01 | Galvanized Steel
DOUGLASVILLE FOODMART | 9415 GA HWY 5 | DOUGLASVILLE | Douglas | 480026 | 5 |  | 1993-04-14 |  | 1993-04-14 |  | Removed from Ground | Diesel | 10000 | Fiberglass | 1981-04-24 | 2015-12-21 | Fiberglass Reinforced Plastic | Pressurized
WELCOME FOOD MART | 8391 HWY 166 | DOUGLASVILLE | Douglas | 480031 | 1 | [5 empty] | Removed from Ground | Gas (Historical Use) | 2000 | Bare Steel | 1966-04-12 | 1998-11-01 | Galvanized Steel | Suction (American)
WELCOME FOOD MART | 8391 HWY 166 | DOUGLASVILLE | Douglas | 480031 | 7 | Flapper Valve | 2021-07-06 | FALSE | 1998-12-01 | FALSE | Currently in Use | Premium | 6000 | Composite | 1998-12-01 |  | Double-Walled Fiberglass | Pressurized
POPS COUNTRY STORE | 8708 GA HWY 166 | DOUGLASVILLE | Douglas | 480067 | 4 | [5 empty] | Removed from Ground | Kerosene | 560 | Bare Steel | 1984-05-08 | 1990-05-01 | Galvanized Steel
POPS COUNTRY STORE | 8708 GA HWY 166 | DOUGLASVILLE | Douglas | 480067 | 5 | Flapper Valve | 1990-05-01 |  | 1990-05-01 |  | Removed from Ground | Gas (Historical Use) | 4000 | Cathodically Protected Steel | 1990-05-01 | 2013-05-15 | Fiberglass Reinforced Plastic | Pressurized
GRANDS #4 | 2799 CHAPEL HILL RD | DOUGLASVILLE | Douglas | 480085 | 1 | [5 empty] | Removed from Ground | Gas (Historical Use) | 10000 | Bare Steel | 1983-05-17 | 1997-04-22 | Bare Steel | Pressurized
RaceTrac #636 - Thornton Road | 656 THORNTON ROAD | DOUGLASVILLE | Douglas | 9048088 | 2 | Overfill Alarm | 1998-07-15 | FALSE | 1998-07-15 | FALSE | Currently in Use | Diesel | 12000 | Composite Double Walled | 1998-07-15 |  | Double-Walled Fiberglass | Pressurized
COUNTRY STORE | 5259 STEWART MILL RD | DOUGLASVILLE | Douglas | 9048062 | UT3 | [5 empty] | Removed from Ground | Gas (Historical Use) | 6000 | Bare Steel | 1980-08-01 | 1995-11-28 | Not Marked
MYSTIC FOOD MART | 2060 FAIRBURN RD | DOUGLASVILLE | Douglas | 9048059 | P3139849 |  | 1989-08-07 |  | 1989-08-08 |  | Removed from Ground | Gas (Historical Use) | 6000 | Epoxy | 1989-08-20 | 2005-10-27 | Fiberglass Reinforced Plastic
UNKNOWN/POSSIBLY COFERS STORE | 4325 CHAPEL HILL RD | DOUGLASVILLE | Douglas | 9048044 | 1 | [5 empty] | Removed from Ground | Gas (Historical Use) | 550 | Bare Steel | 1994-09-23 | 1994-09-23 | Bare Steel | Suction (American)
DOUGLAS COUNTY LIBRARY | 6810 SELMAN DRIVE | DOUGLASVILLE | Douglas | 9048083 | 1 | [5 empty] | Permanently Out of Use - historical purposes | Diesel | 550 | Bare Steel | 1986-01-01 | 1899-12-31 | Bare Steel | Suction (American)
LAXMI GHANESH CORPORATION | 2140 FAIRBURN RD | DOUGLASVILLE | Douglas | 9048016 | 3 | Ball Float | 1990-04-01 | FALSE | 1990-04-01 | FALSE | Currently in Use | Diesel | 10000 | Galvanic (STIP-3) | 1990-04-01 |  | Double-Walled Fiberglass | Pressurized
CHEVRON #201810 | 9484 GA HWY 5 | DOUGLASVILLE | Douglas | 9048002 | 1 | [5 empty] | Removed from Ground | Gas (Historical Use) | 10000 | Fiberglass | 1979-01-01 | 1988-01-01 | Fiberglass Reinforced Plastic | Pressurized
LALITA INC DBA ONE STOP | 4652 CHAPEL HILL RD | DOUGLASVILLE | Douglas | 48066 | 2 | Ball Float | 1995-06-01 | FALSE | 1995-06-01 | FALSE | Currently in Use | Regular | 8000 | Steel-Impressed Current | 1982-05-09 |  | Fiberglass Reinforced Plastic | Pressurized
TEXACO FOOD MART | 2022 FAIRBURN RD | DOUGLASVILLE | Douglas | 330338 | 3 | [5 empty] | Removed from Ground | Gas (Historical Use) | 4000 | Bare Steel | 1968-04-27 | 1993-10-19 | Galvanized Steel | Pressurized
GA DOT 10780 OLD HQ | CAMPGROUND RD/US 78 | DOUGLASVILLE | Douglas | 9048025 | 10780-1 | [5 empty] | Removed from Ground | Empty | 1000 | Bare Steel | 1993-03-15 | 1993-03-15 | Unknown
UNITED INVESTMENT & PROPERTIES LLC | 2198 FAIRBURN RD | DOUGLASVILLE | Douglas | 9048066 | 1 | Flapper Valve | 1998-02-01 | FALSE | 1998-02-01 | FALSE | Currently in Use | Regular | 10000 | Fiberglass | 1998-02-01 |  | Fiberglass Reinforced Plastic | Pressurized
KELLOGG EXCAVATING CO INC | 4570 DODSON DR | DOUGLASVILLE | Douglas | 9048060 | 2 |  | 1998-11-15 | FALSE | 1998-11-15 | FALSE | Removed from Ground | Diesel | 10000 | Steel-Impressed Current | 1976-08-12 | 2015-05-20 |  | Suction (American)
BENTON-GEORGIA INC | 13031 Veterans Memorial Hwy | DOUGLASVILLE | Douglas | 480054 | 1-A | Flapper Valve | 1993-10-01 | FALSE | 1993-10-01 | FALSE | Removed from Ground | Regular | 10000 | Galvanic (STIP-3) | 1993-10-01 |  | Fiberglass Reinforced Plastic | Safe Suction (Euro)
JOLLY WOLLY | 4010 BANKHEAD HWY | DOUGLASVILLE | Douglas | 480053 | 2 | Flapper Valve | 2007-07-12 | FALSE | 2007-07-12 | FALSE | Currently in Use | Diesel | 8000 | Steel-Impressed Current | 1978-05-03 |  | Steel (Impressed Current) | Pressurized
A&L VENTURE LLC | 6036 FAIRBURN RD | DOUGLASVILLE | Douglas | 480048 | 3 | [5 empty] | Permanently Out Of Use | Gas (Historical Use) | 10000 | Not Marked/Unknown | 1996-03-06 | 1996-03-06 | Not Marked
GEORGIA DEPARTMENT OF TRANSPORTATION | 1070 INDUSTRIAL ACCESS RD | DOUGLASVILLE | Douglas | 9048024 | 709G1 | [5 empty] | Removed from Ground | Gas (Historical Use) | 2000 | Cathodically Protected Steel | 1987-01-01 | 2003-11-07 | Galvanized Steel | Safe Suction (Euro)
TEXACO | 9318 GA HWY 5 | DOUGLASVILLE | Douglas | 9048007 | 2 | Ball Float | 1995-02-22 | FALSE | 1995-02-22 | FALSE | Currently in Use | Diesel | 8000 | Galvanic (STIP-3) | 1988-01-01 |  | Fiberglass Reinforced Plastic | Pressurized
WILLETT HONDA WEST/WILLETT ISUZU | 9295 GA HWY 5 | DOUGLASVILLE | Douglas | 9048082 | 1 |  |  | TRUE |  | TRUE | Removed from Ground | Used Oil | 1000 | Not Marked/Unknown | 1997-01-01 | 1997-01-01 | Not Marked
TEXACO | 9318 GA HWY 5 | DOUGLASVILLE | Douglas | 9048007 | 1 | Flapper Valve |  | FALSE | 1995-02-22 | FALSE | Currently in Use | Regular | 10000 | Galvanic (STIP-3) | 1988-01-01 |  | Fiberglass Reinforced Plastic | Pressurized
DALLAS HWY SHELL | 7620 DALLAS HWY | DOUGLASVILLE | Douglas | 9048085 | 1 | Flapper Valve | 2023-05-05 | FALSE | 1997-06-01 | FALSE | Currently in Use | Regular | 12000 | Fiberglass | 1997-06-01 |  | Double-Walled Fiberglass | Pressurized
DIAMOND MILLS | NO LOCATION GIVEN | DOUGLASVILLE | Douglas | 9048048 | 1 | [5 empty] | Removed from Ground | Gas (Historical Use) | 940 | Double Walled | 1994-04-10 | 1994-04-10 | Galvanized Steel | Safe Suction (Euro)
SPS FOOD MART | 935 DALLAS HWY | DOUGLASVILLE | Douglas | 9048061 | RU |  | 1997-01-03 | FALSE | 1997-01-03 | FALSE | Removed from Ground | Gas (Historical Use) | 10000 |  | 1981-05-03 |  |  | Suction (American)
EXXON FOOD MART | 6450 CHURCH ST | DOUGLASVILLE | Douglas | 9048070 | 2 | Ball Float | 1990-06-01 | FALSE | 1990-06-01 | FALSE | Currently in Use | Premium | 10000 | Fiberglass | 1989-01-01 |  | Fiberglass Reinforced Plastic | Pressurized
WELLSTAR DOUGLAS HOSPITAL | 8954 HOSPITAL DRIVE | DOUGLASVILLE | Douglas | 9048086 | 2 | Flapper Valve | 2005-05-13 | FALSE | 2005-05-13 | FALSE | Currently in Use | Diesel | 25000 | Epoxy Double-Walled | 2005-05-13 |  | Double-Walled Fiberglass | Pressurized
DOUGLASVILLE BP #40 | 5587 FAIRBURN RD | DOUGLASVILLE | Douglas | 4440230 | 5 | [5 empty] | Removed from Ground | Diesel | 10000 | Bare Steel | 1980-04-30 | 1899-12-31 | Galvanized Steel
BENTON-GEORGIA INC | 13031 Veterans Memorial Hwy | DOUGLASVILLE | Douglas | 480054 | 2-A | Flapper Valve | 1993-10-01 | FALSE | 1993-10-01 | FALSE | Removed from Ground | Diesel | 10000 | Galvanic (STIP-3) | 1993-10-01 |  | Fiberglass Reinforced Plastic | Safe Suction (Euro)
7773 W STRICKLAND ST | 7773 W STRICKLAND ST | DOUGLASVILLE | Douglas | 9048092 | 1 |  | 1995-10-05 |  | 1995-10-05 |  | Removed from Ground | Diesel | 10000 | Composite | 1995-10-01 | 2007-11-01 | Fiberglass Reinforced Plastic | Pressurized
GEORGIA DEPARTMENT OF TRANSPORTATION | 1070 INDUSTRIAL ACCESS RD | DOUGLASVILLE | Douglas | 9048024 | 709D1 | [5 empty] | Removed from Ground | Diesel | 1000 | Cathodically Protected Steel | 1987-01-01 | 2003-11-07 | Galvanized Steel | Safe Suction (Euro)
DALLAS HWY SHELL | 7620 DALLAS HWY | DOUGLASVILLE | Douglas | 9048085 | 3 | Flapper Valve | 2023-05-05 | FALSE | 1997-06-01 | FALSE | Currently in Use | Diesel | 6000 | Fiberglass | 1997-06-01 |  | Double-Walled Fiberglass | Pressurized
KELLOGG EXCAVATING CO INC | 4570 DODSON DR | DOUGLASVILLE | Douglas | 9048060 | 1 |  | 1998-11-15 | FALSE | 1998-11-15 | FALSE | Removed from Ground | Gas (Historical Use) | 1000 | Steel-Impressed Current | 1976-08-12 | 2015-05-20 |  | Suction (American)
OCOEE ENVIRONMENTAL SERVICES | 7930 W BANKHEAD HWY | DOUGLASVILLE | Douglas | 9048072 | 1 |  | 1995-08-06 |  | 1995-08-06 |  | Removed from Ground | Diesel | 8000 | Cathodically Protected Steel | 1995-08-06 | 2009-04-01 | Fiberglass Reinforced Plastic | Safe Suction (Euro)
RaceTrac #417 - Douglasville #2 | 9294 HWY 5 | DOUGLASVILLE | Douglas | 9048095 | 1 |  | 2000-08-01 | FALSE | 2000-08-01 | FALSE | Currently in Use | Regular | 20000 | Composite Double Walled | 2000-08-23 |  | Double-Walled Fiberglass | Pressurized
Douglas Food Mart | 12291 Veterans Memorial Hwy | DOUGLASVILLE | Douglas | 480065 | 2 | Ball Float | 1989-06-19 | FALSE | 1989-06-19 | FALSE | Temporarily out of use | Regular | 6000 | Steel-Impressed Current | 1969-05-12 |  | Fiberglass Reinforced Plastic | Pressurized
BENTON-GEORGIA INC | 13031 Veterans Memorial Hwy | DOUGLASVILLE | Douglas | 480054 | 2 | [5 empty] | Removed from Ground | Gas (Historical Use) | 8000 | Bare Steel | 1983-04-30 | 1993-08-27 | Galvanized Steel | Suction (American)
JOLLY WOLLY | 4010 BANKHEAD HWY | DOUGLASVILLE | Douglas | 480053 | 1 | Flapper Valve | 2007-07-12 | FALSE | 2007-07-12 | FALSE | Currently in Use | Regular | 10000 | Steel-Impressed Current | 1978-05-03 |  | Steel (Impressed Current) | Pressurized
CENTRAL TRANSPORT INC | 7832 BANKHEAD HWY | DOUGLASVILLE | Douglas | 480001 | 5 | [5 empty] | Removed from Ground | Diesel | 3000 | Bare Steel | 1971-01-28 | 1992-03-20 | Galvanized Steel
CENTRAL TRANSPORT INC | 7832 BANKHEAD HWY | DOUGLASVILLE | Douglas | 480001 | 7 | [5 empty] | Removed from Ground | Diesel | 3000 | Bare Steel | 1971-01-28 | 1991-05-29 | Galvanized Steel
CENTRAL TRANSPORT INC | 7832 BANKHEAD HWY | DOUGLASVILLE | Douglas | 480001 | 4 | [5 empty] | Removed from Ground | Diesel | 3000 | Bare Steel | 1971-01-28 | 1991-05-29 | Galvanized Steel
ABANDONED SERVICE STATION | 8113 -B DALLAS HWY | DOUGLASVILLE | Douglas | 9048077 | 3 | [5 empty] | Removed from Ground | Kerosene | 1000 | Bare Steel | 2001-08-08 | 2001-08-08 | Bare Steel | Pressurized
MARTY MASSEYTOWING & RECOVERY | 13161 Veterans Memorial Hwy | DOUGLASVILLE | Douglas | 9048057 | 4 | Flapper Valve | 1997-10-01 | FALSE | 1997-10-01 | FALSE | Removed from Ground | Diesel | 8000 | Composite | 1997-10-01 |  | Fiberglass Reinforced Plastic | Pressurized
DOUGLAS COUNTY SHERIFFS DEPARTME | 6840 W CHURCH STREET | DOUGLASVILLE | Douglas | 9048064 | 1 |  | 1989-01-01 | FALSE | 1989-01-01 | FALSE | Removed from Ground | Gas (Historical Use) | 10000 | Galvanic (STIP-3) | 1989-01-01 |  | Fiberglass Reinforced Plastic | Suction (American)
CIRCLE K #1882 | 5785 W STEWART MILL RD | DOUGLASVILLE | Douglas | 482000 | 2 | Flapper Valve | 1993-11-30 | FALSE | 1993-11-30 | FALSE | Currently in Use | Regular | 10000 | Fiberglass | 1987-10-01 |  | Fiberglass Reinforced Plastic | Pressurized
EXXON FOOD MART | 6450 CHURCH ST | DOUGLASVILLE | Douglas | 9048070 | 3 | Ball Float | 1990-06-01 | FALSE | 1990-06-01 | FALSE | Currently in Use | Regular | 10000 | Fiberglass | 1989-01-01 |  | Fiberglass Reinforced Plastic | Pressurized
DOUGLASVILLE SITE #22 | 8301 CEDAR MOUNTAIN RD | DOUGLASVILLE | Douglas | 9048005 | 1 |  | 1997-12-30 |  | 1997-12-30 |  | Removed from Ground | Diesel | 275 | Cathodically Protected Steel | 1986-01-01 | 2001-11-08 | Double Walled
ABANDONED SERVICE STATION | 8113 -B DALLAS HWY | DOUGLASVILLE | Douglas | 9048077 | 4 | [5 empty] | Removed from Ground | Gas (Historical Use) | 10000 | Bare Steel | 2001-08-08 | 2001-08-08 | Bare Steel | Pressurized
DOUGLASVILLE BP #40 | 5587 FAIRBURN RD | DOUGLASVILLE | Douglas | 4440230 | 3 | [5 empty] | Removed from Ground | Gas (Historical Use) | 6000 | Bare Steel | 1968-04-30 | 1899-12-31 | Galvanized Steel
PHILLIPS 66 CO #023221 | I-20 & GA HWY 5 | DOUGLASVILLE | Douglas | 480034 | 395153 |  |  | TRUE |  | TRUE | Removed from Ground | Used Oil | 550 | Bare Steel | 1966-04-27 | 1899-12-31 | Bare Steel
LIVELYS AMOCO/BURNT HICKORY AMOC | 4100 EAST BANKHEAD HWY | DOUGLASVILLE | Douglas | 480021 | 2 | [5 empty] | Removed from Ground | Gas (Historical Use) | 2000 | Bare Steel | 1971-04-25 | 1899-12-31 | Galvanized Steel
UNITED INVESTMENT & PROPERTIES LLC | 2198 FAIRBURN RD | DOUGLASVILLE | Douglas | 9048066 | 2 | Flapper Valve | 1998-02-01 | FALSE | 1998-02-01 | FALSE | Currently in Use | Diesel | 4000 | Steel-Impressed Current | 1998-02-01 |  | Fiberglass Reinforced Plastic | Pressurized
SPS FOOD MART | 935 DALLAS HWY | DOUGLASVILLE | Douglas | 9048061 | UNL+ |  | 1997-01-03 | FALSE | 1997-01-03 | FALSE | Removed from Ground | Gas (Historical Use) | 8000 |  | 1981-05-03 |  |  | Suction (American)
BEN HILL ROOFING & SIDING CO INC | 6811 W BANKHEAD HWY | DOUGLASVILLE | Douglas | 9048065 | 1 | Flapper Valve | 1988-10-12 |  | 1988-10-12 |  | Removed from Ground | Gas (Historical Use) | 2000 | Galvanic (STIP-3) | 1988-11-01 | 2012-06-29 | Galvanized Steel | Safe Suction (Euro)
JOLLY WOLLY | 4010 BANKHEAD HWY | DOUGLASVILLE | Douglas | 480053 | 3 | Flapper Valve | 2007-07-12 | FALSE | 2007-07-12 | FALSE | Currently in Use | Premium | 8000 | Steel-Impressed Current | 1978-05-03 |  | Steel (Impressed Current) | Pressurized
FAIRBURN RD CHEVRON | 5565 FAIRBURN RD | DOUGLASVILLE | Douglas | 480035 | 3 | Overfill Alarm | 1994-09-14 |  | 1994-09-14 |  | Removed from Ground | Gas (Historical Use) | 10000 | Fiberglass | 1980-05-01 | 2006-10-09 | Double-Walled Fiberglass | Pressurized
MORRIS TIRE | 6378 EAST BROAD ST | DOUGLASVILLE | Douglas | 480087 | 2 | [5 empty] | Removed from Ground | Gas (Historical Use) | 5000 | Bare Steel | 1966-06-18 | 1992-11-13 | Galvanized Steel | Suction (American)
TEXACO | 9318 GA HWY 5 | DOUGLASVILLE | Douglas | 9048007 | 3 | Flapper Valve |  | FALSE | 1995-02-22 | FALSE | Currently in Use | Premium | 8000 | Galvanic (STIP-3) | 1988-01-01 |  | Fiberglass Reinforced Plastic | Pressurized
MARTY MASSEYTOWING & RECOVERY | 13161 Veterans Memorial Hwy | DOUGLASVILLE | Douglas | 9048057 | 2 |  | 2007-03-06 | FALSE | 2007-03-06 | FALSE | Removed from Ground | Diesel | 4000 | Bare Steel | 1980-10-01 |  | Bare Steel | Pressurized
DOUGLASVILLE BP #40 | 5587 FAIRBURN RD | DOUGLASVILLE | Douglas | 4440230 | 1 |  |  | TRUE |  | TRUE | Removed from Ground | Used Oil | 550 | Bare Steel | 1968-04-30 | 1899-12-31 | Galvanized Steel
DOUGLASVILLE BP #40 | 5587 FAIRBURN RD | DOUGLASVILLE | Douglas | 4440230 | 4 | [5 empty] | Removed from Ground | Gas (Historical Use) | 6000 | Bare Steel | 1968-04-30 | 1899-12-31 | Galvanized Steel
DOUGLASVILLE BP #40 | 5587 FAIRBURN RD | DOUGLASVILLE | Douglas | 4440230 | 7 |  | 1985-01-01 |  | 1985-01-01 |  | Removed from Ground | Gas (Historical Use) | 10000 | Fiberglass | 1985-01-01 | 2006-07-06 | Fiberglass Reinforced Plastic | Pressurized
FAIRBURN RD CHEVRON | 5565 FAIRBURN RD | DOUGLASVILLE | Douglas | 480035 | 2 |  | 1994-09-14 |  | 1994-09-14 |  | Removed from Ground | Gas (Historical Use) | 10000 | Fiberglass | 1980-05-01 | 2006-10-09 | Double-Walled Fiberglass | Pressurized
CITY OF DOUGLASVILLE | 8578 CLUB DR | DOUGLASVILLE | Douglas | 480015 | 4 | Flapper Valve | 1997-11-10 | FALSE | 1997-11-10 | FALSE | Currently in Use | Diesel | 2000 | Fiberglass | 1993-07-01 |  | Fiberglass Reinforced Plastic | Pressurized
GOODYEAR ASC 2163 | 6081 FAIRBURN RD | DOUGLASVILLE | Douglas | 480072 | 1 |  |  | TRUE |  | TRUE | Removed from Ground | Used Oil | 550 | Bare Steel | 1993-04-08 | 1993-04-08 | Galvanized Steel | Gravity Fed
Douglas County Board of Education | 4040 Bankhead Hwy | DOUGLASVILLE | Douglas | 9048026 | 2 |  | 1989-01-02 | FALSE | 1989-01-02 | FALSE | Temporarily out of use | Diesel | 12000 | Fiberglass | 1989-01-02 |  | Fiberglass Reinforced Plastic | Pressurized
EXXON FOOD MART | 6450 CHURCH ST | DOUGLASVILLE | Douglas | 9048070 | 4 | Ball Float | 1990-06-01 | FALSE | 1990-06-01 | FALSE | Currently in Use | Diesel | 4000 | Fiberglass | 1989-01-01 |  | Fiberglass Reinforced Plastic | Pressurized
UNITED INVESTMENT & PROPERTIES LLC | 2198 FAIRBURN RD | DOUGLASVILLE | Douglas | 9048066 | 4 | Flapper Valve | 1998-02-01 | FALSE | 1998-02-01 | FALSE | Currently in Use | Premium | 4000 | Steel-Impressed Current | 1998-02-01 |  | Fiberglass Reinforced Plastic | Pressurized
SPS FOOD MART | 935 DALLAS HWY | DOUGLASVILLE | Douglas | 9048061 | DIESEL |  | 1997-01-03 | FALSE | 1997-01-03 | FALSE | Removed from Ground | Diesel | 8000 |  | 1981-05-03 |  |  | Suction (American)
DOUGLAS COUNTY SHERIFFS DEPARTME | 6840 W CHURCH STREET | DOUGLASVILLE | Douglas | 9048064 | 2 |  | 1998-11-01 | FALSE | 1998-11-01 | FALSE | Removed from Ground | Diesel | 500 | Steel-Impressed Current | 1986-01-01 |  | Steel (Impressed Current) | Suction (American)
PROSOURCE DISTRIBUTION SERVICES | 4276 US HWY 78 (BANKHEAD HWY) | DOUGLASVILLE | Douglas | 480056 | 1 | [5 empty] | Removed from Ground | Diesel | 12000 | Fiberglass | 1985-05-05 | 1995-03-27 | Galvanized Steel
CITY OF DOUGLASVILLE | 8578 CLUB DR | DOUGLASVILLE | Douglas | 480015 | 1 | [5 empty] | Removed from Ground | Diesel | 1000 | Marked Unknown | 1972-03-23 | 1998-11-04 | Unknown | Safe Suction (Euro)
LEWALLENS AUTO BODY SHOP | 6436 EAST BROAD ST | DOUGLASVILLE | Douglas | 480018 | 1 | [5 empty] | Removed from Ground | Gas (Historical Use) | 1000 | Bare Steel | 1970-04-25 | 1998-08-12 | Unknown
HUDSON'S AUTOMOTIVE | 6482 EAST BROAD ST | DOUGLASVILLE | Douglas | 480024 | 1 |  | 1998-05-04 |  | 1998-05-04 |  | Removed from Ground | Gas (Historical Use) | 10000 | Steel-Impressed Current | 1968-04-27 | 2004-12-09 | Fiberglass Reinforced Plastic | Pressurized
COSBY BAY SVC STA #3 | 9281 GA HWY 5 | DOUGLASVILLE | Douglas | 480071 | 5 | [5 empty] | Removed from Ground | Diesel | 6000 | Bare Steel | 1969-05-12 | 1991-11-18 | Galvanized Steel
COSBY BAY SVC STA #3 | 9281 GA HWY 5 | DOUGLASVILLE | Douglas | 480071 | 4 | [5 empty] | Removed from Ground | Gas (Historical Use) | 10000 | Bare Steel | 1976-05-10 | 1991-11-18 | Galvanized Steel
BILLY F MESSER SR | 6508 EAST BROAD ST | DOUGLASVILLE | Douglas | 480070 | 2 | [5 empty] | Permanently Out of Use - historical purposes | Empty | 1000 | Bare Steel | 1966-05-13 | 1899-12-31 | Unknown
DOUGLASVILLE CONCRETE PROD INC | 6856 WEST BROAD ST | DOUGLASVILLE | Douglas | 480092 | 2 | [5 empty] | Removed from Ground | Gas (Historical Use) | 2980 | Bare Steel | 1956-05-15 | 1899-12-31 | Galvanized Steel
WELLSTAR DOUGLAS HOSPITAL | 8954 HOSPITAL DRIVE | DOUGLASVILLE | Douglas | 9048086 | 1 |  | 1997-11-21 |  | 1997-11-21 |  | Removed from Ground | Diesel | 2000 | Cathodically Protected Steel | 1983-06-01 | 2012-01-01 | Cathodically Protected
MARTY MASSEYTOWING & RECOVERY | 13161 Veterans Memorial Hwy | DOUGLASVILLE | Douglas | 9048057 | 3 | Flapper Valve | 1997-10-01 | FALSE | 1997-10-01 | FALSE | Removed from Ground | Diesel | 8000 | Composite | 1997-10-01 |  | Fiberglass Reinforced Plastic | Pressurized
CIRCLE K #1882 | 5785 W STEWART MILL RD | DOUGLASVILLE | Douglas | 482000 | 3 | Ball Float | 1993-11-30 | FALSE | 1993-11-30 | FALSE | Currently in Use | Premium | 10000 | Fiberglass | 1987-10-01 |  | Fiberglass Reinforced Plastic | Pressurized
SHREE GANESH FOOD & GAS LLC | 7826 VILLAGE ENTRANCE RD | DOUGLASVILLE | Douglas | 480043 | 1 | Ball Float | 1996-01-01 | FALSE | 1996-01-01 | FALSE | Currently in Use | Regular | 10000 | Steel-Impressed Current | 1983-04-01 |  |  | Pressurized
PHILLIPS 66 CO #023221 | I-20 & GA HWY 5 | DOUGLASVILLE | Douglas | 480034 | 395158 | [5 empty] | Removed from Ground | Gas (Historical Use) | 8000 | Bare Steel | 1966-04-27 | 1899-12-31 | Bare Steel
QUIK THRIFT #281 | 2818 FAIRBURN RD | DOUGLASVILLE | Douglas | 480017 | 1 |  | 1996-06-01 |  | 1996-06-01 |  | Removed from Ground | Gas (Historical Use) | 8000 | Galvanic (STIP-3) | 1986-04-15 | 1999-10-01 | Cathodically Protected | Pressurized
LEWALLENS AUTO BODY SHOP | 6436 EAST BROAD ST | DOUGLASVILLE | Douglas | 480018 | 2 | [5 empty] | Removed from Ground | Other | 500 | Bare Steel | 1970-04-25 | 1991-01-01 | Unknown
YOUNG REFINING CORP | 7982 HUEY RD | DOUGLASVILLE | Douglas | 480039 | 1 | [5 empty] | Removed from Ground | Gas (Historical Use) | 1000 | Bare Steel | 1956-04-29 | 1993-03-09 | Bare Steel
FAIRBURN RD CHEVRON | 5565 FAIRBURN RD | DOUGLASVILLE | Douglas | 480035 | 5 | Overfill Alarm |  | TRUE | 1994-09-14 | TRUE | Removed from Ground | Used Oil | 1000 | Fiberglass | 1992-09-08 | 2006-10-10 | Double-Walled Fiberglass | Gravity Fed
FAIRBURN RD CHEVRON | 5565 FAIRBURN RD | DOUGLASVILLE | Douglas | 480035 | 4 |  |  | TRUE |  | TRUE | Removed from Ground | Used Oil | 550 | Bare Steel | 1992-09-01 | 1992-09-01 | Galvanized Steel
R&R SUPERETTE | 13001 VETERANS MEMORIAL HIGHWAY | DOUGLASVILLE | Douglas | 480009 | 2 | Flapper Valve | 1996-08-22 | FALSE | 1996-08-22 | FALSE | Currently in Use | Premium | 10000 |  | 1980-01-01 |  |  | Pressurized
CITY OF DOUGLASVILLE | 8578 CLUB DR | DOUGLASVILLE | Douglas | 480015 | 2 | [5 empty] | Removed from Ground | Gas (Historical Use) | 2000 | Marked Unknown | 1972-03-23 | 1998-11-04 | Unknown | Safe Suction (Euro)
HUDSON'S AUTOMOTIVE | 6482 EAST BROAD ST | DOUGLASVILLE | Douglas | 480024 | 4 |  |  | TRUE |  | TRUE | Removed from Ground | Used Oil | 550 | Bare Steel | 1968-04-27 | 2004-12-09 | Galvanized Steel
MORRIS TIRE | 6378 EAST BROAD ST | DOUGLASVILLE | Douglas | 480087 | 3 | [5 empty] | Removed from Ground | Gas (Historical Use) | 2500 | Bare Steel | 1966-06-18 | 1992-11-13 | Galvanized Steel | Suction (American)
DOUGLAS COUNTY BOARD OF EDUCATION | 8329 DURELEE LN | DOUGLASVILLE | Douglas | 480002 | 5 | Ball Float | 1996-07-22 | FALSE | 1996-07-22 | FALSE | Currently in Use | Diesel | 10000 | Composite | 1996-07-22 |  | Fiberglass Reinforced Plastic | Pressurized
DOUGLAS COUNTY BOARD OF EDUCATION | 8329 DURELEE LN | DOUGLASVILLE | Douglas | 480002 | 4 | Ball Float | 1996-07-22 | FALSE | 1996-07-22 | FALSE | Currently in Use | Regular | 10000 | Composite | 1996-07-22 |  | Fiberglass Reinforced Plastic | Pressurized
CHEVRON FOOD MART | 5040 HWY 5 | DOUGLASVILLE | Douglas | 10000317 | 1 | Ball Float | 2002-10-25 | FALSE | 2002-10-25 | FALSE | Currently in Use | Regular | 12000 | Fiberglass | 2002-08-16 |  | Double-Walled Fiberglass | Pressurized
EXXON FOOD STORE | 11517 Veterans Memorial Hwy | DOUGLASVILLE | Douglas | 10000203 | 2 | Ball Float | 2002-06-06 | FALSE | 2002-06-06 | FALSE | Currently in Use | Premium | 12000 | Fiberglass | 2002-06-06 |  | Double-Walled Fiberglass | Pressurized
MURPHY USA #7548 | 1098 THORNTON RD | LITHIA SPRINGS | Douglas | 10002427 | 2B | Flapper Valve | 2015-04-10 | FALSE |  | FALSE | Currently in Use | Premium | 8000 | Fiberglass Double Walled | 2015-02-10 |  | Double-Walled Fiberglass | Pressurized
BILLY F MESSER SR | 6508 EAST BROAD ST | DOUGLASVILLE | Douglas | 480070 | 3 | [5 empty] | Permanently Out of Use - historical purposes | Empty | 1000 | Bare Steel | 1966-05-13 | 1899-12-31 | Unknown
FLEET OIL #208 | 7286 BROAD ST | DOUGLASVILLE | Douglas | 480075 | 7 | [5 empty] | Removed from Ground | Kerosene | 1120 | Bare Steel | 1966-05-13 | 1999-06-18 | Galvanized Steel
BENTON-GEORGIA INC | 13031 Veterans Memorial Hwy | DOUGLASVILLE | Douglas | 480054 | 1 | [5 empty] | Removed from Ground | Diesel | 15000 | Bare Steel | 1976-05-01 | 1993-08-27 | Galvanized Steel | Suction (American)
RALPH'S ECONOFLASH | 12831 VETERANS MEMORIAL HIGHWAY (FMR 7306 BANKHEAD HWY) | DOUGLASVILLE | Douglas | 480051 | 2 | Ball Float | 1997-04-01 | FALSE | 1997-04-01 | FALSE | Currently in Use | Premium | 6000 | Steel-Impressed Current | 1984-05-01 |  |  | Pressurized
QUIK THRIFT #281 | 2818 FAIRBURN RD | DOUGLASVILLE | Douglas | 480017 | 2 |  | 1996-06-06 |  | 1996-06-01 |  | Removed from Ground | Gas (Historical Use) | 8000 | Galvanic (STIP-3) | 1986-04-15 | 1999-10-01 | Cathodically Protected | Pressurized
LEWALLENS AUTO BODY SHOP | 6436 EAST BROAD ST | DOUGLASVILLE | Douglas | 480018 | 3 | [5 empty] | Removed from Ground | Other | 500 | Bare Steel | 1970-04-25 | 1991-01-01 | Unknown
COSBY BAY SVC STA #3 | 9281 GA HWY 5 | DOUGLASVILLE | Douglas | 480071 | 7 | [5 empty] | Removed from Ground | Kerosene | 10000 | Bare Steel | 1966-05-13 | 1991-11-18 | Galvanized Steel
COSBY BAY SVC STA #3 | 9281 GA HWY 5 | DOUGLASVILLE | Douglas | 480071 | 1 | [5 empty] | Removed from Ground | Gas (Historical Use) | 4000 | Bare Steel | 1964-05-13 | 1991-11-18 | Galvanized Steel
MCI | 4351 INDUSTRIAL ACCESS RD | DOUGLASVILLE | Douglas | 480074 | 3 | [5 empty] | Removed from Ground | Diesel | 1000 | Bare Steel | 1991-09-19 | 1991-09-19 | Bare Steel
FLEET OIL #208 | 7286 BROAD ST | DOUGLASVILLE | Douglas | 480075 | 4 | [5 empty] | Removed from Ground | Gas (Historical Use) | 4000 | Bare Steel | 1966-05-13 | 1999-06-18 | Galvanized Steel
FLEET OIL #208 | 7286 BROAD ST | DOUGLASVILLE | Douglas | 480075 | 5 | [5 empty] | Removed from Ground | Gas (Historical Use) | 3000 | Bare Steel | 1966-05-13 | 1999-06-18 | Galvanized Steel
DOUGLASVILLE CONCRETE PROD INC | 6856 WEST BROAD ST | DOUGLASVILLE | Douglas | 480092 | 1 | [5 empty] | Removed from Ground | Gas (Historical Use) | 2980 | Bare Steel | 1956-05-15 | 1899-12-31 | Galvanized Steel
A&L VENTURE LLC | 6036 FAIRBURN RD | DOUGLASVILLE | Douglas | 480048 | 1 |  | 1994-12-03 |  | 1994-12-03 |  | Removed from Ground | Gas (Historical Use) | 10000 | Steel-Impressed Current | 1976-04-01 | 2013-10-19 | Fiberglass Reinforced Plastic | Pressurized
SHREE GANESH FOOD & GAS LLC | 7826 VILLAGE ENTRANCE RD | DOUGLASVILLE | Douglas | 480043 | 2 | Ball Float | 1996-01-01 | FALSE | 1996-01-01 | FALSE | Currently in Use | Regular | 6000 | Steel-Impressed Current | 1983-04-01 |  |  | Pressurized
SHELL FOOD MART | 5652 FAIRBURN RD | DOUGLASVILLE | Douglas | 480041 | 2 | Ball Float | 1995-09-01 | FALSE | 1991-01-01 | FALSE | Currently in Use | Regular | 10000 | Fiberglass | 1983-04-30 |  | Fiberglass Reinforced Plastic | Pressurized
PHILLIPS 66 CO #023221 | I-20 & GA HWY 5 | DOUGLASVILLE | Douglas | 480034 | 395160 | [5 empty] | Removed from Ground | Gas (Historical Use) | 8000 | Bare Steel | 1966-04-27 | 1899-12-31 | Bare Steel
MURPHY USA #7548 | 1098 THORNTON RD | LITHIA SPRINGS | Douglas | 10002427 | 2B | Flapper Valve | 2015-04-10 | FALSE |  | FALSE | Currently in Use | Premium | 8000 | Fiberglass Double Walled | 2015-02-10 |  | Double-Walled Fiberglass | Pressurized
MURPHY USA #7548 | 1098 THORNTON RD | LITHIA SPRINGS | Douglas | 10002427 | 2B | Flapper Valve | 2015-04-10 | FALSE |  | FALSE | Currently in Use | Premium | 8000 | Fiberglass Double Walled | 2015-02-10 |  | Double-Walled Fiberglass | Pressurized
MURPHY USA #7548 | 1098 THORNTON RD | LITHIA SPRINGS | Douglas | 10002427 | 2B | Flapper Valve | 2015-04-10 | FALSE |  | FALSE | Currently in Use | Premium | 8000 | Fiberglass Double Walled | 2015-02-10 |  | Double-Walled Fiberglass | Pressurized
TURNERS STORE AND BBQ | 1451 SIX FLAGS ROAD | LITHIA SPRINGS | Douglas | 10001437 | 1 |  |  | FALSE |  | FALSE | Removed from Ground | Gas (Historical Use) | 0 | Unknown |  | 1899-12-31 | Unknown
MILLER'S SERVICE STATION | 6910 WEST BROAD ST | DOUGLASVILLE | Douglas | 480100 | 3 | [5 empty] | Removed from Ground | Gas (Historical Use) | 6000 | Bare Steel | 1962-05-14 | 1989-07-01 | Galvanized Steel
7773 W STRICKLAND ST | 7773 W STRICKLAND ST | DOUGLASVILLE | Douglas | 9048092 | 3 |  | 1995-10-05 |  | 1995-10-05 |  | Removed from Ground | Gas (Historical Use) | 1500 | Composite | 1995-10-01 | 2007-11-01 | Fiberglass Reinforced Plastic | Pressurized
Douglas Food Mart | 12291 Veterans Memorial Hwy | DOUGLASVILLE | Douglas | 480065 | 1 | Ball Float | 1989-06-19 | FALSE | 1989-06-19 | FALSE | Currently in Use | Diesel | 3000 | Steel-Impressed Current | 1969-05-12 |  | Fiberglass Reinforced Plastic | Pressurized
RALPH'S ECONOFLASH | 12831 VETERANS MEMORIAL HIGHWAY (FMR 7306 BANKHEAD HWY) | DOUGLASVILLE | Douglas | 480051 | 1 | Ball Float | 1997-04-01 | FALSE | 1997-04-01 | FALSE | Currently in Use | Regular | 8000 | Steel-Impressed Current | 1984-05-01 |  |  | Pressurized
MCI | 4351 INDUSTRIAL ACCESS RD | DOUGLASVILLE | Douglas | 480074 | 1 | Overfill Alarm | 1992-01-01 | FALSE | 1992-01-01 | FALSE | Currently in Use | Diesel | 10000 | Fiberglass | 1992-01-01 |  | Double-Walled Flex | Suction (American)
KROGER GA-391 | 8501 HOSPITAL DR | DOUGLASVILLE | Douglas | 10001722 | 2B-120444 | Overfill Alarm | 2009-05-07 | FALSE | 2009-06-15 | FALSE | Currently in Use | Premium | 8000 | Fiberglass Double Walled | 2009-04-09 |  | Double-Walled Flex | Pressurized
Om Shiv Ganesh LLC | 2626 SKYVIEW DR | LITHIA SPRINGS | Douglas | 10000248 | 2 | Ball Float | 2002-06-14 | FALSE | 2002-06-14 | FALSE | Currently in Use | Premium | 12000 | Fiberglass | 2002-06-14 |  | Double-Walled Fiberglass | Pressurized
TEXACO FOOD MART | 1374 LEE RD & I-20 | LITHIA SPRINGS | Douglas | 480025 | 1 | [5 empty] | Removed from Ground | Gas (Historical Use) | 10000 | Cathodically Protected Steel | 1969-04-27 | 1990-07-24 | Galvanized Steel
TEXACO FOOD MART | 1374 LEE RD & I-20 | LITHIA SPRINGS | Douglas | 480025 | 4 |  |  | TRUE |  | TRUE | Removed from Ground | Used Oil | 550 | Cathodically Protected Steel | 1969-04-27 | 1990-07-24 | Galvanized Steel
TEXACO FOOD MART | 1374 LEE RD & I-20 | LITHIA SPRINGS | Douglas | 480025 | 7 | Ball Float | 2001-12-14 |  | 2001-12-14 |  | Removed from Ground | Diesel | 15000 | Composite | 2001-12-14 | 2012-08-16 | Double Walled | Pressurized
VALERO FOOD | 3984 BANKHEAD HWY | LITHIA SPRINGS | Douglas | 9048058 | 2UL |  | 1994-11-01 | FALSE | 1994-11-01 | FALSE | Currently in Use | Gas (Historical Use) | 10000 |  | 1994-11-01 |  |  | Pressurized
PHILLIPS 66 CO #023221 | I-20 & GA HWY 5 | DOUGLASVILLE | Douglas | 480034 | 460273 | [5 empty] | Removed from Ground | Gas (Historical Use) | 8068 | Fiberglass | 1974-04-25 | 1899-12-31 | Unknown
COSBY BAY SVC STA #3 | 9281 GA HWY 5 | DOUGLASVILLE | Douglas | 480071 | 3 | [5 empty] | Removed from Ground | Gas (Historical Use) | 6000 | Bare Steel | 1969-05-12 | 1991-11-18 | Galvanized Steel
MORRIS TIRE | 6378 EAST BROAD ST | DOUGLASVILLE | Douglas | 480087 | 1 | [5 empty] | Removed from Ground | Gas (Historical Use) | 5000 | Bare Steel | 1966-06-18 | 1992-11-13 | Galvanized Steel | Suction (American)
DOUGLASVILLE CONCRETE PROD INC | 6856 WEST BROAD ST | DOUGLASVILLE | Douglas | 480092 | 3 | [5 empty] | Removed from Ground | Gas (Historical Use) | 2980 | Bare Steel | 1956-05-15 | 1899-12-31 | Galvanized Steel
DOUGLAS COUNTY VEHICLE MAINT | 8251 CHICAGO AVE | DOUGLASVILLE | Douglas | 480088 | 3 | Flapper Valve | 1998-08-01 | FALSE | 1998-08-01 | FALSE | Currently in Use | Regular | 12000 | Steel-Impressed Current | 1981-06-13 |  | Steel (Impressed Current) | Pressurized
DOUGLAS COUNTY BOARD OF EDUCATION | 8329 DURELEE LN | DOUGLASVILLE | Douglas | 480002 | 3 |  |  | FALSE |  | FALSE | Removed from Ground | Diesel | 10000 | Bare Steel | 1983-12-10 | 1997-12-01 | Galvanized Steel | Suction (American)
CHEVRON FOOD MART | 5040 HWY 5 | DOUGLASVILLE | Douglas | 10000317 | 2 | Ball Float | 2002-10-25 | FALSE | 2002-10-25 | FALSE | Currently in Use | Premium | 12000 | Fiberglass Double Walled | 2002-10-25 |  | Double-Walled Fiberglass | Pressurized
FORMER CHEVRON | 4244 DALLAS HIGHWAY | DOUGLASVILLE | Douglas | 10001382 | 3 |  |  | FALSE |  | FALSE | Removed from Ground | Gas (Historical Use) | 1000 | Unknown | 2007-06-12 | 2007-06-12 | Unknown
MURPHY USA #7548 | 1098 THORNTON RD | LITHIA SPRINGS | Douglas | 10002427 | 2A | Flapper Valve | 2015-04-10 | FALSE |  | FALSE | Currently in Use | Diesel | 12000 | Fiberglass Double Walled | 2015-02-10 |  | Double-Walled Fiberglass | Pressurized
MURPHY USA #7548 | 1098 THORNTON RD | LITHIA SPRINGS | Douglas | 10002427 | 2A | Flapper Valve | 2015-04-10 | FALSE |  | FALSE | Currently in Use | Diesel | 12000 | Fiberglass Double Walled | 2015-02-10 |  | Double-Walled Fiberglass | Pressurized
MURPHY USA #7548 | 1098 THORNTON RD | LITHIA SPRINGS | Douglas | 10002427 | 2A | Flapper Valve | 2015-04-10 | FALSE |  | FALSE | Currently in Use | Diesel | 12000 | Fiberglass Double Walled | 2015-02-10 |  | Double-Walled Fiberglass | Pressurized
MURPHY USA #7548 | 1098 THORNTON RD | LITHIA SPRINGS | Douglas | 10002427 | 2A | Flapper Valve | 2015-04-10 | FALSE |  | FALSE | Currently in Use | Diesel | 12000 | Fiberglass Double Walled | 2015-02-10 |  | Double-Walled Fiberglass | Pressurized
MARTY MASSEYTOWING & RECOVERY | 13161 Veterans Memorial Hwy | DOUGLASVILLE | Douglas | 9048057 | 1 |  | 2007-03-06 | FALSE | 2007-03-06 | FALSE | Removed from Ground | Diesel | 8000 | Bare Steel | 1981-01-01 |  | Bare Steel | Pressurized
7773 W STRICKLAND ST | 7773 W STRICKLAND ST | DOUGLASVILLE | Douglas | 9048092 | 2 |  | 1995-10-05 |  | 1995-10-05 |  | Removed from Ground | Diesel | 10000 | Composite | 1995-10-01 | 2007-11-01 | Fiberglass Reinforced Plastic | Pressurized
DOUGLASVILLE BP #40 | 5587 FAIRBURN RD | DOUGLASVILLE | Douglas | 4440230 | 8 |  | 1985-01-01 |  | 1985-01-01 |  | Removed from Ground | Gas (Historical Use) | 10000 | Fiberglass | 1985-01-01 | 2006-07-06 | Fiberglass Reinforced Plastic | Pressurized
DOUGLASVILLE BP #40 | 5587 FAIRBURN RD | DOUGLASVILLE | Douglas | 4440230 | 2 | [5 empty] | Removed from Ground | Gas (Historical Use) | 6000 | Fiberglass | 1968-04-30 | 1899-12-31 | Cathodically Protected | Pressurized
FAIRBURN RD CHEVRON | 5565 FAIRBURN RD | DOUGLASVILLE | Douglas | 480035 | 1 | Overfill Alarm | 1994-09-14 |  | 1994-09-14 |  | Removed from Ground | Gas (Historical Use) | 10000 | Fiberglass | 1980-05-01 | 2006-10-09 | Double-Walled Fiberglass | Pressurized
GA CONCRETE PROD INC/ALLIED READ | 6611 WEST BANKHEAD HWY | DOUGLASVILLE | Douglas | 480077 | 3 | [5 empty] | Removed from Ground | Diesel | 0 | Bare Steel | 1989-06-01 | 1989-06-01 | Galvanized Steel
KROGER GA-376 | 630 THORNTON RD | LITHIA SPRINGS | Douglas | 10000640 | 1A | Flapper Valve | 2004-05-06 | FALSE | 2004-05-06 | FALSE | Currently in Use | Regular | 20000 | Fiberglass Double Walled | 2004-04-27 |  | Double-Walled Flex | Pressurized
Om Shiv Ganesh LLC | 2626 SKYVIEW DR | LITHIA SPRINGS | Douglas | 10000248 | 3 | Ball Float | 2002-06-14 | FALSE | 2002-06-14 | FALSE | Currently in Use | Diesel | 12000 | Fiberglass | 2002-06-14 |  | Double-Walled Fiberglass | Pressurized
TEXACO FOOD MART | 1374 LEE RD & I-20 | LITHIA SPRINGS | Douglas | 480025 | 6 | Ball Float | 2001-12-14 |  | 2001-12-14 |  | Removed from Ground | Gas (Historical Use) | 12000 | Composite | 2001-12-14 | 2012-08-16 | Double Walled | Pressurized
DOUGLASVILLE CONCRETE PROD INC | 6856 WEST BROAD ST | DOUGLASVILLE | Douglas | 480092 | 4 | [5 empty] | Removed from Ground | Kerosene | 560 | Bare Steel | 1956-05-15 | 1899-12-31 | Galvanized Steel
DOUGLAS COUNTY VEHICLE MAINT | 8251 CHICAGO AVE | DOUGLASVILLE | Douglas | 480088 | 5 |  | 1998-08-01 | FALSE | 1998-08-01 | FALSE | Temporarily out of use | Kerosene | 250 | Fiberglass | 1986-01-01 |  | Fiberglass Reinforced Plastic | Pressurized
DOUGLAS COUNTY VEHICLE MAINT | 8251 CHICAGO AVE | DOUGLASVILLE | Douglas | 480088 | 4 | Flapper Valve | 1998-09-01 | FALSE | 1998-09-01 | FALSE | Currently in Use | Diesel | 10000 | Steel-Impressed Current | 1981-06-13 |  | Steel (Impressed Current) | Pressurized
QUIKTRIP #808 | 2042 FAIRBURN RD | DOUGLASVILLE | Douglas | 10000378 | 3 | Flapper Valve | 2003-01-01 | FALSE | 2003-01-01 | FALSE | Currently in Use | Premium | 12000 | Fiberglass Double Walled | 2002-12-01 |  | Double-Walled Flex | Pressurized
CHEVRON FOOD MART | 8279 CHICAGO AVE | DOUGLASVILLE | Douglas | 10000379 | 2 | Ball Float | 2003-02-10 | FALSE | 2003-02-10 | FALSE | Currently in Use | Premium | 12000 | Fiberglass | 2003-02-07 |  | Double-Walled Fiberglass | Pressurized
KING'S OIL #367 | 870 HWY 92 N STE A | DOUGLASVILLE | Douglas | 10000815 | 1 | Ball Float | 2004-10-20 | FALSE | 2004-10-20 | FALSE | Currently in Use | Regular | 12000 | Fiberglass | 2004-10-20 |  | Fiberglass Reinforced Plastic | Pressurized
KING'S OIL #367 | 870 HWY 92 N STE A | DOUGLASVILLE | Douglas | 10000815 | 2B | Ball Float | 2004-10-20 | FALSE | 2004-10-20 | FALSE | Currently in Use | Diesel | 4000 | Fiberglass | 2004-10-20 |  | Fiberglass Reinforced Plastic | Pressurized
FORMER CHEVRON | 4244 DALLAS HIGHWAY | DOUGLASVILLE | Douglas | 10001382 | 1 |  |  | FALSE |  | FALSE | Removed from Ground | Gas (Historical Use) | 1000 | Unknown | 2007-06-12 | 2007-06-12 | Unknown
BENTON-GEORGIA INC | 13031 Veterans Memorial Hwy | DOUGLASVILLE | Douglas | 480054 | 3 | [5 empty] | Removed from Ground | Other | 5000 | Bare Steel | 1976-05-01 | 1993-08-27 | Galvanized Steel | Suction (American)
SHELL FOOD MART | 5652 FAIRBURN RD | DOUGLASVILLE | Douglas | 480041 | 3 | Ball Float | 1995-09-01 | FALSE | 1991-01-01 | FALSE | Currently in Use | Premium | 10000 | Fiberglass | 1983-04-30 |  | Fiberglass Reinforced Plastic | Pressurized
LIVELYS AMOCO/BURNT HICKORY AMOC | 4100 EAST BANKHEAD HWY | DOUGLASVILLE | Douglas | 480021 | 3 | [5 empty] | Removed from Ground | Gas (Historical Use) | 2000 | Bare Steel | 1971-04-25 | 1899-12-31 | Galvanized Steel
COSBY BAY SVC STA #3 | 9281 GA HWY 5 | DOUGLASVILLE | Douglas | 480071 | 2 | [5 empty] | Removed from Ground | Gas (Historical Use) | 6000 | Bare Steel | 1969-05-12 | 1991-11-18 | Galvanized Steel
FLEET OIL #208 | 7286 BROAD ST | DOUGLASVILLE | Douglas | 480075 | 8 |  |  | TRUE |  | TRUE | Removed from Ground | Used Oil | 560 | Bare Steel | 1966-05-13 | 1999-06-18 | Galvanized Steel
FLEET OIL #208 | 7286 BROAD ST | DOUGLASVILLE | Douglas | 480075 | 6 | [5 empty] | Removed from Ground | Gas (Historical Use) | 3000 | Bare Steel | 1966-05-13 | 1999-06-18 | Galvanized Steel
GA CONCRETE PROD INC/ALLIED READ | 6611 WEST BANKHEAD HWY | DOUGLASVILLE | Douglas | 480077 | 1 | [5 empty] | Removed from Ground | Diesel | 0 | Bare Steel | 1979-05-10 | 1989-06-01 | Galvanized Steel
MILLER'S SERVICE STATION | 6910 WEST BROAD ST | DOUGLASVILLE | Douglas | 480100 | 6 |  | 1989-05-24 |  | 1989-05-24 |  | Removed from Ground | Diesel | 10000 | Cathodically Protected Steel | 1985-05-08 | 2000-05-01 | Galvanized Steel | Pressurized
DOUGLAS COUNTY VEHICLE MAINT | 8251 CHICAGO AVE | DOUGLASVILLE | Douglas | 480088 | 2 |  |  | FALSE |  | FALSE | Removed from Ground | Gas (Historical Use) | 2000 | Bare Steel | 1971-06-16 | 1998-01-01 | Galvanized Steel
FORMER CHEVRON | 4244 DALLAS HIGHWAY | DOUGLASVILLE | Douglas | 10001382 | 2 |  |  | FALSE |  | FALSE | Removed from Ground | Gas (Historical Use) | 1500 | Unknown | 2007-06-12 | 2007-06-12 | Unknown
QUIKTRIP #720 | 611 THORNTON RD | LITHIA SPRINGS | Douglas | 9048100 | 1 | Ball Float | 2001-08-01 | FALSE | 2001-08-01 | FALSE | Currently in Use | Regular | 20000 | Fiberglass Double Walled | 2001-06-01 |  | Double-Walled Flex | Pressurized
UNITED INVESTMENT & PROPERTIES LLC | 2198 FAIRBURN RD | DOUGLASVILLE | Douglas | 9048066 | 3 | Flapper Valve | 1998-02-01 | FALSE | 1998-02-01 | FALSE | Currently in Use | Premium | 4000 | Steel-Impressed Current | 1998-02-01 |  | Fiberglass Reinforced Plastic | Pressurized
PARKWAY MEDICAL CENTER | 1000 THORNTON RD | LITHIA SPRINGS | Douglas | 480008 | 1 | [5 empty] | Removed from Ground | Diesel | 4164 | Bare Steel | 1973-03-06 | 1996-10-01 | Cathodically Protected
ABANDONED SERVICE STATION | 8113 -B DALLAS HWY | DOUGLASVILLE | Douglas | 9048077 | 2 | [5 empty] | Removed from Ground | Gas (Historical Use) | 4000 | Bare Steel | 2001-08-08 | 2001-08-08 | Bare Steel | Pressurized
HARDEE'S | 5592 FAIRBURN RD | DOUGLASVILLE | Douglas | 9048081 | 0 | [5 empty] | Removed from Ground | Gas (Historical Use) | 0 | Not Marked/Unknown | 1984-01-01 | 1984-01-01 | Not Marked
DOUGLAS COUNTY SHERIFFS DEPARTME | 6840 W CHURCH STREET | DOUGLASVILLE | Douglas | 9048064 | 3 |  | 1998-11-01 | FALSE | 1998-11-01 | FALSE | Removed from Ground | Diesel | 500 | Steel-Impressed Current | 1982-04-10 |  | Steel (Impressed Current) | Suction (American)
WAYNE DAVIS CONCRETE | 2481 Bright Star Rd | DOUGLASVILLE | Douglas | 9048091 | 1 | Flapper Valve | 1999-09-03 | FALSE | 1999-09-03 | FALSE | Currently in Use | Diesel | 12000 | Fiberglass | 1999-08-31 |  | Double-Walled Flex | Pressurized
RaceTrac #417 - Douglasville #2 | 9294 HWY 5 | DOUGLASVILLE | Douglas | 9048095 | 3 |  | 2000-08-01 | FALSE | 2000-08-01 | FALSE | Currently in Use | Premium | 12000 | Composite Double Walled | 2000-08-23 |  | Double-Walled Fiberglass | Pressurized
WICKES LUMBER CO | 4366 BANKHEAD HWY | DOUGLASVILLE | Douglas | 480046 | 1 | [5 empty] | Closed in Ground | Gas (Historical Use) | 1000 | Bare Steel | 1967-04-26 | 1988-12-14 | Bare Steel
HUDSON'S AUTOMOTIVE | 6482 EAST BROAD ST | DOUGLASVILLE | Douglas | 480024 | 2 |  | 1998-05-04 |  | 1998-05-04 |  | Removed from Ground | Gas (Historical Use) | 10000 | Steel-Impressed Current | 1968-04-27 | 2004-12-09 | Fiberglass Reinforced Plastic | Pressurized
FLEET OIL #208 | 7286 BROAD ST | DOUGLASVILLE | Douglas | 480075 | 2 | [5 empty] | Removed from Ground | Gas (Historical Use) | 10000 | Bare Steel | 1966-05-13 | 1999-06-18 | Galvanized Steel
BETTCO AMOCO #1 | 6462 EAST BROAD ST | DOUGLASVILLE | Douglas | 9022056 | 2 | Flapper Valve |  | FALSE | 1995-05-01 | FALSE | Currently in Use | Premium | 8000 | Steel-Impressed Current | 1984-06-01 |  | Steel (Impressed Current) | Pressurized
MURPHY USA #7548 | 1098 THORNTON RD | LITHIA SPRINGS | Douglas | 10002427 | 1 | Flapper Valve | 2015-04-10 | FALSE |  | FALSE | Currently in Use | Regular | 20000 | Fiberglass Double Walled | 2015-02-10 |  | Double-Walled Fiberglass | Pressurized
MURPHY USA #7548 | 1098 THORNTON RD | LITHIA SPRINGS | Douglas | 10002427 | 1 | Flapper Valve | 2015-04-10 | FALSE |  | FALSE | Currently in Use | Regular | 20000 | Fiberglass Double Walled | 2015-02-10 |  | Double-Walled Fiberglass | Pressurized
DOUGLASVILLE BP #40 | 5587 FAIRBURN RD | DOUGLASVILLE | Douglas | 4440230 | 6 |  | 1985-01-01 |  | 1985-01-01 |  | Removed from Ground | Gas (Historical Use) | 10000 | Fiberglass | 1985-01-01 | 2006-07-06 | Fiberglass Reinforced Plastic | Pressurized
CIRCLE K #1882 | 5785 W STEWART MILL RD | DOUGLASVILLE | Douglas | 482000 | 1 | Ball Float | 1993-11-30 | FALSE | 1993-11-30 | FALSE | Currently in Use | Diesel | 10000 | Fiberglass | 1987-10-01 |  | Fiberglass Reinforced Plastic | Pressurized
QUIK THRIFT #281 | 2818 FAIRBURN RD | DOUGLASVILLE | Douglas | 480017 | 3 |  | 1996-06-01 |  | 1996-06-01 |  | Removed from Ground | Gas (Historical Use) | 6000 | Galvanic (STIP-3) | 1985-04-15 | 1999-10-01 | Cathodically Protected | Pressurized
LIVELYS AMOCO/BURNT HICKORY AMOC | 4100 EAST BANKHEAD HWY | DOUGLASVILLE | Douglas | 480021 | 1 | [5 empty] | Removed from Ground | Gas (Historical Use) | 2000 | Bare Steel | 1971-04-25 | 1899-12-31 | Galvanized Steel
MCI | 4351 INDUSTRIAL ACCESS RD | DOUGLASVILLE | Douglas | 480074 | 2 | [5 empty] | Removed from Ground | Diesel | 6000 | Bare Steel | 1984-05-07 | 1992-02-03 | Bare Steel | Suction (American)
MILLER'S SERVICE STATION | 6910 WEST BROAD ST | DOUGLASVILLE | Douglas | 480100 | 5 |  | 1989-05-24 |  | 1989-05-24 |  | Removed from Ground | Gas (Historical Use) | 10000 | Galvanic (STIP-3) | 1985-05-08 | 2000-05-01 | Cathodically Protected | Pressurized
QUIKTRIP #808 | 2042 FAIRBURN RD | DOUGLASVILLE | Douglas | 10000378 | 4A |  | 2015-01-30 | FALSE | 2015-01-30 | FALSE | Temporarily out of use |  | 10000 | Fiberglass Double Walled | 2015-01-22 |  | Double-Walled Flex | Pressurized
CHEVRON FOOD MART | 8279 CHICAGO AVE | DOUGLASVILLE | Douglas | 10000379 | 3 | Ball Float | 2003-02-10 | FALSE | 2003-02-10 | FALSE | Currently in Use | Diesel | 12000 | Fiberglass | 2003-02-07 |  | Double-Walled Fiberglass | Pressurized
KING'S OIL #367 | 870 HWY 92 N STE A | DOUGLASVILLE | Douglas | 10000815 | 2A | Ball Float | 2004-10-20 | FALSE | 2004-10-20 | FALSE | Currently in Use | Premium | 8000 | Fiberglass | 2004-10-20 |  | Fiberglass Reinforced Plastic | Pressurized
KROGER GA-391 | 8501 HOSPITAL DR | DOUGLASVILLE | Douglas | 10001722 | 2A-120444 | Overfill Alarm | 2009-05-07 | FALSE | 2009-06-15 | FALSE | Currently in Use | Diesel | 10000 | Fiberglass Double Walled | 2009-04-09 |  | Double-Walled Flex | Pressurized
SHELL | 825 THORNTON RD | LITHIA SPRINGS | Douglas | 9048004 | 3 | Ball Float | 1994-01-31 | FALSE | 1994-01-31 | FALSE | Currently in Use | Premium | 10000 | Fiberglass | 1987-09-01 |  | Fiberglass Reinforced Plastic | Pressurized
THORNTON RD 66 | 960 THORNTON RD | LITHIA SPRINGS | Douglas | 9048019 | 1 |  | 1991-04-17 |  | 1991-04-17 |  | Removed from Ground | Gas (Historical Use) | 10000 | Composite | 1991-04-01 | 2010-02-01 | Fiberglass Reinforced Plastic | Pressurized
MURPHY USA #7548 | 1098 THORNTON RD | LITHIA SPRINGS | Douglas | 10002427 | 1 | Flapper Valve | 2015-04-10 | FALSE |  | FALSE | Currently in Use | Regular | 20000 | Fiberglass Double Walled | 2015-02-10 |  | Double-Walled Fiberglass | Pressurized
MURPHY USA #7548 | 1098 THORNTON RD | LITHIA SPRINGS | Douglas | 10002427 | 1 | Flapper Valve | 2015-04-10 | FALSE |  | FALSE | Currently in Use | Regular | 20000 | Fiberglass Double Walled | 2015-02-10 |  | Double-Walled Fiberglass | Pressurized
OLD DOMINION FREIGHT LINE INC | 2500 WESTPOINT DR | LITHIA SPRINGS | Douglas | 10001289 | 1 | Overfill Alarm | 2007-01-12 | FALSE | 2007-01-12 | FALSE | Currently in Use | Diesel | 25000 | Composite | 2007-01-11 |  | Double-Walled Fiberglass | Pressurized
R&R SUPERETTE | 13001 VETERANS MEMORIAL HIGHWAY | DOUGLASVILLE | Douglas | 480009 | 4 | Flapper Valve | 1996-08-22 | FALSE | 1996-08-22 | FALSE | Currently in Use | Diesel | 10000 |  | 1980-01-01 |  |  | Pressurized
R&R SUPERETTE | 13001 VETERANS MEMORIAL HIGHWAY | DOUGLASVILLE | Douglas | 480009 | 1 | Flapper Valve | 1996-08-22 | FALSE | 1996-08-22 | FALSE | Currently in Use | Regular | 10000 |  | 1980-01-01 |  |  | Pressurized
CITY OF DOUGLASVILLE | 8578 CLUB DR | DOUGLASVILLE | Douglas | 480015 | 3 | Flapper Valve | 1997-11-10 | FALSE | 1997-11-10 | FALSE | Currently in Use | Regular | 10000 | Fiberglass | 1993-07-01 |  | Fiberglass Reinforced Plastic | Pressurized
HUDSON'S AUTOMOTIVE | 6482 EAST BROAD ST | DOUGLASVILLE | Douglas | 480024 | 3 |  | 1998-05-04 |  | 1998-05-04 |  | Removed from Ground | Gas (Historical Use) | 8000 | Steel-Impressed Current | 1968-04-27 | 2004-12-09 | Fiberglass Reinforced Plastic | Pressurized
DOUGLASVILLE CONCRETE PROD INC | 6856 WEST BROAD ST | DOUGLASVILLE | Douglas | 480092 | 5 |  |  | TRUE |  | TRUE | Removed from Ground | Used Oil | 560 | Bare Steel | 1956-05-15 | 1899-12-31 | Galvanized Steel
QUIKTRIP #808 | 2042 FAIRBURN RD | DOUGLASVILLE | Douglas | 10000378 | 4B | Flapper Valve | 2015-01-30 | FALSE | 2015-01-30 | FALSE | Currently in Use | Diesel | 9500 | Fiberglass Double Walled | 2015-01-22 |  | Double-Walled Flex | Pressurized
KING'S OIL #346 | 4001 VETERANS MEMORIAL HWY | LITHIA SPRINGS | Douglas | 480093 | 1 | Ball Float | 1987-01-01 | FALSE | 1997-04-01 | FALSE | Currently in Use | Regular | 10000 | Steel-Impressed Current | 1976-01-04 |  | Fiberglass Reinforced Plastic | Pressurized
QUICK THRIFT #737 | 4275 RILEY RD | LITHIA SPRINGS | Douglas | 480019 | 3 | [5 empty] | Removed from Ground | Gas (Historical Use) | 2000 | Bare Steel | 1974-04-18 | 1993-06-18 | Galvanized Steel
PETE'S COUNTRY STORE | 1870 LEE RD | LITHIA SPRINGS | Douglas | 9048054 | 3 | Flapper Valve | 1996-07-01 | FALSE | 1996-07-01 | FALSE | Currently in Use | Premium | 6000 | Steel-Impressed Current | 1996-08-16 |  |  | Pressurized
CENTRAL TRANSPORT INC | 7832 BANKHEAD HWY | DOUGLASVILLE | Douglas | 480001 | 9 | [5 empty] | Removed from Ground | Diesel | 1000 | Bare Steel | 1971-01-28 | 1991-08-15 | Galvanized Steel
CENTRAL TRANSPORT INC | 7832 BANKHEAD HWY | DOUGLASVILLE | Douglas | 480001 | 2 | [5 empty] | Removed from Ground | Diesel | 3000 | Bare Steel | 1971-01-28 | 1992-03-17 | Galvanized Steel
CENTRAL TRANSPORT INC | 7832 BANKHEAD HWY | DOUGLASVILLE | Douglas | 480001 | 8 | [5 empty] | Removed from Ground | Diesel | 3000 | Bare Steel | 1971-01-28 | 1991-08-15 | Galvanized Steel
BILL ARP GROCERY | 4938 GA HWY 5 | DOUGLASVILLE | Douglas | 480061 | 3 | [5 empty] | Removed from Ground | Gas (Historical Use) | 6000 | Bare Steel | 1983-05-07 | 1999-02-20 | Galvanized Steel
BELLSOUTH TELECOMM/F1304/DOUGLAS | 7596 WEST BANKHEAD HWY | DOUGLASVILLE | Douglas | 9048039 | 1 | [5 empty] | Removed from Ground | Gas (Historical Use) | 4000 | Bare Steel | 1979-01-01 | 1989-10-15 | Unknown | Pressurized
EXXON FOOD MART | 6450 CHURCH ST | DOUGLASVILLE | Douglas | 9048070 | 1 | Ball Float | 1990-06-01 | FALSE | 1990-06-01 | FALSE | Currently in Use | Regular | 10000 | Fiberglass | 1989-01-01 |  | Fiberglass Reinforced Plastic | Pressurized
UNITED INVESTMENT & PROPERTIES LLC | 2198 FAIRBURN RD | DOUGLASVILLE | Douglas | 9048066 | 5 |  | 1998-02-01 |  | 1998-02-01 |  | Removed from Ground | Diesel | 4000 | Cathodically Protected Steel | 1998-12-22 | 1899-12-31 | Cathodically Protected | Pressurized
ALLIED WHEELER (FORMER) | 4990 E BANKHEAD HWY | DOUGLASVILLE | Douglas | 9048045 | 2 | [5 empty] | Permanently Out Of Use | Diesel | 2000 | Not Marked/Unknown | 1994-10-17 | 1994-10-17 | Not Marked
ABANDONED SERVICE STATION | 8113 -B DALLAS HWY | DOUGLASVILLE | Douglas | 9048077 | 1 | [5 empty] | Removed from Ground | Gas (Historical Use) | 4000 | Bare Steel | 2001-08-08 | 2001-08-08 | Bare Steel | Pressurized
DALLAS HWY SHELL | 7620 DALLAS HWY | DOUGLASVILLE | Douglas | 9048085 | 2 | Flapper Valve | 2023-05-05 | FALSE | 1997-06-01 | FALSE | Currently in Use | Premium | 10000 | Fiberglass | 1997-06-01 |  | Double-Walled Fiberglass | Pressurized
RaceTrac #417 - Douglasville #2 | 9294 HWY 5 | DOUGLASVILLE | Douglas | 9048095 | 2 |  | 2000-08-01 | FALSE | 2000-08-01 | FALSE | Currently in Use | Diesel | 12000 | Composite Double Walled | 2000-08-23 |  | Double-Walled Fiberglass | Pressurized
Douglas Food Mart | 12291 Veterans Memorial Hwy | DOUGLASVILLE | Douglas | 480065 | 4 | Ball Float | 1987-11-30 | FALSE | 1987-11-30 | FALSE | Currently in Use | Premium | 8000 | Steel-Impressed Current | 1987-11-30 |  | Fiberglass Reinforced Plastic | Pressurized
A&L VENTURE LLC | 6036 FAIRBURN RD | DOUGLASVILLE | Douglas | 480048 | 2 |  | 1994-12-03 |  | 1994-12-03 |  | Removed from Ground | Gas (Historical Use) | 10000 | Steel-Impressed Current | 1976-04-01 | 2013-10-09 | Fiberglass Reinforced Plastic | Pressurized
SHREE GANESH FOOD & GAS LLC | 7826 VILLAGE ENTRANCE RD | DOUGLASVILLE | Douglas | 480043 | 3 | Ball Float | 1996-01-01 | FALSE | 1996-01-01 | FALSE | Currently in Use | Premium | 6000 | Steel-Impressed Current | 1983-04-01 |  |  | Pressurized
SHELL FOOD MART | 5652 FAIRBURN RD | DOUGLASVILLE | Douglas | 480041 | 1 | Ball Float | 1995-09-01 | FALSE | 1991-01-01 | FALSE | Currently in Use | Regular | 10000 | Fiberglass | 1983-04-30 |  | Fiberglass Reinforced Plastic | Pressurized
CENTRAL TRANSPORT INC | 7832 BANKHEAD HWY | DOUGLASVILLE | Douglas | 480001 | 3 | [5 empty] | Removed from Ground | Diesel | 3000 | Bare Steel | 1971-01-28 | 1992-03-17 | Galvanized Steel
BELLSOUTH TELECOMM/F1304/DOUGLAS | 7596 WEST BANKHEAD HWY | DOUGLASVILLE | Douglas | 9048039 | 2 | [5 empty] | Removed from Ground | Gas (Historical Use) | 4000 | Bare Steel | 1979-01-01 | 1989-10-15 | Unknown | Pressurized
BILL ARP GROCERY | 4938 GA HWY 5 | DOUGLASVILLE | Douglas | 480061 | 1 | [5 empty] | Removed from Ground | Gas (Historical Use) | 6000 | Bare Steel | 1983-05-07 | 1999-02-20 | Galvanized Steel
BP #70601 (FORMER BP#14012) | 2777 CHAPEL HILL RD | DOUGLASVILLE | Douglas | 9048068 | 2 | Overfill Alarm | 1994-03-01 |  | 1994-03-01 |  | Removed from Ground | Gas (Historical Use) | 10000 | Galvanic (STIP-3) | 1994-03-01 | 2007-08-06 | Double Walled | Pressurized
DOUGLASVILLE CONCRETE PROD INC | 6801 CHURCH ST | DOUGLASVILLE | Douglas | 9048034 | 4 |  |  | FALSE |  | FALSE | Removed from Ground | Not Marked/Tank Removed | 0 | Unknown |  | 1899-12-31 | Unknown
BELLSOUTH TELECOMM/F1304/DOUGLAS | 7596 WEST BANKHEAD HWY | DOUGLASVILLE | Douglas | 9048039 | 3 | [5 empty] | Removed from Ground | Gas (Historical Use) | 3000 | Bare Steel | 1989-10-15 | 1989-10-15 | Unknown | Pressurized
KWIK MART INC | 1801 Burnt Hickory Road | Douglasville | Douglas | 9048015 | L049792 | Flapper Valve | 1996-01-01 | FALSE | 1996-01-01 | FALSE | Currently in Use | Premium | 8000 | Galvanic (STIP-3) | 1988-01-01 |  | Fiberglass Reinforced Plastic | Pressurized
CENTRAL TRANSPORT INC | 7832 BANKHEAD HWY | DOUGLASVILLE | Douglas | 480001 | 1 | [5 empty] | Removed from Ground | Diesel | 8000 | Bare Steel | 1971-01-28 | 1992-03-17 | Galvanized Steel
DOUGLASVILLE CONCRETE PROD INC | 6801 CHURCH ST | DOUGLASVILLE | Douglas | 9048034 | 1 | [5 empty] | Removed from Ground | Diesel | 3500 | Bare Steel | 1993-01-01 | 1993-01-01 | Bare Steel | Suction (American)
KWIK MART INC | 1801 Burnt Hickory Road | Douglasville | Douglas | 9048015 | L049767 | Flapper Valve | 1996-01-01 | FALSE | 1996-01-01 | FALSE | Currently in Use | Regular | 8000 | Galvanic (STIP-3) | 1988-01-01 |  | Fiberglass Reinforced Plastic | Pressurized
CRANMERS DRIVE-IN GROC & GAS | 3507 US HWY 78 EAST | DOUGLASVILLE | Douglas | 9048031 | 3 | [5 empty] | Removed from Ground | Kerosene | 1000 | Bare Steel | 1956-01-01 | 1992-08-12 | Galvanized Steel | Safe Suction (Euro)
RaceTrac #439 - Douglasville | 5897 FAIRBURN RD | DOUGLASVILLE | Douglas | 9048029 | 3 | Overfill Alarm | 1992-03-01 | FALSE | 1992-03-01 | FALSE | Removed from Ground | Premium | 12000 | Composite Double Walled | 1992-03-01 | 2018-05-21 | Double-Walled Fiberglass | Pressurized
BILL ARP GROCERY | 4938 GA HWY 5 | DOUGLASVILLE | Douglas | 480061 | 2 | [5 empty] | Removed from Ground | Gas (Historical Use) | 6000 | Bare Steel | 1983-05-07 | 1999-02-20 | Galvanized Steel
ALLIED WHEELER (FORMER) | 4990 E BANKHEAD HWY | DOUGLASVILLE | Douglas | 9048045 | 1 | [5 empty] | Permanently Out Of Use | Gas (Historical Use) | 2000 | Not Marked/Unknown | 1994-10-17 | 1994-10-17 | Not Marked
BP #70601 (FORMER BP#14012) | 2777 CHAPEL HILL RD | DOUGLASVILLE | Douglas | 9048068 | 3 | Overfill Alarm | 1994-03-01 |  | 1994-03-01 |  | Removed from Ground | Gas (Historical Use) | 10000 | Galvanic (STIP-3) | 1994-03-01 | 2007-08-06 | Double Walled | Pressurized
CRANMERS DRIVE-IN GROC & GAS | 3507 US HWY 78 EAST | DOUGLASVILLE | Douglas | 9048031 | 1 | [5 empty] | Removed from Ground | Gas (Historical Use) | 4000 | Bare Steel | 1956-01-01 | 1992-08-12 | Galvanized Steel | Safe Suction (Euro)
RaceTrac #439 - Douglasville | 5897 FAIRBURN RD | DOUGLASVILLE | Douglas | 9048029 | 1 | Overfill Alarm | 1992-03-01 | FALSE | 1992-03-01 | FALSE | Removed from Ground | Regular | 12000 | Composite Double Walled | 1992-03-01 | 2018-05-21 | Double-Walled Fiberglass | Pressurized
DOUGLASVILLE CONCRETE PROD INC | 6801 CHURCH ST | DOUGLASVILLE | Douglas | 9048034 | 2 | [5 empty] | Removed from Ground | Diesel | 8000 | Bare Steel | 1999-01-04 | 1999-01-04 | Bare Steel | Suction (American)
THORNTONS KWICK STOP | 4401 E BANKHEAD HWY | DOUGLASVILLE | Douglas | 480060 | 3 | Ball Float | 1998-12-01 | FALSE | 1998-12-01 | FALSE | Currently in Use | Premium | 6000 | Steel-Impressed Current | 1984-05-06 |  | Fiberglass Reinforced Plastic | Pressurized
RaceTrac #439 - Douglasville | 5897 FAIRBURN RD | DOUGLASVILLE | Douglas | 9048029 | 2 | Overfill Alarm | 1992-03-01 | FALSE | 1992-03-01 | FALSE | Removed from Ground | Diesel | 12000 | Composite Double Walled | 1992-03-01 | 2018-05-21 | Double-Walled Fiberglass | Pressurized
CUSTOM BUILT CABINET CO | 9981 E BANKHEAD HWY | VILLA RICA | Douglas | 9048040 | 2 | [5 empty] | Removed from Ground | Empty | 1000 | Bare Steel | 1955-01-01 | 1992-09-25 | Galvanized Steel
Douglas County Board of Education | 4040 Bankhead Hwy | DOUGLASVILLE | Douglas | 9048026 | 1 |  | 1989-01-02 | FALSE | 1989-01-02 | FALSE | Temporarily out of use | Regular | 12000 | Fiberglass | 1989-01-02 |  | Fiberglass Reinforced Plastic | Pressurized
CENTRAL TRANSPORT INC | 7832 BANKHEAD HWY | DOUGLASVILLE | Douglas | 480001 | 6 | [5 empty] | Removed from Ground | Diesel | 3000 | Bare Steel | 1971-01-28 | 1991-05-29 | Galvanized Steel
CHEVRON #201811/SHELL #210-2684- | 2021 FAIRBURN RD | DOUGLASVILLE | Douglas | 480038 | 3 | [5 empty] | Removed from Ground | Gas (Historical Use) | 10000 | Bare Steel | 1983-05-01 | 1992-12-05 | Galvanized Steel | Pressurized
THORNTONS KWICK STOP | 4401 E BANKHEAD HWY | DOUGLASVILLE | Douglas | 480060 | 1 | Ball Float | 1998-12-01 | FALSE | 1998-12-01 | FALSE | Currently in Use | Regular | 6000 | Steel-Impressed Current | 1984-05-06 |  | Fiberglass Reinforced Plastic | Pressurized
BLUE STREAK SVC STA | 8927 US HWY 78 | VILLA RICA | Douglas | 9048041 | 1 | [5 empty] | Removed from Ground | Gas (Historical Use) | 5000 | Bare Steel | 1994-04-05 | 1994-04-05 | Galvanized Steel | Suction (American)
Yashvi, Inc. dba Center Food Mart | 9937 GA HWY 166 | WINSTON | Douglas | 9048008 | 157462 | Ball Float | 1990-01-10 | FALSE | 1990-01-10 | FALSE | Currently in Use | Premium | 8000 | Galvanic (STIP-3) | 1990-01-10 |  | Fiberglass Reinforced Plastic | Pressurized
POP'S CORNER STORE | 8726 HWY 166 | WINSTON | Douglas | 9048063 | 2 |  |  | FALSE |  | FALSE | Removed from Ground | Gas (Historical Use) | 4000 | Bare Steel | 2000-04-01 | 2000-04-01 | Galvanized Steel | Suction (American)
BARRETT'S FOOD MART | 8486 US HWY 78 | VILLA RICA | Douglas | 480090 | 3 | [5 empty] | Removed from Ground | Gas (Historical Use) | 1500 | Bare Steel | 1966-06-04 | 1996-07-01 | Galvanized Steel
CROSSROADS COUNTRY STORE | 1480 DALLAS HWY | VILLA RICA | Douglas | 9048079 | 2 | Flapper Valve | 1998-08-26 | FALSE | 1998-08-26 | FALSE | Currently in Use | Diesel | 2000 | Steel-Impressed Current | 1973-01-01 |  | Steel (Impressed Current) | Suction (American)
LIBERTY SHELL | 10135 E HWY 78 | VILLA RICA | Douglas | 9048030 | 2 | Flapper Valve | 1992-10-29 | FALSE | 1993-07-09 | FALSE | Currently in Use | Regular | 10000 | Galvanic (STIP-3) | 1988-01-01 |  | Fiberglass Reinforced Plastic | Pressurized
JALARAM FOOD & GAS LLC | 3300 POST RD | WINSTON | Douglas | 9048013 | K1 | Ball Float | 1987-07-01 | FALSE | 1987-07-01 | FALSE | Currently in Use | Diesel Off Road | 2000 | Steel-Impressed Current | 1987-01-01 |  | Fiberglass Reinforced Plastic | Pressurized
BARRETT'S FOOD MART | 8486 US HWY 78 | VILLA RICA | Douglas | 480090 | 1 | [5 empty] | Removed from Ground | Gas (Historical Use) | 5000 | Bare Steel | 1966-06-04 | 1996-07-01 | Galvanized Steel
Yashvi, Inc. dba Center Food Mart | 9937 GA HWY 166 | WINSTON | Douglas | 9048008 | 157471 | Ball Float | 1990-01-10 | FALSE | 1990-01-10 | FALSE | Currently in Use | Regular | 8000 | Galvanic (STIP-3) | 1990-01-10 |  | Fiberglass Reinforced Plastic | Pressurized
Yashvi, Inc. dba Center Food Mart | 9937 GA HWY 166 | WINSTON | Douglas | 9048008 | 157491 | Ball Float | 1990-01-10 | FALSE | 1990-01-10 | FALSE | Currently in Use | Diesel | 8000 | Galvanic (STIP-3) | 1990-01-10 |  | Fiberglass Reinforced Plastic | Pressurized
BARBER LUMBER SALES | 7791 US HWY 78 | WINSTON | Douglas | 480064 | 1 | [5 empty] | Removed from Ground | Gas (Historical Use) | 1000 | Bare Steel | 1981-05-06 | 1993-03-29 | Galvanized Steel
JALARAM FOOD & GAS LLC | 3300 POST RD | WINSTON | Douglas | 9048013 | DIESEL | Ball Float | 1987-07-01 | FALSE | 1987-07-01 | FALSE | Currently in Use | Diesel | 8000 | Steel-Impressed Current | 1987-07-01 |  | Fiberglass Reinforced Plastic | Pressurized
CHEVRON #201811/SHELL #210-2684- | 2021 FAIRBURN RD | DOUGLASVILLE | Douglas | 480038 | 2 | [5 empty] | Removed from Ground | Gas (Historical Use) | 10000 | Bare Steel | 1983-05-01 | 1992-12-05 | Galvanized Steel | Pressurized
CRANMERS DRIVE-IN GROC & GAS | 3507 US HWY 78 EAST | DOUGLASVILLE | Douglas | 9048031 | 2 | [5 empty] | Removed from Ground | Gas (Historical Use) | 4000 | Bare Steel | 1956-01-01 | 1992-08-12 | Galvanized Steel | Safe Suction (Euro)
KWIK MART INC | 1801 Burnt Hickory Road | Douglasville | Douglas | 9048015 | L049788 | Flapper Valve | 1996-01-01 | FALSE | 1996-01-01 | FALSE | Currently in Use | Plus | 8000 | Galvanic (STIP-3) | 1988-01-01 |  | Fiberglass Reinforced Plastic | Pressurized
CUSTOM BUILT CABINET CO | 9981 E BANKHEAD HWY | VILLA RICA | Douglas | 9048040 | 3 | [5 empty] | Removed from Ground | Empty | 4000 | Bare Steel | 1955-01-01 | 1992-09-25 | Galvanized Steel
THE STORE | 7458 BANKHEAD HWY | WINSTON | Douglas | 9048038 | 2 | [5 empty] | Removed from Ground | Gas (Historical Use) | 1000 | Not Marked/Unknown | 1993-08-01 | 1993-08-01 | Not Marked
POP'S CORNER STORE | 8726 HWY 166 | WINSTON | Douglas | 9048063 | 9A |  | 2000-08-01 | FALSE | 2000-08-01 | FALSE | Currently in Use | Diesel | 4000 | Fiberglass | 2000-08-01 |  | Fiberglass Reinforced Plastic | Pressurized
FAIRMART LLC | 7703 BANKHEAD HWY | WINSTON | Douglas | 9048093 | 1 |  | 1998-10-01 | FALSE | 1998-10-01 | FALSE | Removed from Ground | Gas (Historical Use) | 2000 | Steel-Impressed Current | 1990-10-01 | 2016-03-15 | Fiberglass Reinforced Plastic | Pressurized
B&A SUPPLY CO | 7791 BANKHEAD HWY | WINSTON | Douglas | 7048001 | 1 | [5 empty] | Removed from Ground | Gas (Historical Use) | 1000 | Bare Steel | 1993-03-29 | 1993-03-29 | Galvanized Steel | Safe Suction (Euro)
FAIRMART LLC | 7703 BANKHEAD HWY | WINSTON | Douglas | 9048093 | 3 |  | 1998-10-01 | FALSE | 1998-10-01 | FALSE | Removed from Ground | Gas (Historical Use) | 2000 | Steel-Impressed Current | 1990-10-01 | 2016-03-15 | Fiberglass Reinforced Plastic | Pressurized
9600 Quick Mart LLC | 9600 CONNERS RD | VILLA RICA | Douglas | 10001279 | 2 | Ball Float | 2006-06-15 | FALSE | 2006-06-15 | FALSE | Currently in Use | Regular | 12000 | Epoxy | 2006-05-28 |  | Fiberglass Reinforced Plastic | Pressurized
JALARAM FOOD & GAS LLC | 3300 POST RD | WINSTON | Douglas | 9048013 | REGULAR |  | 1987-07-01 | FALSE | 1987-07-01 | FALSE | Currently in Use | Regular | 10000 | Steel-Impressed Current | 1987-07-01 |  | Fiberglass Reinforced Plastic | Pressurized
JALARAM FOOD & GAS LLC | 3300 POST RD | WINSTON | Douglas | 9048013 | LEADFREE | Ball Float | 1987-07-01 | FALSE | 1987-07-01 | FALSE | Currently in Use | Plus | 10000 | Steel-Impressed Current | 1987-07-01 |  | Fiberglass Reinforced Plastic | Pressurized
POP'S CORNER STORE | 8726 HWY 166 | WINSTON | Douglas | 9048063 | 9B |  | 2000-08-01 | FALSE | 2000-08-01 | FALSE | Currently in Use | E-0 | 4000 | Fiberglass | 2000-08-01 |  | Fiberglass Reinforced Plastic | Pressurized
STOCKMAR AVIATION SERVICES INC | 9283 STOCKMAR RD | VILLA RICA | Douglas | 480044 | 1 | [5 empty] | Removed from Ground | Other | 2050 | Bare Steel | 1984-04-22 | 1999-11-07 | Galvanized Steel | Suction (American)
BP #70601 (FORMER BP#14012) | 2777 CHAPEL HILL RD | DOUGLASVILLE | Douglas | 9048068 | 1 | Overfill Alarm | 1994-03-01 |  | 1994-03-01 |  | Removed from Ground | Gas (Historical Use) | 12000 | Galvanic (STIP-3) | 1994-03-01 | 2007-08-06 | Double Walled | Pressurized
DOUGLASVILLE CONCRETE PROD INC | 6801 CHURCH ST | DOUGLASVILLE | Douglas | 9048034 | 3 | [5 empty] | Removed from Ground | Gas (Historical Use) | 1000 | Not Marked/Unknown | 1993-01-01 | 1993-01-01 | Not Marked
BLUE STREAK SVC STA | 8927 US HWY 78 | VILLA RICA | Douglas | 9048041 | 3 | [5 empty] | Removed from Ground | Gas (Historical Use) | 5000 | Bare Steel | 1994-04-05 | 1994-04-05 | Galvanized Steel | Suction (American)
CUSTOM BUILT CABINET CO | 9981 E BANKHEAD HWY | VILLA RICA | Douglas | 9048040 | 1 | [5 empty] | Removed from Ground | Empty | 560 | Bare Steel | 1955-01-01 | 1992-09-25 | Galvanized Steel
JALARAM FOOD & GAS LLC | 3300 POST RD | WINSTON | Douglas | 9048013 | PREM | Ball Float | 1987-07-01 | FALSE | 1987-07-01 | FALSE | Currently in Use | Premium | 10000 | Steel-Impressed Current | 1987-01-01 |  | Fiberglass Reinforced Plastic | Pressurized
POP'S CORNER STORE | 8726 HWY 166 | WINSTON | Douglas | 9048063 | 5 |  |  | FALSE |  | FALSE | Removed from Ground | Diesel | 1000 | Bare Steel | 2000-04-01 | 2000-04-01 | Galvanized Steel | Suction (American)
POP'S CORNER STORE | 8726 HWY 166 | WINSTON | Douglas | 9048063 | 4 |  |  | FALSE |  | FALSE | Removed from Ground | Gas (Historical Use) | 1000 | Bare Steel | 2000-04-01 | 2000-04-01 | Galvanized Steel | Suction (American)
9600 Quick Mart LLC | 9600 CONNERS RD | VILLA RICA | Douglas | 10001279 | 1B | Ball Float | 2006-06-15 | FALSE | 2006-06-15 | FALSE | Currently in Use | Diesel | 4000 | Epoxy | 2006-05-28 |  | Fiberglass Reinforced Plastic | Pressurized
THE STORE | 7458 BANKHEAD HWY | WINSTON | Douglas | 9048038 | 1 | [5 empty] | Removed from Ground | Gas (Historical Use) | 500 | Not Marked/Unknown | 1993-08-01 | 1993-08-01 | Not Marked
MIDGET MARKET | 4333 POST RD | WINSTON | Douglas | 9048047 | 1 |  | 1998-01-01 | FALSE | 1998-01-01 | FALSE | Currently in Use | Regular | 4000 | Steel-Impressed Current | 1983-03-18 |  | Steel (Impressed Current) | Safe Suction (Euro)
POP'S CORNER STORE | 8726 HWY 166 | WINSTON | Douglas | 9048063 | 8 | Ball Float | 2000-08-01 | FALSE | 2000-08-01 | FALSE | Currently in Use | Premium | 8000 | Fiberglass | 2000-08-01 |  | Fiberglass Reinforced Plastic | Pressurized
POP'S CORNER STORE | 8726 HWY 166 | WINSTON | Douglas | 9048063 | 6 |  |  | FALSE |  | FALSE | Removed from Ground | Kerosene | 1000 | Bare Steel | 2000-04-01 | 2000-04-01 | Galvanized Steel | Suction (American)
F& B Edge Road LLC | 701 EDGE ROAD | VILLA RICA | Douglas | 10000700 | 1 | Ball Float | 2003-12-22 | FALSE | 2003-12-22 | FALSE | Currently in Use | Regular | 12000 | Epoxy | 2003-12-22 |  |  | Pressurized
9600 Quick Mart LLC | 9600 CONNERS RD | VILLA RICA | Douglas | 10001279 | 1A | Ball Float | 2006-06-15 | FALSE | 2006-06-15 | FALSE | Currently in Use | Premium | 8000 | Epoxy | 2006-05-28 |  | Fiberglass Reinforced Plastic | Pressurized
POP'S CORNER STORE | 8726 HWY 166 | WINSTON | Douglas | 9048063 | 7 |  | 2000-08-01 | FALSE | 2000-08-01 | FALSE | Currently in Use | Regular | 8000 | Fiberglass | 2000-08-01 |  | Fiberglass Reinforced Plastic | Pressurized
POP'S CORNER STORE | 8726 HWY 166 | WINSTON | Douglas | 9048063 | 1 |  |  | FALSE |  | FALSE | Removed from Ground | Gas (Historical Use) | 4000 | Bare Steel | 2000-04-01 | 2000-04-01 | Galvanized Steel | Suction (American)
LIBERTY SHELL | 10135 E HWY 78 | VILLA RICA | Douglas | 9048030 | 3 | Flapper Valve | 1992-10-29 | FALSE | 1993-07-09 | FALSE | Currently in Use | Premium | 10000 | Galvanic (STIP-3) | 1988-01-01 |  | Fiberglass Reinforced Plastic | Pressurized
FAIRMART LLC | 7703 BANKHEAD HWY | WINSTON | Douglas | 9048093 | 2 |  | 1998-10-01 | FALSE | 1998-10-01 | FALSE | Removed from Ground | Gas (Historical Use) | 2000 | Steel-Impressed Current | 1990-10-01 | 2016-03-15 | Fiberglass Reinforced Plastic | Pressurized
CHEVRON FOOD MART | 1365 LEE RD | LITHIA SPRINGS | Douglas | 9000651 | A |  |  | FALSE |  | FALSE | Removed from Ground | Not Marked/Tank Removed | 0 | Unknown |  | 1899-12-31
BARRETT'S FOOD MART | 8486 US HWY 78 | VILLA RICA | Douglas | 480090 | 2 | [5 empty] | Removed from Ground | Gas (Historical Use) | 5000 | Bare Steel | 1966-06-04 | 1996-07-01 | Galvanized Steel
MIDGET MARKET | 4333 POST RD | WINSTON | Douglas | 9048047 | 2 | Flapper Valve | 1998-01-01 | FALSE | 1998-01-01 | FALSE | Currently in Use | Diesel | 4000 | Steel-Impressed Current | 1983-03-18 |  | Steel (Impressed Current) | Safe Suction (Euro)
SHELL FOOD MART | 5652 FAIRBURN RD | DOUGLASVILLE | Douglas | 480041 | 4 | Ball Float | 1995-09-01 | FALSE | 1991-01-01 | FALSE | Currently in Use | Diesel | 10000 | Fiberglass | 1983-04-30 |  | Fiberglass Reinforced Plastic | Pressurized
R&R SUPERETTE | 13001 VETERANS MEMORIAL HIGHWAY | DOUGLASVILLE | Douglas | 480009 | 3 | Flapper Valve | 1996-08-22 | FALSE | 1996-08-22 | FALSE | Currently in Use | Plus | 10000 |  | 1980-01-01 |  |  | Pressurized
LEWALLENS AUTO BODY SHOP | 6436 EAST BROAD ST | DOUGLASVILLE | Douglas | 480018 | 4 | [5 empty] | Removed from Ground | Other | 500 | Bare Steel | 1970-04-25 | 1991-01-01 | Unknown
FLEET OIL #208 | 7286 BROAD ST | DOUGLASVILLE | Douglas | 480075 | 3 | [5 empty] | Removed from Ground | Gas (Historical Use) | 4000 | Bare Steel | 1966-05-13 | 1999-06-18 | Galvanized Steel
BETTCO AMOCO #1 | 6462 EAST BROAD ST | DOUGLASVILLE | Douglas | 9022056 | 3 | Ball Float | 1995-05-01 | FALSE | 1995-05-01 | FALSE | Currently in Use | Diesel | 8000 | Steel-Impressed Current | 1984-06-01 |  | Steel (Impressed Current) | Pressurized
KING'S OIL #346 | 4001 VETERANS MEMORIAL HWY | LITHIA SPRINGS | Douglas | 480093 | 3 | Ball Float | 1987-01-01 | FALSE | 1997-04-01 | FALSE | Currently in Use | Diesel | 10000 | Steel-Impressed Current | 1976-01-04 |  | Fiberglass Reinforced Plastic | Pressurized
WERNER LEASING INC | 1444 BLAIRS BRIDGE RD | LITHIA SPRINGS | Douglas | 482001 | 3 |  | 1991-03-25 |  |  |  | Removed from Ground | Diesel | 20000 | Fiberglass | 1987-11-04 | 1997-08-20 | Fiberglass Reinforced Plastic | Pressurized
WERNER LEASING INC | 1444 BLAIRS BRIDGE RD | LITHIA SPRINGS | Douglas | 482001 | 4 | [5 empty] | Removed from Ground | Diesel | 20000 | Bare Steel | 1981-11-05 | 1990-12-19
WERNER LEASING INC | 1444 BLAIRS BRIDGE RD | LITHIA SPRINGS | Douglas | 482001 | 5 | Flapper Valve | 1997-09-08 | FALSE | 1997-09-08 | FALSE | Removed from Ground | Diesel | 20000 | Fiberglass Double Walled | 1997-09-03 | 2020-11-23 | Fiberglass Reinforced Plastic | Pressurized
CHEVRON FOOD MART | 1365 LEE RD | LITHIA SPRINGS | Douglas | 9000651 | 2 | Flapper Valve | 1992-12-01 | FALSE | 1992-12-01 | FALSE | Temporarily out of use | Gas (Historical Use) | 12000 | Steel-Impressed Current | 1983-03-18 |  | Fiberglass Reinforced Plastic | Pressurized
QUICK THRIFT #737 | 4275 RILEY RD | LITHIA SPRINGS | Douglas | 480019 | 6 | Flapper Valve | 1993-06-30 | FALSE | 1993-06-30 | FALSE | Currently in Use | Regular | 8000 | Galvanic (STIP-3) | 1993-06-30 |  | Fiberglass Reinforced Plastic | Pressurized
PETE'S COUNTRY STORE | 1870 LEE RD | LITHIA SPRINGS | Douglas | 9048054 | 1 | Flapper Valve | 1996-07-01 | FALSE | 1996-07-01 | FALSE | Currently in Use | Diesel | 4000 | Steel-Impressed Current | 1996-08-16 |  |  | Pressurized
PETE'S COUNTRY STORE | 1870 LEE RD | LITHIA SPRINGS | Douglas | 9048054 | 4 | Flapper Valve | 1996-07-01 | FALSE | 1996-07-01 | FALSE | Currently in Use | Regular | 6000 | Steel-Impressed Current | 1996-08-16 |  |  | Pressurized
POP'S CORNER STORE | 8726 HWY 166 | WINSTON | Douglas | 9048063 | 3 |  |  | FALSE |  | FALSE | Removed from Ground | Gas (Historical Use) | 1000 | Bare Steel | 2000-04-01 | 2000-04-01 | Galvanized Steel | Suction (American)
Texaco Food Mart | 6990 S SWEETWATER RD | LITHIA SPRINGS | Douglas | 482004 | 3 | Ball Float | 1993-06-01 | FALSE | 1993-06-01 | FALSE | Currently in Use | Diesel | 8000 | Galvanic (STIP-3) | 1987-11-04 |  | Double-Walled Fiberglass | Pressurized
CHEVRON FOOD MART | 1365 LEE RD | LITHIA SPRINGS | Douglas | 9000651 | B |  |  | FALSE |  | FALSE | Removed from Ground | Not Marked/Tank Removed | 0 | Unknown |  | 1899-12-31
SOUTHERN EMPIRE EGG FARM | 2270 BLAIR BRIDGE ROAD | LITHIA SPRINGS | Douglas | 9048087 | 2 | [5 empty] | Removed from Ground | Gas (Historical Use) | 10000 | Bare Steel | 1979-04-17 | 1989-11-01 | Galvanized Steel
PAK SHELL | 11070 VETERANS MEMORIAL HWY | LITHIA SPRINGS | Douglas | 9048050 | 2 | Ball Float | 1987-04-01 | FALSE | 1987-04-01 | FALSE | Currently in Use | Regular | 10000 | Galvanic (STIP-3) | 1987-04-01 |  | Double-Walled Flex | Pressurized
TEXACO #21-480-348 (FITZGERALD) | 890 /900 THORNTON RD | LITHIA SPRINGS | Douglas | 9000438 | 7 | [5 empty] | Removed from Ground | Gas (Historical Use) | 10000 | Fiberglass | 1989-08-01 | 1994-12-01 | Fiberglass Reinforced Plastic
TEXACO #21-480-348 (FITZGERALD) | 890 /900 THORNTON RD | LITHIA SPRINGS | Douglas | 9000438 | 1 | [5 empty] | Removed from Ground | Empty | 10000 | Bare Steel | 1976-05-01 | 1989-07-01 | Galvanized Steel
LITHIA UNION 76/LITHIA SHELL SER | 3068 EAST BANKHEAD HWY | LITHIA SPRINGS | Douglas | 480012 | 3 | [5 empty] | Removed from Ground | Gas (Historical Use) | 4010 | Bare Steel | 1971-03-16 | 1991-10-15 | Galvanized Steel | Suction (American)
JP Marathon Lee Rd | 7512 Lee Rd | Lithia Springs | Douglas | 480030 | 1 | Flapper Valve | 2018-09-25 | FALSE | 2018-09-25 | FALSE | Currently in Use | Diesel On Road | 12000 | Steel-Impressed Current | 1983-04-11 |  |  | Pressurized
JP Marathon Lee Rd | 7512 Lee Rd | Lithia Springs | Douglas | 480030 | 4 | Flapper Valve | 2018-09-25 | FALSE | 2018-09-25 | FALSE | Currently in Use | E-0 | 12000 | Steel-Impressed Current | 1983-04-11 |  |  | Pressurized
THE COLLARD PATCH | US HWY 78/BANKHEAD HWY | LITHIA SPRINGS | Douglas | 480081 | 2 | [5 empty] | Permanently Out of Use - historical purposes | Gas (Historical Use) | 4000 | Bare Steel | 1966-04-27 | 1899-12-31 | Galvanized Steel
CIRCLE M FOOD SHOP #47 | 983 THORNTON RD @ I-20 | LITHIA SPRINGS | Douglas | 9048010 | 1 |  | 1989-06-01 |  | 1989-06-01 |  | Removed from Ground | Gas (Historical Use) | 10000 | Galvanic (STIP-3) | 1989-06-01 | 2000-09-26 | Galvanized Steel | Pressurized
CHEVRON #40311 | 991 THORNTON RD | LITHIA SPRINGS | Douglas | 9000199 | 2 | [5 empty] | Removed from Ground | Gas (Historical Use) | 10000 | Cathodically Protected Steel | 1967-04-28 | 1989-12-01 | Galvanized Steel
FINA #6705 | 7218 THORNTON RD | LITHIA SPRINGS | Douglas | 9000154 | 2 | [5 empty] | Removed from Ground | Gas (Historical Use) | 6000 | Bare Steel | 1989-01-18 | 1989-01-18 | Galvanized Steel
JOHN BLEAKLEY FORD INC | 870 THORNTON RD | LITHIA SPRINGS | Douglas | 480007 | 1 |  |  | TRUE |  | TRUE | Removed from Ground | Used Oil | 1000 | Bare Steel | 1994-07-26 | 1994-07-26 | Galvanized Steel
Texaco Food Mart | 6990 S SWEETWATER RD | LITHIA SPRINGS | Douglas | 482004 | 1 | Ball Float | 1993-06-01 | FALSE | 1993-06-01 | FALSE | Currently in Use | Regular | 10000 | Galvanic (STIP-3) | 1987-11-04 |  | Double-Walled Fiberglass | Pressurized
LITHIA UNION 76/LITHIA SHELL SER | 3068 EAST BANKHEAD HWY | LITHIA SPRINGS | Douglas | 480012 | 2 | [5 empty] | Removed from Ground | Gas (Historical Use) | 4010 | Bare Steel | 1971-03-16 | 1991-10-15 | Galvanized Steel | Suction (American)
CHEVRON FOOD MART | 1365 LEE RD | LITHIA SPRINGS | Douglas | 9000651 | 4 | Flapper Valve | 1992-12-01 | FALSE | 1992-12-01 | FALSE | Temporarily out of use | Gas (Historical Use) | 8000 | Steel-Impressed Current | 1983-03-18 |  | Fiberglass Reinforced Plastic | Pressurized
CHEVRON FOOD MART | 1365 LEE RD | LITHIA SPRINGS | Douglas | 9000651 | 5 | Flapper Valve | 1992-12-01 | FALSE | 1992-12-01 | FALSE | Temporarily out of use | Kerosene | 3000 | Steel-Impressed Current | 1983-03-18 |  | Fiberglass Reinforced Plastic | Pressurized
LEE ROAD GROCERY | 1780 LEE RD | LITHIA SPRINGS | Douglas | 9048056 | 1 | Ball Float | 1990-08-22 | FALSE | 1990-08-22 | FALSE | Currently in Use | Regular | 8000 | Galvanic (STIP-3) | 1990-08-22 |  | Fiberglass Reinforced Plastic | Pressurized
CIRCLE M FOOD SHOP #47 | 983 THORNTON RD @ I-20 | LITHIA SPRINGS | Douglas | 9048010 | 6 | Flapper Valve | 2000-10-29 | FALSE | 2000-10-29 | FALSE | Currently in Use | Regular | 10000 | Fiberglass Double Walled | 2000-09-27 |  | Double-Walled Flex | Pressurized
BENNETTS GROCERY/VACANT | 3626 BANKHEAD HWY | LITHIA SPRINGS | Douglas | 9048035 | 1 | [5 empty] | Removed from Ground | Gas (Historical Use) | 500 | Not Marked/Unknown |  | 1899-12-31 | Not Marked
VULCAN/LITHIA SPRINGS QUARRY | 7620 COUNTY LINE RD | LITHIA SPRINGS | Douglas | 480050 | 026-14 |  |  | TRUE |  | TRUE | Removed from Ground | Used Oil | 2000 | Cathodically Protected Steel | 1987-03-01 | 1992-10-29 | Galvanized Steel | Safe Suction (Euro)
PETROLEUM REALTY II LLC | 809 THORNTON RD | LITHIA SPRINGS | Douglas | 480076 | 3 |  | 1988-01-01 | FALSE | 1988-01-01 | FALSE | Currently in Use | Diesel | 12000 | Steel-Impressed Current | 1981-05-09 |  |  | Pressurized
PETROLEUM REALTY II LLC | 809 THORNTON RD | LITHIA SPRINGS | Douglas | 480076 | 2 |  | 1988-01-01 | FALSE | 1988-01-01 | FALSE | Currently in Use | Premium | 12000 | Steel-Impressed Current | 1981-05-09 |  |  | Pressurized
REBA RAKESTRAW/MAJIK MARKET 0913 | 2581 LEE RD | LITHIA SPRINGS | Douglas | 480084 | 1 | [5 empty] | Removed from Ground | Gas (Historical Use) | 8000 | Bare Steel | 1973-05-16 | 1992-09-26 | Galvanized Steel | Suction (American)
JP Marathon Lee Rd | 7512 Lee Rd | Lithia Springs | Douglas | 480030 | 5 | Flapper Valve | 2018-09-25 | FALSE | 2018-09-25 | FALSE | Removed from Ground | Diesel Off Road | 6000 | Steel-Impressed Current | 1985-04-10 |  | Cathodically Protected | Pressurized
TEXACO #21-480-348 (FITZGERALD) | 890 /900 THORNTON RD | LITHIA SPRINGS | Douglas | 9000438 | 5 | [5 empty] | Removed from Ground | Gas (Historical Use) | 10000 | Fiberglass | 1989-08-01 | 1994-12-01 | Fiberglass Reinforced Plastic
WERNER LEASING INC | 1444 BLAIRS BRIDGE RD | LITHIA SPRINGS | Douglas | 482001 | 2 |  | 1991-03-25 |  |  |  | Removed from Ground | Diesel | 20000 | Fiberglass | 1987-11-04 | 1997-08-20 | Fiberglass Reinforced Plastic | Pressurized
TEXACO #21-480-348 (FITZGERALD) | 890 /900 THORNTON RD | LITHIA SPRINGS | Douglas | 9000438 | 3 | [5 empty] | Removed from Ground | Empty | 10000 | Bare Steel | 1976-05-01 | 1989-07-01 | Galvanized Steel
VULCAN/LITHIA SPRINGS QUARRY | 7620 COUNTY LINE RD | LITHIA SPRINGS | Douglas | 480050 | 026-09 | [5 empty] | Removed from Ground | Other | 1500 | Cathodically Protected Steel | 1987-01-01 | 1992-10-29 | Galvanized Steel | Safe Suction (Euro)
LITHIA UNION 76/LITHIA SHELL SER | 3068 EAST BANKHEAD HWY | LITHIA SPRINGS | Douglas | 480012 | 4 |  |  | TRUE |  | TRUE | Closed in Ground | Used Oil | 560 | Bare Steel | 1971-03-16 | 1991-12-02 | Galvanized Steel | Gravity Fed
JP Marathon Lee Rd | 7512 Lee Rd | Lithia Springs | Douglas | 480030 | 2 | Flapper Valve | 2018-09-25 | FALSE | 2018-09-25 | FALSE | Currently in Use | Diesel On Road | 12000 | Steel-Impressed Current | 1983-04-11 |  |  | Pressurized
CHEVRON FOOD MART | 1365 LEE RD | LITHIA SPRINGS | Douglas | 9000651 | 3 | Flapper Valve | 1992-12-01 | FALSE | 1992-12-01 | FALSE | Temporarily out of use | Gas (Historical Use) | 12000 | Steel-Impressed Current | 1983-03-18 |  | Fiberglass Reinforced Plastic | Pressurized
EXXON R/S #40004 | 3042 BANKHEAD HWY | LITHIA SPRINGS | Douglas | 9048001 | 2 |  | 1988-06-01 |  | 1988-06-01 |  | Removed from Ground | Empty | 10000 | Fiberglass | 1988-01-01 | 2005-03-09 | Fiberglass Reinforced Plastic | Pressurized
CIRCLE M FOOD SHOP #47 | 983 THORNTON RD @ I-20 | LITHIA SPRINGS | Douglas | 9048010 | 5 | Flapper Valve | 2000-10-29 | FALSE | 2000-10-26 | FALSE | Currently in Use | Regular | 10000 | Fiberglass Double Walled | 2000-09-27 |  | Double-Walled Flex | Pressurized
CIRCLE M FOOD SHOP #47 | 983 THORNTON RD @ I-20 | LITHIA SPRINGS | Douglas | 9048010 | 4 |  | 1989-06-01 |  | 1989-06-01 |  | Removed from Ground | Gas (Historical Use) | 10000 | Galvanic (STIP-3) | 1989-06-01 | 2000-09-26 | Galvanized Steel | Pressurized
CIRCLE M FOOD SHOP #47 | 983 THORNTON RD @ I-20 | LITHIA SPRINGS | Douglas | 9048010 | 7 | Flapper Valve | 2000-10-29 | FALSE | 2000-10-29 | FALSE | Currently in Use | Premium | 10000 | Fiberglass Double Walled | 2000-09-27 |  | Double-Walled Flex | Pressurized
TEXACO #21-480-348 (FITZGERALD) | 890 /900 THORNTON RD | LITHIA SPRINGS | Douglas | 9000438 | 2 | [5 empty] | Removed from Ground | Empty | 10000 | Bare Steel | 1976-05-01 | 1989-07-01 | Galvanized Steel
WERNER LEASING INC | 1444 BLAIRS BRIDGE RD | LITHIA SPRINGS | Douglas | 482001 | 1 |  | 1991-03-25 |  |  |  | Removed from Ground | Diesel | 20000 | Fiberglass | 1987-11-04 | 1997-08-20 | Fiberglass Reinforced Plastic | Pressurized
EXXON R/S #40004 | 3042 BANKHEAD HWY | LITHIA SPRINGS | Douglas | 9048001 | 3 |  | 1988-06-01 |  | 1988-06-01 |  | Removed from Ground | Empty | 10000 | Fiberglass | 1988-01-01 | 2005-03-09 | Fiberglass Reinforced Plastic | Pressurized
VULCAN/LITHIA SPRINGS QUARRY | 7620 COUNTY LINE RD | LITHIA SPRINGS | Douglas | 480050 | 026-05 | [5 empty] | Removed from Ground | Other | 550 | Bare Steel | 1980-05-02 | 1992-10-29 | Galvanized Steel | Safe Suction (Euro)
LITHIA UNION 76/LITHIA SHELL SER | 3068 EAST BANKHEAD HWY | LITHIA SPRINGS | Douglas | 480012 | 1 | [5 empty] | Removed from Ground | Gas (Historical Use) | 4010 | Bare Steel | 1971-03-16 | 1991-10-15 | Galvanized Steel | Suction (American)
CHEVRON FOOD MART | 1365 LEE RD | LITHIA SPRINGS | Douglas | 9000651 | 1 | Flapper Valve | 1992-12-01 | FALSE | 1992-12-01 | FALSE | Temporarily out of use | Diesel | 20000 | Steel-Impressed Current | 1983-03-18 |  | Fiberglass Reinforced Plastic | Pressurized
KING'S OIL #339 | 3229 BANKHEAD HWY | LITHIA SPRINGS | Douglas | 9048052 | 1 | [5 empty] | Removed from Ground | Gas (Historical Use) | 2000 | Not Marked/Unknown | 1995-03-01 | 1995-03-01 | Unknown
CIRCLE M FOOD SHOP #47 | 983 THORNTON RD @ I-20 | LITHIA SPRINGS | Douglas | 9048010 | 8 | Flapper Valve | 2000-10-29 | FALSE | 2000-10-29 | FALSE | Currently in Use | Diesel | 10000 | Fiberglass Double Walled | 2000-09-27 |  | Double-Walled Flex | Pressurized
CIRCLE M FOOD SHOP #47 | 983 THORNTON RD @ I-20 | LITHIA SPRINGS | Douglas | 9048010 | 2 |  | 1989-06-01 |  | 1989-06-01 |  | Removed from Ground | Gas (Historical Use) | 10000 | Galvanic (STIP-3) | 1989-06-01 | 2000-09-26 | Galvanized Steel | Pressurized
FINA #6705 | 7218 THORNTON RD | LITHIA SPRINGS | Douglas | 9000154 | 3 | [5 empty] | Removed from Ground | Gas (Historical Use) | 6000 | Bare Steel | 1989-01-18 | 1989-01-18 | Galvanized Steel
THORNTON CHEVROLET INC | 1971 THORNTON RD | LITHIA SPRINGS | Douglas | 480094 | 3 | [5 empty] | Removed from Ground | Other | 1000 | Bare Steel | 1969-01-05 | 1988-12-15 | Unknown
KING'S OIL #339 | 3229 BANKHEAD HWY | LITHIA SPRINGS | Douglas | 9048052 | 6 | Ball Float | 2001-11-01 | FALSE | 2001-11-01 | FALSE | Currently in Use | Gas (Historical Use) | 10000 | Epoxy | 2001-11-01 |  | Fiberglass Reinforced Plastic | Pressurized
EXXON R/S #40004 | 3042 BANKHEAD HWY | LITHIA SPRINGS | Douglas | 9048001 | 1 |  | 1988-06-01 |  | 1988-06-01 |  | Removed from Ground | Not Marked/Tank Removed | 12000 | Fiberglass | 1988-01-01 | 2005-03-09 | Fiberglass Reinforced Plastic | Pressurized
PAK SHELL | 11070 VETERANS MEMORIAL HWY | LITHIA SPRINGS | Douglas | 9048050 | 4 |  | 1987-04-01 |  | 1987-04-01 |  | Removed from Ground | Kerosene | 1000 | Galvanic (STIP-3) | 1987-04-01 | 2009-09-29 | Galvanized Steel | Safe Suction (Euro)
KING'S OIL #339 | 3229 BANKHEAD HWY | LITHIA SPRINGS | Douglas | 9048052 | 5 | Ball Float | 2001-11-01 | FALSE | 2001-11-01 | FALSE | Currently in Use | Gas (Historical Use) | 10000 | Epoxy | 2001-11-01 |  | Fiberglass Reinforced Plastic | Pressurized
F& B Edge Road LLC | 701 EDGE ROAD | VILLA RICA | Douglas | 10000700 | 2 | Ball Float | 2003-12-22 | FALSE | 2003-12-22 | FALSE | Currently in Use | Premium | 12000 | Epoxy | 2003-12-22 |  |  | Pressurized
CROSSROADS COUNTRY STORE | 1480 DALLAS HWY | VILLA RICA | Douglas | 9048079 | 1 | Flapper Valve | 1998-08-26 | FALSE | 1998-08-26 | FALSE | Currently in Use | Premium | 2000 | Steel-Impressed Current | 1973-01-01 |  | Steel (Impressed Current) | Suction (American)
THE COLLARD PATCH | US HWY 78/BANKHEAD HWY | LITHIA SPRINGS | Douglas | 480081 | 3 | [5 empty] | Permanently Out of Use - historical purposes | Diesel | 4000 | Bare Steel | 1966-04-27 | 1899-12-31 | Galvanized Steel
Texaco Food Mart | 6990 S SWEETWATER RD | LITHIA SPRINGS | Douglas | 482004 | 2 | Ball Float | 1993-06-01 | FALSE | 1993-06-01 | FALSE | Currently in Use | Premium | 10000 | Galvanic (STIP-3) | 1987-11-04 |  | Double-Walled Fiberglass | Pressurized
CHEVRON FOOD MART | 1365 LEE RD | LITHIA SPRINGS | Douglas | 9000651 | C |  |  | FALSE |  | FALSE | Removed from Ground | Not Marked/Tank Removed | 0 | Unknown |  | 1899-12-31
KING'S OIL #339 | 3229 BANKHEAD HWY | LITHIA SPRINGS | Douglas | 9048052 | 2 | [5 empty] | Removed from Ground | Gas (Historical Use) | 2000 | Not Marked/Unknown | 1995-03-01 | 1995-03-01 | Unknown
CHEVRON #40311 | 991 THORNTON RD | LITHIA SPRINGS | Douglas | 9000199 | 1 | [5 empty] | Removed from Ground | Gas (Historical Use) | 5000 | Cathodically Protected Steel | 1967-04-28 | 1989-12-01 | Galvanized Steel
FINA #6705 | 7218 THORNTON RD | LITHIA SPRINGS | Douglas | 9000154 | 1 | [5 empty] | Removed from Ground | Gas (Historical Use) | 6000 | Bare Steel | 1989-01-18 | 1989-01-18 | Galvanized Steel
LITHIA SPRINGS HIGH SCHOOL | 2520 E COUNTY LINE RD | LITHIA SPRINGS | Douglas | 480004 | 4 | [5 empty] | Removed from Ground | Diesel | 10000 | Bare Steel | 1978-12-11 | 1997-11-01 | Galvanized Steel | Suction (American)
SOUTHERN EMPIRE EGG FARM | 2270 BLAIR BRIDGE ROAD | LITHIA SPRINGS | Douglas | 9048087 | 1 | [5 empty] | Removed from Ground | Diesel | 10000 | Bare Steel | 1979-04-17 | 1989-11-01 | Bare Steel | Safe Suction (Euro)
PAK SHELL | 11070 VETERANS MEMORIAL HWY | LITHIA SPRINGS | Douglas | 9048050 | 1 | Ball Float | 1987-04-01 | FALSE | 1987-04-01 | FALSE | Currently in Use | Regular | 8000 | Galvanic (STIP-3) | 1987-04-01 |  | Double-Walled Flex | Pressurized
VULCAN/LITHIA SPRINGS QUARRY | 7620 COUNTY LINE RD | LITHIA SPRINGS | Douglas | 480050 | 026-13 |  |  | TRUE |  | TRUE | Removed from Ground | Used Oil | 1000 | Bare Steel | 1984-05-01 | 1992-10-29 | Galvanized Steel | Safe Suction (Euro)
LIBERTY SHELL | 10135 E HWY 78 | VILLA RICA | Douglas | 9048030 | 4 | Flapper Valve | 1992-10-29 | FALSE | 1993-07-09 | FALSE | Currently in Use | Diesel | 4000 | Galvanic (STIP-3) | 1988-01-01 |  | Fiberglass Reinforced Plastic | Pressurized
MIDGET MARKET | 4333 POST RD | WINSTON | Douglas | 9048047 | 3 |  | 1998-01-01 | FALSE | 1998-01-01 | FALSE | Temporarily out of use | Regular | 4000 | Steel-Impressed Current | 1983-03-18 |  | Steel (Impressed Current) | Safe Suction (Euro)
BILLING FREIGHT SYSTEMS INC | 1414 BLAIRS BRIDGE RD | LITHIA SPRINGS | Douglas | 330583 | 1 |  | 1990-07-01 |  | 1990-07-01 |  | Removed from Ground | Diesel | 10000 | Double Walled | 1990-07-01 | 2004-05-13 | Fiberglass Reinforced Plastic | Pressurized
WERNER LEASING INC | 1444 BLAIRS BRIDGE RD | LITHIA SPRINGS | Douglas | 482001 | 6 | Flapper Valve | 1997-09-08 | FALSE | 1997-09-08 | FALSE | Removed from Ground | Diesel | 20000 | Fiberglass Double Walled | 1997-09-03 | 2020-11-23 | Fiberglass Reinforced Plastic | Pressurized
SOUTHERN EMPIRE EGG FARM | 2270 BLAIR BRIDGE ROAD | LITHIA SPRINGS | Douglas | 9048087 | 3 | [5 empty] | Removed from Ground | Diesel | 12000 | Bare Steel | 1979-04-17 | 1989-11-01 | Galvanized Steel
PAK SHELL | 11070 VETERANS MEMORIAL HWY | LITHIA SPRINGS | Douglas | 9048050 | 3 | Ball Float | 1987-04-01 | FALSE | 1987-04-01 | FALSE | Currently in Use | Premium | 8000 | Galvanic (STIP-3) | 1987-04-01 |  | Double-Walled Flex | Pressurized
ABF FREIGHT SYSTEMS | 1651 BLAIRS BRIDGE RD | LITHIA SPRINGS | Douglas | 9048042 | 1 | [5 empty] | Removed from Ground | Diesel | 10000 | Bare Steel | 1991-05-18 | 1994-03-07 | Galvanized Steel | Safe Suction (Euro)
JP Marathon Lee Rd | 7512 Lee Rd | Lithia Springs | Douglas | 480030 | 6 | Flapper Valve | 2018-09-25 | FALSE | 2018-09-25 | FALSE | Currently in Use | Regular | 20000 | Composite Double Walled | 2018-08-15 |  | Double-Walled Fiberglass | Pressurized
THORNTON CHEVROLET INC | 1971 THORNTON RD | LITHIA SPRINGS | Douglas | 480094 | 2 | [5 empty] | Removed from Ground | Other | 1000 | Bare Steel | 1969-01-05 | 1988-12-15 | Unknown
CIRCLE M FOOD SHOP #47 | 983 THORNTON RD @ I-20 | LITHIA SPRINGS | Douglas | 9048010 | 3 |  | 1989-06-01 |  | 1989-06-01 |  | Removed from Ground | Gas (Historical Use) | 10000 | Galvanic (STIP-3) | 1989-06-01 | 2000-09-26 | Galvanized Steel | Pressurized
BENNETTS GROCERY/VACANT | 3626 BANKHEAD HWY | LITHIA SPRINGS | Douglas | 9048035 | 2 | [5 empty] | Removed from Ground | Gas (Historical Use) | 500 | Not Marked/Unknown |  | 1899-12-31 | Not Marked
TEXACO #21-480-348 (FITZGERALD) | 890 /900 THORNTON RD | LITHIA SPRINGS | Douglas | 9000438 | 4 | [5 empty] | Removed from Ground | Empty | 10000 | Bare Steel | 1976-05-01 | 1989-07-01 | Galvanized Steel
VULCAN/LITHIA SPRINGS QUARRY | 7620 COUNTY LINE RD | LITHIA SPRINGS | Douglas | 480050 | 026-01 | [5 empty] | Removed from Ground | Gas (Historical Use) | 1000 | Bare Steel | 1965-05-06 | 1987-03-25 | Galvanized Steel
STOP N GO MARKET #790 | 6951 SOUTH SWEETWATER RD | LITHIA SPRINGS | Douglas | 480079 | 2 | [5 empty] | Removed from Ground | Gas (Historical Use) | 10000 | Bare Steel | 1975-05-11 | 1991-09-03 | Galvanized Steel
REBA RAKESTRAW/MAJIK MARKET 0913 | 2581 LEE RD | LITHIA SPRINGS | Douglas | 480084 | 2 | [5 empty] | Removed from Ground | Gas (Historical Use) | 8000 | Bare Steel | 1973-05-16 | 1992-09-26 | Galvanized Steel | Suction (American)
THORNTON CHEVROLET INC | 1971 THORNTON RD | LITHIA SPRINGS | Douglas | 480094 | 4 | [5 empty] | Removed from Ground | Other | 1000 | Bare Steel | 1969-01-05 | 1988-12-15 | Unknown
KING'S OIL #339 | 3229 BANKHEAD HWY | LITHIA SPRINGS | Douglas | 9048052 | 4 | [5 empty] | Removed from Ground | Gas (Historical Use) | 8000 | Not Marked/Unknown | 1995-03-01 | 1995-03-01 | Unknown
ANSCO & ASSOCIATES INC | 3242 BANKHEAD HWY | LITHIA SPRINGS | Douglas | 9048006 | 1 | [5 empty] | Removed from Ground | Diesel | 8000 | Cathodically Protected Steel | 1989-08-01 | 1998-01-01 | Fiberglass Reinforced Plastic
CHEVRON #40311 | 991 THORNTON RD | LITHIA SPRINGS | Douglas | 9000199 | 3 | [5 empty] | Removed from Ground | Gas (Historical Use) | 3000 | Cathodically Protected Steel | 1967-04-28 | 1989-12-01 | Galvanized Steel
VULCAN/LITHIA SPRINGS QUARRY | 7620 COUNTY LINE RD | LITHIA SPRINGS | Douglas | 480050 | 026-06 | [5 empty] | Removed from Ground | Other | 1500 | Bare Steel | 1980-05-02 | 1992-10-29 | Galvanized Steel | Safe Suction (Euro)
JP Marathon Lee Rd | 7512 Lee Rd | Lithia Springs | Douglas | 480030 | 3 | Flapper Valve | 2018-09-25 | FALSE | 2018-09-25 | FALSE | Currently in Use | Premium | 12000 | Steel-Impressed Current | 1983-04-11 |  |  | Pressurized
CHEVRON #40311 | 991 THORNTON RD | LITHIA SPRINGS | Douglas | 9000199 | 4 | [5 empty] | Removed from Ground | Gas (Historical Use) | 4000 | Cathodically Protected Steel | 1967-04-28 | 1989-12-01 | Galvanized Steel
CHEVRON #40311 | 991 THORNTON RD | LITHIA SPRINGS | Douglas | 9000199 | 5 |  |  | TRUE |  | TRUE | Removed from Ground | Used Oil | 550 | Cathodically Protected Steel | 1967-04-28 | 1989-12-01 | Galvanized Steel
FINA #6705 | 7218 THORNTON RD | LITHIA SPRINGS | Douglas | 9000154 | 4 | [5 empty] | Removed from Ground | Diesel | 6000 | Bare Steel | 1989-01-18 | 1989-01-18 | Galvanized Steel
FINA #6705 | 7218 THORNTON RD | LITHIA SPRINGS | Douglas | 9000154 | 5 |  |  | TRUE |  | TRUE | Removed from Ground | Used Oil | 500 | Bare Steel | 1989-01-18 | 1989-01-18 | Galvanized Steel
PETROLEUM REALTY II LLC | 809 THORNTON RD | LITHIA SPRINGS | Douglas | 480076 | 4 |  | 1988-01-01 |  | 1988-01-01 |  | Permanently Out Of Use | Gas (Historical Use) | 12000 | Bare Steel | 1981-05-09 | 1995-05-09 | Galvanized Steel | Pressurized
SOUTHERN EMPIRE EGG FARM | 2270 BLAIR BRIDGE ROAD | LITHIA SPRINGS | Douglas | 9048087 | 4 | [5 empty] | Removed from Ground | Diesel | 500 | Bare Steel | 1989-11-01 | 1989-11-01 | Bare Steel | Safe Suction (Euro)
LEE ROAD GROCERY | 1780 LEE RD | LITHIA SPRINGS | Douglas | 9048056 | 3 | Ball Float | 1990-08-22 | FALSE | 1990-08-22 | FALSE | Currently in Use | Premium | 8000 | Galvanic (STIP-3) | 1990-08-22 |  | Fiberglass Reinforced Plastic | Pressurized
PETROLEUM REALTY II LLC | 809 THORNTON RD | LITHIA SPRINGS | Douglas | 480076 | 1 |  | 1988-01-01 | FALSE | 1988-01-01 | FALSE | Currently in Use | Regular | 12000 | Steel-Impressed Current | 1981-05-09 |  |  | Pressurized
THE COLLARD PATCH | US HWY 78/BANKHEAD HWY | LITHIA SPRINGS | Douglas | 480081 | 1 | [5 empty] | Permanently Out of Use - historical purposes | Gas (Historical Use) | 4000 | Bare Steel | 1966-04-27 | 1899-12-31 | Galvanized Steel
THORNTON CHEVROLET INC | 1971 THORNTON RD | LITHIA SPRINGS | Douglas | 480094 | 1 |  |  | TRUE |  | TRUE | Removed from Ground | Used Oil | 500 | Bare Steel | 1969-01-05 | 1988-12-15 | Unknown
CHEVRON #201811/SHELL #210-2684- | 2021 FAIRBURN RD | DOUGLASVILLE | Douglas | 480038 | 1 | [5 empty] | Removed from Ground | Gas (Historical Use) | 10000 | Bare Steel | 1983-05-01 | 1992-12-05 | Galvanized Steel | Pressurized
CHEVRON #201811/SHELL #210-2684- | 2021 FAIRBURN RD | DOUGLASVILLE | Douglas | 480038 | 4 | [5 empty] | Removed from Ground | Empty | 10000 | Bare Steel | 1983-05-01 | 1992-12-05 | Galvanized Steel | Pressurized
THORNTONS KWICK STOP | 4401 E BANKHEAD HWY | DOUGLASVILLE | Douglas | 480060 | 2 | Ball Float | 1998-12-01 | FALSE | 1998-12-01 | FALSE | Currently in Use | Plus | 6000 | Steel-Impressed Current | 1984-05-06 |  | Fiberglass Reinforced Plastic | Pressurized
BLUE STREAK SVC STA | 8927 US HWY 78 | VILLA RICA | Douglas | 9048041 | 2 | [5 empty] | Removed from Ground | Gas (Historical Use) | 5000 | Bare Steel | 1994-04-05 | 1994-04-05 | Galvanized Steel | Suction (American)
CROSSROADS COUNTRY STORE | 1480 DALLAS HWY | VILLA RICA | Douglas | 9048079 | 3 |  |  | FALSE |  | FALSE | Currently in Use | Regular | 2000 | Steel-Impressed Current | 1973-01-01 |  | Steel (Impressed Current)
LIBERTY SHELL | 10135 E HWY 78 | VILLA RICA | Douglas | 9048030 | 1 | Flapper Valve | 1992-10-29 | FALSE | 1993-07-09 | FALSE | Currently in Use | Plus | 8000 | Galvanic (STIP-3) | 1988-01-01 |  | Fiberglass Reinforced Plastic | Pressurized
FAIRMART LLC | 7703 BANKHEAD HWY | WINSTON | Douglas | 9048093 | 4 |  | 1998-10-01 | FALSE | 1998-10-01 | FALSE | Removed from Ground | Kerosene | 1000 | Steel-Impressed Current | 1998-10-01 | 2016-03-15 | Steel (Impressed Current) | Safe Suction (Euro)
Douglas Food Mart | 12291 Veterans Memorial Hwy | DOUGLASVILLE | Douglas | 480065 | 3 | Ball Float | 1989-06-19 | FALSE | 1989-06-19 | FALSE | Currently in Use | Plus | 6000 | Steel-Impressed Current | 1969-05-12 |  | Fiberglass Reinforced Plastic | Pressurized
RALPH'S ECONOFLASH | 12831 VETERANS MEMORIAL HIGHWAY (FMR 7306 BANKHEAD HWY) | DOUGLASVILLE | Douglas | 480051 | 3 | Flapper Valve | 1997-04-01 | FALSE | 1997-04-01 | FALSE | Currently in Use | Diesel | 6000 | Steel-Impressed Current | 1984-05-01 |  |  | Pressurized
DOUGLASVILLE | GA HWY 5 W | DOUGLASVILLE | Douglas | 480086 | 1 | [5 empty] | Removed from Ground | Gas (Historical Use) | 1000 | Bare Steel |  | 1899-12-31 | Bare Steel
DOUGLAS COUNTY BOARD OF EDUCATION | 8329 DURELEE LN | DOUGLASVILLE | Douglas | 480002 | 1 |  |  | FALSE |  | FALSE | Removed from Ground | Gas (Historical Use) | 6000 | Bare Steel | 1969-12-13 | 1997-12-01 | Galvanized Steel | Suction (American)
QUICK THRIFT #737 | 4275 RILEY RD | LITHIA SPRINGS | Douglas | 480019 | 2 | [5 empty] | Removed from Ground | Gas (Historical Use) | 2000 | Bare Steel | 1974-04-18 | 1993-06-18 | Galvanized Steel
375 Riverside Parkway B LLC | 375 RIVERSIDE PKWY | LITHIA SPRINGS | Douglas | 9048099 | 2 | Flapper Valve | 2000-11-01 | FALSE | 2000-11-01 | FALSE | Currently in Use | Diesel | 20000 |  | 2000-11-01 |  | Double-Walled Fiberglass | Pressurized
PETE'S COUNTRY STORE | 1870 LEE RD | LITHIA SPRINGS | Douglas | 9048054 | 2 | Flapper Valve | 1996-07-01 | FALSE | 1996-07-01 | FALSE | Currently in Use | Regular | 6000 | Steel-Impressed Current | 1996-08-16 |  |  | Pressurized
SHELL | 825 THORNTON RD | LITHIA SPRINGS | Douglas | 9048004 | 2 | Ball Float | 1994-01-31 | FALSE | 1994-01-31 | FALSE | Currently in Use | Regular | 10000 | Fiberglass | 1987-09-01 |  | Fiberglass Reinforced Plastic | Pressurized
THORNTON RD 66 | 960 THORNTON RD | LITHIA SPRINGS | Douglas | 9048019 | 2 |  | 1991-04-17 |  | 1991-04-17 |  | Removed from Ground | Gas (Historical Use) | 12000 | Composite | 1991-04-01 | 2010-02-01 | Fiberglass Reinforced Plastic | Pressurized
FLEET OIL #208 | 7286 BROAD ST | DOUGLASVILLE | Douglas | 480075 | 1 | [5 empty] | Removed from Ground | Gas (Historical Use) | 10000 | Bare Steel | 1966-05-13 | 1999-06-18 | Galvanized Steel
GA CONCRETE PROD INC/ALLIED READ | 6611 WEST BANKHEAD HWY | DOUGLASVILLE | Douglas | 480077 | 2 | [5 empty] | Removed from Ground | Diesel | 0 | Bare Steel | 1979-05-10 | 1989-06-01 | Galvanized Steel
MILLER'S SERVICE STATION | 6910 WEST BROAD ST | DOUGLASVILLE | Douglas | 480100 | 7 |  |  | TRUE |  | TRUE | Removed from Ground | Used Oil | 550 | Bare Steel | 1962-05-14 | 2000-05-01 | Galvanized Steel | Gravity Fed
MILLER'S SERVICE STATION | 6910 WEST BROAD ST | DOUGLASVILLE | Douglas | 480100 | 1 | [5 empty] | Removed from Ground | Gas (Historical Use) | 4000 | Bare Steel | 1964-05-13 | 1989-07-01 | Galvanized Steel
MILLER'S SERVICE STATION | 6910 WEST BROAD ST | DOUGLASVILLE | Douglas | 480100 | 4 |  | 1989-05-24 |  | 1989-05-24 |  | Removed from Ground | Gas (Historical Use) | 10000 | Galvanic (STIP-3) | 1985-05-08 | 2000-05-01 | Cathodically Protected | Pressurized
DOUGLAS COUNTY VEHICLE MAINT | 8251 CHICAGO AVE | DOUGLASVILLE | Douglas | 480088 | 1 |  |  | FALSE |  | FALSE | Removed from Ground | Gas (Historical Use) | 2000 | Bare Steel | 1971-06-16 | 1998-01-01 | Galvanized Steel
ABANDONED UST | 969 DALLAS HIGHWAY | DOUGLASVILLE | Douglas | 10002661 | 2 |  |  | FALSE |  | FALSE | Removed from Ground | Not Marked/Tank Removed | 500 | Bare Steel | 2017-02-09 | 2017-02-09 | Unknown
VALERO FOOD | 3984 BANKHEAD HWY | LITHIA SPRINGS | Douglas | 9048058 | K-1 |  | 1994-11-01 | FALSE | 1994-11-01 | FALSE | Currently in Use | Kerosene | 2000 |  | 1994-11-01 |  |  | Pressurized
KING'S OIL #339 | 3229 BANKHEAD HWY | LITHIA SPRINGS | Douglas | 9048052 | 3 | [5 empty] | Removed from Ground | Gas (Historical Use) | 8000 | Not Marked/Unknown | 1995-03-01 | 1995-03-01 | Unknown
DOUGLASVILLE | GA HWY 5 W | DOUGLASVILLE | Douglas | 480086 | 2 | [5 empty] | Removed from Ground | Gas (Historical Use) | 1000 | Bare Steel |  | 1899-12-31 | Bare Steel
DOUGLAS COUNTY BOARD OF EDUCATION | 8329 DURELEE LN | DOUGLASVILLE | Douglas | 480002 | 2 |  |  | FALSE |  | FALSE | Removed from Ground | Gas (Historical Use) | 8000 | Bare Steel | 1974-12-12 | 1997-12-01 | Galvanized Steel | Suction (American)
ABANDONED UST | 969 DALLAS HIGHWAY | DOUGLASVILLE | Douglas | 10002661 | 1 |  |  | FALSE |  | FALSE | Removed from Ground | Not Marked/Tank Removed | 500 | Bare Steel | 2017-02-09 | 2017-02-09 | Unknown
TEXACO FOOD MART | 1374 LEE RD & I-20 | LITHIA SPRINGS | Douglas | 480025 | 5 | Ball Float | 2001-12-14 |  | 2001-12-14 |  | Removed from Ground | Gas (Historical Use) | 8000 | Composite | 2001-12-14 | 2012-08-16 | Double Walled | Pressurized
VALERO FOOD | 3984 BANKHEAD HWY | LITHIA SPRINGS | Douglas | 9048058 | DS1 |  | 1994-11-01 | FALSE | 1994-11-01 | FALSE | Currently in Use | Diesel | 10000 |  | 1994-11-01 |  |  | Pressurized
EXXON FOOD STORE | 11517 Veterans Memorial Hwy | DOUGLASVILLE | Douglas | 10000203 | 3 | Ball Float | 2002-06-06 | FALSE | 2002-06-06 | FALSE | Currently in Use | Diesel | 12000 | Fiberglass | 2002-06-06 |  | Double-Walled Fiberglass | Pressurized
KROGER GA-391 | 8501 HOSPITAL DR | DOUGLASVILLE | Douglas | 10001722 | 1-A.120450 | Overfill Alarm | 2009-05-07 | FALSE | 2009-06-15 | FALSE | Currently in Use | Regular | 20000 | Fiberglass Double Walled | 2009-04-09 |  | Double-Walled Flex | Pressurized
KROGER GA-376 | 630 THORNTON RD | LITHIA SPRINGS | Douglas | 10000640 | 1B | Flapper Valve | 2004-05-06 | FALSE | 2004-05-06 | FALSE | Currently in Use | Premium | 8000 | Fiberglass Double Walled | 2004-04-27 |  | Double-Walled Flex | Pressurized
PARKWAY MEDICAL CENTER | 1000 THORNTON RD | LITHIA SPRINGS | Douglas | 480008 | 2 |  | 1997-01-01 |  | 1997-01-01 |  | Removed from Ground | Diesel | 4000 | Double Walled | 1997-01-01 | 2002-06-30 | Not Marked | Pressurized
375 Riverside Parkway B LLC | 375 RIVERSIDE PKWY | LITHIA SPRINGS | Douglas | 9048099 | 1 | Flapper Valve | 2000-11-01 | FALSE | 2000-11-01 | FALSE | Currently in Use | Diesel | 20000 |  | 2000-11-01 |  | Double-Walled Fiberglass | Pressurized
SHELL | 825 THORNTON RD | LITHIA SPRINGS | Douglas | 9048004 | 1 | Ball Float | 1994-01-31 | FALSE | 1994-01-31 | FALSE | Currently in Use | Regular | 10000 | Fiberglass | 1987-09-01 |  | Fiberglass Reinforced Plastic | Pressurized
THORNTON RD 66 | 960 THORNTON RD | LITHIA SPRINGS | Douglas | 9048019 | 3 |  | 1991-04-17 |  | 1991-04-17 |  | Removed from Ground | Gas (Historical Use) | 12000 | Composite | 1991-04-01 | 2010-02-01 | Fiberglass Reinforced Plastic | Pressurized
SHELL | 825 THORNTON RD | LITHIA SPRINGS | Douglas | 9048004 | 4 | Ball Float | 1994-01-31 | FALSE | 1994-01-31 | FALSE | Currently in Use | Diesel | 10000 | Fiberglass | 1987-09-01 |  | Fiberglass Reinforced Plastic | Pressurized
CHEVRON FOOD MART | 5040 HWY 5 | DOUGLASVILLE | Douglas | 10000317 | 3 | Ball Float | 2002-10-25 | FALSE | 2002-10-25 | FALSE | Currently in Use | Diesel | 12000 | Fiberglass | 2002-08-16 |  | Double-Walled Fiberglass | Pressurized
QUIKTRIP #808 | 2042 FAIRBURN RD | DOUGLASVILLE | Douglas | 10000378 | 1 | Flapper Valve | 2003-01-01 | FALSE | 2003-01-01 | FALSE | Currently in Use | Regular | 20000 | Fiberglass Double Walled | 2002-12-02 |  | Double-Walled Flex | Pressurized
EXXON FOOD STORE | 11517 Veterans Memorial Hwy | DOUGLASVILLE | Douglas | 10000203 | 1 | Ball Float | 2002-06-06 | FALSE | 2002-06-06 | FALSE | Currently in Use | Regular | 12000 | Fiberglass | 2002-06-06 |  | Double-Walled Fiberglass | Pressurized
DOUGLAS CO DETENTION CENTER | 8470 EARL D LEE BLVD | DOUGLASVILLE | Douglas | 10002111 | 1 | Flapper Valve | 2012-01-12 | FALSE | 2012-01-12 | FALSE | Currently in Use | Regular | 15000 | Epoxy Double-Walled | 2011-11-16 |  | Double-Walled Fiberglass | Pressurized
375 Riverside Parkway B LLC | 375 RIVERSIDE PKWY | LITHIA SPRINGS | Douglas | 9048099 | 3 | Flapper Valve | 2000-11-01 | FALSE | 2000-11-01 | FALSE | Currently in Use | Diesel | 20000 |  | 2000-11-01 |  | Double-Walled Fiberglass | Pressurized
QUIKTRIP #720 | 611 THORNTON RD | LITHIA SPRINGS | Douglas | 9048100 | 3 | Ball Float | 2001-08-01 | FALSE | 2001-08-01 | FALSE | Currently in Use | Diesel | 12000 | Fiberglass Double Walled | 2001-06-01 |  | Double-Walled Flex | Pressurized
VALERO FOOD | 3984 BANKHEAD HWY | LITHIA SPRINGS | Douglas | 9048058 | 1PREM |  | 1994-11-01 | FALSE | 1994-11-01 | FALSE | Currently in Use | Gas (Historical Use) | 10000 |  | 1994-11-01 |  |  | Pressurized
COSBY BAY SVC STA #3 | 9281 GA HWY 5 | DOUGLASVILLE | Douglas | 480071 | 6 | [5 empty] | Removed from Ground | Diesel | 6000 | Bare Steel | 1969-05-12 | 1991-11-18 | Galvanized Steel
BILLY F MESSER SR | 6508 EAST BROAD ST | DOUGLASVILLE | Douglas | 480070 | 1 |  |  | TRUE |  | TRUE | Permanently Out of Use - historical purposes | Used Oil | 500 | Bare Steel | 1966-05-13 | 1899-12-31 | Unknown
GA CONCRETE PROD INC/ALLIED READ | 6611 WEST BANKHEAD HWY | DOUGLASVILLE | Douglas | 480077 | 4 | [5 empty] | Removed from Ground | Diesel | 0 | Bare Steel | 1989-06-01 | 1989-06-01 | Galvanized Steel
MILLER'S SERVICE STATION | 6910 WEST BROAD ST | DOUGLASVILLE | Douglas | 480100 | 2 | [5 empty] | Removed from Ground | Gas (Historical Use) | 6000 | Bare Steel | 1962-05-14 | 1989-07-01 | Galvanized Steel
MILLER'S SERVICE STATION | 6910 WEST BROAD ST | DOUGLASVILLE | Douglas | 480100 | 8 |  | 1989-05-24 |  | 1989-05-24 |  | Removed from Ground | Kerosene | 10000 | Cathodically Protected Steel | 1989-01-01 | 2000-05-01 | Fiberglass Reinforced Plastic | Suction (American)
BETTCO AMOCO #1 | 6462 EAST BROAD ST | DOUGLASVILLE | Douglas | 9022056 | 1 | Ball Float | 1995-05-01 | FALSE | 1995-05-01 | FALSE | Currently in Use | Regular | 8000 | Steel-Impressed Current | 1984-06-01 |  | Steel (Impressed Current) | Pressurized
QUIKTRIP #808 | 2042 FAIRBURN RD | DOUGLASVILLE | Douglas | 10000378 | 2 | Flapper Valve | 2003-01-01 | FALSE | 2003-01-01 | FALSE | Currently in Use | Regular | 20000 | Fiberglass Double Walled | 2002-12-01 |  | Double-Walled Flex | Pressurized
CHEVRON FOOD MART | 8279 CHICAGO AVE | DOUGLASVILLE | Douglas | 10000379 | 1 | Ball Float | 2003-02-10 | FALSE | 2003-02-10 | FALSE | Currently in Use | Regular | 12000 | Fiberglass | 2003-02-07 |  | Double-Walled Fiberglass | Pressurized
TEXACO FOOD MART | 1374 LEE RD & I-20 | LITHIA SPRINGS | Douglas | 480025 | 3 | [5 empty] | Removed from Ground | Gas (Historical Use) | 5000 | Cathodically Protected Steel | 1969-04-27 | 1990-07-24 | Galvanized Steel
Om Shiv Ganesh LLC | 2626 SKYVIEW DR | LITHIA SPRINGS | Douglas | 10000248 | 1 | Ball Float | 2002-06-14 | FALSE | 2002-06-14 | FALSE | Currently in Use | Regular | 12000 | Fiberglass | 2002-06-14 |  | Double-Walled Fiberglass | Pressurized
CARMAX #7243 | 1977 THORNTON RD | LITHIA SPRINGS | Douglas | 10000244 | 1 | Overfill Alarm | 2002-10-15 | FALSE | 2002-10-15 | FALSE | Currently in Use | Gas (Historical Use) | 3000 | Fiberglass Double Walled | 2002-10-15 |  | Double-Walled Fiberglass | Pressurized
KING'S OIL #346 | 4001 VETERANS MEMORIAL HWY | LITHIA SPRINGS | Douglas | 480093 | 4 | Flapper Valve | 1987-01-01 | FALSE | 1987-01-01 | FALSE | Currently in Use | Diesel | 4000 | Steel-Impressed Current | 1987-01-01 |  | Fiberglass Reinforced Plastic | Pressurized
KING'S OIL #346 | 4001 VETERANS MEMORIAL HWY | LITHIA SPRINGS | Douglas | 480093 | 5 | Flapper Valve | 1987-01-01 | FALSE | 1987-01-01 | FALSE | Currently in Use | Kerosene | 2000 | Steel-Impressed Current | 1987-01-01 |  | Fiberglass Reinforced Plastic | Pressurized
TEXACO FOOD MART | 1374 LEE RD & I-20 | LITHIA SPRINGS | Douglas | 480025 | 2 | [5 empty] | Removed from Ground | Gas (Historical Use) | 10000 | Cathodically Protected Steel | 1969-04-27 | 1990-07-24 | Galvanized Steel
KING'S OIL #346 | 4001 VETERANS MEMORIAL HWY | LITHIA SPRINGS | Douglas | 480093 | 2 | Ball Float | 1987-01-01 | FALSE | 1998-04-01 | FALSE | Currently in Use | Premium | 10000 | Steel-Impressed Current | 1976-01-04 |  | Fiberglass Reinforced Plastic | Pressurized
QUICK THRIFT #737 | 4275 RILEY RD | LITHIA SPRINGS | Douglas | 480019 | 1 | [5 empty] | Removed from Ground | Gas (Historical Use) | 2000 | Bare Steel | 1974-04-18 | 1993-06-18 | Galvanized Steel
QUIKTRIP #720 | 611 THORNTON RD | LITHIA SPRINGS | Douglas | 9048100 | 2 | Flapper Valve | 2001-08-01 | FALSE | 2001-08-01 | FALSE | Currently in Use | Regular | 20000 | Fiberglass Double Walled | 2001-06-01 |  | Double-Walled Flex | Pressurized
LEE ROAD GROCERY | 1780 LEE RD | LITHIA SPRINGS | Douglas | 9048056 | 2 | Ball Float | 1990-08-22 | FALSE | 1990-08-22 | FALSE | Currently in Use | Regular | 8000 | Galvanic (STIP-3) | 1990-08-22 |  | Fiberglass Reinforced Plastic | Pressurized
TEXACO #21-480-348 (FITZGERALD) | 890 /900 THORNTON RD | LITHIA SPRINGS | Douglas | 9000438 | 8 | [5 empty] | Removed from Ground | Diesel | 10000 | Fiberglass | 1989-08-01 | 1994-12-01 | Fiberglass Reinforced Plastic
TEXACO #21-480-348 (FITZGERALD) | 890 /900 THORNTON RD | LITHIA SPRINGS | Douglas | 9000438 | 6 | [5 empty] | Removed from Ground | Gas (Historical Use) | 10000 | Fiberglass | 1989-08-01 | 1994-12-01 | Fiberglass Reinforced Plastic
VULCAN/LITHIA SPRINGS QUARRY | 7620 COUNTY LINE RD | LITHIA SPRINGS | Douglas | 480050 | 026-13A |  |  | TRUE |  | TRUE | Removed from Ground | Used Oil | 550 | Cathodically Protected Steel | 1986-01-01 | 1992-10-29 | Galvanized Steel | Safe Suction (Euro)
VULCAN/LITHIA SPRINGS QUARRY | 7620 COUNTY LINE RD | LITHIA SPRINGS | Douglas | 480050 | 026-02 | [5 empty] | Removed from Ground | Gas (Historical Use) | 2000 | Bare Steel | 1965-05-06 | 1987-03-01 | Galvanized Steel | Safe Suction (Euro)
VULCAN/LITHIA SPRINGS QUARRY | 7620 COUNTY LINE RD | LITHIA SPRINGS | Douglas | 480050 | 026-08 | [5 empty] | Removed from Ground | Other | 1500 | Bare Steel | 1980-05-02 | 1992-10-29 | Galvanized Steel | Safe Suction (Euro)
VULCAN/LITHIA SPRINGS QUARRY | 7620 COUNTY LINE RD | LITHIA SPRINGS | Douglas | 480050 | 026-07 | [5 empty] | Removed from Ground | Other | 1500 | Bare Steel | 1980-05-02 | 1992-10-29 | Galvanized Steel | Safe Suction (Euro)
STOP N GO MARKET #790 | 6951 SOUTH SWEETWATER RD | LITHIA SPRINGS | Douglas | 480079 | 1 | [5 empty] | Removed from Ground | Gas (Historical Use) | 10000 | Bare Steel | 1975-05-11 | 1991-09-03 | Galvanized Steel
QUICK THRIFT #737 | 4275 RILEY RD | LITHIA SPRINGS | Douglas | 480019 | 4 | Flapper Valve | 1993-06-30 | FALSE | 1993-06-30 | FALSE | Currently in Use | Premium | 6000 | Galvanic (STIP-3) | 1993-06-30 |  | Fiberglass Reinforced Plastic | Pressurized
QUICK THRIFT #737 | 4275 RILEY RD | LITHIA SPRINGS | Douglas | 480019 | 5 | Flapper Valve | 1992-06-30 | FALSE | 1992-06-30 | FALSE | Currently in Use | Regular | 8000 | Galvanic (STIP-3) | 1993-06-30 |  | Fiberglass Reinforced Plastic | Pressurized
THORNTON ROAD PHILLIPS 66 SUPER STOP | 1104 THORNTON RD | LITHIA SPRING | Douglas | 9048097 | 2 | Ball Float | 2001-07-23 | FALSE | 2001-07-23 | FALSE | Currently in Use | Premium | 12000 | Fiberglass | 2001-07-23 |  | Fiberglass Reinforced Plastic | Pressurized
GORDON FOOD SERVICE | 1500 RIVER RD | LITHIA SPRINGS | Douglas | 10002562 | 1 | Overfill Alarm | 2015-04-20 | FALSE | 2015-04-20 | FALSE | Currently in Use | Diesel | 30000 | Fiberglass Double Walled | 2015-12-16 |  | Double-Walled Fiberglass | Pressurized
THORNTON ROAD PHILLIPS 66 SUPER STOP | 1104 THORNTON RD | LITHIA SPRING | Douglas | 9048097 | 1 | Ball Float | 2001-07-23 | FALSE | 2001-07-23 | FALSE | Currently in Use | Regular | 10000 | Fiberglass | 2001-07-23 |  | Fiberglass Reinforced Plastic | Pressurized
PETRO MART | 208 -B MAXHAM ROAD | AUSTELL | Douglas | 9048071 | 3 | Flapper Valve | 1998-02-01 | FALSE | 1998-02-01 | FALSE | Currently in Use | Diesel | 10000 | Galvanic (STIP-3) | 1998-02-01 |  | Steel (Impressed Current) | Pressurized
LEE ROAD CITGO | 2805 LEE ROAD | LITHIA SPRINGS | Douglas | 9048096 | 2 | Ball Float | 2001-07-20 | FALSE | 2001-07-20 | FALSE | Currently in Use | Premium | 10000 | Composite | 2001-07-20 |  |  | Pressurized
QUIKTRIP#1723 | 5861 FAIRBURN RD | DOUGLASVILLE | Douglas | 10003371 | 1 | Flapper Valve | 2023-09-12 | FALSE | 2023-05-10 | FALSE | Currently in Use | Regular | 15000 | STIP-3/Double walled | 2023-05-03 |  | Double-Walled Flex | Pressurized
QUIKTRIP#1723 | 5861 FAIRBURN RD | DOUGLASVILLE | Douglas | 10003371 | 2 | Flapper Valve | 2023-09-12 | FALSE | 2023-05-10 | FALSE | Currently in Use | Regular | 15000 | STIP-3/Double walled | 2023-05-03 |  | Double-Walled Flex | Pressurized
CHEVRON 201796 | 2920 BANKHEAD HWY | AUSTELL | Douglas | 480040 | 3 | Flapper Valve |  | FALSE | 1994-07-01 | FALSE | Currently in Use | Diesel | 10000 | Fiberglass | 1985-01-03 |  | Fiberglass Reinforced Plastic | Pressurized
PETRO MART | 208 -B MAXHAM ROAD | AUSTELL | Douglas | 9048071 | 2 | Flapper Valve | 1998-02-01 | FALSE | 1998-02-01 | FALSE | Currently in Use | Premium | 8000 | Galvanic (STIP-3) | 1998-02-01 |  | Steel (Impressed Current) | Pressurized
Q LUBE INC #1245 | 3245 GA HWY 5 W | AUSTELL | Douglas | 9048011 | 1 |  |  | TRUE |  | TRUE | Removed from Ground | Used Oil | 1000 | Cathodically Protected Steel | 1995-12-11 | 1899-12-31 | Galvanized Steel
QUICK SERV FOOD STORE | 131 MAXHAM RD | AUSTELL | Douglas | 9033243 | 2 |  | 1995-12-30 | FALSE | 1995-12-30 | FALSE | Currently in Use | Diesel | 8000 | Steel-Impressed Current | 1983-05-03 |  | Steel (Impressed Current) | Pressurized
BST/F1303 | 2700 SKYVIEW DR | AUSTELL | Douglas | 9000380 | 2 | [5 empty] | Removed from Ground | Gas (Historical Use) | 3000 | Bare Steel | 1971-01-01 | 1989-10-15 | Unknown | Pressurized
PETRO MART | 208 -B MAXHAM ROAD | AUSTELL | Douglas | 9048071 | 1 | Flapper Valve | 1998-02-01 | FALSE | 1998-02-01 | FALSE | Currently in Use | Regular | 8000 | Galvanic (STIP-3) | 1998-02-01 |  | Steel (Impressed Current) | Pressurized
REECE SERVICE STATION | 1111 BLAIR BRIDGE ROAD | LITHIA SPRINGS | Douglas | 9048090 | 1 | [5 empty] | Removed from Ground | Gas (Historical Use) | 6600 | Bare Steel | 1960-01-01 | 1999-08-30 | Galvanized Steel | Suction (American)
REECE SERVICE STATION | 1111 BLAIR BRIDGE ROAD | LITHIA SPRINGS | Douglas | 9048090 | 2 | [5 empty] | Removed from Ground | Gas (Historical Use) | 6600 | Bare Steel | 1960-01-01 | 1999-08-30 | Galvanized Steel | Suction (American)
BST/F1303 | 2700 SKYVIEW DR | AUSTELL | Douglas | 9000380 | 1 | [5 empty] | Removed from Ground | Gas (Historical Use) | 12000 | Bare Steel | 1980-01-01 | 1989-10-01 | Unknown | Pressurized
QUICK SERV FOOD STORE | 131 MAXHAM RD | AUSTELL | Douglas | 9033243 | 5 | Flapper Valve | 1997-12-30 | FALSE | 1997-12-30 | FALSE | Currently in Use | Regular | 8000 | Fiberglass | 1995-12-30 |  | Double-Walled Fiberglass | Pressurized
QUICK SERV FOOD STORE | 131 MAXHAM RD | AUSTELL | Douglas | 9033243 | 4 |  | 1997-11-15 | FALSE | 1997-11-15 | FALSE | Closed in Ground | Diesel | 1000 | Steel-Impressed Current | 1985-05-02 | 1899-12-31 | Fiberglass Reinforced Plastic | Suction (American)
CHEVRON 201796 | 2920 BANKHEAD HWY | AUSTELL | Douglas | 480040 | 1 | Flapper Valve |  | FALSE | 1994-07-01 | FALSE | Currently in Use | Regular | 10000 | Fiberglass | 1985-01-03 |  | Fiberglass Reinforced Plastic | Pressurized
LEE ROAD CITGO | 2805 LEE ROAD | LITHIA SPRINGS | Douglas | 9048096 | 1 | Ball Float | 2001-07-20 | FALSE | 2001-07-20 | FALSE | Currently in Use | Regular | 10000 | Composite | 2001-07-20 |  |  | Pressurized
REECE SERVICE STATION | 1111 BLAIR BRIDGE ROAD | LITHIA SPRINGS | Douglas | 9048090 | 3 | [5 empty] | Removed from Ground | Gas (Historical Use) | 4000 | Bare Steel | 1960-01-01 | 1999-08-30 | Galvanized Steel | Suction (American)
CHEVRON 201796 | 2920 BANKHEAD HWY | AUSTELL | Douglas | 480040 | 2 | Flapper Valve |  | FALSE | 1994-07-01 | FALSE | Currently in Use | Premium | 10000 | Fiberglass | 1985-01-03 |  | Fiberglass Reinforced Plastic | Pressurized
Q LUBE INC #1245 | 3245 GA HWY 5 W | AUSTELL | Douglas | 9048011 | 2 | [5 empty] | Removed from Ground | Other | 2000 | Cathodically Protected Steel | 1995-12-11 | 1899-12-31 | Galvanized Steel
QUICK SERV FOOD STORE | 131 MAXHAM RD | AUSTELL | Douglas | 9033243 | 3 | Flapper Valve | 1995-12-30 | FALSE | 1995-12-30 | FALSE | Currently in Use | Regular | 8000 | Steel-Impressed Current | 1983-05-03 |  | Fiberglass Reinforced Plastic | Pressurized
QUICK SERV FOOD STORE | 131 MAXHAM RD | AUSTELL | Douglas | 9033243 | 3 | Flapper Valve | 1995-12-30 | FALSE | 1995-12-30 | FALSE | Currently in Use | Premium | 8000 | Steel-Impressed Current | 1983-05-03 |  | Fiberglass Reinforced Plastic | Pressurized
LEE ROAD CITGO | 2805 LEE ROAD | LITHIA SPRINGS | Douglas | 9048096 | 3 | Ball Float | 2001-07-20 | FALSE | 2001-07-20 | FALSE | Currently in Use | Diesel | 8000 | Composite | 2001-07-20 |  |  | Pressurized
Q LUBE INC #1245 | 3245 GA HWY 5 W | AUSTELL | Douglas | 9048011 | 3 | [5 empty] | Removed from Ground | Other | 3000 | Cathodically Protected Steel | 1995-12-11 | 1899-12-31 | Galvanized Steel
QUIKTRIP#1723 | 5861 FAIRBURN RD | DOUGLASVILLE | Douglas | 10003371 | 3 | Flapper Valve | 2023-09-12 | FALSE | 2023-05-10 | FALSE | Currently in Use | E-0 | 15000 | STIP-3/Double walled | 2023-05-03 |  | Double-Walled Flex | Pressurized
QUIKTRIP#1723 | 5861 FAIRBURN RD | DOUGLASVILLE | Douglas | 10003371 | 4 | Flapper Valve | 2023-09-12 | FALSE | 2023-05-10 | FALSE | Currently in Use | Premium | 15000 | STIP-3/Double walled | 2023-05-03 |  | Double-Walled Flex | Pressurized
QUIKTRIP#1723 | 5861 FAIRBURN RD | DOUGLASVILLE | Douglas | 10003371 | 5 | Flapper Valve | 2023-09-12 | FALSE | 2023-05-10 | FALSE | Currently in Use | Diesel | 15000 | STIP-3/Double walled | 2023-05-03 |  | Double-Walled Flex | Pressurized
CHEVRON BAGGETT | 2791 S BAGGETT RD | WINSTON | Douglas | 10003382 | 2 |  |  | FALSE |  | FALSE | Currently in Use | Premium |  |  | 2023-10-01 |  | Double-Walled Fiberglass | Pressurized
QUIKTRIP #1709 | 9293 GA HWY 5 | DOUGLASVILLE | Douglas | 10003401 | 2 | Overfill Alarm | 2023-11-01 | FALSE | 2023-09-01 | FALSE | Currently in Use | Regular | 15000 | Fiberglass Double Walled | 2023-06-01 |  | Double-Walled Flex | Pressurized
QUIKTRIP #1709 | 9293 GA HWY 5 | DOUGLASVILLE | Douglas | 10003401 | 4 | Overfill Alarm | 2023-11-01 | FALSE | 2023-09-01 | FALSE | Currently in Use | Premium | 15000 | Fiberglass Double Walled | 2023-06-01 |  | Double-Walled Flex | Pressurized
QUIKTRIP #1709 | 9293 GA HWY 5 | DOUGLASVILLE | Douglas | 10003401 | 5 | Overfill Alarm | 2023-11-01 | FALSE | 2023-09-01 | FALSE | Currently in Use | Diesel | 15000 | Fiberglass Double Walled | 2023-06-01 |  | Double-Walled Flex | Pressurized
CHEVRON BAGGETT | 2791 S BAGGETT RD | WINSTON | Douglas | 10003382 | 3 |  |  | FALSE |  | FALSE | Currently in Use | Diesel |  |  | 2023-10-01 |  | Double-Walled Fiberglass | Pressurized
QUIKTRIP #1709 | 9293 GA HWY 5 | DOUGLASVILLE | Douglas | 10003401 | 1 | Overfill Alarm | 2023-11-01 | FALSE | 2023-09-01 | FALSE | Currently in Use | Regular | 15000 | Fiberglass Double Walled | 2023-06-01 |  | Double-Walled Flex | Pressurized
11030 VETERANS MEMORIAL HWY | 11030 VETERANS MEMORIAL HWY | LITHIA SPRINGS | Douglas | 10003445 | 1 |  |  | FALSE |  | FALSE | Closed in Ground | Used Oil | 8000
QUIKTRIP #1709 | 9293 GA HWY 5 | DOUGLASVILLE | Douglas | 10003401 | 3 | Overfill Alarm | 2023-11-01 | FALSE | 2023-09-01 | FALSE | Currently in Use | E-0 | 15000 | Fiberglass Double Walled | 2023-06-01 |  | Double-Walled Flex | Pressurized
CHEVRON BAGGETT | 2791 S BAGGETT RD | WINSTON | Douglas | 10003382 | 1 |  |  | FALSE |  | FALSE | Currently in Use | Regular |  |  | 2023-10-01 |  | Double-Walled Fiberglass | Pressurized
RaceTrac #2454 - Lee Road | 2703 FAIRBURN Road | DOUGLASVILLE | Douglas | 10002748 | 1 | Overfill Alarm | 2017-07-31 | FALSE | 2017-07-31 | FALSE | Currently in Use | Regular | 20000 | Fiberglass Double Walled | 2017-07-31 |  | Double-Walled Fiberglass | Pressurized
RaceTrac #688 | 1211 Thornton Rd | LITHIA SPRINGS | Douglas | 10002779 | 1
RaceTrac #688 | 1211 Thornton Rd | LITHIA SPRINGS | Douglas | 10002779 | 5
RaceTrac #2454 - Lee Road | 2703 FAIRBURN Road | DOUGLASVILLE | Douglas | 10002748 | 2B | Overfill Alarm | 2017-07-31 | FALSE | 2017-07-31 | FALSE | Currently in Use | Premium | 10000 | Fiberglass Double Walled | 2017-07-31 |  | Double-Walled Fiberglass | Pressurized
RaceTrac #688 | 1211 Thornton Rd | LITHIA SPRINGS | Douglas | 10002779 | 3A
RaceTrac #2454 - Lee Road | 2703 FAIRBURN Road | DOUGLASVILLE | Douglas | 10002748 | 3B | Overfill Alarm | 2017-07-31 | FALSE | 2017-07-31 | FALSE | Currently in Use | Diesel | 10000 | Fiberglass Double Walled | 2017-07-31 |  | Double-Walled Fiberglass | Pressurized
RaceTrac #2454 - Lee Road | 2703 FAIRBURN Road | DOUGLASVILLE | Douglas | 10002748 | 3A | Overfill Alarm | 2017-07-31 | FALSE | 2017-07-31 | FALSE | Currently in Use | Diesel | 10000 | Fiberglass Double Walled | 2017-07-31 |  | Double-Walled Fiberglass | Pressurized
RaceTrac #688 | 1211 Thornton Rd | LITHIA SPRINGS | Douglas | 10002779 | 6
RaceTrac #688 | 1211 Thornton Rd | LITHIA SPRINGS | Douglas | 10002779 | 4B
RaceTrac #619B - Drivetime | 5669 FAIRBURN Road | DOUGLASVILLE | Douglas | 10002778 | 3A | Overfill Alarm |  | FALSE | 2017-12-04 | FALSE | Currently in Use | Diesel On Road | 20000 | Fiberglass Double Walled | 2017-12-04 |  | Double-Walled Fiberglass | Pressurized
Douglas Co. Fleet Maintenance | 8480 Dorris Rd. | Douglasville | Douglas | 10002892 | 2 | Flapper Valve | 2018-12-17 | FALSE | 2018-10-24 | FALSE | Currently in Use | Diesel On Road | 12000 | Fiberglass Double Walled | 2018-10-11 |  | Double-Walled Fiberglass | Pressurized
RaceTrac #2454 - Lee Road | 2703 FAIRBURN Road | DOUGLASVILLE | Douglas | 10002748 | 2A | Overfill Alarm | 2017-07-31 | FALSE | 2017-07-31 | FALSE | Currently in Use | E-85 | 10000 | Fiberglass Double Walled | 2017-07-31 |  | Double-Walled Fiberglass | Pressurized
Douglas Co. Fleet Maintenance | 8480 Dorris Rd. | Douglasville | Douglas | 10002892 | 1 | Flapper Valve | 2018-12-17 | FALSE | 2018-10-24 | FALSE | Currently in Use | Regular | 15000 | Fiberglass Double Walled | 2018-10-11 |  | Double-Walled Fiberglass | Pressurized
RaceTrac #619B - Drivetime | 5669 FAIRBURN Road | DOUGLASVILLE | Douglas | 10002778 | 3B | Overfill Alarm |  | FALSE | 2017-12-04 | FALSE | Currently in Use | Diesel On Road | 20000 | Fiberglass Double Walled | 2017-12-04 |  | Double-Walled Fiberglass | Pressurized
RaceTrac #688 | 1211 Thornton Rd | LITHIA SPRINGS | Douglas | 10002779 | 2B
RaceTrac #688 | 1211 Thornton Rd | LITHIA SPRINGS | Douglas | 10002779 | 2A
RaceTrac #619B - Drivetime | 5669 FAIRBURN Road | DOUGLASVILLE | Douglas | 10002778 | 2A | Overfill Alarm |  | FALSE | 2017-12-04 | FALSE | Currently in Use | E-85 | 20000 | Fiberglass Double Walled | 2017-12-04 |  | Double-Walled Fiberglass | Pressurized
RaceTrac #688 | 1211 Thornton Rd | LITHIA SPRINGS | Douglas | 10002779 | 3B
RaceTrac #688 | 1211 Thornton Rd | LITHIA SPRINGS | Douglas | 10002779 | 4A
RaceTrac #619B - Drivetime | 5669 FAIRBURN Road | DOUGLASVILLE | Douglas | 10002778 | 2B | Overfill Alarm |  | FALSE | 2017-12-04 | FALSE | Currently in Use | Premium | 20000 | Fiberglass Double Walled | 2017-12-04 |  | Double-Walled Fiberglass | Pressurized
RaceTrac #619B - Drivetime | 5669 FAIRBURN Road | DOUGLASVILLE | Douglas | 10002778 | 1 | Overfill Alarm |  | FALSE | 2017-12-04 | FALSE | Currently in Use | Regular | 20000 | Fiberglass Double Walled | 2017-12-04 |  | Double-Walled Fiberglass | Pressurized
City of Douglasville/ Public Safety | 2083 Fairburn Rd | Douglasville | Douglas | 10002905 | 1 | Flapper Valve | 2010-06-15 | FALSE | 2010-06-15 | FALSE | Currently in Use | Regular | 10000 | Fiberglass Double Walled | 2010-06-15 |  | Double-Walled Fiberglass | Pressurized
PETE WHITE'S GROCERY | US HWY 27 | BLAKELY | Early | 490027 | 2 | [5 empty] | Removed from Ground | Gas (Historical Use) | 560 | Bare Steel | 1976-05-02 | 1993-09-01 | Galvanized Steel
W POWELL OIL CO | COR BAY & MAGNOLIA STS | BLAKELY | Early | 490031 | 2 | [5 empty] | Removed from Ground | Gas (Historical Use) | 3000 | Bare Steel | 1956-04-02 | 1998-12-15 | Galvanized Steel
CHATTAHOOCHEE INDUSTRIAL RAILROA | HWY 370 | CEDAR SPRINGS | Early | 490021 | 2 | [5 empty] | Removed from Ground | Gas (Historical Use) | 550 | Bare Steel | 1971-01-01 | 1991-02-28 | Galvanized Steel
GREAT SOUTHERN PLYWOOD | HWY 273 W | CEDAR SPRINGS | Early | 9049006 | 1 | [5 empty] | Removed from Ground | Diesel | 8000 | Bare Steel | 1968-01-01 | 1899-12-31 | Not Marked
GREAT SOUTHERN WOODLANDS DEPT | GIVE LOCATION ADDRESS | CEDAR SPRINGS | Early | 9049014 | 3 | [5 empty] | Removed from Ground | Diesel | 3000 | Bare Steel | 1978-01-01 | 1988-09-01 | Not Marked
RITA US FOOD | 10473 HWY 273 | CEDAR SPRINGS | Early | 9049043 | 2 | Flapper Valve | 1988-10-01 | FALSE | 1988-10-01 | FALSE | Currently in Use | E-0 | 6000 | Galvanic (STIP-3) | 1988-10-01 |  | Galvanized Steel | Safe Suction (Euro)
GRIST CARD LOCK | 6530 CHANCEY MILL RD | BLAKELY | Early | 9049038 | 1-RUL | Overfill Alarm | 1996-05-01 | FALSE | 1996-05-01 | FALSE | Currently in Use | Regular | 10000 | Galvanic (STIP-3) | 1996-05-01 |  | Fiberglass Reinforced Plastic | Pressurized
AMOCO FOOD STORE | 12268 COLUMBIA ST | BLAKELY | Early | 9049041 | 2 | Ball Float | 1996-11-26 | FALSE | 1996-11-26 | FALSE | Currently in Use | Premium | 12000 | Epoxy | 1996-11-26 |  | Fiberglass Reinforced Plastic | Pressurized
G.P. PETRO #277 | HWY 273 PAPER MILL ROAD | CEDAR SPRINGS | Early | 490013 | 1 | [5 empty] | Removed from Ground | Gas (Historical Use) | 2000 | Cathodically Protected Steel | 1999-06-01 | 1999-06-01 | Galvanized Steel | Pressurized
G.P. PETRO #277 | HWY 273 PAPER MILL ROAD | CEDAR SPRINGS | Early | 490013 | UNL | [5 empty] | Removed from Ground | Gas (Historical Use) | 2000 | Cathodically Protected Steel | 1985-04-18 | 1999-06-01 | Galvanized Steel | Pressurized
M D'S BAIT & TACKLE | CORNER OF COLUMBIA & SOUTH CHURC | BLAKELY | Early | 9049022 | 2 | [5 empty] | Removed from Ground | Gas (Historical Use) | 1000 | Not Marked/Unknown | 1949-01-01 | 1991-11-05 | Not Marked
COUNTY JAIL | 204 Court Square | BLAKELY | Early | 9049033 | 1 | [5 empty] | Removed from Ground | Diesel | 1000 | Not Marked/Unknown | 1995-08-15 | 1995-08-15 | Not Marked
U S FOOD MART | 13040 MAGNOLIA ST | BLAKELY | Early | 9049007 | P | Flapper Valve | 1998-12-01 | FALSE | 1998-12-01 | FALSE | Currently in Use | Premium | 3000 | Steel-Impressed Current | 1981-01-01 |  | Steel (Impressed Current) | Safe Suction (Euro)
CARAUSTAR | GA HWY 370 | CEDAR SPRINGS | Early | 490001 | 1 | [5 empty] | Removed from Ground | Diesel | 1000 | Bare Steel | 1971-03-17 | 1984-01-01 | Galvanized Steel
GREAT SOUTHERN PAPER-LOG FLUME | GA HWY 273 W | CEDAR SPRINGS | Early | 490017 | 1 | [5 empty] | Removed from Ground | Other | 12000 | Bare Steel | 1982-03-27 | 1990-12-20 | Galvanized Steel
ABANDONED SVC STATION | 642 SOUTH CHURCH STREET | BLAKELY | Early | 9049094 | 4 | [5 empty] | Removed from Ground | Gas (Historical Use) | 2000 | Cathodically Protected Steel | 1959-01-01 | 1899-12-31 | Cathodically Protected | Safe Suction (Euro)
ABANDONED SVC STATION | 642 SOUTH CHURCH STREET | BLAKELY | Early | 9049094 | 5 | [5 empty] | Removed from Ground | Kerosene | 550 | Cathodically Protected Steel | 1959-01-01 | 1899-12-31 | Cathodically Protected | Safe Suction (Euro)
EARLY TRACTOR CO INC | PO BOX 588 | BLAKELY | Early | 9049017 | 1 | [5 empty] | Removed from Ground | Diesel | 1000 | Bare Steel | 1978-01-01 | 1994-03-01 | Galvanized Steel
CHATTAHOOCHEE INDUSTRIAL RAILROA | HWY 370 | CEDAR SPRINGS | Early | 490021 | 1 | [5 empty] | Removed from Ground | Diesel | 12000 | Bare Steel | 1971-01-01 | 1991-02-28 | Galvanized Steel
G.P. PETRO #277 | HWY 273 PAPER MILL ROAD | CEDAR SPRINGS | Early | 490013 | UNLEAD |  | 1991-05-05 |  | 1991-05-05 |  | Removed from Ground | Diesel | 10000 | Cathodically Protected Steel | 1999-06-01 | 1999-06-01 | Fiberglass Reinforced Plastic | Pressurized
GREAT SOUTHERN PLYWOOD | HWY 273 W | CEDAR SPRINGS | Early | 9049006 | 2 | [5 empty] | Removed from Ground | Gas (Historical Use) | 2500 | Bare Steel | 1978-01-01 | 1899-12-31 | Not Marked
SOUTHMAIN FOOD STORE | 2178 SOUTH MAIN ST | BLAKELY | Early | 9049013 | 7 | [5 empty] | Removed from Ground | Gas (Historical Use) | 1000 | Bare Steel | 1991-07-01 | 1991-07-01 | Bare Steel | Safe Suction (Euro)
SOUTHMAIN FOOD STORE | 2178 SOUTH MAIN ST | BLAKELY | Early | 9049013 | 1 | Overfill Alarm | 1991-07-01 | FALSE | 1991-07-01 | FALSE | Currently in Use | Premium | 8000 | Galvanic (STIP-3) | 1991-07-01 |  | Fiberglass Reinforced Plastic | Pressurized
SOUTHMAIN FOOD STORE | 2178 SOUTH MAIN ST | BLAKELY | Early | 9049013 | 4 | [5 empty] | Removed from Ground | Diesel | 4000 | Bare Steel | 1991-07-01 | 1991-07-01 | Bare Steel | Suction (American)
BJS EXPRESS #147 | 1944 SOUTH MAIN ST | BLAKELY | Early | 9049004 | 5 | Ball Float | 1997-12-01 | FALSE | 1997-12-01 | TRUE | Currently in Use | Premium | 12000 | Epoxy | 1997-12-07 |  | Fiberglass Reinforced Plastic | Pressurized
GEORGIA TELEPHONE CORPORATION | 323 N BAY ST | BLAKELY | Early | 9049003 | 1 | [5 empty] | Removed from Ground | Gas (Historical Use) | 500 | Cathodically Protected Steel | 1990-01-01 | 1991-01-01 | Cathodically Protected
LifeBrite Community Hospital of Early | 11740 COLUMBIA RD | BLAKELY | Early | 490005 | 4 | [5 empty] | Removed from Ground | Diesel | 300 | Bare Steel | 1980-02-28 | 1899-12-31 | Bare Steel | Suction (American)
A-1 SVC STA | 201 SOUTH MAIN ST | BLAKELY | Early | 490002 | 2 | [5 empty] | Removed from Ground | Gas (Historical Use) | 5000 | Steel-Impressed Current | 1971-02-22 | 2002-10-14 | Fiberglass Reinforced Plastic | Suction (American)
GREAT SOUTHERN WOODLANDS DEPT | GIVE LOCATION ADDRESS | CEDAR SPRINGS | Early | 9049014 | 6 | [5 empty] | Removed from Ground | Gas (Historical Use) | 500 | Bare Steel | 1988-11-01 | 1988-11-01 | Not Marked
CARAUSTAR | GA HWY 370 | CEDAR SPRINGS | Early | 490001 | 2 | [5 empty] | Removed from Ground | Diesel | 1000 | Bare Steel | 1960-03-19 | 1984-01-01 | Galvanized Steel
GREAT SOUTHERN PAPER-LOG FLUME | GA HWY 273 W | CEDAR SPRINGS | Early | 490017 | 6 | [5 empty] | Removed from Ground | Diesel | 6500 | Bare Steel | 1970-03-30 | 1990-12-20 | Galvanized Steel
G.P. PETRO #277 | HWY 273 PAPER MILL ROAD | CEDAR SPRINGS | Early | 490013 | 3 | [5 empty] | Removed from Ground | Gas (Historical Use) | 2000 | Cathodically Protected Steel | 1999-06-01 | 1999-06-01 | Galvanized Steel | Pressurized
BLAKELY TIRE COMPANY | 215 MAGNOLIA STREET | BLAKELY | Early | 9049040 | 1 | [5 empty] | Removed from Ground | Gas (Historical Use) | 1000 | Not Marked/Unknown | 1996-07-30 | 2006-07-30 | Not Marked
SOUTHMAIN FOOD STORE | 2178 SOUTH MAIN ST | BLAKELY | Early | 9049013 | 5 | [5 empty] | Removed from Ground | Diesel | 4000 | Bare Steel | 1991-07-01 | 1991-07-01 | Bare Steel | Suction (American)
CHATTAHOOCHEE INDUSTRIAL RAILROA | HWY 370 | CEDAR SPRINGS | Early | 490021 | 3 | [5 empty] | Removed from Ground | Kerosene | 250 | Bare Steel | 1975-01-01 | 1991-01-01 | Galvanized Steel
GRIST CARD LOCK | 6530 CHANCEY MILL RD | BLAKELY | Early | 9049038 | 2-SUL | Overfill Alarm | 1996-05-01 | FALSE | 1996-05-01 | FALSE | Currently in Use | Premium | 6000 | Galvanic (STIP-3) | 1996-05-01 |  | Fiberglass Reinforced Plastic | Pressurized
SOUTHMAIN FOOD STORE | 2178 SOUTH MAIN ST | BLAKELY | Early | 9049013 | 3 | Overfill Alarm | 1991-07-01 | FALSE | 1991-07-01 | FALSE | Currently in Use | Plus | 6000 | Galvanic (STIP-3) | 1991-07-01 |  | Fiberglass Reinforced Plastic | Pressurized
CITY OF BLAKELY | 530 PLANT ST BLDG C | BLAKELY | Early | 9049018 | 1 |  | 1998-12-28 |  | 1998-12-28 |  | Removed from Ground | Gas (Historical Use) | 10000 | Steel-Impressed Current | 1980-01-01 | 2007-09-20 | Cathodically Protected | Pressurized
NELSON HATTAWAY FARMS | RT 5 | BLAKELY | Early | 9049034 | 1 | [5 empty] | Removed from Ground | Gas (Historical Use) | 10000 | Not Marked/Unknown | 1983-10-01 | 1998-11-01 | Not Marked
BJS EXPRESS #147 | 1944 SOUTH MAIN ST | BLAKELY | Early | 9049004 | 3B | Ball Float | 1997-12-07 | FALSE | 1997-12-07 | TRUE | Currently in Use | Diesel | 6000 | Epoxy | 1997-12-07 |  | Fiberglass Reinforced Plastic | Pressurized
GREAT SOUTHERN WOODLANDS DEPT | GIVE LOCATION ADDRESS | CEDAR SPRINGS | Early | 9049014 | 7 | [5 empty] | Removed from Ground | Diesel | 500 | Bare Steel | 1975-01-01 | 1988-08-01 | Not Marked
GREAT SOUTHERN WOODLANDS DEPT | GIVE LOCATION ADDRESS | CEDAR SPRINGS | Early | 9049014 | 1 | [5 empty] | Removed from Ground | Gas (Historical Use) | 3000 | Bare Steel | 1978-01-01 | 1988-09-01 | Not Marked
ABANDONED SVC STATION | 642 SOUTH CHURCH STREET | BLAKELY | Early | 9049094 | 2 | [5 empty] | Removed from Ground | Gas (Historical Use) | 2000 | Cathodically Protected Steel | 1959-01-01 | 1899-12-31 | Cathodically Protected | Safe Suction (Euro)
G.P. PETRO #277 | HWY 273 PAPER MILL ROAD | CEDAR SPRINGS | Early | 490013 | 8 |  | 1999-07-01 |  | 1999-07-01 |  | Removed from Ground | Gas (Historical Use) | 8000 | Epoxy | 1999-07-01 | 2009-11-24 | Double Walled | Pressurized
G.P. PETRO #277 | HWY 273 PAPER MILL ROAD | CEDAR SPRINGS | Early | 490013 | 2 |  | 1999-07-01 |  | 1999-07-01 |  | Removed from Ground | Gas (Historical Use) | 2000 | Steel-Impressed Current | 1985-11-10 | 2009-11-24 | Double Walled | Pressurized
AMOCO FOOD STORE | 12268 COLUMBIA ST | BLAKELY | Early | 9049041 | 3 | Ball Float | 1996-11-26 | FALSE | 1996-11-26 | FALSE | Currently in Use | Plus | 12000 | Epoxy | 1996-11-26 |  | Fiberglass Reinforced Plastic | Pressurized
BLAKELY TEXACO | 2150 S MAIN ST | BLAKELY | Early | 9049025 | 1 | Flapper Valve | 1998-09-28 | FALSE | 1998-09-28 | FALSE | Currently in Use | E-10 | 8000 | Steel-Impressed Current | 1970-01-01 |  | Steel (Impressed Current) | Pressurized
STANLEY C HOUSTON INS AGENCY | 15 COURT SQUARE | BLAKELY | Early | 9049037 | 2 | [5 empty] | Removed from Ground | Gas (Historical Use) | 4000 | Not Marked/Unknown | 1996-05-01 | 1996-05-01 | Not Marked
BIRDSONG PEANUNTS | SINGLETARY ST | BLAKELY | Early | 9049030 | GASOLINE | [5 empty] | Removed from Ground | Gas (Historical Use) | 1000 | Bare Steel | 1963-01-01 | 1998-05-01 | Galvanized Steel | Suction (American)
GFC-EARLY COUNTY | RT 1 SOUTHWEST OF BLAKELY ON CED | BLAKELY | Early | 490014 | 1 | [5 empty] | Removed from Ground | Gas (Historical Use) | 2000 | Bare Steel | 1982-01-01 | 1991-04-01 | Galvanized Steel
GA DOT #10422/EARLY CO MAINT HQ | 400 SOUTH BLVD ST | BLAKELY | Early | 490016 | 10422-2 | [5 empty] | Removed from Ground | Gas (Historical Use) | 550 | Bare Steel | 1980-04-30 | 1990-10-01 | Galvanized Steel
JIFFY STOP FOOD MART | 320 SOUTH FLOWERS DR | BLAKELY | Early | 490035 | 2 | [5 empty] | Removed from Ground | Empty | 10000 | Bare Steel | 1977-05-07 | 1996-09-05 | Galvanized Steel | Suction (American)
PACK & SACK 106 | NORTH CHURCH ST | BLAKELY | Early | 490041 | 1 | [5 empty] | Removed from Ground | Gas (Historical Use) | 8000 | Bare Steel | 1982-05-09 | 1989-09-12 | Galvanized Steel
GREAT SOUTHERN PAPER-LOG FLUME | GA HWY 273 W | CEDAR SPRINGS | Early | 490017 | 3 | [5 empty] | Removed from Ground | Gas (Historical Use) | 1000 | Bare Steel | 1963-04-01 | 1990-01-01 | Galvanized Steel
G.P. PETRO #277 | HWY 273 PAPER MILL ROAD | CEDAR SPRINGS | Early | 490013 | 7 |  | 1999-07-01 |  | 1999-07-01 |  | Removed from Ground | Diesel | 10000 | Steel-Impressed Current | 1991-05-05 | 2009-11-24 | Double Walled | Pressurized
GRIST CARD LOCK | 6530 CHANCEY MILL RD | BLAKELY | Early | 9049038 | 4-HSF | Overfill Alarm | 1996-05-01 | FALSE | 1996-05-01 | FALSE | Currently in Use | Diesel | 10000 | Galvanic (STIP-3) | 1996-05-01 |  | Fiberglass Reinforced Plastic | Pressurized
BLAKELY TEXACO | 2150 S MAIN ST | BLAKELY | Early | 9049025 | 3 | Flapper Valve | 1998-09-28 | FALSE | 1998-09-28 | FALSE | Currently in Use | Diesel | 4000 | Steel-Impressed Current | 1970-01-01 |  | Steel (Impressed Current) | Pressurized
US POSTAL SVC | 200 SOUTH MAIN ST | BLAKELY | Early | 9049027 | 1 | [5 empty] | Closed in Ground | Diesel | 1000 | Marked Unknown | 1932-01-01 | 1899-12-31 | Unknown | Pressurized
U S FOOD MART | 13040 MAGNOLIA ST | BLAKELY | Early | 9049007 | UNL | Flapper Valve | 1998-12-01 | FALSE | 1998-12-01 | FALSE | Currently in Use | E-0 | 6000 | Steel-Impressed Current | 1981-01-01 |  | Steel (Impressed Current) | Safe Suction (Euro)
BJS EXPRESS #147 | 1944 SOUTH MAIN ST | BLAKELY | Early | 9049004 | 2 | [5 empty] | Removed from Ground | Gas (Historical Use) | 8000 | Bare Steel | 1975-07-01 | 1997-11-01 | Galvanized Steel | Suction (American)
GFC-EARLY COUNTY | RT 1 SOUTHWEST OF BLAKELY ON CED | BLAKELY | Early | 490014 | 2 | [5 empty] | Removed from Ground | Diesel | 560 | Bare Steel | 1982-01-01 | 1991-04-01 | Galvanized Steel
GA DOT #10422/EARLY CO MAINT HQ | 400 SOUTH BLVD ST | BLAKELY | Early | 490016 | 10422-1 | [5 empty] | Removed from Ground | Gas (Historical Use) | 1000 | Bare Steel | 1971-05-03 | 1990-10-01 | Galvanized Steel
A-1 SVC STA | 201 SOUTH MAIN ST | BLAKELY | Early | 490002 | 4 |  |  | TRUE |  | TRUE | Removed from Ground | Used Oil | 250 | Steel-Impressed Current | 1968-02-23 | 2002-10-14 | Cathodically Protected | Suction (American)
LifeBrite Community Hospital of Early | 11740 COLUMBIA RD | BLAKELY | Early | 490005 | 3 | [5 empty] | Removed from Ground | Diesel | 300 | Bare Steel | 1975-03-01 | 1899-12-31 | Bare Steel | Suction (American)
FCC/RADIO STATION WBBK(AM) TRANS | 630 CEDAR SPRINGS RD | BLAKELY | Early | 9049012 | 1 | [5 empty] | Removed from Ground | Diesel | 560 | Bare Steel | 1968-01-01 | 1996-01-01 | Bare Steel | Safe Suction (Euro)
BJS EXPRESS #147 | 1944 SOUTH MAIN ST | BLAKELY | Early | 9049004 | 4 | Ball Float | 1997-12-01 | FALSE | 1997-12-01 | TRUE | Currently in Use | E-10 | 8000 | Epoxy | 1997-12-07 |  | Fiberglass Reinforced Plastic | Pressurized
BJS EXPRESS #147 | 1944 SOUTH MAIN ST | BLAKELY | Early | 9049004 | 1 | [5 empty] | Removed from Ground | Gas (Historical Use) | 8000 | Bare Steel | 1975-07-01 | 1997-11-01 | Galvanized Steel | Suction (American)
RITA US FOOD | 10473 HWY 273 | CEDAR SPRINGS | Early | 9049043 | 4 | Flapper Valve | 1988-10-01 | FALSE | 1988-10-01 | FALSE | Currently in Use | E-10 | 10000 | Galvanic (STIP-3) | 1988-10-01 |  | Galvanized Steel | Safe Suction (Euro)
SOUTHMAIN FOOD STORE | 2178 SOUTH MAIN ST | BLAKELY | Early | 9049013 | 2 | Overfill Alarm | 1991-07-01 | FALSE | 1991-07-01 | FALSE | Currently in Use | E-10 | 6000 | Galvanic (STIP-3) | 1991-07-01 |  | Fiberglass Reinforced Plastic | Pressurized
SOUTHMAIN FOOD STORE | 2178 SOUTH MAIN ST | BLAKELY | Early | 9049013 | 8 | Overfill Alarm | 1991-07-01 | FALSE | 1991-07-01 | FALSE | Currently in Use | E-0 | 4000 | Composite Double Walled | 2019-10-02 |  | Double-Walled Fiberglass | Pressurized
BJS EXPRESS #147 | 1944 SOUTH MAIN ST | BLAKELY | Early | 9049004 | 3A | Ball Float | 1997-12-01 | FALSE | 1997-12-01 | TRUE | Currently in Use | Diesel | 6000 | Epoxy | 1997-12-07 |  | Fiberglass Reinforced Plastic | Pressurized
A-1 SVC STA | 201 SOUTH MAIN ST | BLAKELY | Early | 490002 | 1 | [5 empty] | Removed from Ground | Gas (Historical Use) | 1990 | Steel-Impressed Current | 1968-02-23 | 2002-10-14 | Cathodically Protected | Suction (American)
AT&T |  | BLAKELY | Early | 490036 | 1 | [5 empty] | Removed from Ground | Diesel | 6000 | Bare Steel | 1966-05-11 | 1899-12-31 | Galvanized Steel
G.P. PETRO #277 | HWY 273 PAPER MILL ROAD | CEDAR SPRINGS | Early | 490013 | 6 | [5 empty] | Removed from Ground | Gas (Historical Use) | 2000 | Cathodically Protected Steel | 1999-06-01 | 1999-06-01 | Galvanized Steel | Pressurized
RITA US FOOD | 10473 HWY 273 | CEDAR SPRINGS | Early | 9049043 | 1 | Flapper Valve | 1988-10-01 | FALSE | 1988-10-01 | FALSE | Temporarily out of use | Premium | 6000 | Galvanic (STIP-3) | 1988-10-01 |  | Galvanized Steel | Safe Suction (Euro)
BLAKELY TIRE COMPANY | 215 MAGNOLIA STREET | BLAKELY | Early | 9049040 | 2 | [5 empty] | Removed from Ground | Gas (Historical Use) | 1000 | Not Marked/Unknown | 1996-07-30 | 2006-07-30 | Not Marked
ABANDONED SVC STATION | 642 SOUTH CHURCH STREET | BLAKELY | Early | 9049094 | 3 | [5 empty] | Removed from Ground | Gas (Historical Use) | 2000 | Cathodically Protected Steel | 1959-01-01 | 1899-12-31 | Cathodically Protected | Safe Suction (Euro)
SOUTHMAIN FOOD STORE | 2178 SOUTH MAIN ST | BLAKELY | Early | 9049013 | 6 | [5 empty] | Removed from Ground | Gas (Historical Use) | 1000 | Bare Steel | 1991-07-01 | 1991-07-01 | Bare Steel | Safe Suction (Euro)
EARLY TRACTOR CO INC | PO BOX 588 | BLAKELY | Early | 9049017 | 2 | [5 empty] | Removed from Ground | Gas (Historical Use) | 1000 | Bare Steel | 1978-01-01 | 1994-03-01 | Galvanized Steel
SOUTHERN AG CARRIERS | 14005 MAGNOLIA ST | BLAKELY | Early | 9049029 | 1 | Flapper Valve | 1991-10-01 | FALSE | 1991-10-01 | FALSE | Removed from Ground | Diesel | 12000 | Galvanic (STIP-3) | 1991-10-01 |  | Fiberglass Reinforced Plastic | Pressurized
RIVERSIDE BAIT & TACKLE | 3946 LOWER RIVER RD | BLAKELY | Early | 9049032 | 2 | Flapper Valve | 1995-08-14 | FALSE | 1995-08-14 | FALSE | Temporarily out of use | Diesel | 4000 | Galvanic (STIP-3) | 1995-08-14 |  | Fiberglass Reinforced Plastic | Safe Suction (Euro)
EARLY CO/SCHOOL BUS SHOP | 300 WASHINGTON AVE | BLAKELY | Early | 490011 | 1 | [5 empty] | Removed from Ground | Gas (Historical Use) | 10000 | Bare Steel | 1979-04-20 | 1997-07-24 | Galvanized Steel
SUWANNEE #105 | US HWY 27 | BLAKELY | Early | 490042 | 1 | [5 empty] | Removed from Ground | Empty | 8000 | Bare Steel | 1980-05-09 | 2000-12-13 | Galvanized Steel | Suction (American)
LifeBrite Community Hospital of Early | 11740 COLUMBIA RD | BLAKELY | Early | 490005 | 5 | Flapper Valve | 1998-12-03 | FALSE | 1998-12-03 | FALSE | Currently in Use | Diesel | 1000 | Composite | 1998-12-03 |  | Fiberglass Reinforced Plastic | Safe Suction (Euro)
CANNON OIL CORPORATION #34 | 11691 COLUMBIA HWY | BLAKELY | Early | 490039 | KEROSENE | Flapper Valve | 1998-12-01 | FALSE | 1998-12-01 | FALSE | Currently in Use | Kerosene | 4000 | Steel-Impressed Current | 1975-05-11 |  | Steel (Impressed Current) | Suction (American)
QUICK BUYS #104 | 18173 E SOUTH BLVD | BLAKELY | Early | 490040 | 1 | Flapper Valve | 1998-12-02 | FALSE | 1998-12-02 | FALSE | Currently in Use | E-10 | 8000 | Steel-Impressed Current | 1977-05-10 |  | Fiberglass Reinforced Plastic | Pressurized
PACK & SACK 106 | NORTH CHURCH ST | BLAKELY | Early | 490041 | 2 | [5 empty] | Removed from Ground | Gas (Historical Use) | 8000 | Bare Steel | 1982-05-09 | 1989-09-12 | Galvanized Steel
M D'S BAIT & TACKLE | CORNER OF COLUMBIA & SOUTH CHURC | BLAKELY | Early | 9049022 | 1 | [5 empty] | Removed from Ground | Gas (Historical Use) | 1000 | Not Marked/Unknown | 1990-01-01 | 1991-11-05 | Not Marked
UNIVERSAL BLANCHERS INC | GA HWY 62 EAST | BLAKELY | Early | 9049024 | 2 | [5 empty] | Removed from Ground | Diesel | 500 | Bare Steel | 1984-04-15 | 1998-09-01 | Galvanized Steel | Safe Suction (Euro)
RIVERSIDE BAIT & TACKLE | 3946 LOWER RIVER RD | BLAKELY | Early | 9049032 | 3 | Flapper Valve | 1995-08-14 | FALSE | 1995-08-14 | FALSE | Currently in Use | E-0 | 4000 | Galvanic (STIP-3) | 1995-08-14 |  | Fiberglass Reinforced Plastic | Safe Suction (Euro)
EARLY COUNTY AIRPORT | GA HWY 62 E | BLAKELY | Early | 9049011 | 1 | [5 empty] | Removed from Ground | Other | 0 | Bare Steel | 1989-01-20 | 1989-01-20 | Galvanized Steel
U S FOOD MART | 13040 MAGNOLIA ST | BLAKELY | Early | 9049007 | R | Flapper Valve | 1998-12-01 | FALSE | 1998-12-01 | FALSE | Currently in Use | E-10 | 8000 | Steel-Impressed Current | 1981-01-01 |  | Steel (Impressed Current) | Safe Suction (Euro)
CANNON OIL CORPORATION #34 | 11691 COLUMBIA HWY | BLAKELY | Early | 490039 | REG | Flapper Valve | 1998-12-01 | FALSE | 1998-12-01 | FALSE | Currently in Use | E-10 | 10000 | Steel-Impressed Current | 1975-05-11 |  | Steel (Impressed Current) | Suction (American)
GREAT SOUTHERN PAPER-LOG FLUME | GA HWY 273 W | CEDAR SPRINGS | Early | 490017 | 4 | [5 empty] | Removed from Ground | Diesel | 8000 | Bare Steel | 1963-04-01 | 1990-01-01 | Galvanized Steel
GREAT SOUTHERN PAPER-LOG FLUME | GA HWY 273 W | CEDAR SPRINGS | Early | 490017 | 7 | [5 empty] | Removed from Ground | Kerosene | 12000 | Bare Steel | 1963-04-01 | 1899-12-31 | Galvanized Steel
GREAT SOUTHERN WOODLANDS DEPT | GIVE LOCATION ADDRESS | CEDAR SPRINGS | Early | 9049014 | 2 | [5 empty] | Removed from Ground | Diesel | 500 | Bare Steel | 1978-01-01 | 1988-09-01 | Not Marked
UNIVERSAL BLANCHERS INC | GA HWY 62 EAST | BLAKELY | Early | 9049024 | 1 | [5 empty] | Removed from Ground | Gas (Historical Use) | 1000 | Bare Steel | 1984-04-15 | 1998-09-01 | Galvanized Steel | Safe Suction (Euro)
RIVERSIDE BAIT & TACKLE | 3946 LOWER RIVER RD | BLAKELY | Early | 9049032 | 1 | Flapper Valve | 1995-08-14 | FALSE | 1995-08-14 | FALSE | Currently in Use | E-10 | 8000 | Galvanic (STIP-3) | 1995-08-14 |  | Fiberglass Reinforced Plastic | Safe Suction (Euro)
GREAT SOUTHERN PAPER-LOG FLUME | GA HWY 273 W | CEDAR SPRINGS | Early | 490017 | 2 | [5 empty] | Removed from Ground | Gas (Historical Use) | 3000 | Bare Steel | 1982-03-27 | 1996-04-01 | Galvanized Steel
RITA US FOOD | 10473 HWY 273 | CEDAR SPRINGS | Early | 9049043 | 3 | Flapper Valve | 1988-10-01 | FALSE | 1988-10-01 | FALSE | Currently in Use | Diesel | 6000 | Galvanic (STIP-3) | 1988-10-01 |  | Galvanized Steel | Safe Suction (Euro)
CITY OF BLAKELY | 530 PLANT ST BLDG C | BLAKELY | Early | 9049018 | 2 | [5 empty] | Removed from Ground | Diesel | 500 | Bare Steel | 1980-01-01 | 1999-05-01 | Galvanized Steel
BLAKELY TEXACO | 2150 S MAIN ST | BLAKELY | Early | 9049025 | 2 | Flapper Valve | 1998-09-28 | FALSE | 1998-09-28 | FALSE | Currently in Use | E-0 | 8000 | Steel-Impressed Current | 1970-01-01 |  | Steel (Impressed Current) | Pressurized
BIRDSONG PEANUNTS | SINGLETARY ST | BLAKELY | Early | 9049030 | DIESEL | [5 empty] | Removed from Ground | Diesel | 550 | Bare Steel | 1969-01-01 | 1998-05-01 | Galvanized Steel | Suction (American)
GA DOT #10422/EARLY CO MAINT HQ | 400 SOUTH BLVD ST | BLAKELY | Early | 490016 | 422G1 | [5 empty] | Removed from Ground | Gas (Historical Use) | 1060 | Cathodically Protected Steel | 1990-01-29 | 2005-05-16 | Galvanized Steel | Suction (American)
A-1 SVC STA | 201 SOUTH MAIN ST | BLAKELY | Early | 490002 | 3 | [5 empty] | Removed from Ground | Gas (Historical Use) | 8000 | Steel-Impressed Current | 1974-02-21 | 2002-10-14 | Fiberglass Reinforced Plastic | Suction (American)
JIFFY STOP FOOD MART | 320 SOUTH FLOWERS DR | BLAKELY | Early | 490035 | 1 | [5 empty] | Removed from Ground | Empty | 10000 | Bare Steel | 1977-05-07 | 1996-09-05 | Galvanized Steel | Suction (American)
ABANDONED SVC STATION | 642 SOUTH CHURCH STREET | BLAKELY | Early | 9049094 | 1 | [5 empty] | Removed from Ground | Gas (Historical Use) | 2000 | Cathodically Protected Steel | 1959-01-01 | 1899-12-31 | Cathodically Protected | Safe Suction (Euro)
STANLEY C HOUSTON INS AGENCY | 15 COURT SQUARE | BLAKELY | Early | 9049037 | 3 | [5 empty] | Removed from Ground | Gas (Historical Use) | 4000 | Not Marked/Unknown | 1996-05-01 | 1996-05-01 | Not Marked
COUNTY JAIL | 204 Court Square | BLAKELY | Early | 9049033 | 2 | [5 empty] | Removed from Ground | Diesel | 500 | Marked Unknown | 1988-01-01 | 1998-06-01 | Unknown
U S FOOD MART | 13040 MAGNOLIA ST | BLAKELY | Early | 9049007 | D | Flapper Valve | 1998-12-01 | FALSE | 1998-12-01 | FALSE | Currently in Use | Diesel | 4000 | Steel-Impressed Current | 1979-01-01 |  | Steel (Impressed Current) | Safe Suction (Euro)
EARLY CO/SCHOOL BUS SHOP | 300 WASHINGTON AVE | BLAKELY | Early | 490011 | 3 | [5 empty] | Removed from Ground | Gas (Historical Use) | 1000 | Bare Steel | 1971-04-22 | 1997-07-24 | Galvanized Steel
QUICK BUYS #104 | 18173 E SOUTH BLVD | BLAKELY | Early | 490040 | 2 | Flapper Valve | 1998-12-02 | FALSE | 1998-12-02 | FALSE | Currently in Use | Premium | 4000 | Steel-Impressed Current | 1977-05-10 |  | Fiberglass Reinforced Plastic | Pressurized
COUNTY JAIL | 204 Court Square | BLAKELY | Early | 9049033 | 3 | Flapper Valve | 1998-06-01 | FALSE | 1998-06-01 | FALSE | Removed from Ground | Diesel | 500 | Composite | 1998-06-01 | 2020-05-07 | Fiberglass Reinforced Plastic | Safe Suction (Euro)
RIVERSIDE BAIT & TACKLE | 3946 LOWER RIVER RD | BLAKELY | Early | 9049032 | 4B | Flapper Valve | 2002-03-13 | FALSE | 2002-03-13 | FALSE | Temporarily out of use | Diesel | 4000 | Composite | 2002-03-13 |  | Double-Walled Flex | Pressurized
BYPASS MINI MART | 897 N MAIN ST | BLAKELY | Early | 9049010 | 1 | Flapper Valve | 1989-06-01 | FALSE | 1989-06-01 | FALSE | Currently in Use | E-10 | 8000 | Galvanic (STIP-3) | 1989-06-01 |  | Fiberglass Reinforced Plastic | Pressurized
BYPASS MINI MART | 897 N MAIN ST | BLAKELY | Early | 9049010 | 4 | Flapper Valve | 2009-05-17 | FALSE | 2009-05-17 | FALSE | Currently in Use | Diesel | 6000 | Composite Double Walled | 2009-05-15 |  | Double-Walled Fiberglass | Pressurized
EARLY CO/SCHOOL BUS SHOP | 300 WASHINGTON AVE | BLAKELY | Early | 490011 | 2 | [5 empty] | Removed from Ground | Gas (Historical Use) | 1000 | Bare Steel | 1971-04-22 | 1997-07-24 | Galvanized Steel
CANNON OIL CORPORATION #34 | 11691 COLUMBIA HWY | BLAKELY | Early | 490039 | DIESEL | Flapper Valve | 1998-12-01 | FALSE | 1998-12-01 | FALSE | Currently in Use | Diesel | 6000 | Steel-Impressed Current | 1985-05-08 |  | Steel (Impressed Current) | Suction (American)
SUWANNEE #105 | US HWY 27 | BLAKELY | Early | 490042 | 3 | [5 empty] | Removed from Ground | Empty | 4000 | Bare Steel | 1980-05-09 | 2000-12-13 | Galvanized Steel | Suction (American)
QUICK BUYS #104 | 18173 E SOUTH BLVD | BLAKELY | Early | 490040 | 3 | Flapper Valve | 1998-12-02 | FALSE | 1998-12-02 | FALSE | Temporarily out of use | Plus | 4000 | Steel-Impressed Current | 1977-05-10 |  | Fiberglass Reinforced Plastic | Pressurized
CANNON OIL CORPORATION #34 | 11691 COLUMBIA HWY | BLAKELY | Early | 490039 | UNL#REG | Flapper Valve | 1998-12-01 | FALSE | 1998-12-01 | FALSE | Currently in Use | E-10 | 10000 | Steel-Impressed Current | 1975-05-11 |  | Steel (Impressed Current) | Suction (American)
SUWANNEE #105 | US HWY 27 | BLAKELY | Early | 490042 | 2 | [5 empty] | Removed from Ground | Empty | 4000 | Bare Steel | 1980-05-09 | 2000-12-13 | Galvanized Steel | Suction (American)
GREAT SOUTHERN PAPER-LOG FLUME | GA HWY 273 W | CEDAR SPRINGS | Early | 490017 | 5 | [5 empty] | Removed from Ground | Diesel | 4000 | Bare Steel | 1967-03-31 | 1990-12-20 | Galvanized Steel
GRIST CARD LOCK | 6530 CHANCEY MILL RD | BLAKELY | Early | 9049038 | 3-HSF | Overfill Alarm | 1996-05-01 | FALSE | 1996-05-01 | FALSE | Currently in Use | Diesel | 10000 | Galvanic (STIP-3) | 1996-05-01 |  | Fiberglass Reinforced Plastic | Pressurized
AMOCO FOOD STORE | 12268 COLUMBIA ST | BLAKELY | Early | 9049041 | 1 | Ball Float | 1996-11-26 | FALSE | 1996-11-26 | FALSE | Currently in Use | E-10 | 12000 | Epoxy | 1996-11-26 |  | Fiberglass Reinforced Plastic | Pressurized
STANLEY C HOUSTON INS AGENCY | 15 COURT SQUARE | BLAKELY | Early | 9049037 | 1 | [5 empty] | Removed from Ground | Gas (Historical Use) | 4000 | Not Marked/Unknown | 1995-05-01 | 1995-05-01 | Not Marked
BYPASS MINI MART | 897 N MAIN ST | BLAKELY | Early | 9049010 | 3 | Flapper Valve | 1989-06-01 | FALSE | 1989-06-01 | FALSE | Currently in Use | Premium | 8000 | Galvanic (STIP-3) | 1989-06-01 |  | Fiberglass Reinforced Plastic | Pressurized
RIVERSIDE BAIT & TACKLE | 3946 LOWER RIVER RD | BLAKELY | Early | 9049032 | 4A | Flapper Valve | 2002-03-13 | FALSE | 2002-03-13 | FALSE | Temporarily out of use | Diesel | 16000 | Composite | 2002-03-13 |  | Double-Walled Flex | Pressurized
BYPASS MINI MART | 897 N MAIN ST | BLAKELY | Early | 9049010 | 2 | Flapper Valve | 1989-06-01 | FALSE | 1989-06-01 | FALSE | Currently in Use | E-10 | 8000 | Galvanic (STIP-3) | 1989-06-01 |  | Fiberglass Reinforced Plastic | Pressurized
GFC-EARLY COUNTY | RT 1 SOUTHWEST OF BLAKELY ON CED | BLAKELY | Early | 490014 | 4 |  | 1991-01-01 |  | 1991-01-01 |  | Removed from Ground | Gas (Historical Use) | 1000 | Galvanic (STIP-3) | 1991-01-01 | 2003-07-29 | Cathodically Protected | Safe Suction (Euro)
GFC-EARLY COUNTY | RT 1 SOUTHWEST OF BLAKELY ON CED | BLAKELY | Early | 490014 | 5 |  | 1991-01-01 |  | 1991-01-01 |  | Removed from Ground | Diesel | 1000 | Galvanic (STIP-3) | 1991-01-01 | 2003-07-29 | Cathodically Protected | Safe Suction (Euro)
GREAT SOUTHERN WOODLANDS DEPT | GIVE LOCATION ADDRESS | CEDAR SPRINGS | Early | 9049014 | 5 | [5 empty] | Removed from Ground | Diesel | 500 | Bare Steel | 1962-01-01 | 1988-10-01 | Not Marked
GREAT SOUTHERN WOODLANDS DEPT | GIVE LOCATION ADDRESS | CEDAR SPRINGS | Early | 9049014 | 4 | [5 empty] | Removed from Ground | Diesel | 1000 | Bare Steel | 1978-01-01 | 1988-11-01 | Not Marked
ABANDONED SVC STATION | 642 SOUTH CHURCH STREET | BLAKELY | Early | 9049094 | 6 |  |  | TRUE |  | TRUE | Removed from Ground | Used Oil | 550 | Cathodically Protected Steel | 1959-01-01 | 1899-12-31 | Cathodically Protected | Safe Suction (Euro)
U S FOOD MART | 13040 MAGNOLIA ST | BLAKELY | Early | 9049007 | K | Flapper Valve | 1998-12-01 | FALSE | 1998-12-01 | FALSE | Currently in Use | Diesel | 4000 | Steel-Impressed Current | 1979-01-01 |  | Steel (Impressed Current) | Safe Suction (Euro)
GFC-EARLY COUNTY | RT 1 SOUTHWEST OF BLAKELY ON CED | BLAKELY | Early | 490014 | 3 | [5 empty] | Removed from Ground | Propane | 250 | Bare Steel | 1973-04-25 | 1991-04-01 | Copper
KOLOMOKI MOUNDS STATE PARK | RT 1 BOX 114 | BLAKELY | Early | 490006 | 4 | Flapper Valve | 2000-10-01 | FALSE | 2000-10-01 | FALSE | Temporarily out of use | Empty | 2500 | Fiberglass Double Walled | 2000-10-01 |  | Fiberglass Reinforced Plastic | Safe Suction (Euro)
CANNON OIL CORPORATION #34 | 11691 COLUMBIA HWY | BLAKELY | Early | 490039 | PREMIUM | Flapper Valve | 1998-12-01 | FALSE | 1998-12-01 | FALSE | Currently in Use | Premium | 6000 | Steel-Impressed Current | 1984-05-08 |  | Steel (Impressed Current) | Suction (American)
THOMPSON PONTIAC-BUICK-GMC INC | 232 NORTH MAIN | BLAKELY | Early | 490034 | 1 | [5 empty] | Removed from Ground | Gas (Historical Use) | 1000 | Bare Steel | 1974-05-03 | 1990-01-01 | Galvanized Steel
GRIST OIL #5 | US HWY 27 SOUTH | BLAKELY | Early | 490051 | 3 | [5 empty] | Removed from Ground | Gas (Historical Use) | 4000 | Bare Steel | 1966-05-13 | 1991-07-01 | Galvanized Steel
W POWELL OIL CO | COR BAY & MAGNOLIA STS | BLAKELY | Early | 490031 | 6 |  |  | TRUE |  | TRUE | Removed from Ground | Used Oil | 565 | Bare Steel | 1970-03-30 | 1998-12-15 | Galvanized Steel
ELLIOTT'S GROCERY | US HWY 27 SOUTH | BLAKELY | Early | 490033 | R1 | [5 empty] | Removed from Ground | Gas (Historical Use) | 4000 | Bare Steel | 1971-05-03 | 1993-02-15 | Galvanized Steel | Suction (American)
GRIST OIL CO OFFICE | 12629 MAGNOLIA ST | BLAKELY | Early | 490049 | 3 | [5 empty] | Closed in Ground | Kerosene | 500 | Bare Steel | 1966-05-13 | 1978-05-01 | Galvanized Steel | Suction (American)
LOVE GROCERY | US HWY 27 SOUTH | BLAKELY | Early | 490054 | 2 | [5 empty] | Removed from Ground | Empty | 500 | Bare Steel | 1971-05-12 | 1989-12-30 | Galvanized Steel | Suction (American)
GRIST OIL #5 | US HWY 27 SOUTH | BLAKELY | Early | 490051 | 4 | [5 empty] | Removed from Ground | Diesel | 4000 | Bare Steel | 1966-05-13 | 1991-07-01 | Galvanized Steel
ODOMS COUNTRY CAFE INC | 4950 GA HWY 370 | BLAKELY | Early | 10000399 | 1 | Flapper Valve | 1997-01-01 | FALSE | 1997-01-01 | TRUE | Removed from Ground | Gas (Historical Use) | 6000 | Steel-Impressed Current | 1991-05-01 | 2019-08-07 | Steel (Impressed Current) | Safe Suction (Euro)
DAMASCUS PEANUT CO | HWY 200 WEST | DAMASCUS | Early | 490026 | 3 | [5 empty] | Removed from Ground | Diesel | 10000 | Bare Steel | 1983-05-02 | 1987-07-01 | Galvanized Steel
GRIST OIL #5 | US HWY 27 SOUTH | BLAKELY | Early | 490051 | 1 | [5 empty] | Removed from Ground | Gas (Historical Use) | 6000 | Bare Steel | 1982-05-09 | 1991-07-01 | Galvanized Steel
QUIK STOP #1 | US HWY 27 NORTH | BLAKELY | Early | 490047 | 4 |  |  | FALSE |  | FALSE | Removed from Ground | Gas (Historical Use) | 1000 | Bare Steel | 1969-05-12 | 1989-05-01 | Galvanized Steel | Suction (American)
EARLY COUNTY ROAD DEPT | 796 JESSE JOHNSON ST | BLAKELY | Early | 490044 | 2 | Flapper Valve | 1995-08-08 | FALSE | 1995-08-08 | FALSE | Currently in Use | Diesel | 10000 | Composite | 1995-08-08 |  | Fiberglass Reinforced Plastic | Pressurized
DONNAS COUNTRY STORE | 3688 LUCILE RD | BLAKELY | Early | 490053 | 1 | [5 empty] | Closed in Ground | Gas (Historical Use) | 500 | Bare Steel | 1970-05-12 | 1988-01-01 | Galvanized Steel | Suction (American)
HILTON GROCERY | RT 5 BOX 1195 | BLAKELY | Early | 490056 | 2 | [5 empty] | Removed from Ground | Gas (Historical Use) | 500 | Bare Steel | 1976-05-15 | 1999-05-19 | Galvanized Steel | Safe Suction (Euro)
DAMASCUS PEANUT CO | HWY 200 WEST | DAMASCUS | Early | 490026 | 2 | [5 empty] | Removed from Ground | Gas (Historical Use) | 5000 | Bare Steel | 1981-05-02 | 1987-07-01 | Galvanized Steel
M & R MOTORS | HWY 200 & HWY 45 | DAMASCUS | Early | 9049039 | 3 | [5 empty] | Removed from Ground | Gas (Historical Use) | 0 | Not Marked/Unknown | 1996-07-18 | 1996-07-18 | Not Marked
LEE'S GROCERY | RT 2 BOX 272 | BLAKELY | Early | 490025 | 2 | [5 empty] | Removed from Ground | Gas (Historical Use) | 1000 | Bare Steel | 1966-05-05 | 1989-01-01 | Galvanized Steel
PETE WHITE'S GROCERY | US HWY 27 | BLAKELY | Early | 490027 | 1 | [5 empty] | Removed from Ground | Gas (Historical Use) | 1000 | Bare Steel | 1976-05-02 | 1993-09-01 | Galvanized Steel
QUIK STOP #1 | US HWY 27 NORTH | BLAKELY | Early | 490047 | 2 |  |  | FALSE |  | FALSE | Removed from Ground | Gas (Historical Use) | 4000 | Bare Steel | 1984-05-08 | 1989-05-01 | Galvanized Steel | Suction (American)
PETE WHITE'S GROCERY | US HWY 27 | BLAKELY | Early | 490027 | 5 |  | 1993-09-01 |  | 1993-09-01 |  | Removed from Ground | Gas (Historical Use) | 2000 | Cathodically Protected Steel | 1993-09-01 | 2002-10-15 | Fiberglass Reinforced Plastic | Suction (American)
ODOMS COUNTRY CAFE INC | 4950 GA HWY 370 | BLAKELY | Early | 10000399 | 2 |  | 1997-01-01 | FALSE | 1997-01-01 | TRUE | Removed from Ground | Diesel | 6000 | Steel-Impressed Current | 1991-05-10 | 2019-08-07 | Steel (Impressed Current) | Safe Suction (Euro)
JAKIN DISCOUNT | US HWY 84 | JAKIN | Early | 490030 | 2 | [5 empty] | Permanently Out Of Use | Gas (Historical Use) | 10000 | Bare Steel | 1973-04-05 | 1995-12-12 | Galvanized Steel
W POWELL OIL CO | COR BAY & MAGNOLIA STS | BLAKELY | Early | 490031 | 3 | [5 empty] | Removed from Ground | Gas (Historical Use) | 3000 | Bare Steel | 1956-04-02 | 1998-12-15 | Galvanized Steel
ELLIOTT'S GROCERY | US HWY 27 SOUTH | BLAKELY | Early | 490033 | 1 | [5 empty] | Removed from Ground | Gas (Historical Use) | 4000 | Bare Steel | 1971-05-03 | 1993-02-15 | Galvanized Steel | Suction (American)
QUIK STOP #1 | US HWY 27 NORTH | BLAKELY | Early | 490047 | 3 |  |  | FALSE |  | FALSE | Removed from Ground | Gas (Historical Use) | 1000 | Bare Steel | 1969-05-12 | 1989-05-01 | Galvanized Steel | Suction (American)
DONNAS COUNTRY STORE | 3688 LUCILE RD | BLAKELY | Early | 490053 | 2 | [5 empty] | Removed from Ground | Gas (Historical Use) | 550 | Bare Steel | 1989-12-01 | 1989-12-01 | Galvanized Steel | Suction (American)
FOOD MART #2 | 8039 JOE BRYAN ST | DAMASCUS | Early | 490003 | 3 | Flapper Valve | 1995-09-01 | FALSE | 1993-02-11 | TRUE | Currently in Use | Premium | 6000 | Steel-Impressed Current | 1984-01-01 |  | Steel (Impressed Current) | Pressurized
HUNTER SVC STA | 1300 N CHURCH ST | BLAKELY | Early | 9049009 | RUL | [5 empty] | Temporarily out of use | Gas (Historical Use) | 4000 | Bare Steel | 1973-01-01 |  | Galvanized Steel
SHIV OF JAKIN INC | 1798 HWY 84 E | JAKIN | Early | 9049044 | 2B | Ball Float | 1996-11-01 | FALSE | 1996-11-01 | FALSE | Currently in Use | Diesel Off Road | 3000 | Galvanic (STIP-3) | 1996-10-30 |  | Double-Walled Flex | Pressurized
PETE WHITE'S GROCERY | US HWY 27 | BLAKELY | Early | 490027 | 6 |  | 1993-09-01 |  | 1993-09-01 |  | Removed from Ground | Gas (Historical Use) | 1000 | Cathodically Protected Steel | 1993-09-01 | 2002-10-15 | Fiberglass Reinforced Plastic | Suction (American)
MEGAHEE BAIT & TACKLE | CORNER OF S MAIN & COLUMBIA ST | BLAKELY | Early | 490050 | 1 | [5 empty] | Removed from Ground | Gas (Historical Use) | 1000 | Bare Steel | 1971-05-12 | 1991-11-10 | Galvanized Steel | Suction (American)
EARLY COUNTY ROAD DEPT | 796 JESSE JOHNSON ST | BLAKELY | Early | 490044 | 4 |  |  | TRUE |  | TRUE | Removed from Ground | Used Oil | 250 | Bare Steel | 1980-05-09 | 1899-12-31 | Bare Steel
JAKIN DISCOUNT | US HWY 84 | JAKIN | Early | 490030 | 1 | [5 empty] | Permanently Out Of Use | Gas (Historical Use) | 10000 | Bare Steel | 1973-04-05 | 1995-12-12 | Galvanized Steel
LOVE GROCERY | US HWY 27 SOUTH | BLAKELY | Early | 490054 | 1 | [5 empty] | Removed from Ground | Empty | 1000 | Bare Steel | 1982-05-09 | 1999-12-13 | Galvanized Steel | Suction (American)
ODOMS COUNTRY CAFE INC | 4950 GA HWY 370 | BLAKELY | Early | 10000399 | 3 |  | 1997-01-01 | FALSE | 1997-01-01 | TRUE | Removed from Ground | Gas (Historical Use) | 3000 | Steel-Impressed Current | 1991-05-10 | 2019-08-07 | Fiberglass Reinforced Plastic | Safe Suction (Euro)
FORMER SITE OF BRADYS FOOD BASKET | 14890 MAIN STREET | DAMASCUS | Early | 10000650 | 1 |  |  | FALSE |  | FALSE | Removed from Ground | Diesel | 1000 | Bare Steel | 2004-04-26 | 2004-04-26
Ram1231 LLC dba: Food Mart 0001 | 8008 JOE BRYAN ST | DAMASCUS | Early | 490024 | U | Flapper Valve | 1999-04-27 | FALSE | 1999-04-27 | FALSE | Temporarily out of use | Diesel | 8000 | Steel-Impressed Current | 1981-01-01 |  | Steel (Impressed Current) | Pressurized
SHIV OF JAKIN INC | 1798 HWY 84 E | JAKIN | Early | 9049044 | 1B | Ball Float | 1996-11-01 | FALSE | 1996-11-01 | FALSE | Currently in Use | E-10 | 9000 | Galvanic (STIP-3) | 1996-10-30 |  | Double-Walled Flex | Pressurized
DONNAS COUNTRY STORE | 3688 LUCILE RD | BLAKELY | Early | 490053 | 3 |  | 1999-01-14 |  | 1998-12-28 |  | Closed in Ground | Gas (Historical Use) | 1000 | Cathodically Protected Steel | 1985-01-01 | 2002-08-19 | Cathodically Protected | Suction (American)
MCI TELECOMMUNICATIONS-BUCKHEAD | UNKOWN | BLAKELY | Early | 9060425 | DUMMY | [5 empty] | Currently in Use | Other | 0 | Marked Unknown |  |  | Unknown
Ram1231 LLC dba: Food Mart 0001 | 8008 JOE BRYAN ST | DAMASCUS | Early | 490024 | P | Flapper Valve | 1999-04-27 | FALSE | 1999-04-27 | FALSE | Temporarily out of use | E-10 | 10000 | Steel-Impressed Current | 1981-01-01 |  | Steel (Impressed Current) | Pressurized
WILLARD ODOM FARM | RT 2 BOX 184 | ARLINGTON | Early | 490028 | #1-DF | [5 empty] | Removed from Ground | Diesel | 2000 | Bare Steel | 1984-04-30 | 1988-01-01 | Galvanized Steel
W POWELL OIL CO | COR BAY & MAGNOLIA STS | BLAKELY | Early | 490031 | 1 | [5 empty] | Removed from Ground | Gas (Historical Use) | 3000 | Bare Steel | 1956-04-02 | 1998-12-15 | Galvanized Steel
GRIST OIL CO OFFICE | 12629 MAGNOLIA ST | BLAKELY | Early | 490049 | 2 | Flapper Valve | 1998-12-20 | FALSE | 1999-01-04 | FALSE | Temporarily out of use | Diesel | 2000 | Steel-Impressed Current | 1966-05-13 |  | Steel (Impressed Current) | Safe Suction (Euro)
W POWELL OIL CO | COR BAY & MAGNOLIA STS | BLAKELY | Early | 490031 | 4 | [5 empty] | Removed from Ground | Gas (Historical Use) | 3000 | Bare Steel | 1970-03-30 | 1998-12-15 | Galvanized Steel
W POWELL OIL CO | COR BAY & MAGNOLIA STS | BLAKELY | Early | 490031 | 5 | [5 empty] | Removed from Ground | Diesel | 565 | Bare Steel | 1970-03-30 | 1998-12-15 | Galvanized Steel
GRIST OIL #5 | US HWY 27 SOUTH | BLAKELY | Early | 490051 | 2 | [5 empty] | Removed from Ground | Gas (Historical Use) | 6000 | Bare Steel | 1982-05-09 | 1991-07-01 | Galvanized Steel
EARLY COUNTY ROAD DEPT | 796 JESSE JOHNSON ST | BLAKELY | Early | 490044 | 1 | Flapper Valve | 1995-08-08 | FALSE | 1995-08-08 | FALSE | Currently in Use | E-10 | 10000 | Composite | 1995-08-08 |  | Fiberglass Reinforced Plastic | Pressurized
BENNY FAULKNER | 9366 CEDAR SPRINGS ROAD | BLAKELY | Early | 10000876 | 2 |  |  | FALSE |  | FALSE | Removed from Ground | Gas (Historical Use) | 550 | Bare Steel | 2005-04-15 | 2005-04-15 | Bare Steel | Safe Suction (Euro)
HUNTER SVC STA | 1300 N CHURCH ST | BLAKELY | Early | 9049009 | SUL | [5 empty] | Temporarily out of use | Gas (Historical Use) | 4000 | Bare Steel | 1973-01-01 |  | Galvanized Steel
FOOD MART #2 | 8039 JOE BRYAN ST | DAMASCUS | Early | 490003 | 4 | Flapper Valve | 1991-08-01 | FALSE | 1991-08-01 | TRUE | Currently in Use | Diesel | 8000 | Galvanic (STIP-3) | 1993-08-10 |  | Fiberglass Reinforced Plastic | Pressurized
M & R MOTORS | HWY 200 & HWY 45 | DAMASCUS | Early | 9049039 | 2 | [5 empty] | Removed from Ground | Gas (Historical Use) | 0 | Not Marked/Unknown | 1996-07-18 | 1996-07-18 | Not Marked
THOMPSON PONTIAC-BUICK-GMC INC | 232 NORTH MAIN | BLAKELY | Early | 490034 | 2 |  |  | TRUE |  | TRUE | Closed in Ground | Used Oil | 1000 | Bare Steel | 1974-05-03 | 2000-01-07 | Galvanized Steel | Gravity Fed
LEE'S GROCERY | RT 2 BOX 272 | BLAKELY | Early | 490025 | 1 | [5 empty] | Removed from Ground | Gas (Historical Use) | 1000 | Bare Steel | 1966-05-05 | 1989-01-01 | Galvanized Steel
FORMER SITE OF BRADYS FOOD BASKET | 14890 MAIN STREET | DAMASCUS | Early | 10000650 | 2 |  |  | FALSE |  | FALSE | Removed from Ground | Not Marked/Tank Removed | 1000 | Bare Steel | 2004-04-26 | 2004-04-26
Ram1231 LLC dba: Food Mart 0001 | 8008 JOE BRYAN ST | DAMASCUS | Early | 490024 | R |  | 1999-04-27 | FALSE | 1999-04-27 | FALSE | Temporarily out of use | Premium | 8000 | Steel-Impressed Current | 1981-01-01 |  | Steel (Impressed Current) | Pressurized
HILTON GROCERY | RT 5 BOX 1195 | BLAKELY | Early | 490056 | 1 | [5 empty] | Removed from Ground | Gas (Historical Use) | 1000 | Bare Steel | 1976-05-15 | 1999-05-19 | Galvanized Steel | Safe Suction (Euro)
DAMASCUS PEANUT CO | HWY 200 WEST | DAMASCUS | Early | 490026 | 1 | [5 empty] | Removed from Ground | Gas (Historical Use) | 10000 | Bare Steel | 1966-05-06 | 1987-07-01 | Galvanized Steel
EARLY TRUCKING CO |  | DAMASCUS | Early | 490029 | #1-DF | [5 empty] | Removed from Ground | Diesel | 10000 | Bare Steel | 1981-05-02 | 1899-12-31 | Galvanized Steel
FOOD MART #2 | 8039 JOE BRYAN ST | DAMASCUS | Early | 490003 | 1 | Flapper Valve | 1995-09-01 | FALSE | 1993-02-11 | TRUE | Currently in Use | E-10 | 6000 | Steel-Impressed Current | 1984-01-01 |  | Steel (Impressed Current) | Pressurized
SHIV OF JAKIN INC | 1798 HWY 84 E | JAKIN | Early | 9049044 | 1A | Ball Float | 1996-11-01 | FALSE | 1996-11-01 | FALSE | Currently in Use | Premium | 6000 | Galvanic (STIP-3) | 1996-10-30 |  | Double-Walled Flex | Pressurized
PETE WHITE'S GROCERY | US HWY 27 | BLAKELY | Early | 490027 | 4 | [5 empty] | Removed from Ground | Gas (Historical Use) | 2000 | Bare Steel | 1976-05-02 | 1993-09-01 | Galvanized Steel
QUIK STOP #1 | US HWY 27 NORTH | BLAKELY | Early | 490047 | 1 |  |  | FALSE |  | FALSE | Removed from Ground | Gas (Historical Use) | 6000 | Bare Steel | 1981-05-09 | 1989-05-01 | Galvanized Steel | Suction (American)
SHIV OF JAKIN INC | 1798 HWY 84 E | JAKIN | Early | 9049044 | 2A | Ball Float | 1996-11-01 | FALSE | 1996-11-01 | FALSE | Currently in Use | Diesel On Road | 7000 | Galvanic (STIP-3) | 1996-10-30 |  | Double-Walled Flex | Pressurized
GRIST OIL CO OFFICE | 12629 MAGNOLIA ST | BLAKELY | Early | 490049 | 1 | Flapper Valve | 1998-12-20 | FALSE | 1999-01-04 | FALSE | Temporarily out of use | Diesel | 2000 | Steel-Impressed Current | 1966-05-13 |  | Steel (Impressed Current) | Safe Suction (Euro)
MEGAHEE BAIT & TACKLE | CORNER OF S MAIN & COLUMBIA ST | BLAKELY | Early | 490050 | 2 | [5 empty] | Removed from Ground | Gas (Historical Use) | 1000 | Bare Steel | 1971-05-12 | 1991-11-10 | Galvanized Steel | Suction (American)
EARLY COUNTY ROAD DEPT | 796 JESSE JOHNSON ST | BLAKELY | Early | 490044 | 3 | [5 empty] | Removed from Ground | Diesel | 1000 | Bare Steel | 1978-05-10 | 1899-12-31 | Bare Steel
BENNY FAULKNER | 9366 CEDAR SPRINGS ROAD | BLAKELY | Early | 10000876 | 1 |  |  | FALSE |  | FALSE | Removed from Ground | Gas (Historical Use) | 550 | Bare Steel | 2005-04-12 | 2005-04-12 | Bare Steel | Safe Suction (Euro)
FOOD MART #2 | 8039 JOE BRYAN ST | DAMASCUS | Early | 490003 | 2 | Flapper Valve | 1995-09-01 | FALSE | 1993-02-11 | TRUE | Currently in Use | Plus | 6000 | Steel-Impressed Current | 1984-01-01 |  | Steel (Impressed Current) | Pressurized
PETE WHITE'S GROCERY | US HWY 27 | BLAKELY | Early | 490027 | 3 | [5 empty] | Removed from Ground | Gas (Historical Use) | 560 | Bare Steel | 1976-05-02 | 1993-09-01 | Galvanized Steel
CHANCEY MILLS GRIST FARMS | RT 5 CHANCEY MILL RD | BLAKELY | Early | 490052 | 1 | [5 empty] | Removed from Ground | Diesel | 10000 | Bare Steel | 1981-05-09 | 1999-01-14 | Galvanized Steel | Suction (American)
HUNTER SVC STA | 1300 N CHURCH ST | BLAKELY | Early | 9049009 | R | [5 empty] | Temporarily out of use | Gas (Historical Use) | 4000 | Bare Steel | 1973-01-01 |  | Galvanized Steel
M & R MOTORS | HWY 200 & HWY 45 | DAMASCUS | Early | 9049039 | 1 | [5 empty] | Removed from Ground | Gas (Historical Use) | 0 | Not Marked/Unknown | 1996-07-18 | 1996-07-18 | Not Marked
KOLOMOKI PLANTATION LLC | 97 STAR RD | BLUFFTON | Early | 9049016 | 2 | [5 empty] | Removed from Ground | Gas (Historical Use) | 4000 | Bare Steel | 1978-01-01 | 1999-04-27 | Galvanized Steel | Safe Suction (Euro)
KOLOMOKI PLANTATION LLC | 97 STAR RD | BLUFFTON | Early | 9049016 | 3B | Overfill Alarm | 1999-04-27 | FALSE | 1999-04-27 | FALSE | Currently in Use | E-0 | 3000 | Composite | 1999-04-27 |  | Steel/FG Secondary containment | Safe Suction (Euro)
KOLOMOKI PLANTATION LLC | 97 STAR RD | BLUFFTON | Early | 9049016 | 3A | Overfill Alarm | 1999-04-27 | FALSE | 1999-04-27 | FALSE | Currently in Use | Diesel | 12000 | Composite | 1999-04-27
KOLOMOKI PLANTATION LLC | 97 STAR RD | BLUFFTON | Early | 9049016 | 1 | [5 empty] | Removed from Ground | Diesel | 20000 | Bare Steel | 1978-01-01 | 1999-04-27 | Galvanized Steel | Safe Suction (Euro)
SLOAN LOT | 43 N MAIN Street | BLAKELY | Early | 10002717 | 1 |  |  | FALSE |  | FALSE | Removed from Ground | Gas (Historical Use) |  |  | 1947-01-01 | 2017-09-05
SLOAN LOT | 43 N MAIN Street | BLAKELY | Early | 10002717 | 2 |  |  | FALSE |  | FALSE | Removed from Ground | Gas (Historical Use) |  |  | 1947-01-01 | 2017-09-05
One Stop Chevron | 12930 Magnolia St | Blakely | Early | 10003080 | 2B | Flapper Valve | 2020-04-13 | FALSE | 2020-04-13 | FALSE | Currently in Use | Diesel On Road | 5000 | Composite Double Walled | 2020-04-13 |  | Double-Walled Fiberglass | Pressurized
One Stop Chevron | 12930 Magnolia St | Blakely | Early | 10003080 | 2C | Flapper Valve | 2020-04-13 | FALSE | 2020-04-13 | FALSE | Currently in Use | E-0 | 5000 | Composite Double Walled | 2020-04-13 |  | Double-Walled Fiberglass | Pressurized
One Stop Chevron | 12930 Magnolia St | Blakely | Early | 10003080 | 1 | Flapper Valve | 2020-04-13 | FALSE | 2020-04-13 | FALSE | Currently in Use | Regular | 15000 | Composite Double Walled | 2020-04-13 |  | Double-Walled Fiberglass | Pressurized
One Stop Chevron | 12930 Magnolia St | Blakely | Early | 10003080 | 2A | Flapper Valve | 2020-04-13 | FALSE | 2020-04-13 | FALSE | Currently in Use | Premium | 5000 | Composite Double Walled | 2020-04-13 |  | Double-Walled Fiberglass | Pressurized
GA FC-ECHOLS CO UNIT | 207 US HWY 129 N | STATENVILLE | Echols | 500007 | 2 | [5 empty] | Removed from Ground | Diesel | 560 | Bare Steel | 1968-04-26 | 1994-01-15 | Galvanized Steel | Safe Suction (Euro)
FAA | GA HWY 187/7 MI EAST OF HWY 129 | HAYLOW | Echols | 500010 | 1 | [5 empty] | Removed from Ground | Diesel | 500 | Bare Steel | 1961-05-08 | 1988-12-01 | Copper | Safe Suction (Euro)
GA FC-ECHOLS CO UNIT | 207 US HWY 129 N | STATENVILLE | Echols | 500007 | 5 | Flapper Valve | 2006-06-22 | FALSE | 2006-06-22 | FALSE | Currently in Use | Regular | 2500 | Fiberglass Double Walled | 2006-06-22 |  | Fiberglass Reinforced Plastic | Safe Suction (Euro)
GA FC-ECHOLS CO UNIT | 207 US HWY 129 N | STATENVILLE | Echols | 500007 | 4 | Flapper Valve | 1994-01-11 |  | 1994-01-11 |  | Removed from Ground | Diesel | 1000 | Galvanic (STIP-3) | 1994-01-11 | 2006-06-22 | Galvanized Steel | Safe Suction (Euro)
ALAPAHA FOREST | RT 1 | STOCKTON | Echols | 500003 | 1 | [5 empty] | Removed from Ground | Gas (Historical Use) | 1000 | Bare Steel | 1960-03-20 | 1986-04-21 | Galvanized Steel
GA FC-ECHOLS CO UNIT | 207 US HWY 129 N | STATENVILLE | Echols | 500007 | 1 | [5 empty] | Removed from Ground | Gas (Historical Use) | 2000 | Bare Steel | 1973-04-25 | 1994-01-15 | Galvanized Steel | Safe Suction (Euro)
CHAMPION INT | GA HWY 94/22 MI W OF FARGO | STATENVILLE | Echols | 500006 | 3 | [5 empty] | Removed from Ground | Diesel | 1120 | Bare Steel | 1988-01-01 | 1988-01-01 | Galvanized Steel
ECHOLS CO BD OF EDUCATION | MAIN ST | STATENVILLE | Echols | 500001 | 2 | [5 empty] | Removed from Ground | Gas (Historical Use) | 1000 | Bare Steel | 1964-03-01 | 1983-05-01 | Galvanized Steel
JM FOOD MART #2 | 100 HWY 129 S | STATENVILLE | Echols | 9050009 | 3 | Flapper Valve | 1998-11-12 | FALSE | 1998-11-12 | TRUE | Removed from Ground | Diesel | 8000 | Steel-Impressed Current | 1984-10-20 | 2018-01-25 | Steel (Impressed Current) | Pressurized
WILD CATS FOOD MART | 124 HWY 94 E | STATENVILLE | Echols | 500002 | 2D | Flapper Valve | 1997-01-08 | FALSE | 1997-01-08 | FALSE | Currently in Use | Diesel On Road | 8000 | Steel-Impressed Current | 1978-03-09 |  | Steel (Impressed Current) | Suction (American)
ECHOLS COUNTY BOARD OF EDUCATION BUS SHOP | 216 HWY 129 N | STATENVILLE | Echols | 10002210 | 1 | Flapper Valve | 1998-12-21 | FALSE | 1998-12-21 | FALSE | Removed from Ground | E-10 | 560 | Fiberglass | 1998-12-21 |  | Fiberglass Reinforced Plastic | Suction (American)
WILD CATS FOOD MART | 124 HWY 94 E | STATENVILLE | Echols | 500002 | 1U | Flapper Valve | 1997-01-08 | FALSE | 1997-01-08 | FALSE | Currently in Use | E-10 | 8000 | Steel-Impressed Current | 1978-03-09 |  | Fiberglass Reinforced Plastic | Suction (American)
ECHOLS CO BD OF EDUCATION | MAIN ST | STATENVILLE | Echols | 500001 | 1 | [5 empty] | Removed from Ground | Empty | 1000 | Bare Steel | 1952-03-04 | 1972-05-01 | Galvanized Steel
JM FOOD MART #2 | 100 HWY 129 S | STATENVILLE | Echols | 9050009 | 4 | Flapper Valve | 1998-11-12 | FALSE | 1998-11-12 | TRUE | Removed from Ground | Premium | 2000 | Steel-Impressed Current | 1960-04-15 | 2018-01-25 | Steel (Impressed Current) | Suction (American)
GA FC-ECHOLS CO UNIT | 207 US HWY 129 N | STATENVILLE | Echols | 500007 | 3 | Flapper Valve | 1994-01-11 |  | 1994-01-11 |  | Removed from Ground | Gas (Historical Use) | 1000 | Galvanic (STIP-3) | 1994-01-11 | 2006-06-22 | Galvanized Steel | Safe Suction (Euro)
CHAMPION INT | GA HWY 94/22 MI W OF FARGO | STATENVILLE | Echols | 500006 | 1 | [5 empty] | Removed from Ground | Gas (Historical Use) | 500 | Bare Steel | 1961-04-23 | 1988-01-01 | Galvanized Steel
ALAPAHA FOREST | RT 1 | STOCKTON | Echols | 500003 | 2 | [5 empty] | Removed from Ground | Diesel | 1000 | Bare Steel | 1960-03-20 | 1986-04-21 | Galvanized Steel
JM FOOD MART #2 | 100 HWY 129 S | STATENVILLE | Echols | 9050009 | 1 | Flapper Valve | 1998-11-12 | FALSE | 1998-11-12 | TRUE | Removed from Ground | Plus | 5000 | Steel-Impressed Current | 1984-10-20 | 2018-01-25 | Steel (Impressed Current) | Pressurized
ECHOLS CO BD OF EDUCATION | MAIN ST | STATENVILLE | Echols | 500001 | 3 | [5 empty] | Removed from Ground | Gas (Historical Use) | 2000 | Bare Steel | 1984-01-01 | 1998-12-01 | Galvanized Steel
JM FOOD MART #2 | 100 HWY 129 S | STATENVILLE | Echols | 9050009 | 2 | Flapper Valve | 1998-11-12 | FALSE | 1998-11-12 | TRUE | Removed from Ground | E-10 | 10000 | Steel-Impressed Current | 1984-10-20 | 2018-01-25 | Steel (Impressed Current) | Pressurized
AT&T | US HWY 129 N | STATENVILLE | Echols | 500005 | 1 | [5 empty] | Removed from Ground | Kerosene | 6000 | Bare Steel | 1975-04-14 | 1997-06-01 | Copper
ECHOLS COUNTY BOARD OF EDUCATION BUS SHOP | 216 HWY 129 N | STATENVILLE | Echols | 10002210 | 2 | Flapper Valve | 1998-12-21 | FALSE | 1998-12-21 | FALSE | Removed from Ground | Diesel | 1000 | Fiberglass | 1998-12-21 |  | Fiberglass Reinforced Plastic | Suction (American)
CHAMPION INT | GA HWY 94/22 MI W OF FARGO | STATENVILLE | Echols | 500006 | 2 | [5 empty] | Removed from Ground | Gas (Historical Use) | 560 | Bare Steel | 1988-01-01 | 1988-01-01 | Galvanized Steel
GA FC-ECHOLS CO UNIT | 207 US HWY 129 N | STATENVILLE | Echols | 500007 | 6 | Flapper Valve | 2006-06-22 | FALSE | 2006-06-22 | FALSE | Currently in Use | Diesel | 2500 | Fiberglass Double Walled | 2006-06-22 |  | Fiberglass Reinforced Plastic | Safe Suction (Euro)
GA DOT #10423/ECHOLS CO MAINT HQ | SR 11 1/2 MI FROM SR 94 | STATENVILLE | Echols | 500009 | 423G1 | [5 empty] | Removed from Ground | Gas (Historical Use) | 530 | Bare Steel | 1971-05-03 | 2004-03-22 | Galvanized Steel | Suction (American)
ECHOL CO BD OF EDUCATION | GIVE USE LOCATION | STATENVILLE | Echols | 500012 | 2 | [5 empty] | Removed from Ground | Gas (Historical Use) | 1000 | Bare Steel | 1966-05-12 | 1988-03-01 | Unknown
ECHOL CO BD OF EDUCATION | GIVE USE LOCATION | STATENVILLE | Echols | 500012 | 1 | [5 empty] | Removed from Ground | Gas (Historical Use) | 3000 | Bare Steel | 1985-05-07 | 1988-03-01 | Galvanized Steel
MGS, LLC | 104 Hwy 94 W | Statenville | Echols | 10002837 | 2B | Overfill Alarm | 2018-08-23 | FALSE | 2018-06-19 | FALSE | Currently in Use | Diesel Off Road | 3000 | Composite Double Walled | 2018-06-14 |  | Double-Walled Fiberglass | Pressurized
MGS, LLC | 104 Hwy 94 W | Statenville | Echols | 10002837 | 2A | Overfill Alarm | 2018-08-23 | FALSE | 2018-06-19 | FALSE | Currently in Use | Diesel On Road | 7000 | Composite Double Walled | 2018-06-14 |  | Double-Walled Fiberglass | Pressurized
MGS, LLC | 104 Hwy 94 W | Statenville | Echols | 10002837 | 1A | Overfill Alarm | 2018-08-23 | FALSE | 2018-06-19 | FALSE | Currently in Use | E-10 | 9000 | Composite Double Walled | 2018-06-14 |  | Double-Walled Fiberglass | Pressurized
MGS, LLC | 104 Hwy 94 W | Statenville | Echols | 10002837 | 1B | Overfill Alarm | 2018-08-23 | FALSE | 2018-06-19 | FALSE | Currently in Use | Premium | 3000 | Composite Double Walled | 2018-06-14 |  | Double-Walled Fiberglass | Pressurized
SCHOOL BUS SHOP | 196 POWER COMPANY RD | SPRINGFIELD | Effingham | 9051015 | 2 | Flapper Valve | 1996-08-01 | FALSE | 1996-08-01 | FALSE | Currently in Use | Diesel | 10000 | Composite | 1996-08-01 |  | Fiberglass Reinforced Plastic | Pressurized
CITY OF SPRINGFIELD | 303 N PINE STREET | SPRINGFIELD | Effingham | 510001 | 3 |  | 1997-10-15 |  | 1997-10-15 |  | Closed in Ground | Gas (Historical Use) | 1000 | Epoxy | 1997-10-15 | 2007-10-12 | Fiberglass Reinforced Plastic | Safe Suction (Euro)
GA DOT 10541 EFFINGHAM CO MAINT | 921 S LAUREL ST | SPRINGFIELD | Effingham | 510013 | 541G1 | [5 empty] | Removed from Ground | Gas (Historical Use) | 1000 | Cathodically Protected Steel | 1993-08-01 | 2002-02-14 | Galvanized Steel | Suction (American)
SILVERHILL FOOD STORE | 668 SILVERHILL CHURCH RD | SPRINGFIELD | Effingham | 9051032 | 1 | [5 empty] | Removed from Ground | Gas (Historical Use) | 5000 | Not Marked/Unknown |  | 1899-12-31 | Not Marked
SCHOOL BUS SHOP | 196 POWER COMPANY RD | SPRINGFIELD | Effingham | 9051015 | 3 | [5 empty] | Closed in Ground | Gas (Historical Use) | 4500 | Bare Steel | 1986-01-01 | 1996-07-01 | Galvanized Steel | Suction (American)
CITY OF SPRINGFIELD | 303 N PINE STREET | SPRINGFIELD | Effingham | 510001 | 2 |  | 1997-10-15 |  | 1997-10-15 |  | Removed from Ground | Diesel | 1000 | Steel-Impressed Current | 1974-04-10 | 2007-09-25 | Fiberglass Reinforced Plastic | Safe Suction (Euro)
WEBB FINA | BLDG 21 HWY 21 | SPRINGFIELD | Effingham | 510015 | 2 | [5 empty] | Removed from Ground | Gas (Historical Use) | 3000 | Bare Steel | 1958-04-02 | 1995-11-01 | Galvanized Steel
QUICK STOP #68 | 601 S LAUREL ST | SPRINGFIELD | Effingham | 510018 | 5B | Ball Float | 2013-06-01 | FALSE | 2013-06-01 | FALSE | Currently in Use | Diesel | 2000 |  | 2013-06-01 |  | Double-Walled Flex | Pressurized
SHAWNEE GENERAL STORE | 5684 HWY 21 & SHAWNEE RD | SPRINGFIELD | Effingham | 9051022 | 219542 |  | 1995-12-05 |  | 1995-12-05 |  | Removed from Ground | Gas (Historical Use) | 3000 | Galvanic (STIP-3) | 1995-12-05 | 2004-12-01 | Fiberglass Reinforced Plastic | Safe Suction (Euro)
CITY OF SPRINGFIELD | 303 N PINE STREET | SPRINGFIELD | Effingham | 510001 | 4 |  | 1997-10-15 | FALSE | 1997-10-15 | FALSE | Closed in Ground | Diesel | 1000 | Epoxy | 1997-10-15 | 2007-10-12 | Fiberglass Reinforced Plastic | Safe Suction (Euro)
SCHOOL BUS SHOP | 196 POWER COMPANY RD | SPRINGFIELD | Effingham | 9051015 | 1 | Flapper Valve | 1996-08-01 | FALSE | 1996-08-01 | FALSE | Currently in Use | E-10 | 4000 | Galvanic (STIP-3) | 1986-01-01 |  | Fiberglass Reinforced Plastic | Safe Suction (Euro)
WEBB FINA | BLDG 21 HWY 21 | SPRINGFIELD | Effingham | 510015 | 1 | [5 empty] | Removed from Ground | Gas (Historical Use) | 3000 | Bare Steel | 1958-04-02 | 1995-11-01 | Galvanized Steel
QUICK STOP #68 | 601 S LAUREL ST | SPRINGFIELD | Effingham | 510018 | 4A | Ball Float | 2013-06-01 | FALSE | 2013-06-01 | FALSE | Currently in Use | Regular | 8000 |  | 2013-06-01 |  | Double-Walled Flex | Pressurized
SILVERHILL FOOD STORE | 668 SILVERHILL CHURCH RD | SPRINGFIELD | Effingham | 9051032 | 2 | [5 empty] | Removed from Ground | Gas (Historical Use) | 5000 | Not Marked/Unknown |  | 1899-12-31 | Not Marked
SPRINGFIELD FORD INC | 130 SOUTH LAUREL ST | SPRINGFIELD | Effingham | 510003 | 1 | [5 empty] | Closed in Ground | Other | 600 | Bare Steel | 1995-05-01 | 1995-05-01 | Galvanized Steel
SHAWNEE CONVENIENCE STORE | 123 SHAWNEE RD | SPRINGFIELD | Effingham | 10000478 | 3 | Ball Float | 2004-12-01 | FALSE | 2004-12-01 | FALSE | Currently in Use | Diesel | 3000 | Composite | 2004-12-01 |  | Fiberglass Reinforced Plastic | Pressurized
EFFINGHAM COUNTY JAIL (OLD) | 1001 PINE ST | SPRINGFIELD | Effingham | 9051009 | 1 | [5 empty] | Removed from Ground | Gas (Historical Use) | 1000 | Bare Steel | 1974-01-01 | 1994-05-05 | Bare Steel | Pressurized
FUEL PRO 4 | 6151 HWY 21 S | RINCON | Effingham | 10001465 | 2B | Flapper Valve | 2007-05-01 | FALSE | 2007-05-01 | FALSE | Currently in Use | Diesel | 6000 | Epoxy Double-Walled | 2007-05-01 |  | Double-Walled Flex | Pressurized
MURPHY EXPRESS #8792 | 102 LISA ST | RINCON | Effingham | 10002664 | 1 | Flapper Valve | 2017-01-13 | FALSE |  | FALSE | Currently in Use | Regular | 25000 | Fiberglass Double Walled | 2016-12-15 |  | Double-Walled Fiberglass | Pressurized
Rinku Food Mart | 306 S COLUMBIA AVE | RINCON | Effingham | 9051013 | 1 | Ball Float | 1992-10-01 | FALSE | 1992-10-01 | FALSE | Currently in Use | E-10 | 8000 | Galvanic (STIP-3) | 1992-10-01 |  | Fiberglass Reinforced Plastic | Pressurized
ENK854 | 6188 HWY 21 S | RINCON | Effingham | 10000171 | 2C | Flapper Valve | 2002-10-01 | FALSE | 2002-10-01 | FALSE | Currently in Use | Regular | 4000 | Composite | 2002-10-01 |  | Double-Walled Flex | Pressurized
CITY OF SPRINGFIELD | 303 N PINE STREET | SPRINGFIELD | Effingham | 510001 | 1 | [5 empty] | Removed from Ground | Gas (Historical Use) | 1000 | Bare Steel | 1974-04-10 | 1997-10-15 | Galvanized Steel
QUICK STOP #68 | 601 S LAUREL ST | SPRINGFIELD | Effingham | 510018 | 5A | Ball Float | 2013-06-01 | FALSE | 2013-06-01 | FALSE | Currently in Use | Premium | 2000 |  | 2013-06-01 |  | Double-Walled Flex | Pressurized
QUICK STOP #68 | 601 S LAUREL ST | SPRINGFIELD | Effingham | 510018 | 2 |  | 1996-01-10 | FALSE | 1996-01-10 | FALSE | Removed from Ground | Empty | 4000 | Steel-Impressed Current | 1980-05-02 | 2013-07-08 | Steel (Impressed Current) | Suction (American)
PARKERS #40 | 6159 HWY 21 S | RINCON | Effingham | 10002158 | 2B | Flapper Valve | 2012-10-20 | FALSE | 2012-10-20 | FALSE | Currently in Use | Diesel | 5000 | Composite Double Walled | 2012-10-20 |  | Double-Walled Fiberglass | Pressurized
PARKERS #40 | 6159 HWY 21 S | RINCON | Effingham | 10002158 | 2C | Flapper Valve | 2012-10-20 | FALSE | 2012-10-20 | FALSE | Currently in Use | E-0 | 5000 | Composite Double Walled | 2012-10-20 |  | Double-Walled Fiberglass | Pressurized
GATE SERVICE STATION #225 | 390 SOUTH COLUMBIA AVE | RINCON | Effingham | 9051001 | 1 | Flapper Valve | 1996-07-09 | FALSE | 1996-07-09 | FALSE | Currently in Use | E-10 | 10000 | Composite | 1989-04-01 |  | Fiberglass Reinforced Plastic | Pressurized
EFFINGHAM PAINT & BODY | GA HWY 21 | RINCON | Effingham | 510060 | 1 | [5 empty] | Removed from Ground | Gas (Historical Use) | 5000 | Bare Steel | 1963-05-14 | 1996-07-01 | Galvanized Steel
THE COUNTRY STORE | 1012 LONGBRIDGE RD | RINCON | Effingham | 510008 | 1 | [5 empty] | Closed in Ground | Empty | 3000 | Bare Steel | 2000-08-24 | 2000-08-24 | Galvanized Steel | Suction (American)
ONE STOP | 922 NOEL C CONAWAY RD | GUYTON | Effingham | 10001763 | 1A | Ball Float | 2009-03-01 | FALSE | 2009-03-01 | FALSE | Currently in Use | Premium | 3500 | Composite Double Walled | 2009-03-01 |  | Double-Walled Fiberglass | Pressurized
ONE STOP | 922 NOEL C CONAWAY RD | GUYTON | Effingham | 10001763 | 2 | Ball Float | 2009-03-01 | FALSE | 2009-03-01 | FALSE | Currently in Use | Diesel | 3000 | Composite Double Walled | 2009-03-01 |  | Double-Walled Fiberglass | Pressurized
WILLIAMSON | 2870 HWY 17 S | GUYTON | Effingham | 9051037 | 2 | [5 empty] | Removed from Ground | Gas (Historical Use) | 500 | Not Marked/Unknown | 2000-10-04 | 2000-10-04 | Not Marked
QUICK STOP #68 | 601 S LAUREL ST | SPRINGFIELD | Effingham | 510018 | 1 |  | 1996-01-10 | FALSE | 1996-01-10 | FALSE | Removed from Ground | Empty | 6000 | Steel-Impressed Current | 1980-05-02 | 2013-07-08 | Steel (Impressed Current) | Suction (American)
SHAWNEE GENERAL STORE | 5684 HWY 21 & SHAWNEE RD | SPRINGFIELD | Effingham | 9051022 | 219541 |  | 1995-12-05 |  | 1995-12-05 |  | Removed from Ground | Gas (Historical Use) | 2000 | Galvanic (STIP-3) | 1995-12-05 | 2004-12-01 | Fiberglass Reinforced Plastic | Safe Suction (Euro)
ENK854 | 6188 HWY 21 S | RINCON | Effingham | 10000171 | 2B |  | 2002-10-01 | FALSE | 2002-10-01 | FALSE | Currently in Use | Diesel | 4000 | Composite | 2002-10-01 |  | Double-Walled Flex | Pressurized
EFFINGHAM PAINT & BODY | GA HWY 21 | RINCON | Effingham | 510060 | 5 | [5 empty] | Removed from Ground | Empty | 1000 | Bare Steel | 1970-05-12 | 1996-07-01 | Galvanized Steel
EFFINGHAM COUNTY SHOPS | 309 HWY 119S | SPRINGFIELD | Effingham | 9051034 | 2 | Flapper Valve | 1999-07-01 | FALSE | 1999-07-01 | FALSE | Currently in Use | E-10 | 12000 | Composite | 1999-06-01 |  | Fiberglass Reinforced Plastic | Pressurized
Rinku Food Mart | 306 S COLUMBIA AVE | RINCON | Effingham | 9051013 | 3 | Ball Float | 1992-10-01 | FALSE | 1992-10-01 | FALSE | Currently in Use | Premium | 8000 | Galvanic (STIP-3) | 1992-10-01 |  | Fiberglass Reinforced Plastic | Pressurized
GEORGIA POWER-SPRINGFIELD OPERATIONS HQ | 149 POWER COMPANY RD | SPRINGFIELD | Effingham | 4250485 | 1 | [5 empty] | Removed from Ground | Diesel | 3000 | Bare Steel | 1982-05-05 | 1989-11-01 | Galvanized Steel
21 FUEL STOP | 101 S COLUMBIA AVE | RINCON | Effingham | 9051005 | 5 | [5 empty] | Removed from Ground | Gas (Historical Use) | 8020 | Bare Steel | 1981-01-01 | 1990-06-01 | Galvanized Steel
21 FUEL STOP | 101 S COLUMBIA AVE | RINCON | Effingham | 9051005 | 7 | [5 empty] | Removed from Ground | Diesel | 8020 | Bare Steel | 1981-01-01 | 1990-06-01 | Galvanized Steel
21 FUEL STOP | 101 S COLUMBIA AVE | RINCON | Effingham | 9051005 | 4 | [5 empty] | Removed from Ground | Gas (Historical Use) | 8020 | Bare Steel | 1981-01-01 | 1990-06-01 | Galvanized Steel
RINCON COUNTRY STORE | 700 FORT HOWARD RD | RINCON | Effingham | 10000521 | 2 | Ball Float | 2003-10-01 | FALSE | 2003-10-01 | FALSE | Currently in Use | Premium | 4000 | Composite | 2003-10-01 |  | Double-Walled Flex | Pressurized
PRANAMI #2 | 801 S COLUMBIA AVE | RINCON | Effingham | 510056 | 1 | Flapper Valve | 1987-08-01 | FALSE | 1987-08-01 | FALSE | Currently in Use | Plus | 10000 | Steel-Impressed Current | 1987-01-01 |  | Steel (Impressed Current) | Pressurized
76 RINCON | 295 S COLUMBIA AVE | RINCON | Effingham | 510047 | 7 | Flapper Valve | 1990-09-01 | FALSE | 1990-09-01 | FALSE | Currently in Use | Diesel On Road | 10000 | Galvanic (STIP-3) | 1990-09-01 |  | Fiberglass Reinforced Plastic | Pressurized
76 RINCON | 295 S COLUMBIA AVE | RINCON | Effingham | 510047 | 5 | Flapper Valve | 1990-09-01 | FALSE | 1990-09-01 | FALSE | Currently in Use | Diesel Off Road | 1000 | Galvanic (STIP-3) | 1990-09-01 |  | Fiberglass Reinforced Plastic | Suction (American)
76 RINCON | 295 S COLUMBIA AVE | RINCON | Effingham | 510047 | 4 | Ball Float | 1990-09-01 | FALSE | 1990-09-01 | FALSE | Currently in Use | Premium | 6000 | Galvanic (STIP-3) | 1990-09-01 |  | Fiberglass Reinforced Plastic | Pressurized
RINCON TEXACO | COLUMBIA AVE & FIFTH ST | RINCON | Effingham | 510051 | 4 | [5 empty] | Removed from Ground | Gas (Historical Use) | 6000 | Bare Steel | 1978-05-07 | 1899-12-31 | Galvanized Steel
GEORGIA POWER CO PLANT MCINTOSH | 981 OLD AUGUSTA RD | RINCON | Effingham | 510040 | 2 |  | 1982-05-09 |  | 1982-05-09 |  | Removed from Ground | Diesel | 10000 | Fiberglass | 1982-05-09 | 2007-05-23 | Fiberglass Reinforced Plastic | Pressurized
STRICKS MINIT MART | LAUREL ST & GA HWY 119 | SPRINGFIELD | Effingham | 510053 | 2 | [5 empty] | Removed from Ground | Gas (Historical Use) | 3000 | Bare Steel | 1961-05-14 | 1996-12-01 | Unknown
FUEL PRO 4 | 6151 HWY 21 S | RINCON | Effingham | 10001465 | 1 | Flapper Valve | 2007-05-01 | FALSE | 2007-05-01 | FALSE | Currently in Use | E-10 | 10000 | Epoxy Double-Walled | 2007-05-01 |  | Double-Walled Flex | Pressurized
MURPHY EXPRESS #8792 | 102 LISA ST | RINCON | Effingham | 10002664 | 2C | Flapper Valve | 2017-01-13 | FALSE |  | FALSE | Currently in Use | E-0 | 8000 | Fiberglass Double Walled | 2016-12-15 |  | Double-Walled Fiberglass | Pressurized
MURPHY EXPRESS #8792 | 102 LISA ST | RINCON | Effingham | 10002664 | 2B | Flapper Valve | 2017-01-13 | FALSE |  | FALSE | Currently in Use | Diesel | 10000 | Fiberglass Double Walled | 2016-12-15 |  | Double-Walled Fiberglass | Pressurized
KROGER #GA-625 | 467 S COLUMBIA AVE | RINCON | Effingham | 10002563 | 3 | Ball Float | 2015-10-30 | FALSE | 2015-10-30 | FALSE | Currently in Use | Diesel | 8000 | Fiberglass Double Walled | 2015-09-24 |  | Double-Walled Flex | Pressurized
GATE SERVICE STATION #225 | 390 SOUTH COLUMBIA AVE | RINCON | Effingham | 9051001 | 2 | Flapper Valve | 1996-07-09 | FALSE | 1996-07-09 | FALSE | Installed | E-10 | 10000 | Composite | 1989-04-01 |  | Fiberglass Reinforced Plastic | Pressurized
21 FUEL STOP | 101 S COLUMBIA AVE | RINCON | Effingham | 9051005 | 6 | [5 empty] | Removed from Ground | Gas (Historical Use) | 8020 | Bare Steel | 1981-01-01 | 1990-06-01 | Galvanized Steel
21 FUEL STOP | 101 S COLUMBIA AVE | RINCON | Effingham | 9051005 | 3A |  | 1990-01-01 | FALSE | 1990-01-01 | FALSE | Temporarily out of use | Premium | 5000 | Composite | 1990-01-01 |  | Fiberglass Reinforced Plastic | Pressurized
EZ MART | 1113 C COLUMBIA AVE | RINCON | Effingham | 10000995 | 1 | Ball Float | 2005-05-01 | FALSE | 2005-05-01 | FALSE | Currently in Use | E-10 | 15000 | Composite | 2005-05-01 |  | Fiberglass Reinforced Plastic | Pressurized
76 RINCON | 295 S COLUMBIA AVE | RINCON | Effingham | 510047 | 3 | Ball Float | 1990-09-01 | FALSE | 1990-09-01 | FALSE | Currently in Use | Plus | 6000 | Galvanic (STIP-3) | 1985-05-07 |  | Fiberglass Reinforced Plastic | Pressurized
RINCON TEXACO | COLUMBIA AVE & FIFTH ST | RINCON | Effingham | 510051 | 3 | [5 empty] | Removed from Ground | Gas (Historical Use) | 2000 | Bare Steel | 1971-05-09 | 1899-12-31 | Galvanized Steel
LONGBRIDGE EL CHEAPO | 1003 LONG BRIDGE RD | RINCON | Effingham | 9051035 | 1A | Ball Float | 1999-11-01 | FALSE | 1999-11-01 | TRUE | Currently in Use | E-10 | 8000 | Fiberglass | 1999-11-01 |  | Fiberglass Reinforced Plastic | Pressurized
NATIONAL GUARD ARMORY | 1100 N ASH ST | SPRINGFIELD | Effingham | 9051036 | 1 | [5 empty] | Removed from Ground | Diesel | 1000 | Marked Unknown | 1985-01-01 | 2007-04-13 | Unknown
EFFINGHAM COUNTY SHOPS | 309 HWY 119S | SPRINGFIELD | Effingham | 9051034 | 1 |  | 1999-07-01 | FALSE | 1999-07-01 | FALSE | Currently in Use | Diesel | 12000 | Composite | 1999-06-01 |  | Fiberglass Reinforced Plastic | Pressurized
TYSU INC | 407 S LAUREL ST | SPRINGFIELD | Effingham | 510011 | 4 | Flapper Valve | 1995-10-25 | FALSE | 1995-10-25 | FALSE | Currently in Use | Diesel | 6000 | Steel-Impressed Current | 1981-03-29 |  |  | Pressurized
STRICKS MINIT MART | LAUREL ST & GA HWY 119 | SPRINGFIELD | Effingham | 510053 | 1 | [5 empty] | Removed from Ground | Gas (Historical Use) | 1200 | Bare Steel | 1975-05-11 | 1996-12-01 | Galvanized Steel
STRICKS MINIT MART | LAUREL ST & GA HWY 119 | SPRINGFIELD | Effingham | 510053 | 4 |  | 1996-01-15 |  | 1996-01-15 |  | Removed from Ground | Gas (Historical Use) | 10000 | Composite | 1996-01-05 | 2004-03-29 | Double Walled | Pressurized
SINCLAIR SERVICE STATION | 106 LAURAL ST | SPRINGFIELD | Effingham | 9051010 | 1 | [5 empty] | Removed from Ground | Gas (Historical Use) | 500 | Bare Steel | 1940-01-01 | 1994-04-11 | Galvanized Steel | Safe Suction (Euro)
PARKERS #40 | 6159 HWY 21 S | RINCON | Effingham | 10002158 | 2A | Flapper Valve | 2012-10-20 | FALSE | 2012-10-20 | FALSE | Currently in Use | Premium | 5000 | Composite Double Walled | 2012-10-20 |  | Double-Walled Fiberglass | Pressurized
21 FUEL STOP | 101 S COLUMBIA AVE | RINCON | Effingham | 9051005 | 3B | Ball Float | 1990-01-01 | FALSE | 1990-01-01 | FALSE | Currently in Use | Regular | 5000 | Composite | 1990-01-01 |  | Fiberglass Reinforced Plastic | Pressurized
HANDY CORNER GROCERY | 711 NOEL C CONAWAY ROAD | GUYTON | Effingham | 510046 | 1 | [5 empty] | Removed from Ground | Gas (Historical Use) | 1000 | Bare Steel | 1981-05-06 | 1998-01-30 | Galvanized Steel | Suction (American)
TYSU INC | 407 S LAUREL ST | SPRINGFIELD | Effingham | 510011 | 3 | Ball Float | 1995-10-25 | FALSE | 1995-10-25 | FALSE | Currently in Use | Premium | 4000 | Steel-Impressed Current | 1976-03-30 |  |  | Safe Suction (Euro)
EFFINGHAM CO HIGH SCHOOL | GA HWY 119 | SPRINGFIELD | Effingham | 510028 | 1 | [5 empty] | Permanently Out of Use - historical purposes | Kerosene | 7500 | Bare Steel | 1954-05-14 | 1899-12-31 | Galvanized Steel
WEBB FINA | BLDG 21 HWY 21 | SPRINGFIELD | Effingham | 510015 | 7 | [5 empty] | Removed from Ground | Kerosene | 500 | Bare Steel | 1958-04-02 | 1995-11-01 | Galvanized Steel
WEBB FINA | BLDG 21 HWY 21 | SPRINGFIELD | Effingham | 510015 | 4 | [5 empty] | Removed from Ground | Diesel | 3000 | Bare Steel | 1974-03-29 | 1995-11-01 | Galvanized Steel
WEBB FINA | BLDG 21 HWY 21 | SPRINGFIELD | Effingham | 510015 | 5 | [5 empty] | Removed from Ground | Diesel | 3000 | Bare Steel | 1974-03-29 | 1995-11-01 | Galvanized Steel
SNACK BARREL #2 | 702 N LAUREL ST | SPRINGFIELD | Effingham | 510017 | 4 | Flapper Valve | 1997-06-01 | FALSE | 1997-06-01 | FALSE | Currently in Use | Diesel On Road | 10000 | Steel-Impressed Current | 1986-05-01 |  | Steel (Impressed Current) | Pressurized
SNACK BARREL #2 | 702 N LAUREL ST | SPRINGFIELD | Effingham | 510017 | 1 | Flapper Valve | 1997-06-01 | FALSE | 1997-06-01 | FALSE | Currently in Use | Regular | 8000 | Steel-Impressed Current | 1976-05-03 |  | Steel (Impressed Current) | Pressurized
SHAWNEE CONVENIENCE STORE | 123 SHAWNEE RD | SPRINGFIELD | Effingham | 10000478 | 2 | Ball Float | 2003-10-01 | FALSE | 2003-10-01 | FALSE | Currently in Use | Premium | 4000 | Composite | 2003-09-01 |  | Fiberglass Reinforced Plastic | Pressurized
ENK854 | 6188 HWY 21 S | RINCON | Effingham | 10000171 | 1 | Flapper Valve | 2002-10-01 | FALSE | 2002-10-01 | FALSE | Currently in Use | Regular | 12000 | Composite | 2002-10-01 |  | Double-Walled Flex | Pressurized
EZ MART | 1113 C COLUMBIA AVE | RINCON | Effingham | 10000995 | 4A | Ball Float | 2005-05-01 | FALSE | 2005-05-01 | FALSE | Currently in Use | Diesel Off Road | 8500 | Composite | 2005-05-01 |  | Fiberglass Reinforced Plastic | Pressurized
ALLTEL | 8 TH AVE EAST MAIN & BAKER | RINCON | Effingham | 510058 | 1 | [5 empty] | Removed from Ground | Diesel | 400 | Bare Steel | 1983-01-02 | 1994-09-13 | Bare Steel | Suction (American)
PRANAMI #2 | 801 S COLUMBIA AVE | RINCON | Effingham | 510056 | 5 | Flapper Valve | 1987-08-01 | FALSE | 1987-08-01 | FALSE | Currently in Use | E-0 | 4000 | Steel-Impressed Current | 1987-01-01 |  | Steel (Impressed Current) | Safe Suction (Euro)
WEBB FINA | BLDG 21 HWY 21 | SPRINGFIELD | Effingham | 510015 | UL291170B |  | 1995-12-12 |  | 1995-12-12 |  | Removed from Ground | Gas (Historical Use) | 4000 | Cathodically Protected Steel | 1995-12-12 | 2005-09-06 | Fiberglass Reinforced Plastic | Suction (American)
QUICK STOP #68 | 601 S LAUREL ST | SPRINGFIELD | Effingham | 510018 | 3 |  | 1996-01-10 | FALSE | 1996-01-10 | FALSE | Removed from Ground | Empty | 4000 | Steel-Impressed Current | 1980-05-02 | 2013-07-08 | Steel (Impressed Current) | Suction (American)
DYSON LOGGING INC | 844 STILLWELL RD | SPRINGFIELD | Effingham | 510048 | 2 |  | 1998-07-15 |  | 1998-07-15 |  | Removed from Ground | Gas (Historical Use) | 4000 | Not Marked/Unknown | 1985-05-05 | 2008-06-13 | Double Walled | Safe Suction (Euro)
GRAINGER CHEVROLET INC | GA HWY 21 | SPRINGFIELD | Effingham | 510052 | 1 |  |  | TRUE |  | TRUE | Removed from Ground | Used Oil | 500 | Bare Steel | 1973-05-11 | 1987-03-01 | Galvanized Steel
STRICKS MINIT MART | LAUREL ST & GA HWY 119 | SPRINGFIELD | Effingham | 510053 | 3 | [5 empty] | Removed from Ground | Gas (Historical Use) | 5000 | Bare Steel | 1961-05-14 | 1996-12-01 | Unknown
GEORGIA POWER-SPRINGFIELD OPERATIONS HQ | 149 POWER COMPANY RD | SPRINGFIELD | Effingham | 4250485 | 4 |  | 1989-12-11 | FALSE | 1989-12-11 | FALSE | Removed from Ground | Diesel | 3000 | Galvanic (STIP-3) | 1989-11-01 | 2010-11-18 | Fiberglass Reinforced Plastic | Safe Suction (Euro)
NOW USED AS RESIDENTIAL HOUSE | NORTHSIDE SR 21 | SPRINGFIELD | Effingham | 9051008 | 1 | [5 empty] | Removed from Ground | Gas (Historical Use) | 1000 | Marked Unknown | 1993-08-19 | 1993-08-19 | Galvanized Steel | Suction (American)
EZ MART | 1113 C COLUMBIA AVE | RINCON | Effingham | 10000995 | 2 | Ball Float | 2005-05-01 | FALSE | 2005-05-01 | FALSE | Currently in Use | Premium | 6000 | Composite | 2005-05-01 |  | Fiberglass Reinforced Plastic | Pressurized
EFFINGHAM PAINT & BODY | GA HWY 21 | RINCON | Effingham | 510060 | 2 | [5 empty] | Removed from Ground | Gas (Historical Use) | 4000 | Bare Steel | 1963-05-14 | 1996-07-01 | Galvanized Steel
THE COUNTRY STORE | 1012 LONGBRIDGE RD | RINCON | Effingham | 510008 | 2 | [5 empty] | Closed in Ground | Empty | 3000 | Bare Steel | 2000-08-24 | 2000-08-24 | Galvanized Steel | Suction (American)
SNACK BARRELL #10 | 115 EBENEZER RD | RINCON | Effingham | 9051033 | 2 | Ball Float | 1999-06-01 | FALSE | 1999-06-01 | FALSE | Currently in Use | Premium | 6000 | Composite | 1999-05-01 |  | Fiberglass Reinforced Plastic | Pressurized
WEBB FINA | BLDG 21 HWY 21 | SPRINGFIELD | Effingham | 510015 | 3 | [5 empty] | Removed from Ground | Gas (Historical Use) | 3000 | Bare Steel | 1958-04-02 | 1995-11-01 | Galvanized Steel
GEORGIA POWER-SPRINGFIELD OPERATIONS HQ | 149 POWER COMPANY RD | SPRINGFIELD | Effingham | 4250485 | 3 |  | 1989-12-11 | FALSE | 1989-12-11 | FALSE | Removed from Ground | Gas (Historical Use) | 3000 | Galvanic (STIP-3) | 1989-11-01 | 2010-11-18 | Fiberglass Reinforced Plastic | Safe Suction (Euro)
SHAWNEE CONVENIENCE STORE | 123 SHAWNEE RD | SPRINGFIELD | Effingham | 10000478 | 1 | Ball Float | 2003-10-01 | FALSE | 2003-10-01 | FALSE | Currently in Use | E-10 | 12000 | Composite | 2003-09-01 |  | Fiberglass Reinforced Plastic | Pressurized
SAV COMMERCE PROPERTIES LLC | 140 COMMERCE CT | RINCON | Effingham | 10001342 | 1 |  | 2007-04-01 | FALSE | 2007-04-01 | FALSE | Temporarily out of use | Diesel | 15000 | Composite Double Walled | 2007-04-01 |  | Double-Walled Fiberglass | Pressurized
FUEL PRO 4 | 6151 HWY 21 S | RINCON | Effingham | 10001465 | 2A | Flapper Valve | 2007-05-01 | FALSE | 2007-05-01 | FALSE | Currently in Use | Premium | 6000 | Epoxy Double-Walled | 2007-05-01 |  | Double-Walled Flex | Pressurized
GATE SERVICE STATION #225 | 390 SOUTH COLUMBIA AVE | RINCON | Effingham | 9051001 | 3 | Flapper Valve | 1996-07-09 | FALSE | 1996-07-09 | FALSE | Currently in Use | Premium | 10000 | Composite | 1989-04-01 |  | Fiberglass Reinforced Plastic | Pressurized
21 FUEL STOP | 101 S COLUMBIA AVE | RINCON | Effingham | 9051005 | 1A | Ball Float | 1990-01-01 | FALSE | 1990-01-01 | FALSE | Currently in Use | Diesel | 5000 | Composite | 1990-01-01 |  | Fiberglass Reinforced Plastic | Pressurized
EFFINGHAM PAINT & BODY | GA HWY 21 | RINCON | Effingham | 510060 | 3 | [5 empty] | Removed from Ground | Gas (Historical Use) | 2000 | Bare Steel | 1963-05-14 | 1996-07-01 | Galvanized Steel
76 RINCON | 295 S COLUMBIA AVE | RINCON | Effingham | 510047 | 2 | Ball Float | 1990-09-01 | FALSE | 1990-09-01 | FALSE | Currently in Use | E-10 | 6000 | Galvanic (STIP-3) | 1985-05-07 |  | Fiberglass Reinforced Plastic | Pressurized
RINCON TEXACO | COLUMBIA AVE & FIFTH ST | RINCON | Effingham | 510051 | 2 | [5 empty] | Removed from Ground | Gas (Historical Use) | 2000 | Bare Steel | 1971-05-09 | 1899-12-31 | Galvanized Steel
GA DOT 10541 EFFINGHAM CO MAINT | 921 S LAUREL ST | SPRINGFIELD | Effingham | 510013 | 10541-2 | [5 empty] | Removed from Ground | Diesel | 560 | Bare Steel | 1971-05-03 | 1993-09-01 | Galvanized Steel | Safe Suction (Euro)
GA DOT 10541 EFFINGHAM CO MAINT | 921 S LAUREL ST | SPRINGFIELD | Effingham | 510013 | 10541-1 | [5 empty] | Removed from Ground | Gas (Historical Use) | 1015 | Bare Steel | 1971-05-03 | 1993-09-01 | Galvanized Steel | Safe Suction (Euro)
WEBB FINA | BLDG 21 HWY 21 | SPRINGFIELD | Effingham | 510015 | UL291170A |  | 1995-12-12 |  | 1995-12-12 |  | Removed from Ground | Gas (Historical Use) | 8000 | Cathodically Protected Steel | 1995-12-12 | 2005-09-06 | Fiberglass Reinforced Plastic | Suction (American)
SNACK BARREL #2 | 702 N LAUREL ST | SPRINGFIELD | Effingham | 510017 | 3 | Flapper Valve | 1997-06-01 | FALSE | 1997-06-01 | FALSE | Currently in Use | Regular | 4000 | Steel-Impressed Current | 1976-05-03 |  | Steel (Impressed Current) | Pressurized
SINCLAIR SERVICE STATION | 106 LAURAL ST | SPRINGFIELD | Effingham | 9051010 | 2 | [5 empty] | Removed from Ground | Gas (Historical Use) | 500 | Bare Steel | 1994-04-11 | 1994-04-11 | Galvanized Steel | Safe Suction (Euro)
21 FUEL STOP | 101 S COLUMBIA AVE | RINCON | Effingham | 9051005 | 2 |  | 1990-01-01 | FALSE | 1990-01-01 | FALSE | Temporarily out of use | Regular | 10000 | Composite | 1990-01-01 |  | Fiberglass Reinforced Plastic | Pressurized
PRANAMI #2 | 801 S COLUMBIA AVE | RINCON | Effingham | 510056 | 3 | Flapper Valve | 1987-08-01 | FALSE | 1987-08-01 | FALSE | Currently in Use | Diesel | 10000 | Steel-Impressed Current | 1987-01-01 |  | Steel (Impressed Current) | Pressurized
THE COUNTRY STORE | 1012 LONGBRIDGE RD | RINCON | Effingham | 510008 | 3 | [5 empty] | Closed in Ground | Empty | 3000 | Bare Steel | 2000-08-24 | 2000-08-24 | Galvanized Steel | Suction (American)
GOSHEN TIE & CHIP CO | GA HWY 119 NORTH | CLYO | Effingham | 510005 | 2 | [5 empty] | Removed from Ground | Diesel | 3000 | Bare Steel | 1978-02-05 | 1995-07-18 | Galvanized Steel
MACKS SERVICE STATION | 112 CENTRAL BLVD | GUYTON | Effingham | 510038 | 1 | [5 empty] | Closed in Ground | Gas (Historical Use) | 6000 | Bare Steel | 1968-05-09 | 1997-09-01 | Galvanized Steel | Safe Suction (Euro)
WEBB FINA | BLDG 21 HWY 21 | SPRINGFIELD | Effingham | 510015 | 6 | [5 empty] | Removed from Ground | Empty | 3000 | Bare Steel | 1974-03-29 | 1995-11-01 | Galvanized Steel
GEORGIA POWER-SPRINGFIELD OPERATIONS HQ | 149 POWER COMPANY RD | SPRINGFIELD | Effingham | 4250485 | 2 | [5 empty] | Removed from Ground | Gas (Historical Use) | 3000 | Bare Steel | 1982-05-05 | 1989-11-01 | Galvanized Steel
EFFINGHAM PAINT & BODY | GA HWY 21 | RINCON | Effingham | 510060 | 4 | [5 empty] | Removed from Ground | Empty | 1000 | Bare Steel | 1970-05-12 | 1996-07-01 | Galvanized Steel
LIBERTY 3 | 4366 HWY 17 SOUTH | GUYTON | Effingham | 10001544 | 2 | Ball Float | 2008-03-01 | FALSE | 2008-03-01 | FALSE | Currently in Use | E-10 | 12000 | Composite Double Walled | 2008-01-01 |  | Double-Walled Flex | Pressurized
LIBERTY 3 | 4366 HWY 17 SOUTH | GUYTON | Effingham | 10001544 | 1B | Ball Float | 2008-03-01 | FALSE | 2008-03-01 | FALSE | Currently in Use | Premium | 4000 | Composite Double Walled | 2008-01-01 |  | Double-Walled Flex | Pressurized
KENS IGA | 101 W Central Blvd | GUYTON | Effingham | 9051007 | 3 |  | 1994-01-01 |  | 1994-01-01 |  | Currently in Use | Diesel | 8000 | Galvanic (STIP-3) | 1987-04-07 |  | Galvanized Steel | Pressurized
L M NEASE SERVICE STATION INC | 109 SECOND AVE | GUYTON | Effingham | 510007 | 4 | [5 empty] | Permanently Out Of Use | Gas (Historical Use) | 1000 | Bare Steel | 1976-02-27 | 2000-01-01 | Galvanized Steel | Suction (American)
L M NEASE SERVICE STATION INC | 109 SECOND AVE | GUYTON | Effingham | 510007 | 5 |  |  | FALSE |  | FALSE | Closed in Ground | Gas (Historical Use) | 287 | Unknown | 2008-03-01 | 2008-03-01 | Unknown
CLAYTON FOOD MART | 507 CHURCH ST | GUYTON | Effingham | 9051026 | 1B | Ball Float | 1995-12-19 | FALSE | 1995-12-19 | FALSE | Currently in Use | Premium | 4000 | Composite | 1995-12-18 |  | Flex | Pressurized
NOW USED AS RESIDENTIAL HOUSE | NORTHSIDE SR 21 | SPRINGFIELD | Effingham | 9051008 | 2 | [5 empty] | Removed from Ground | Gas (Historical Use) | 1000 | Marked Unknown | 1993-08-19 | 1993-08-19 | Galvanized Steel | Suction (American)
RINCON COUNTRY STORE | 700 FORT HOWARD RD | RINCON | Effingham | 10000521 | 1 | Ball Float | 2003-10-01 | FALSE | 2003-10-01 | FALSE | Currently in Use | E-10 | 12000 | Composite | 2003-10-01 |  | Double-Walled Flex | Pressurized
ENK450 | 403 S COLUMBIA AVE | RINCON | Effingham | 9051019 | 2 |  | 1995-06-28 |  | 1995-05-10 |  | Removed from Ground | Gas (Historical Use) | 10000 | Fiberglass | 1995-04-25 | 2016-12-21 | Flex | Pressurized
GA PACIFIC | GA HWY 119 | CLYO | Effingham | 510006 | 2 | [5 empty] | Removed from Ground | Diesel | 1000 | Bare Steel | 1973-03-07 | 1899-12-31 | Galvanized Steel
CSX TRANSPORTATION | MARION AVE | CLYO | Effingham | 9051006 | 1 | [5 empty] | Removed from Ground | Gas (Historical Use) | 300 | Bare Steel | 1993-02-08 | 1993-02-08 | Bare Steel
ONE STOP | 922 NOEL C CONAWAY RD | GUYTON | Effingham | 10001763 | 1B | Ball Float | 2009-03-01 | FALSE | 2009-03-01 | FALSE | Currently in Use | E-10 | 8500 | Composite Double Walled | 2009-03-01 |  | Double-Walled Fiberglass | Pressurized
L M NEASE SERVICE STATION INC | 109 SECOND AVE | GUYTON | Effingham | 510007 | 1 | [5 empty] | Permanently Out Of Use | Gas (Historical Use) | 10000 | Bare Steel | 1976-02-27 | 2000-01-01 | Galvanized Steel | Suction (American)
El Cheapo #61 | 1740 HYW 17 S | GUYTON | Effingham | 9051031 | 1A | Ball Float | 1997-01-15 | FALSE | 1997-01-15 | FALSE | Currently in Use | E-10 | 10000 | Composite | 1997-01-09 |  | Fiberglass Reinforced Plastic | Pressurized
THE STORE | 2426 SAND HILL RD | GUYTON | Effingham | 9051018 | 1 |  | 1998-07-01 |  | 1998-07-01 |  | Temporarily out of use | Gas (Historical Use) | 6000 | Galvanic (STIP-3) | 1986-01-01 |  | Galvanized Steel | Pressurized
GAME ZONE | US HWY 80 & GA HWY 17 | FAULKVILLE | Effingham | 510020 | 3 | [5 empty] | Removed from Ground | Gas (Historical Use) | 8000 | Bare Steel | 1979-05-01 | 1994-11-17 | Galvanized Steel
GRAINGER CHEVROLET INC | GA HWY 21 | SPRINGFIELD | Effingham | 510052 | 2 |  |  | TRUE |  | TRUE | Removed from Ground | Used Oil | 500 | Bare Steel | 1973-05-11 | 1987-03-01 | Galvanized Steel
STRICKS MINIT MART | LAUREL ST & GA HWY 119 | SPRINGFIELD | Effingham | 510053 | 5 |  | 1996-01-15 |  | 1996-01-15 |  | Removed from Ground | Gas (Historical Use) | 6000 | Composite | 1996-01-05 | 2004-03-29 | Double Walled | Pressurized
EFFINGHAM HOSPITAL | 459 HWY 119 S | SPRINGFIELD | Effingham | 10002017 | 1 | Flapper Valve | 2011-09-19 | FALSE | 2011-09-19 | FALSE | Currently in Use | Diesel | 12000 | Fiberglass Double Walled | 2011-09-19 |  | Double-Walled Flex | Suction (American)
STAPLETONS ONE STOP | 7174 HWY 119 NORTH | CLYO | Effingham | 9051021 | 1C | Ball Float | 1995-10-15 | FALSE | 1995-10-15 | FALSE | Currently in Use | Premium | 3000 | Composite | 1995-10-15 |  | Double-Walled Flex | Pressurized
GA FC-EFFINGHAM CO UNIT | GA HWY 119 2 MI WEST | SPRINGFIELD | Effingham | 510009 | 2 | [5 empty] | Removed from Ground | Diesel | 560 | Bare Steel | 1956-04-29 | 1990-08-01 | Bare Steel
BUBBAS CONVENIENCE | 165 FOURTH STREET | CLYO | Effingham | 9051029 | 1 | [5 empty] | Removed from Ground | Gas (Historical Use) | 4000 | Not Marked/Unknown | 1997-05-28 | 1997-05-28 | Not Marked
SUNIL FOODMART | 3226 US HWY 80 | BLOOMINGDALE | Effingham | 510045 | 5 | [5 empty] | Removed from Ground | Diesel | 4010 | Bare Steel | 1982-05-09 | 1991-06-01 | Galvanized Steel | Suction (American)
NITI #4 | 3049 US HWY 80 | FAULKVILLE | Effingham | 9051004 | 3 | Flapper Valve | 1986-01-01 | FALSE | 1986-01-01 | FALSE | Currently in Use | Premium | 6000 | Galvanic (STIP-3) | 1986-01-01 |  | Fiberglass Reinforced Plastic | Pressurized
RAMADAS LLC | 5916 HWY 21 | RINCON | Effingham | 9051017 | 2 | Flapper Valve | 1998-12-01 | FALSE | 1998-12-01 | FALSE | Currently in Use | E-10 | 10000 | Galvanic (STIP-3) | 1986-01-01 |  | Double-Walled Flex | Pressurized
El Cheapo #61 | 1740 HYW 17 S | GUYTON | Effingham | 9051031 | 1B | Ball Float | 1997-01-15 | FALSE | 1997-01-15 | TRUE | Currently in Use | Kerosene | 2000 | Composite | 1997-01-09 |  | Fiberglass Reinforced Plastic | Pressurized
GA FC-EFFINGHAM CO UNIT | GA HWY 119 2 MI WEST | SPRINGFIELD | Effingham | 510009 | 4 |  | 1990-01-01 |  | 1990-01-01 |  | Removed from Ground | Diesel | 1000 | Galvanic (STIP-3) | 1990-01-01 | 2008-07-09 | Cathodically Protected | Safe Suction (Euro)
GA FC-EFFINGHAM CO UNIT | GA HWY 119 2 MI WEST | SPRINGFIELD | Effingham | 510009 | 5 |  | 1990-01-01 |  | 1990-01-01 |  | Removed from Ground | Gas (Historical Use) | 1000 | Galvanic (STIP-3) | 1990-01-01 | 2008-07-09 | Cathodically Protected | Safe Suction (Euro)
AT&T | GA HWY 21 | NEWINGTON | Effingham | 510021 | 1 | [5 empty] | Removed from Ground | Diesel | 550 | Bare Steel | 1966-05-04 | 1998-06-01 | Copper
GRAHAMS GROCERY | 8240 HWY 21 N | NEWINGTON | Effingham | 9051012 | 1 |  | 1989-09-01 | FALSE | 1989-09-01 | FALSE | Removed from Ground | Gas (Historical Use) | 2000 | Galvanic (STIP-3) | 1989-06-01 |  | Fiberglass Reinforced Plastic | Suction (American)
J W EXLEY LUMBER CO | 1427 REEDSVILLE RD | CLYO | Effingham | 510031 | 2 | [5 empty] | Removed from Ground | Gas (Historical Use) | 1000 | Bare Steel | 1979-05-04 | 1998-02-13 | Galvanized Steel
SUNIL FOODMART | 3226 US HWY 80 | BLOOMINGDALE | Effingham | 510045 | 7B | Ball Float | 1991-06-01 | FALSE | 1991-06-01 | FALSE | Currently in Use | Diesel | 4000 | Composite | 1991-06-01 |  | Fiberglass Reinforced Plastic
SUNIL FOODMART | 3226 US HWY 80 | BLOOMINGDALE | Effingham | 510045 | 2 | [5 empty] | Removed from Ground | Gas (Historical Use) | 4009 | Bare Steel | 1982-05-09 | 1991-06-01 | Galvanized Steel | Suction (American)
PARKERS #34 | 1431 HWY 21 S | SPRINGFIELD | Effingham | 10001926 | 2A | Flapper Valve | 2010-11-01 | FALSE | 2010-11-01 | FALSE | Currently in Use | Premium | 5000 | Composite Double Walled | 2010-11-01 |  | Double-Walled Fiberglass | Pressurized
PARKERS #34 | 1431 HWY 21 S | SPRINGFIELD | Effingham | 10001926 | 1 | Flapper Valve | 2010-11-01 | FALSE | 2010-11-01 | FALSE | Currently in Use | Regular | 15000 | Composite Double Walled | 2010-11-01 |  | Double-Walled Fiberglass | Pressurized
KROGER #GA-625 | 467 S COLUMBIA AVE | RINCON | Effingham | 10002563 | 1 | Ball Float | 2015-10-30 | FALSE | 2015-10-30 | FALSE | Currently in Use | Regular | 20000 | Fiberglass Double Walled | 2015-09-24 |  | Double-Walled Flex | Pressurized
MCI | 546 EBENEZER RD | RINCON | Effingham | 9051003 | 1 | [5 empty] | Removed from Ground | Diesel | 500 | Marked Unknown | 1986-01-01 | 1993-11-02
GATE SERVICE STATION #225 | 390 SOUTH COLUMBIA AVE | RINCON | Effingham | 9051001 | 4 | Flapper Valve | 1996-07-09 | FALSE | 1996-07-09 | FALSE | Currently in Use | Diesel | 10000 | Composite | 1989-04-01 |  | Fiberglass Reinforced Plastic | Pressurized
EZ MART | 1113 C COLUMBIA AVE | RINCON | Effingham | 10000995 | 3 | Ball Float | 2005-05-01 | FALSE | 2005-05-01 | FALSE | Currently in Use | Diesel | 15000 | Composite | 2005-05-01 |  | Fiberglass Reinforced Plastic | Pressurized
PARKERS #30 | 100 CENTRAL BLVD | GUYTON | Effingham | 10001281 | 2B | Flapper Valve | 2006-12-01 | FALSE | 2006-12-01 | FALSE | Currently in Use | Diesel | 6000 | Composite | 2006-12-01 |  | Double-Walled Fiberglass | Pressurized
HANDY CORNER GROCERY | 711 NOEL C CONAWAY ROAD | GUYTON | Effingham | 510046 | 3 | [5 empty] | Removed from Ground | Gas (Historical Use) | 3000 | Bare Steel | 1983-05-06 | 1998-01-30 | Galvanized Steel | Suction (American)
El Cheapo #61 | 1740 HYW 17 S | GUYTON | Effingham | 9051031 | 2B | Ball Float | 1997-01-15 | FALSE | 1997-01-15 | FALSE | Currently in Use | Diesel | 4000 | Composite | 1997-01-09 |  | Fiberglass Reinforced Plastic | Pressurized
UNION CAMP |  | MELDRIM | Effingham | 510012 | 1 | [5 empty] | Removed from Ground | Diesel | 8000 | Bare Steel | 1979-04-12 | 1988-01-01 | Unknown
STAPLETONS ONE STOP | 7174 HWY 119 NORTH | CLYO | Effingham | 9051021 | 1B | Ball Float | 1995-10-15 | FALSE | 1995-10-15 | FALSE | Currently in Use | E-10 | 3000 | Composite | 1995-10-15 |  | Double-Walled Flex | Pressurized
ENK450 | 403 S COLUMBIA AVE | RINCON | Effingham | 9051019 | 3 |  | 1995-06-28 |  | 1995-05-10 |  | Removed from Ground | Gas (Historical Use) | 6000 | Fiberglass | 1995-04-25 | 2016-12-21 | Flex | Pressurized
GRAINGER CHEVROLET INC | GA HWY 21 | SPRINGFIELD | Effingham | 510052 | 3 | [5 empty] | Removed from Ground | Empty | 1000 | Bare Steel | 1973-05-11 | 1987-03-01 | Galvanized Steel
PARKERS #34 | 1431 HWY 21 S | SPRINGFIELD | Effingham | 10001926 | 2C | Flapper Valve | 2010-11-01 | FALSE | 2010-11-01 | FALSE | Currently in Use | E-0 | 5000 | Composite Double Walled | 2010-11-01 |  | Double-Walled Fiberglass | Pressurized
PARKERS #34 | 1431 HWY 21 S | SPRINGFIELD | Effingham | 10001926 | 2B |  | 2010-11-01 | FALSE | 2010-11-01 | FALSE | Currently in Use | Diesel | 5000 | Composite Double Walled | 2010-11-01 |  | Double-Walled Fiberglass | Pressurized
KROGER #GA-625 | 467 S COLUMBIA AVE | RINCON | Effingham | 10002563 | 2 | Ball Float | 2015-10-30 | FALSE | 2015-10-30 | FALSE | Currently in Use | Premium | 10000 | Fiberglass Double Walled | 2015-09-24 |  | Double-Walled Flex | Pressurized
RINCON SHELL | 588 S COLUMBIA DR | RINCON | Effingham | 510061 | 2B | Ball Float | 2000-04-01 | FALSE | 2000-04-01 | FALSE | Currently in Use | Diesel | 4000 | Composite | 2000-04-01 |  | Double-Walled Flex | Pressurized
76 RINCON | 295 S COLUMBIA AVE | RINCON | Effingham | 510047 | 6 | [5 empty] | Removed from Ground | Gas (Historical Use) | 3000 | Bare Steel | 1966-05-12 | 1899-12-31 | Galvanized Steel
PARKERS #30 | 100 CENTRAL BLVD | GUYTON | Effingham | 10001281 | 1 | Flapper Valve | 2006-12-01 | FALSE | 2006-12-01 | FALSE | Currently in Use | Regular | 15000 | Composite | 2006-12-01 |  | Double-Walled Fiberglass | Pressurized
HANDY CORNER GROCERY | 711 NOEL C CONAWAY ROAD | GUYTON | Effingham | 510046 | 2 | [5 empty] | Removed from Ground | Gas (Historical Use) | 1000 | Bare Steel | 1981-05-06 | 1998-01-30 | Galvanized Steel | Suction (American)
UNION CAMP |  | MELDRIM | Effingham | 510012 | 2 | [5 empty] | Removed from Ground | Diesel | 10000 | Bare Steel | 1975-05-11 | 1988-12-12 | Galvanized Steel
RAMADAS LLC | 5916 HWY 21 | RINCON | Effingham | 9051017 | 3 | Flapper Valve | 1998-12-01 | FALSE | 1998-12-01 | FALSE | Currently in Use | Premium | 10000 | Galvanic (STIP-3) | 1986-01-01 |  | Double-Walled Flex | Pressurized
SNACK BARRELL #10 | 115 EBENEZER RD | RINCON | Effingham | 9051033 | 1 | Ball Float | 1999-06-01 | FALSE | 1999-06-01 | FALSE | Currently in Use | E-10 | 10000 | Composite | 1999-05-01 |  | Fiberglass Reinforced Plastic | Pressurized
L M NEASE SERVICE STATION INC | 109 SECOND AVE | GUYTON | Effingham | 510007 | 2 | [5 empty] | Permanently Out Of Use | Gas (Historical Use) | 10000 | Bare Steel | 1976-02-27 | 2000-01-01 | Galvanized Steel | Suction (American)
MACKS SERVICE STATION | 112 CENTRAL BLVD | GUYTON | Effingham | 510038 | 3A | Flapper Valve | 2002-02-11 | FALSE | 2002-02-11 | FALSE | Currently in Use | Regular | 5500 | Composite | 2002-02-11 |  | Double-Walled Flex | Safe Suction (Euro)
GAME ZONE | US HWY 80 & GA HWY 17 | FAULKVILLE | Effingham | 510020 | 2 | [5 empty] | Removed from Ground | Gas (Historical Use) | 8000 | Bare Steel | 1979-05-01 | 1994-11-17 | Galvanized Steel
GRAHAMS GROCERY | 8240 HWY 21 N | NEWINGTON | Effingham | 9051012 | 2 |  | 1989-09-01 | FALSE | 1989-09-01 | FALSE | Removed from Ground | Gas (Historical Use) | 2000 | Galvanic (STIP-3) | 1987-09-01 |  | Fiberglass Reinforced Plastic | Suction (American)
RIVERFIELD SALES INC | 1427 REIDSVILLE RD | CLYO | Effingham | 510032 | 1 | [5 empty] | Removed from Ground | Diesel | 1000 | Bare Steel | 1979-05-04 | 1998-02-01 | Galvanized Steel | Suction (American)
WILLIAMS STORE | 346 MARION AVE | CLYO | Effingham | 9051020 | 2 | [5 empty] | Removed from Ground | Gas (Historical Use) | 550 | Bare Steel | 1998-04-27 | 1998-04-27 | Galvanized Steel | Suction (American)
AT&T |  | SHAWNEE | Effingham | 510022 | 1 | [5 empty] | Removed from Ground | Kerosene | 1500 | Bare Steel | 1981-04-30 | 1990-01-01 | Copper
HALLS BAIT SHOP | 7057 HWY 119N | CLYO | Effingham | 510037 | 2 | [5 empty] | Removed from Ground | Gas (Historical Use) | 1000 | Bare Steel | 1997-12-15 | 1997-12-15 | Unknown | Suction (American)
STAPLETONS ONE STOP | 7174 HWY 119 NORTH | CLYO | Effingham | 9051021 | 1A | Ball Float | 1995-10-15 | FALSE | 1995-10-15 | FALSE | Currently in Use | E-10 | 9000 | Composite | 1995-10-15 |  | Double-Walled Flex | Pressurized
TYSU INC | 407 S LAUREL ST | SPRINGFIELD | Effingham | 510011 | 1 | Flapper Valve | 1995-10-25 | FALSE | 1995-10-25 | FALSE | Currently in Use | E-10 | 5000 | Steel-Impressed Current | 1976-03-30 |  |  | Safe Suction (Euro)
QUICK STOP #68 | 601 S LAUREL ST | SPRINGFIELD | Effingham | 510018 | 4B | Ball Float | 2013-06-01 | FALSE | 2013-06-01 | FALSE | Currently in Use | E-85 | 2000 |  | 2013-06-01 |  | Double-Walled Flex | Pressurized
DYSON LOGGING INC | 844 STILLWELL RD | SPRINGFIELD | Effingham | 510048 | 1 |  | 1998-07-15 |  | 1998-07-15 |  | Removed from Ground | Diesel | 8000 | Not Marked/Unknown | 1985-05-05 | 2008-06-13 | Double Walled | Safe Suction (Euro)
KENS IGA | 101 W Central Blvd | GUYTON | Effingham | 9051007 | 2 | Flapper Valve | 1994-01-01 | FALSE | 1994-01-01 | FALSE | Currently in Use | Regular | 8000 | Galvanic (STIP-3) | 1987-04-07 |  | Galvanized Steel | Pressurized
WILLIAMSON | 2870 HWY 17 S | GUYTON | Effingham | 9051037 | 1 | [5 empty] | Removed from Ground | Gas (Historical Use) | 500 | Not Marked/Unknown | 2000-10-04 | 2000-10-04 | Not Marked
MACK'S PRODUCE MARKET | CHURCH ST & GA HWY 119 | GUYTON | Effingham | 510055 | 2 |  | 1998-02-01 | FALSE | 1998-02-01 | FALSE | Temporarily out of use | Diesel | 6000 | Galvanic (STIP-3) | 1987-01-01 |  | Galvanized Steel | Suction (American)
MURPHY EXPRESS #8792 | 102 LISA ST | RINCON | Effingham | 10002664 | 2A | Flapper Valve | 2017-01-13 | FALSE |  | FALSE | Currently in Use | Premium | 8000 | Fiberglass Double Walled | 2016-12-15 |  | Double-Walled Fiberglass | Pressurized
Rinku Food Mart | 306 S COLUMBIA AVE | RINCON | Effingham | 9051013 | 2 | Ball Float | 1992-10-01 | FALSE | 1992-10-01 | FALSE | Currently in Use | E-10 | 8000 | Galvanic (STIP-3) | 1992-10-01 |  | Fiberglass Reinforced Plastic | Pressurized
MCI | 546 EBENEZER RD | RINCON | Effingham | 9051003 | 2 | Overfill Alarm | 1993-12-01 | FALSE | 1993-12-01 | FALSE | Currently in Use | Diesel | 600 | Tank Jacket | 1993-12-03 |  | Fiberglass Reinforced Plastic | Safe Suction (Euro)
ENK854 | 6188 HWY 21 S | RINCON | Effingham | 10000171 | 2A | Flapper Valve | 2002-10-01 | FALSE | 2002-10-01 | FALSE | Currently in Use | Premium | 4000 | Composite | 2002-10-01 |  | Double-Walled Flex | Pressurized
RESIDENCE | SR 21 | SHAWNEE | Effingham | 9051016 | DUMMY | [5 empty] | Currently in Use | Empty | 0 | Not Marked/Unknown |  |  | Not Marked
AT&T |  | MARLOW | Effingham | 510023 | 1 | [5 empty] | Removed from Ground | Kerosene | 550 | Bare Steel | 1966-05-04 | 1990-01-01 | Copper
J W EXLEY LUMBER CO | 1427 REEDSVILLE RD | CLYO | Effingham | 510031 | 1 | [5 empty] | Removed from Ground | Gas (Historical Use) | 1000 | Bare Steel | 1979-05-04 | 1998-02-13 | Galvanized Steel
WILLIAMS STORE | 346 MARION AVE | CLYO | Effingham | 9051020 | 3 | [5 empty] | Removed from Ground | Gas (Historical Use) | 1050 | Bare Steel | 1998-04-27 | 1998-04-27 | Galvanized Steel | Suction (American)
PRANAMI #2 | 801 S COLUMBIA AVE | RINCON | Effingham | 510056 | 4 | Flapper Valve | 1987-08-01 | FALSE | 1987-08-01 | FALSE | Currently in Use | Premium | 4000 | Steel-Impressed Current | 1987-01-01 |  | Steel (Impressed Current) | Pressurized
76 RINCON | 295 S COLUMBIA AVE | RINCON | Effingham | 510047 | 1 | Ball Float | 1990-09-01 | FALSE | 1990-09-01 | FALSE | Currently in Use | E-10 | 6000 | Galvanic (STIP-3) | 1985-05-07 |  | Fiberglass Reinforced Plastic | Pressurized
RINCON TEXACO | COLUMBIA AVE & FIFTH ST | RINCON | Effingham | 510051 | 1 | [5 empty] | Removed from Ground | Diesel | 560 | Bare Steel | 1961-05-11 | 1899-12-31 | Galvanized Steel
GURUDEV DATTA INC | 5820 HWY 119 | CLYO | Effingham | 10001948 | 1A | Ball Float | 2010-09-01 | FALSE | 2010-09-01 | FALSE | Currently in Use | Regular | 8000 | Composite Double Walled | 2010-09-01 |  | Double-Walled Fiberglass | Pressurized
LIBERTY 3 | 4366 HWY 17 SOUTH | GUYTON | Effingham | 10001544 | 1A | Ball Float | 2008-03-01 | FALSE | 2008-03-01 | FALSE | Currently in Use | Diesel | 4000 | Composite Double Walled | 2008-01-01 |  | Double-Walled Flex | Pressurized
CLAYTON FOOD MART | 507 CHURCH ST | GUYTON | Effingham | 9051026 | 1C | Ball Float | 1995-12-19 | FALSE | 1995-12-19 | FALSE | Currently in Use | Diesel | 2000 | Composite | 1995-12-18 |  | Flex | Pressurized
GA FC-EFFINGHAM CO UNIT | GA HWY 119 2 MI WEST | SPRINGFIELD | Effingham | 510009 | 3 | [5 empty] | Removed from Ground | Gas (Historical Use) | 2000 | Bare Steel | 1965-01-01 | 1990-08-01 | Bare Steel
WILLIAMS STORE | 346 MARION AVE | CLYO | Effingham | 9051020 | 4 | [5 empty] | Removed from Ground | Gas (Historical Use) | 550 | Not Marked/Unknown | 1998-04-27 | 1998-04-27 | Not Marked
ENK450 | 403 S COLUMBIA AVE | RINCON | Effingham | 9051019 | 1 |  | 1995-06-28 |  | 1995-05-10 |  | Removed from Ground | Gas (Historical Use) | 12000 | Fiberglass | 1995-04-25 | 2016-12-21 | Flex | Pressurized
RAMADAS LLC | 5916 HWY 21 | RINCON | Effingham | 9051017 | 1 | Flapper Valve | 1998-12-01 | FALSE | 1998-12-01 | FALSE | Currently in Use | Diesel | 10000 | Galvanic (STIP-3) | 1986-01-01 |  | Double-Walled Flex | Pressurized
KENS IGA | 101 W Central Blvd | GUYTON | Effingham | 9051007 | 1 | Flapper Valve | 1994-01-01 | FALSE | 1994-01-01 | FALSE | Currently in Use | Regular | 8000 | Galvanic (STIP-3) | 1987-04-07 |  | Galvanized Steel | Pressurized
KENS IGA | 101 W Central Blvd | GUYTON | Effingham | 9051007 | 4 | Flapper Valve | 1994-01-01 | FALSE | 1994-01-01 | FALSE | Currently in Use | Premium | 3000 | Galvanic (STIP-3) | 1987-04-07 |  | Galvanized Steel | Pressurized
SUNIL FOODMART | 3226 US HWY 80 | BLOOMINGDALE | Effingham | 510045 | 1 | [5 empty] | Removed from Ground | Gas (Historical Use) | 4010 | Bare Steel | 1982-05-09 | 1991-06-01 | Galvanized Steel | Suction (American)
SUNIL FOODMART | 3226 US HWY 80 | BLOOMINGDALE | Effingham | 510045 | 4 | [5 empty] | Removed from Ground | Gas (Historical Use) | 4010 | Bare Steel | 1982-05-09 | 1991-06-01 | Galvanized Steel | Suction (American)
SUNIL FOODMART | 3226 US HWY 80 | BLOOMINGDALE | Effingham | 510045 | 3 | [5 empty] | Removed from Ground | Gas (Historical Use) | 8020 | Bare Steel | 1982-05-09 | 1991-06-01 | Galvanized Steel | Suction (American)
LONGBRIDGE EL CHEAPO | 1003 LONG BRIDGE RD | RINCON | Effingham | 9051035 | 1B | Ball Float | 1999-11-01 | FALSE | 1999-11-01 | FALSE | Currently in Use | Premium | 4000 | Fiberglass | 1999-11-01 |  | Fiberglass Reinforced Plastic | Pressurized
MACKS SERVICE STATION | 112 CENTRAL BLVD | GUYTON | Effingham | 510038 | 3B | Flapper Valve | 2002-02-11 | FALSE | 2002-02-11 | FALSE | Currently in Use | E-0 | 2500 | Composite | 2002-02-11 |  | Double-Walled Flex | Safe Suction (Euro)
GAME ZONE | US HWY 80 & GA HWY 17 | FAULKVILLE | Effingham | 510020 | 1 | [5 empty] | Removed from Ground | Gas (Historical Use) | 8000 | Bare Steel | 1979-05-01 | 1994-11-17 | Galvanized Steel
BUBBAS CONVENIENCE | 165 FOURTH STREET | CLYO | Effingham | 9051029 | 3 | [5 empty] | Removed from Ground | Gas (Historical Use) | 4000 | Not Marked/Unknown | 1997-05-28 | 1997-05-28 | Not Marked
SUNIL FOODMART | 3226 US HWY 80 | BLOOMINGDALE | Effingham | 510045 | 6B | Ball Float | 1991-06-01 | FALSE | 1991-06-01 | FALSE | Currently in Use | E-10 | 3000 | Composite | 1991-06-01 |  | Fiberglass Reinforced Plastic
SUNIL FOODMART | 3226 US HWY 80 | BLOOMINGDALE | Effingham | 510045 | 6A | Ball Float | 1991-06-01 | FALSE | 1991-06-01 | FALSE | Currently in Use | E-10 | 6000 | Composite | 1991-06-01 |  | Fiberglass Reinforced Plastic
WILLIAMS STORE | 346 MARION AVE | CLYO | Effingham | 9051020 | 1 | [5 empty] | Removed from Ground | Gas (Historical Use) | 2000 | Bare Steel | 1998-04-27 | 1998-04-27 | Galvanized Steel | Suction (American)
TYSU INC | 407 S LAUREL ST | SPRINGFIELD | Effingham | 510011 | 2 | Flapper Valve | 1995-10-25 | FALSE | 1995-10-25 | FALSE | Currently in Use | E-10 | 4000 | Steel-Impressed Current | 1976-03-30 |  |  | Safe Suction (Euro)
GA DOT 10541 EFFINGHAM CO MAINT | 921 S LAUREL ST | SPRINGFIELD | Effingham | 510013 | 541D1 | [5 empty] | Removed from Ground | Diesel | 1000 | Cathodically Protected Steel | 1993-08-01 | 2002-02-14 | Galvanized Steel | Suction (American)
SNACK BARREL #2 | 702 N LAUREL ST | SPRINGFIELD | Effingham | 510017 | 2 | Flapper Valve | 1997-06-01 | FALSE | 1997-06-01 | FALSE | Currently in Use | Diesel Off Road | 4000 | Steel-Impressed Current | 1976-05-03 |  | Steel (Impressed Current) | Pressurized
21 FUEL STOP | 101 S COLUMBIA AVE | RINCON | Effingham | 9051005 | 1B |  | 1990-01-01 | FALSE | 1990-01-01 | FALSE | Temporarily out of use | Diesel | 5000 | Composite | 1990-01-01 |  | Fiberglass Reinforced Plastic | Pressurized
EZ MART | 1113 C COLUMBIA AVE | RINCON | Effingham | 10000995 | 4B |  | 2005-05-01 | TRUE | 2005-05-01 | TRUE | Currently in Use | E-0 | 3500 | Composite | 2005-05-01 |  | Fiberglass Reinforced Plastic | Pressurized
RINCON SHELL | 588 S COLUMBIA DR | RINCON | Effingham | 510061 | 1 | Ball Float | 2000-04-01 | FALSE | 2000-04-01 | FALSE | Currently in Use | E-10 | 12000 | Composite | 2000-04-01 |  | Double-Walled Flex | Pressurized
RINCON SHELL | 588 S COLUMBIA DR | RINCON | Effingham | 510061 | 2A | Ball Float | 2000-04-01 | FALSE | 2000-04-01 | FALSE | Currently in Use | Premium | 6000 | Composite | 2000-04-01 |  | Double-Walled Flex | Pressurized
GEORGIA POWER CO PLANT MCINTOSH | 981 OLD AUGUSTA RD | RINCON | Effingham | 510040 | 1 |  | 1985-05-08 |  | 1985-05-08 |  | Removed from Ground | Gas (Historical Use) | 2000 | Cathodically Protected Steel | 1985-05-08 | 2007-05-30 | Fiberglass Reinforced Plastic | Safe Suction (Euro)
UNION CAMP | PO BOX 216 | RINCON | Effingham | 510002 | 1 | [5 empty] | Removed from Ground | Gas (Historical Use) | 1000 | Composite | 1975-04-13 | 1988-02-01 | Unknown
GURUDEV DATTA INC | 5820 HWY 119 | CLYO | Effingham | 10001948 | 1B | Ball Float | 2010-09-01 | FALSE | 2010-09-01 | FALSE | Currently in Use | Diesel | 4000 | Composite Double Walled | 2010-09-01 |  | Double-Walled Fiberglass | Pressurized
L M NEASE SERVICE STATION INC | 109 SECOND AVE | GUYTON | Effingham | 510007 | 3 | [5 empty] | Permanently Out Of Use | Gas (Historical Use) | 1000 | Bare Steel | 1976-02-27 | 2000-01-01 | Galvanized Steel | Suction (American)
CLAYTON FOOD MART | 507 CHURCH ST | GUYTON | Effingham | 9051026 | 1A | Ball Float | 1995-12-19 | FALSE | 1995-12-19 | FALSE | Currently in Use | Regular | 6000 | Composite | 1995-12-18 |  | Flex | Pressurized
MACK'S PRODUCE MARKET | CHURCH ST & GA HWY 119 | GUYTON | Effingham | 510055 | 1 |  | 1998-02-01 | FALSE | 1998-02-01 | FALSE | Temporarily out of use | Gas (Historical Use) | 6000 | Galvanic (STIP-3) | 1987-01-01 |  | Galvanized Steel | Suction (American)
GA FC-EFFINGHAM CO UNIT | GA HWY 119 2 MI WEST | SPRINGFIELD | Effingham | 510009 | 1 | [5 empty] | Removed from Ground | Diesel | 560 | Bare Steel | 1956-04-29 | 1990-08-01 | Bare Steel
HALLS BAIT SHOP | 7057 HWY 119N | CLYO | Effingham | 510037 | 1 | [5 empty] | Removed from Ground | Gas (Historical Use) | 1000 | Bare Steel | 1997-12-15 | 1997-12-15 | Unknown | Suction (American)
Rhudra Food Mart | 1398 OLD RIVER RD | MELDRIM | Effingham | 9051011 | 1 |  | 1998-12-01 | FALSE | 1998-12-01 | FALSE | Removed from Ground | Gas (Historical Use) | 3008 | Steel-Impressed Current | 1998-12-01 |  | Steel (Impressed Current) | Suction (American)
Rhudra Food Mart | 1398 OLD RIVER RD | MELDRIM | Effingham | 9051011 | 1 |  | 1998-12-01 | FALSE | 1998-12-01 | FALSE | Removed from Ground | Gas (Historical Use) | 3008 | Steel-Impressed Current | 1998-12-01 |  | Steel (Impressed Current) | Suction (American)
Rhudra Food Mart | 1398 OLD RIVER RD | MELDRIM | Effingham | 9051011 | 4 | Flapper Valve | 2021-08-03 | FALSE | 2021-06-01 | FALSE | Currently in Use | Regular | 12000 | Composite Double Walled | 2021-01-18 |  | Double-Walled Fiberglass | Pressurized
Rhudra Food Mart | 1398 OLD RIVER RD | MELDRIM | Effingham | 9051011 | 4 | Flapper Valve | 2021-08-03 | FALSE | 2021-06-01 | FALSE | Currently in Use | Regular | 12000 | Composite Double Walled | 2021-01-18 |  | Double-Walled Fiberglass | Pressurized
Rhudra Food Mart | 1398 OLD RIVER RD | MELDRIM | Effingham | 9051011 | 5A | Flapper Valve | 2021-08-03 | FALSE | 2021-06-01 | FALSE | Currently in Use | Premium | 4000 | Composite Double Walled | 2021-01-18 |  | Double-Walled Fiberglass | Pressurized
Rhudra Food Mart | 1398 OLD RIVER RD | MELDRIM | Effingham | 9051011 | 5A | Flapper Valve | 2021-08-03 | FALSE | 2021-06-01 | FALSE | Currently in Use | Premium | 4000 | Composite Double Walled | 2021-01-18 |  | Double-Walled Fiberglass | Pressurized
Rhudra Food Mart | 1398 OLD RIVER RD | MELDRIM | Effingham | 9051011 | 5A | Flapper Valve | 2021-08-03 | FALSE | 2021-06-01 | FALSE | Currently in Use | Premium | 4000 | Composite Double Walled | 2021-01-18 |  | Double-Walled Fiberglass | Pressurized
Rhudra Food Mart | 1398 OLD RIVER RD | MELDRIM | Effingham | 9051011 | 5A | Flapper Valve | 2021-08-03 | FALSE | 2021-06-01 | FALSE | Currently in Use | Premium | 4000 | Composite Double Walled | 2021-01-18 |  | Double-Walled Fiberglass | Pressurized
1780 COUNTRY STORE | 2991 US HWY 80 | BLOOMINGDALE | Effingham | 10000080 | 2 | Ball Float | 2002-06-01 | FALSE | 2002-06-01 | FALSE | Currently in Use | Diesel | 4000 | Composite | 2002-06-01 |  | Fiberglass Reinforced Plastic | Pressurized
JOHN R BRAZELL GROCERY | US HWY 80 | BLOOMINGDALE | Effingham | 510050 | 2 | [5 empty] | Permanently Out of Use - historical purposes | Gas (Historical Use) | 4000 | Bare Steel | 1976-05-10 | 1899-12-31 | Galvanized Steel
1780 COUNTRY STORE | 2991 US HWY 80 | BLOOMINGDALE | Effingham | 10000080 | 1 | Ball Float | 2002-06-01 | FALSE | 2002-06-01 | FALSE | Currently in Use | Regular | 12000 | Composite | 2002-06-01 |  | Fiberglass Reinforced Plastic | Pressurized
PARKER'S #42 | 3050 US HWY 80 | BLOOMINGDALE | Effingham | 10002218 | 1 | Flapper Valve | 2013-05-01 | FALSE | 2013-05-01 | FALSE | Currently in Use | Regular | 15000 | Composite Double Walled | 2013-05-01 |  | Double-Walled Fiberglass | Pressurized
JOHN R BRAZELL GROCERY | US HWY 80 | BLOOMINGDALE | Effingham | 510050 | 1 | [5 empty] | Permanently Out of Use - historical purposes | Gas (Historical Use) | 4000 | Bare Steel | 1976-05-10 | 1899-12-31 | Galvanized Steel
JOHN R BRAZELL GROCERY | US HWY 80 | BLOOMINGDALE | Effingham | 510050 | 3 | [5 empty] | Permanently Out of Use - historical purposes | Gas (Historical Use) | 6000 | Bare Steel | 1976-05-10 | 1899-12-31 | Galvanized Steel
UNION CAMP |  | MELDRIM | Effingham | 510012 | 3 | [5 empty] | Removed from Ground | Other | 500 | Bare Steel | 1981-05-09 | 1988-12-12 | Galvanized Steel
SUNIL FOODMART | 3226 US HWY 80 | BLOOMINGDALE | Effingham | 510045 | 6C | Ball Float | 1991-06-01 | FALSE | 1991-06-01 | FALSE | Currently in Use | Premium | 3000 | Composite | 1991-06-01 |  | Fiberglass Reinforced Plastic
UNION CAMP |  | MELDRIM | Effingham | 510012 | 4 |  |  | TRUE |  | TRUE | Removed from Ground | Used Oil | 500 | Bare Steel | 1981-05-09 | 1988-12-12 | Galvanized Steel
UNION CAMP |  | MELDRIM | Effingham | 510012 | 5 | [5 empty] | Removed from Ground | Empty | 1000 | Bare Steel | 1975-05-11 | 1988-12-12 | Unknown
BUBBAS CONVENIENCE | 165 FOURTH STREET | CLYO | Effingham | 9051029 | 2 | [5 empty] | Removed from Ground | Diesel | 4000 | Not Marked/Unknown | 1997-05-28 | 1997-05-28 | Not Marked
PRANAMI #2 | 801 S COLUMBIA AVE | RINCON | Effingham | 510056 | 2 | Flapper Valve | 1987-08-01 | FALSE | 1987-08-01 | FALSE | Currently in Use | Regular | 10000 | Steel-Impressed Current | 1987-01-01 |  | Steel (Impressed Current) | Pressurized
El Cheapo #61 | 1740 HYW 17 S | GUYTON | Effingham | 9051031 | 2A | Ball Float | 1997-01-15 | FALSE | 1997-01-15 | FALSE | Currently in Use | Premium | 4000 | Composite | 1997-01-09 |  | Fiberglass Reinforced Plastic | Pressurized
UNION CAMP |  | MELDRIM | Effingham | 510012 | 6 | [5 empty] | Removed from Ground | Gas (Historical Use) | 2000 | Bare Steel | 1981-05-09 | 1988-12-12 | Galvanized Steel
SUNIL FOODMART | 3226 US HWY 80 | BLOOMINGDALE | Effingham | 510045 | 7A | Ball Float | 1991-06-01 | FALSE | 1991-06-01 | FALSE | Currently in Use | Diesel | 4000 | Composite | 1991-06-01 |  | Fiberglass Reinforced Plastic
GOSHEN TIE & CHIP CO | GA HWY 119 NORTH | CLYO | Effingham | 510005 | 1 | [5 empty] | Removed from Ground | Diesel | 1000 | Bare Steel | 1976-02-06 | 1995-07-18 | Galvanized Steel
GA PACIFIC | GA HWY 119 | CLYO | Effingham | 510006 | 1 | [5 empty] | Removed from Ground | Gas (Historical Use) | 1000 | Bare Steel | 1973-03-07 | 1899-12-31 | Galvanized Steel
PARKER'S #42 | 3050 US HWY 80 | BLOOMINGDALE | Effingham | 10002218 | 2A | Flapper Valve | 2013-05-01 | FALSE | 2013-05-01 | FALSE | Currently in Use | Premium | 4000 | Composite Double Walled | 2013-05-01 |  | Double-Walled Fiberglass | Pressurized
NITI #4 | 3049 US HWY 80 | FAULKVILLE | Effingham | 9051004 | 2 | Flapper Valve | 1986-01-01 | FALSE | 1986-01-01 | FALSE | Currently in Use | E-10 | 6000 | Galvanic (STIP-3) | 1986-01-01 |  | Fiberglass Reinforced Plastic | Pressurized
PARKERS #30 | 100 CENTRAL BLVD | GUYTON | Effingham | 10001281 | 2A | Flapper Valve | 2006-12-01 | FALSE | 2006-12-01 | FALSE | Currently in Use | Premium | 6000 | Composite | 2006-12-01 |  | Double-Walled Fiberglass | Pressurized
MACKS SERVICE STATION | 112 CENTRAL BLVD | GUYTON | Effingham | 510038 | 2 |  | 1997-09-01 |  | 1997-09-01 |  | Closed in Ground | Gas (Historical Use) | 5500 | Steel-Impressed Current | 1974-05-08 | 2009-06-03 | Cathodically Protected | Safe Suction (Euro)
THE STORE | 2426 SAND HILL RD | GUYTON | Effingham | 9051018 | 2 |  | 1998-07-01 |  | 1998-07-01 |  | Temporarily out of use | Gas (Historical Use) | 6000 | Galvanic (STIP-3) | 1986-01-01 |  | Galvanized Steel | Pressurized
NITI #4 | 3049 US HWY 80 | FAULKVILLE | Effingham | 9051004 | 1 | Flapper Valve | 1986-01-01 | FALSE | 1986-01-01 | FALSE | Currently in Use | E-10 | 6000 | Galvanic (STIP-3) | 1986-01-01 |  | Fiberglass Reinforced Plastic | Pressurized
PARKER'S #42 | 3050 US HWY 80 | BLOOMINGDALE | Effingham | 10002218 | 2C | Flapper Valve | 2013-05-01 | FALSE | 2013-05-01 | FALSE | Currently in Use | E-0 | 4000 | Composite Double Walled | 2013-05-01 |  | Double-Walled Fiberglass | Pressurized
PARKER'S #42 | 3050 US HWY 80 | BLOOMINGDALE | Effingham | 10002218 | 2B | Flapper Valve | 2013-05-01 | FALSE | 2013-05-01 | FALSE | Currently in Use | Diesel | 4000 | Composite Double Walled | 2013-05-01 |  | Double-Walled Fiberglass | Pressurized
SHYAM FOOD MART | 1352 US HWY 80 | EDEN | Effingham | 9051002 | 4 | Flapper Valve | 1998-06-01 | FALSE | 1998-06-01 | FALSE | Currently in Use | Diesel | 6000 | Galvanic (STIP-3) | 1986-01-01 |  | Fiberglass Reinforced Plastic | Pressurized
WILDWOOD TRUCK PLAZA | 550 HWY 80 | EDEN | Effingham | 10001800 | 3 | Ball Float | 2013-02-01 | FALSE | 2013-02-01 | FALSE | Currently in Use | Premium | 3000 | Composite Double Walled | 2013-02-01 |  | Double-Walled Fiberglass | Pressurized
Rhudra Food Mart | 1398 OLD RIVER RD | MELDRIM | Effingham | 9051011 | 4 | Flapper Valve | 2021-08-03 | FALSE | 2021-06-01 | FALSE | Currently in Use | Regular | 12000 | Composite Double Walled | 2021-01-18 |  | Double-Walled Fiberglass | Pressurized
Rhudra Food Mart | 1398 OLD RIVER RD | MELDRIM | Effingham | 9051011 | 4 | Flapper Valve | 2021-08-03 | FALSE | 2021-06-01 | FALSE | Currently in Use | Regular | 12000 | Composite Double Walled | 2021-01-18 |  | Double-Walled Fiberglass | Pressurized
Rhudra Food Mart | 1398 OLD RIVER RD | MELDRIM | Effingham | 9051011 | 1 |  | 1998-12-01 | FALSE | 1998-12-01 | FALSE | Removed from Ground | Gas (Historical Use) | 3008 | Steel-Impressed Current | 1998-12-01 |  | Steel (Impressed Current) | Suction (American)
Rhudra Food Mart | 1398 OLD RIVER RD | MELDRIM | Effingham | 9051011 | 1 |  | 1998-12-01 | FALSE | 1998-12-01 | FALSE | Removed from Ground | Gas (Historical Use) | 3008 | Steel-Impressed Current | 1998-12-01 |  | Steel (Impressed Current) | Suction (American)
SHYAM FOOD MART | 1352 US HWY 80 | EDEN | Effingham | 9051002 | 2 | Flapper Valve | 1998-06-01 | FALSE | 1998-06-01 | FALSE | Currently in Use | Regular | 6000 | Galvanic (STIP-3) | 1986-01-01 |  | Fiberglass Reinforced Plastic | Pressurized
Rhudra Food Mart | 1398 OLD RIVER RD | MELDRIM | Effingham | 9051011 | 5B | Flapper Valve | 2021-08-03 | FALSE | 2021-06-01 | FALSE | Currently in Use | E-0 | 4000 | Composite Double Walled | 2021-01-18 |  | Double-Walled Fiberglass | Pressurized
Rhudra Food Mart | 1398 OLD RIVER RD | MELDRIM | Effingham | 9051011 | 5B | Flapper Valve | 2021-08-03 | FALSE | 2021-06-01 | FALSE | Currently in Use | E-0 | 4000 | Composite Double Walled | 2021-01-18 |  | Double-Walled Fiberglass | Pressurized
Rhudra Food Mart | 1398 OLD RIVER RD | MELDRIM | Effingham | 9051011 | 5B | Flapper Valve | 2021-08-03 | FALSE | 2021-06-01 | FALSE | Currently in Use | E-0 | 4000 | Composite Double Walled | 2021-01-18 |  | Double-Walled Fiberglass | Pressurized
Rhudra Food Mart | 1398 OLD RIVER RD | MELDRIM | Effingham | 9051011 | 5B | Flapper Valve | 2021-08-03 | FALSE | 2021-06-01 | FALSE | Currently in Use | E-0 | 4000 | Composite Double Walled | 2021-01-18 |  | Double-Walled Fiberglass | Pressurized
Rhudra Food Mart | 1398 OLD RIVER RD | MELDRIM | Effingham | 9051011 | 3 |  | 1998-12-01 | FALSE | 1998-12-01 | FALSE | Removed from Ground | Gas (Historical Use) | 3008 | Steel-Impressed Current | 1998-12-01 | 2021-01-18 | Steel (Impressed Current) | Suction (American)
Rhudra Food Mart | 1398 OLD RIVER RD | MELDRIM | Effingham | 9051011 | 3 |  | 1998-12-01 | FALSE | 1998-12-01 | FALSE | Removed from Ground | Gas (Historical Use) | 3008 | Steel-Impressed Current | 1998-12-01 | 2021-01-18 | Steel (Impressed Current) | Suction (American)
Rhudra Food Mart | 1398 OLD RIVER RD | MELDRIM | Effingham | 9051011 | 3 |  | 1998-12-01 | FALSE | 1998-12-01 | FALSE | Removed from Ground | Gas (Historical Use) | 3008 | Steel-Impressed Current | 1998-12-01 | 2021-01-18 | Steel (Impressed Current) | Suction (American)
Rhudra Food Mart | 1398 OLD RIVER RD | MELDRIM | Effingham | 9051011 | 5C | Flapper Valve | 2021-08-03 | FALSE | 2021-06-01 | FALSE | Currently in Use | Diesel | 4000 | Composite Double Walled | 2021-01-18 |  | Double-Walled Fiberglass | Pressurized
Rhudra Food Mart | 1398 OLD RIVER RD | MELDRIM | Effingham | 9051011 | 5C | Flapper Valve | 2021-08-03 | FALSE | 2021-06-01 | FALSE | Currently in Use | Diesel | 4000 | Composite Double Walled | 2021-01-18 |  | Double-Walled Fiberglass | Pressurized
Rhudra Food Mart | 1398 OLD RIVER RD | MELDRIM | Effingham | 9051011 | 5C | Flapper Valve | 2021-08-03 | FALSE | 2021-06-01 | FALSE | Currently in Use | Diesel | 4000 | Composite Double Walled | 2021-01-18 |  | Double-Walled Fiberglass | Pressurized
Rhudra Food Mart | 1398 OLD RIVER RD | MELDRIM | Effingham | 9051011 | 5C | Flapper Valve | 2021-08-03 | FALSE | 2021-06-01 | FALSE | Currently in Use | Diesel | 4000 | Composite Double Walled | 2021-01-18 |  | Double-Walled Fiberglass | Pressurized
Rhudra Food Mart | 1398 OLD RIVER RD | MELDRIM | Effingham | 9051011 | 3 |  | 1998-12-01 | FALSE | 1998-12-01 | FALSE | Removed from Ground | Gas (Historical Use) | 3008 | Steel-Impressed Current | 1998-12-01 | 2021-01-18 | Steel (Impressed Current) | Suction (American)
Rhudra Food Mart | 1398 OLD RIVER RD | MELDRIM | Effingham | 9051011 | 2 |  | 1998-12-01 | FALSE | 1998-12-01 | FALSE | Removed from Ground | Gas (Historical Use) | 3008 | Steel-Impressed Current | 1998-12-01 | 2021-01-18 | Steel (Impressed Current) | Suction (American)
Rhudra Food Mart | 1398 OLD RIVER RD | MELDRIM | Effingham | 9051011 | 2 |  | 1998-12-01 | FALSE | 1998-12-01 | FALSE | Removed from Ground | Gas (Historical Use) | 3008 | Steel-Impressed Current | 1998-12-01 | 2021-01-18 | Steel (Impressed Current) | Suction (American)
Rhudra Food Mart | 1398 OLD RIVER RD | MELDRIM | Effingham | 9051011 | 2 |  | 1998-12-01 | FALSE | 1998-12-01 | FALSE | Removed from Ground | Gas (Historical Use) | 3008 | Steel-Impressed Current | 1998-12-01 | 2021-01-18 | Steel (Impressed Current) | Suction (American)
Rhudra Food Mart | 1398 OLD RIVER RD | MELDRIM | Effingham | 9051011 | 2 |  | 1998-12-01 | FALSE | 1998-12-01 | FALSE | Removed from Ground | Gas (Historical Use) | 3008 | Steel-Impressed Current | 1998-12-01 | 2021-01-18 | Steel (Impressed Current) | Suction (American)
PARKER'S KITCHEN #98 | 107 N. COLUMBIA AVE | RINCON | Effingham | 10003349 | 3A | Flapper Valve | 2023-08-15 | FALSE | 2023-06-05 | FALSE | Currently in Use | Premium | 10000 | Fiberglass | 2023-04-12 |  | Double-Walled Flex | Pressurized
UNION CAMP | US HWY 80 WEST | FAULKVILLE | Effingham | 4250318 | 6 | [5 empty] | Removed from Ground | Gas (Historical Use) | 1000 | Bare Steel | 1979-04-05 | 1986-08-01 | Unknown
UNION CAMP | US HWY 80 WEST | FAULKVILLE | Effingham | 4250318 | 8 | [5 empty] | Removed from Ground | Gas (Historical Use) | 1000 | Bare Steel | 1979-04-05 | 1986-08-01 | Unknown
UNION CAMP | US HWY 80 WEST | FAULKVILLE | Effingham | 4250318 | 9 |  |  | TRUE |  | TRUE | Removed from Ground | Used Oil | 3000 | Bare Steel | 1978-04-04 | 1986-08-01 | Unknown
UNION CAMP | US HWY 80 WEST | FAULKVILLE | Effingham | 4250318 | 2 | [5 empty] | Removed from Ground | Diesel | 4000 | Bare Steel | 1979-04-05 | 1988-03-01 | Unknown
PARKER'S KITCHEN #98 | 107 N. COLUMBIA AVE | RINCON | Effingham | 10003349 | 1 | Flapper Valve | 2023-08-15 | FALSE | 2023-06-05 | FALSE | Currently in Use | Regular | 20000 | Fiberglass | 2023-04-12 |  | Double-Walled Flex | Pressurized
ENK855 | 1283 HWY 21 SOUTH | SPRINGFIELD | Effingham | 9051030 | 2A | Flapper Valve | 1996-07-01 | FALSE | 1996-07-01 | FALSE | Currently in Use | Diesel | 2000 | Tank Jacket | 1996-07-02 |  | Double-Walled Fiberglass | Pressurized
PARKER'S KITCHEN #98 | 107 N. COLUMBIA AVE | RINCON | Effingham | 10003349 | 2A | Flapper Valve | 2023-08-15 | FALSE | 2023-06-05 | FALSE | Currently in Use | Regular | 14000 | Fiberglass | 2023-04-12 |  | Double-Walled Flex | Pressurized
UNION CAMP | US HWY 80 WEST | FAULKVILLE | Effingham | 4250318 | 1 | [5 empty] | Removed from Ground | Diesel | 8000 | Bare Steel | 1979-04-05 | 1988-03-01 | Unknown
UNION CAMP | US HWY 80 WEST | FAULKVILLE | Effingham | 4250318 | 3 | [5 empty] | Removed from Ground | Gas (Historical Use) | 2000 | Bare Steel | 1979-04-05 | 1988-03-01 | Unknown
UNION CAMP | US HWY 80 WEST | FAULKVILLE | Effingham | 4250318 | 10 | [5 empty] | Removed from Ground | Diesel | 10000 | Bare Steel | 1996-12-01 | 1996-12-01 | Fiberglass Reinforced Plastic
WILDWOOD TRUCK PLAZA | 550 HWY 80 | EDEN | Effingham | 10001800 | 2A | Ball Float | 2009-12-01 | FALSE | 2009-12-01 | FALSE | Currently in Use | Diesel | 6000 | Composite Double Walled | 2009-12-01 |  | Double-Walled Fiberglass | Pressurized
WILDWOOD TRUCK PLAZA | 550 HWY 80 | EDEN | Effingham | 10001800 | 1 | Ball Float | 2009-12-01 | FALSE | 2009-12-01 | FALSE | Currently in Use | E-10 | 12000 | Composite Double Walled | 2009-12-01 |  | Double-Walled Fiberglass | Pressurized
WILDWOOD TRUCK PLAZA | 550 HWY 80 | EDEN | Effingham | 10001800 | 2B | Ball Float | 2009-12-01 | FALSE | 2009-12-01 | FALSE | Currently in Use | Diesel | 6000 | Composite Double Walled | 2009-12-01 |  | Double-Walled Fiberglass | Pressurized
SHYAM FOOD MART | 1352 US HWY 80 | EDEN | Effingham | 9051002 | 1 | Flapper Valve | 1998-06-01 | FALSE | 1998-06-01 | FALSE | Currently in Use | Regular | 6000 | Galvanic (STIP-3) | 1986-01-01 |  | Fiberglass Reinforced Plastic | Pressurized
SHYAM FOOD MART | 1352 US HWY 80 | EDEN | Effingham | 9051002 | 3 | Flapper Valve | 1998-06-01 | FALSE | 1998-06-01 | FALSE | Currently in Use | Premium | 2000 | Galvanic (STIP-3) | 1986-01-01 |  | Fiberglass Reinforced Plastic | Pressurized
ENK855 | 1283 HWY 21 SOUTH | SPRINGFIELD | Effingham | 9051030 | 2 | Flapper Valve | 1996-07-01 | FALSE | 1996-07-01 | FALSE | Currently in Use | Diesel | 8000 | Tank Jacket | 1996-07-02 |  | Double-Walled Fiberglass | Pressurized
ENK855 | 1283 HWY 21 SOUTH | SPRINGFIELD | Effingham | 9051030 | 1A | Flapper Valve | 1996-04-01 | FALSE | 1996-04-01 | FALSE | Currently in Use | E-0 | 6000 | Tank Jacket | 1996-07-01 |  | Fiberglass Reinforced Plastic | Pressurized
PARKER'S KITCHEN #98 | 107 N. COLUMBIA AVE | RINCON | Effingham | 10003349 | 2B | Flapper Valve | 2023-08-15 | FALSE | 2023-06-05 | FALSE | Currently in Use | E-0 | 6000 | Fiberglass | 2023-04-12 |  | Double-Walled Flex | Pressurized
ENK855 | 1283 HWY 21 SOUTH | SPRINGFIELD | Effingham | 9051030 | 3A |  | 2014-01-17 | FALSE | 2014-01-17 | FALSE | Currently in Use | Diesel | 7000 | Tank Jacket | 2014-01-17 |  | Double-Walled Fiberglass | Pressurized
ENK855 | 1283 HWY 21 SOUTH | SPRINGFIELD | Effingham | 9051030 | 1 | Flapper Valve | 1996-07-01 | FALSE | 1996-07-01 | FALSE | Currently in Use | Premium | 9000 | Tank Jacket | 1996-07-01 |  | Fiberglass Reinforced Plastic | Pressurized
PARKER'S KITCHEN #98 | 107 N. COLUMBIA AVE | RINCON | Effingham | 10003349 | 3B | Flapper Valve | 2023-08-15 | FALSE | 2023-06-05 | FALSE | Currently in Use | Diesel | 10000 | Fiberglass | 2023-04-12 |  | Double-Walled Flex | Pressurized
UNION CAMP | US HWY 80 WEST | FAULKVILLE | Effingham | 4250318 | 7 | [5 empty] | Removed from Ground | Gas (Historical Use) | 1000 | Bare Steel | 1979-04-05 | 1986-08-01 | Unknown
UNION CAMP | US HWY 80 WEST | FAULKVILLE | Effingham | 4250318 | 4 | [5 empty] | Removed from Ground | Gas (Historical Use) | 2000 | Bare Steel | 1979-04-05 | 1988-03-01 | Unknown
UNION CAMP | US HWY 80 WEST | FAULKVILLE | Effingham | 4250318 | 5 | [5 empty] | Removed from Ground | Gas (Historical Use) | 1000 | Bare Steel | 1979-04-05 | 1986-08-01 | Unknown
Love's Travel Stop#819 | 2600 Hwy 21 South | Rincon | Effingham | 10003222 | 5 | Flapper Valve | 2022-04-01 | FALSE | 2022-03-01 | FALSE | Currently in Use | Diesel | 30000 | Fiberglass Double Walled | 2021-12-01 |  | Double-Walled Flex | Pressurized
Blue Jay Amoco | 500 BLUE JAY RD. | RINCON | Effingham | 10003218 | 3 | Flapper Valve | 2021-03-24 | FALSE |  | FALSE | Currently in Use | Premium | 3000 | Composite Double Walled | 2021-06-22 |  | Double-Walled Fiberglass | Pressurized
Blue Jay Amoco | 500 BLUE JAY RD. | RINCON | Effingham | 10003218 | 2 | Flapper Valve | 2022-03-24 | FALSE |  | FALSE | Currently in Use | Diesel | 6500 | Composite Double Walled | 2021-06-22 |  | Double-Walled Fiberglass | Pressurized
Love's Travel Stop#819 | 2600 Hwy 21 South | Rincon | Effingham | 10003222 | 2B | Flapper Valve | 2022-04-01 | FALSE | 2022-03-01 | FALSE | Currently in Use | Premium | 8000 | Fiberglass Double Walled | 2021-12-01 |  | Double-Walled Flex | Pressurized
Blue Jay Amoco | 500 BLUE JAY RD. | RINCON | Effingham | 10003218 | 1 | Flapper Valve | 2022-03-24 | FALSE | 2021-12-01 | FALSE | Currently in Use | E-0 | 2500 | Composite Double Walled | 2021-06-22 |  | Double-Walled Fiberglass | Pressurized
ENK855 | 1283 HWY 21 SOUTH | SPRINGFIELD | Effingham | 9051030 | 3 | Flapper Valve | 2014-01-17 | FALSE | 2014-01-17 | FALSE | Currently in Use | Regular | 18000 | Tank Jacket | 2014-01-17 |  | Double-Walled Fiberglass | Pressurized
PARKERS #92 | 4440 HWY 17 S. | GUYTON | Effingham | 10003271 | 4 | Flapper Valve | 2022-12-15 | FALSE |  | FALSE | Currently in Use | E-0 | 5000 | Tank Jacket Double Walled | 2022-07-27 |  | Double-Walled Flex | Pressurized
PARKERS #92 | 4440 HWY 17 S. | GUYTON | Effingham | 10003271 | 5 | Flapper Valve | 2022-12-15 | FALSE |  | FALSE | Currently in Use | Diesel | 20000 | Tank Jacket Double Walled | 2022-07-27 |  | Double-Walled Flex | Pressurized
PARKERS #92 | 4440 HWY 17 S. | GUYTON | Effingham | 10003271 | 2 | Flapper Valve | 2022-12-15 | FALSE |  | FALSE | Currently in Use | Premium | 5000 | Tank Jacket Double Walled | 2022-07-27 |  | Double-Walled Flex | Pressurized
SPRINGFIELD FUEL STOP | 725 McCall Rd | Springfield | Effingham | 10003287 | 3 | Flapper Valve | 2023-01-10 | FALSE | 2022-11-01 | FALSE | Currently in Use | Premium | 5000 | Composite Double Walled | 2022-11-01 |  | Double-Walled Fiberglass | Pressurized
LITTLE NECK SHELL | 2890 LITTLE NECK RD | BLOOMINGDALE | Effingham | 10003383 | 3 | Flapper Valve | 2022-10-17 | FALSE | 2022-09-01 | FALSE | Currently in Use | Diesel | 15000 | Composite Double Walled | 2021-10-29 |  | Double-Walled Fiberglass | Pressurized
LITTLE NECK SHELL | 2890 LITTLE NECK RD | BLOOMINGDALE | Effingham | 10003383 | 2 | Flapper Valve | 2022-10-17 | FALSE | 2022-09-01 | FALSE | Currently in Use | Regular | 15000 | Composite Double Walled | 2021-10-29 |  | Double-Walled Fiberglass | Pressurized
PARKERS #92 | 4440 HWY 17 S. | GUYTON | Effingham | 10003271 | 3 | Flapper Valve | 2022-12-15 | FALSE |  | FALSE | Currently in Use | Diesel | 10000 | Tank Jacket Double Walled | 2022-07-27 |  | Double-Walled Flex | Pressurized
PARKERS #92 | 4440 HWY 17 S. | GUYTON | Effingham | 10003271 | 1 | Flapper Valve | 2022-12-15 | FALSE |  | FALSE | Currently in Use | Regular | 20000 | Tank Jacket Double Walled | 2022-07-27 |  | Double-Walled Flex | Pressurized
SPRINGFIELD FUEL STOP | 725 McCall Rd | Springfield | Effingham | 10003287 | 1 | Flapper Valve | 2023-01-10 | FALSE | 2022-11-01 | FALSE | Currently in Use | Regular | 15000 | Composite Double Walled | 2022-11-01 |  | Double-Walled Fiberglass | Pressurized
Love's Travel Stop#819 | 2600 Hwy 21 South | Rincon | Effingham | 10003222 | 1 | Flapper Valve | 2022-04-01 | FALSE | 2022-03-01 | FALSE | Currently in Use | Regular | 20000 | Fiberglass Double Walled | 2021-12-01 |  | Double-Walled Flex | Pressurized
Love's Travel Stop#819 | 2600 Hwy 21 South | Rincon | Effingham | 10003222 | 4 | Flapper Valve | 2022-04-01 | FALSE | 2022-03-01 | FALSE | Currently in Use | Diesel | 30000 | Fiberglass Double Walled | 2021-12-01 |  | Double-Walled Flex | Pressurized
LITTLE NECK SHELL | 2890 LITTLE NECK RD | BLOOMINGDALE | Effingham | 10003383 | 1 | Flapper Valve | 2022-10-17 | FALSE | 2022-09-01 | FALSE | Currently in Use | Premium | 5000 | Composite Double Walled | 2021-10-29 |  | Double-Walled Fiberglass | Pressurized
LITTLE NECK SHELL | 2890 LITTLE NECK RD | BLOOMINGDALE | Effingham | 10003383 | 4 | Flapper Valve | 2022-10-17 | FALSE | 2022-09-01 | FALSE | Currently in Use | E-0 | 5000 | Composite Double Walled | 2021-10-29 |  | Double-Walled Fiberglass | Pressurized
PARKER'S KITCHEN #102 | 2991 OLD AUGUSTA RD. S | RINCON | Effingham | 10003455 | 3A | Flapper Valve | 2024-07-23 | FALSE | 2024-05-02 | FALSE | Currently in Use | Diesel | 14000 | Fiberglass | 2024-02-23 |  | Double-Walled Flex | Pressurized
PARKER'S KITCHEN #102 | 2991 OLD AUGUSTA RD. S | RINCON | Effingham | 10003455 | 2B | Flapper Valve | 2024-07-23 | FALSE | 2024-05-02 | FALSE | Currently in Use | Premium | 8000 | Fiberglass | 2024-02-23 |  | Double-Walled Flex | Pressurized
PARKER'S KITCHEN #102 | 2991 OLD AUGUSTA RD. S | RINCON | Effingham | 10003455 | 3B | Flapper Valve | 2024-07-23 | FALSE | 2024-05-02 | FALSE | Currently in Use | E-0 | 6000 | Fiberglass | 2024-02-23 |  | Double-Walled Flex | Pressurized
PARKER'S KITCHEN #102 | 2991 OLD AUGUSTA RD. S | RINCON | Effingham | 10003455 | 1 | Flapper Valve | 2024-07-23 | FALSE | 2024-05-02 | FALSE | Currently in Use | Regular | 20000 | Fiberglass | 2024-02-23 |  | Double-Walled Flex | Pressurized
PARKER'S KITCHEN #102 | 2991 OLD AUGUSTA RD. S | RINCON | Effingham | 10003455 | 4 | Flapper Valve | 2024-07-23 | FALSE | 2024-05-02 | FALSE | Currently in Use | Diesel | 20000 | Fiberglass | 2024-02-23 |  | Double-Walled Flex | Pressurized
PARKER'S #108 | 1493 OLD RIVER RD | BLOOMINGDALE | Effingham | 10003602 | 2A | Flapper Valve | 2025-05-27 | FALSE | 2025-04-17 | FALSE | Currently in Use | Regular | 12000 | Fiberglass Double Walled | 2025-03-06 |  | Double-Walled Flex | Pressurized
PARKER'S #108 | 1493 OLD RIVER RD | BLOOMINGDALE | Effingham | 10003602 | 2B | Flapper Valve | 2025-05-27 | FALSE | 2025-04-17 | FALSE | Currently in Use | E-0 | 8000 | Fiberglass Double Walled | 2025-03-06 |  | Double-Walled Flex | Pressurized
PARKER'S #108 | 1493 OLD RIVER RD | BLOOMINGDALE | Effingham | 10003602 | 1 | Flapper Valve | 2025-05-27 | FALSE | 2025-04-17 | FALSE | Currently in Use | Regular | 20000 | Fiberglass Double Walled | 2025-03-06 |  | Double-Walled Flex | Pressurized
PARKER'S #108 | 1493 OLD RIVER RD | BLOOMINGDALE | Effingham | 10003602 | 4 | Flapper Valve | 2025-05-27 | FALSE | 2025-04-17 | FALSE | Currently in Use | Diesel | 20000 | Fiberglass Double Walled | 2025-03-06 |  | Double-Walled Flex | Pressurized
PARKER'S KITCHEN #102 | 2991 OLD AUGUSTA RD. S | RINCON | Effingham | 10003455 | 2A | Flapper Valve | 2024-07-23 | FALSE | 2024-05-02 | FALSE | Currently in Use | Regular | 12000 | Fiberglass | 2024-02-23 |  | Double-Walled Flex | Pressurized
PARKER'S #108 | 1493 OLD RIVER RD | BLOOMINGDALE | Effingham | 10003602 | 3A | Flapper Valve | 2025-05-27 | FALSE | 2025-04-17 | FALSE | Currently in Use | Premium | 6000 | Fiberglass Double Walled | 2025-03-06 |  | Double-Walled Flex | Pressurized
Blue Jay Amoco | 500 BLUE JAY RD. | RINCON | Effingham | 10003218 | 4 | Flapper Valve | 2022-03-24 | FALSE |  | FALSE | Currently in Use | Regular | 12000 | Composite Double Walled | 2021-06-22 |  | Double-Walled Fiberglass
Whaler Holdings, LLC | 317 S Columbia Ave, Rincon | Rincon | Effingham | 10003114 | 2 |  |  | FALSE |  | FALSE | Removed from Ground | Gas (Historical Use) | 2500 | Bare Steel | 1899-12-31
Whaler Holdings, LLC | 317 S Columbia Ave, Rincon | Rincon | Effingham | 10003114 | 1 |  |  | FALSE |  | FALSE | Removed from Ground | Gas (Historical Use) | 2500 | Bare Steel | 1899-12-31
Whaler Holdings, LLC | 317 S Columbia Ave, Rincon | Rincon | Effingham | 10003114 | 3 |  |  | FALSE |  | FALSE | Removed from Ground | Gas (Historical Use) | 2500 | Bare Steel | 1899-12-31
SPRINGFIELD FUEL STOP | 725 McCall Rd | Springfield | Effingham | 10003287 | 4 | Flapper Valve | 2023-01-10 | FALSE | 2022-11-01 | FALSE | Currently in Use | E-0 | 5000 | Composite Double Walled | 2022-11-01 |  | Double-Walled Fiberglass | Pressurized
PARKER'S #108 | 1493 OLD RIVER RD | BLOOMINGDALE | Effingham | 10003602 | 3B | Flapper Valve | 2025-05-27 | FALSE | 2025-04-17 | FALSE | Currently in Use | Diesel | 14000 | Fiberglass Double Walled | 2025-03-06 |  | Double-Walled Flex | Pressurized
MCDONALD'S PROPERTY | ELBERT & TUSTEN STREETS | ELBERTON | Elbert | 9000681 | 1 | [5 empty] | Removed from Ground | Gas (Historical Use) | 4000 | Not Marked/Unknown | 1990-05-17 | 1990-05-17 | Not Marked
ELBERTON AMOCO | 218 NORTH OLIVER ST | ELBERTON | Elbert | 9000512 | 2 | [5 empty] | Removed from Ground | Gas (Historical Use) | 1000 | Bare Steel | 1957-02-25 | 1992-11-30 | Galvanized Steel | Suction (American)
GA SYNTHETICS INC | 1051 CALHOUN FALLS HWY/1051 HWY 72 EAST | ELBERTON | Elbert | 520074 | 1 | [5 empty] | Removed from Ground | Diesel | 1060 | Bare Steel | 1981-05-09 | 1982-12-01 | Galvanized Steel
REYNOLDS QUIK STOP | 2906 ANDERSON HWY | ELBERTON | Elbert | 520077 | 2 | [5 empty] | Removed from Ground | Gas (Historical Use) | 550 | Bare Steel | 1984-05-08 | 1999-09-01 | Galvanized Steel
ELBERTON/WATER & ELECTRIC UTILIT | 234 NORTH MCINTOSH ST | ELBERTON | Elbert | 520080 | 4 | [5 empty] | Removed from Ground | Empty | 1 | Bare Steel | 1999-11-10 | 1999-11-10 | Galvanized Steel
ELBERTON COCA-COLA BTLG CO | 435 ELBERT ST | ELBERTON | Elbert | 9000734 | 1 | [5 empty] | Removed from Ground | Gas (Historical Use) | 5000 | Bare Steel | 1971-05-09 | 1990-04-01 | Galvanized Steel
MONT VIDEO STORE | RT 3 | ELBERTON | Elbert | 520073 | 2 | [5 empty] | Removed from Ground | Gas (Historical Use) | 280 | Bare Steel | 1956-05-15 | 1986-06-15 | Unknown
JOHN RICE JR | RT 6 | ELBERTON | Elbert | 520078 | 1 | [5 empty] | Removed from Ground | Gas (Historical Use) | 1000 | Bare Steel | 1970-05-12 | 1988-01-01 | Galvanized Steel
ELBERTON/WATER & ELECTRIC UTILIT | 234 NORTH MCINTOSH ST | ELBERTON | Elbert | 520080 | 1 | [5 empty] | Removed from Ground | Gas (Historical Use) | 8000 | Bare Steel | 1999-11-10 | 1999-11-10 | Galvanized Steel | Safe Suction (Euro)
MCDONALD'S PROPERTY | ELBERT & TUSTEN STREETS | ELBERTON | Elbert | 9000681 | 3 |  |  | FALSE |  | FALSE | Removed from Ground | Gas (Historical Use) | 6000 | Not Marked/Unknown | 1990-05-17 | 1990-05-17 | Unknown
ARROWHEAD POINTE GOLF COURSE @ LAKE RICHARD B RUSSELL | 2790 OLYMPIC ROWING DR | ELBERTON | Elbert | 10001936 | 1 | Flapper Valve | 2004-09-01 | FALSE | 2004-09-01 | FALSE | Currently in Use | Gas (Historical Use) | 2500 | Fiberglass Double Walled | 2004-09-01 |  | Double-Walled Fiberglass | Safe Suction (Euro)
ELBERTON AMOCO | 218 NORTH OLIVER ST | ELBERTON | Elbert | 9000512 | 1 | [5 empty] | Removed from Ground | Gas (Historical Use) | 1000 | Bare Steel | 1957-02-25 | 1992-11-30 | Galvanized Steel | Suction (American)
GA DNR/BOBBY BROWN STATE PARK | 2509 BOBBY BROWN PARK RD | ELBERTON | Elbert | 52005 | 1 |  |  | FALSE |  | FALSE | Removed from Ground | Diesel | 200 | Bare Steel | 1973-01-01 | 1899-12-31 | Galvanized Steel
REYNOLDS QUIK STOP | 2906 ANDERSON HWY | ELBERTON | Elbert | 520077 | 1 | [5 empty] | Removed from Ground | Gas (Historical Use) | 1000 | Bare Steel | 1984-05-08 | 1999-09-01 | Galvanized Steel
ELBERTON/WATER & ELECTRIC UTILIT | 234 NORTH MCINTOSH ST | ELBERTON | Elbert | 520080 | 3 | [5 empty] | Removed from Ground | Empty | 1 | Bare Steel | 1999-11-10 | 1999-11-10 | Galvanized Steel
BST/ R3181 | 220 NORTH OLIVER ST | ELBERTON | Elbert | 520081 | 1 | [5 empty] | Removed from Ground | Gas (Historical Use) | 12000 | Bare Steel | 1980-01-03 | 1990-12-06 | Unknown | Pressurized
MADDEW'S GULF | RT 1 | ELBERTON | Elbert | 520022 | 1 | [5 empty] | Removed from Ground | Other | 1000 | Bare Steel |  | 1899-12-31 | Galvanized Steel
OGLESBY GROCERY | SR 72 (ATHENS HWY) | ELBERTON | Elbert | 9052019 | 1 | [5 empty] | Removed from Ground | Other | 0 | Not Marked/Unknown | 1992-04-22 | 1992-04-22 | Galvanized Steel
BICKNELL MANUFACTURING CO | 1027 FALLING CREEK RD | ELBERTON | Elbert | 9052045 | 1 | [5 empty] | Removed from Ground | Gas (Historical Use) | 500 | Not Marked/Unknown | 1996-08-05 | 1996-08-05 | Not Marked
SMITH GULF | 21 COLLEGE AVE | ELBERTON | Elbert | 520023 | 4 | [5 empty] | Removed from Ground | Gas (Historical Use) | 1000 | Bare Steel |  | 1899-12-31 | Galvanized Steel
SMITH GULF | 21 COLLEGE AVE | ELBERTON | Elbert | 520023 | 7 | [5 empty] | Removed from Ground | Gas (Historical Use) | 560 | Bare Steel |  | 1899-12-31 | Galvanized Steel
SMITH GULF | 21 COLLEGE AVE | ELBERTON | Elbert | 520023 | 5 | [5 empty] | Removed from Ground | Gas (Historical Use) | 1000 | Bare Steel |  | 1899-12-31 | Galvanized Steel
13 FORKS STORE | RT 3 | ELBERTON | Elbert | 520043 | 2 | [5 empty] | Currently in Use | Gas (Historical Use) | 500 | Bare Steel |  |  | Galvanized Steel
L&M GRANITE CO | END MIDDLETON RD | ELBERTON | Elbert | 520054 | 1 | [5 empty] | Currently in Use | Gas (Historical Use) | 560 | Bare Steel | 1982-05-09 |  | Galvanized Steel
TURNER CONCRETE INC | 1146 OLD MIDDLETON RD | ELBERTON | Elbert | 520062 | 2 | [5 empty] | Removed from Ground | Gas (Historical Use) | 10000 | Bare Steel | 1976-05-09 | 1899-12-31 | Galvanized Steel
MADDEW'S GULF | RT 1 | ELBERTON | Elbert | 520022 | 3 | [5 empty] | Removed from Ground | Other | 560 | Bare Steel |  | 1899-12-31 | Galvanized Steel
SMITH GULF | 21 COLLEGE AVE | ELBERTON | Elbert | 520023 | 6 | [5 empty] | Removed from Ground | Gas (Historical Use) | 4000 | Bare Steel |  | 1899-12-31 | Galvanized Steel
LEWIS GROCERY | RT 1 | ELBERTON | Elbert | 520089 | 1 | [5 empty] | Removed from Ground | Gas (Historical Use) | 560 | Bare Steel | 1967-01-06 | 2000-11-01 | Galvanized Steel
SHELL FOOD MART | 118 N OLIVER ST | ELBERTON | Elbert | 10000467 | 3 | Ball Float | 2003-06-03 | FALSE | 2003-06-03 | FALSE | Currently in Use | Diesel On Road | 15000 | Fiberglass | 2003-06-03 |  | Double-Walled Flex | Pressurized
SMITH GULF | 21 COLLEGE AVE | ELBERTON | Elbert | 520023 | 3 | [5 empty] | Removed from Ground | Gas (Historical Use) | 1000 | Bare Steel |  | 1899-12-31 | Galvanized Steel
PYRAMID PETRO/SLR GAS STORE INC | 1650 ATHENS HWY | ELBERTON | Elbert | 10000231 | 1A |  | 2002-12-01 | FALSE | 2002-12-01 | FALSE | Currently in Use | Gas (Historical Use) | 12000 | Composite | 2002-11-01 |  | Fiberglass Reinforced Plastic | Pressurized
ELBERT CO COMPREHENSIVE HIGH SCH | 600 JONES ST | ELBERTON | Elbert | 520016 | 1 | [5 empty] | Currently in Use | Diesel | 10000 | Bare Steel | 1976-03-16 |  | Not Marked
GA KRAFT CO | JONES FERRY RD | ELBERTON | Elbert | 520056 | 1 | [5 empty] | Removed from Ground | Diesel | 560 | Bare Steel | 1956-05-15 | 1899-12-31 | Galvanized Steel
WEST END GROCERY | 338 COLLEGE AVE | ELBERTON | Elbert | 520085 | 1 | [5 empty] | Removed from Ground | Gas (Historical Use) | 560 | Bare Steel | 1961-05-13 | 1899-12-31 | Galvanized Steel
FORMERLY DONALD ROBINSON PROPERTY-DOT RIGHT OF WAY | ANDERSON HIGHWAY @ HARTWELL HIGHWAY | ELBERTON | Elbert | 10001149 | 2 |  |  | FALSE |  | FALSE | Removed from Ground | Not Marked/Tank Removed | 500 | Unknown | 2006-05-19 | 2006-05-19
BST/ELBERTON CO/R3118 | 230 NORTH OLIVER ST | ELBERTON | Elbert | 520082 | 1 |  |  | FALSE |  | FALSE | Removed from Ground | Diesel | 2000 | Bare Steel | 1975-01-04 | 1997-08-05 | Copper | Suction (American)
RUCKERSVILLE TRADING POST | 2392 RUCKERSVILLE RD | ELBERTON | Elbert | 10000069 | 2 |  | 2001-12-18 | FALSE | 2001-12-18 | TRUE | Temporarily out of use | Gas (Historical Use) | 10000 | Epoxy | 2001-12-18
SMITH GULF | 21 COLLEGE AVE | ELBERTON | Elbert | 520023 | 1 | [5 empty] | Removed from Ground | Gas (Historical Use) | 560 | Bare Steel |  | 1899-12-31 | Galvanized Steel
ADAMS BUILDING SUPPLY | 1445 BOWMAN HWY | ELBERTON | Elbert | 520057 | 1 | [5 empty] | Removed from Ground | Gas (Historical Use) | 1000 | Bare Steel | 1988-12-31 | 1988-12-31 | Galvanized Steel
JANE G PAYTON | 1816 LEXINGTON HWY | ELBERTON | Elbert | 520067 | 1 | [5 empty] | Removed from Ground | Gas (Historical Use) | 550 | Bare Steel | 1966-05-13 | 1899-12-31 | Galvanized Steel
LEWIS GROCERY | RT 1 | ELBERTON | Elbert | 520089 | 2 | [5 empty] | Removed from Ground | Gas (Historical Use) | 560 | Bare Steel | 1967-01-06 | 2000-11-01 | Galvanized Steel
NEW JUNCTION LLC | 1456 HARTWELL HWY | ELBERTON | Elbert | 10001634 | 4 | Flapper Valve | 2008-08-01 | FALSE | 2008-08-01 | FALSE | Currently in Use | Diesel Off Road | 6000 | Composite Double Walled | 2008-05-01 |  | Fiberglass Reinforced Plastic | Safe Suction (Euro)
A JALIL | 250 DOGWOOD LANE | ELBERTON | Elbert | 520002 | 1 | [5 empty] | Currently in Use | Gas (Historical Use) | 2000 | Bare Steel |  |  | Galvanized Steel
GA DOT 10190 | PINE ST/RT 5 & SR 72 | ELBERTON | Elbert | 520032 | 2 | [5 empty] | Removed from Ground | Gas (Historical Use) | 1000 | Bare Steel | 1968-05-03 | 1899-12-31 | Galvanized Steel
ABANDONED/CORNELL GROCERY | 368 COLLEGE AVE | ELBERTON | Elbert | 520066 | 1 | [5 empty] | Removed from Ground | Gas (Historical Use) | 550 | Bare Steel | 1958-01-01 | 1899-12-31 | Galvanized Steel
LEWIS GROCERY | RT 1 | ELBERTON | Elbert | 520089 | 3 | [5 empty] | Removed from Ground | Gas (Historical Use) | 560 | Bare Steel | 1971-01-05 | 2000-11-01 | Galvanized Steel
HUDSON GROCERY | RT 1 | ELBERTON | Elbert | 520090 | 1 |  |  | FALSE |  | FALSE | Permanently Out of Use - historical purposes | Gas (Historical Use) | 0 | Bare Steel | 1962-01-07 |  | Galvanized Steel
RUCKERSVILLE TRADING POST | 2392 RUCKERSVILLE RD | ELBERTON | Elbert | 10000069 | 1 |  | 2001-12-18 | FALSE | 2001-12-18 | TRUE | Temporarily out of use | Gas (Historical Use) | 10000 | Epoxy | 2001-12-18 |  | Fiberglass Reinforced Plastic | Pressurized
JOYCE FINCH | BREWERS MILL & CROMER RD | ELBERTON | Elbert | 520059 | 3 | [5 empty] | Removed from Ground | Gas (Historical Use) | 0 | Bare Steel |  | 1899-12-31 | Galvanized Steel
FORMERLY DONALD ROBINSON PROPERTY-DOT RIGHT OF WAY | ANDERSON HIGHWAY @ HARTWELL HIGHWAY | ELBERTON | Elbert | 10001149 | 1 |  |  | FALSE |  | FALSE | Removed from Ground | Not Marked/Tank Removed | 500 | Unknown | 2006-05-19 | 2006-05-19
GA DOT 10190 | PINE ST/RT 5 & SR 72 | ELBERTON | Elbert | 520032 | 1 | [5 empty] | Removed from Ground | Gas (Historical Use) | 2000 | Bare Steel | 1970-05-03 | 1899-12-31 | Galvanized Steel
ABANDONED/CORNELL GROCERY | 368 COLLEGE AVE | ELBERTON | Elbert | 520066 | 2 | [5 empty] | Removed from Ground | Gas (Historical Use) | 550 | Bare Steel | 1980-01-01 | 1899-12-31 | Galvanized Steel
LEWIS GROCERY | RT 1 | ELBERTON | Elbert | 520089 | 4 | [5 empty] | Removed from Ground | Diesel | 560 | Bare Steel | 1979-01-03 | 2000-11-01 | Galvanized Steel
HUDSON GROCERY | RT 1 | ELBERTON | Elbert | 520090 | 2 |  |  | FALSE |  | FALSE | Permanently Out of Use - historical purposes | Gas (Historical Use) | 0 | Bare Steel | 1962-01-07 |  | Galvanized Steel
SHELL FOOD MART | 118 N OLIVER ST | ELBERTON | Elbert | 10000467 | 1 | Ball Float | 2003-06-03 | FALSE | 2003-06-03 | FALSE | Currently in Use | Regular | 12000 | Fiberglass | 2003-06-03 |  | Double-Walled Flex | Pressurized
PYRAMID PETRO/SLR GAS STORE INC | 1650 ATHENS HWY | ELBERTON | Elbert | 10000231 | 2A |  | 2002-12-01 | FALSE | 2002-12-01 | FALSE | Currently in Use | Diesel | 12000 | Composite | 2002-11-01 |  | Fiberglass Reinforced Plastic | Pressurized
PYRAMID PETRO/SLR GAS STORE INC | 1650 ATHENS HWY | ELBERTON | Elbert | 10000231 | 2B |  | 2002-12-01 | FALSE | 2002-12-01 | FALSE | Currently in Use | Diesel | 8000 | Composite | 2002-11-01 |  | Fiberglass Reinforced Plastic | Pressurized
NEW JUNCTION LLC | 1456 HARTWELL HWY | ELBERTON | Elbert | 10001634 | 2 | Flapper Valve | 2008-08-01 | FALSE | 2008-08-01 | FALSE | Currently in Use | Premium | 8000 | Composite Double Walled | 2008-05-01 |  | Double-Walled Fiberglass | Pressurized
H T MERCER AGM MEMORIALS INC | 2325 HARTWELL HWY | ELBERTON | Elbert | 9052049 | 1 | [5 empty] | Removed from Ground | Gas (Historical Use) | 500 | Not Marked/Unknown |  | 1899-12-31 | Not Marked
MADDEW'S GULF | RT 1 | ELBERTON | Elbert | 520022 | 2 | [5 empty] | Removed from Ground | Other | 560 | Bare Steel |  | 1899-12-31 | Galvanized Steel
SEVENTEEN SER-MART | GA HWY 17 S | ELBERTON | Elbert | 520034 | 1 | [5 empty] | Removed from Ground | Gas (Historical Use) | 2000 | Bare Steel | 1976-05-01 | 2004-09-20 | Galvanized Steel
JOYCE FINCH | BREWERS MILL & CROMER RD | ELBERTON | Elbert | 520059 | 2 | [5 empty] | Removed from Ground | Gas (Historical Use) | 0 | Bare Steel |  | 1899-12-31 | Galvanized Steel
J ELSTON BOND | RT 3 | ELBERTON | Elbert | 520063 | 2 | [5 empty] | Removed from Ground | Gas (Historical Use) | 1000 | Bare Steel | 1972-05-06 | 1995-01-01 | Galvanized Steel
SHELL FOOD MART | 118 N OLIVER ST | ELBERTON | Elbert | 10000467 | 2 | Ball Float | 2003-06-03 | FALSE | 2003-06-03 | FALSE | Currently in Use | Premium | 12000 | Fiberglass | 2003-06-03 |  | Double-Walled Flex | Pressurized
TURNER CONCRETE INC | 1146 OLD MIDDLETON RD | ELBERTON | Elbert | 520062 | 1 | [5 empty] | Removed from Ground | Diesel | 10000 | Bare Steel | 1976-05-09 | 1899-12-31 | Galvanized Steel
JANE G PAYTON | 1816 LEXINGTON HWY | ELBERTON | Elbert | 520067 | 2 | [5 empty] | Removed from Ground | Gas (Historical Use) | 550 | Bare Steel | 1966-05-13 | 1899-12-31 | Galvanized Steel
PYRAMID PETRO/SLR GAS STORE INC | 1650 ATHENS HWY | ELBERTON | Elbert | 10000231 | 3 |  | 2002-12-01 | FALSE | 2002-12-01 | FALSE | Currently in Use | Kerosene | 1000 | Composite | 2002-11-01 |  | Fiberglass Reinforced Plastic | Safe Suction (Euro)
SEVENTEEN SER-MART | GA HWY 17 S | ELBERTON | Elbert | 520034 | 2 | [5 empty] | Removed from Ground | Gas (Historical Use) | 2000 | Bare Steel | 1976-05-01 | 2004-09-20 | Galvanized Steel
GA KRAFT CO | JONES FERRY RD | ELBERTON | Elbert | 520056 | 2 | [5 empty] | Removed from Ground | Gas (Historical Use) | 560 | Bare Steel | 1956-05-15 | 1899-12-31 | Galvanized Steel
JOYCE FINCH | BREWERS MILL & CROMER RD | ELBERTON | Elbert | 520059 | 1 | [5 empty] | Removed from Ground | Gas (Historical Use) | 0 | Bare Steel |  | 1899-12-31 | Galvanized Steel
SEVENTEEN SER-MART | GA HWY 17 S | ELBERTON | Elbert | 520034 | 3 | [5 empty] | Removed from Ground | Gas (Historical Use) | 1000 | Bare Steel | 1981-04-30 | 2004-09-20 | Galvanized Steel
13 FORKS STORE | RT 3 | ELBERTON | Elbert | 520043 | 1 | [5 empty] | Currently in Use | Gas (Historical Use) | 500 | Bare Steel |  |  | Galvanized Steel
PYRAMID PETRO/SLR GAS STORE INC | 1650 ATHENS HWY | ELBERTON | Elbert | 10000231 | 1B |  | 2002-12-01 | FALSE | 2002-12-01 | FALSE | Currently in Use | Gas (Historical Use) | 8000 | Composite | 2002-11-01 |  | Fiberglass Reinforced Plastic | Pressurized
INGLES GAS EXPRESS #65 | 903 ELBERT ST | ELBERTON | Elbert | 10001675 | 1A | Flapper Valve | 2009-01-01 | FALSE | 2008-12-01 | FALSE | Currently in Use | Regular | 25000 | Fiberglass Double Walled | 2008-12-01 |  | Double-Walled Flex | Pressurized
RALPH BALCHIN | GA HWY 79 | ELBERTON | Elbert | 520076 | 2 | [5 empty] | Removed from Ground | Gas (Historical Use) | 550 | Bare Steel | 1986-05-09 | 1899-12-31 | Galvanized Steel
OGLESBY GROCERY | SR 72 (ATHENS HWY) | ELBERTON | Elbert | 9052019 | 2 | [5 empty] | Removed from Ground | Other | 0 | Not Marked/Unknown | 1992-04-22 | 1992-04-22 | Galvanized Steel
SMITH GULF | 21 COLLEGE AVE | ELBERTON | Elbert | 520023 | 2 | [5 empty] | Removed from Ground | Gas (Historical Use) | 1000 | Bare Steel |  | 1899-12-31 | Galvanized Steel
13 FORKS STORE | RT 3 | ELBERTON | Elbert | 520043 | 3 | [5 empty] | Currently in Use | Gas (Historical Use) | 1000 | Bare Steel | 1978-01-01 |  | Galvanized Steel
J ELSTON BOND | RT 3 | ELBERTON | Elbert | 520063 | 1 | [5 empty] | Removed from Ground | Gas (Historical Use) | 1000 | Bare Steel | 1972-05-06 | 1995-01-01 | Galvanized Steel
HUDSON GROCERY | RT 1 | ELBERTON | Elbert | 520090 | 3 |  |  | FALSE |  | FALSE | Permanently Out of Use - historical purposes | Gas (Historical Use) | 0 | Bare Steel | 1967-01-06 |  | Galvanized Steel
NEW JUNCTION LLC | 1456 HARTWELL HWY | ELBERTON | Elbert | 10001634 | 1 | Flapper Valve | 2008-08-01 | FALSE | 2008-08-01 | FALSE | Currently in Use | Regular | 12000 | Composite Double Walled | 2008-05-01 |  | Double-Walled Fiberglass | Pressurized
JOSHI DISCOUNT | 625 ELBERT ST | ELBERTON | Elbert | 520069 | 2 | Flapper Valve | 1998-05-20 | TRUE | 1998-05-20 | FALSE | Currently in Use | E-0 | 8000 | Galvanic (STIP-3) | 1986-05-01 |  | Fiberglass Reinforced Plastic | Pressurized
DIXIE STATION #108 | 305 ELBERT ST | ELBERTON | Elbert | 520083 | 9 |  | 1998-05-20 |  | 1998-05-20 |  | Removed from Ground | Diesel | 4000 | Steel-Impressed Current | 1987-07-15 | 2001-02-28 | Cathodically Protected | Safe Suction (Euro)
DIXIE STATION #108 | 305 ELBERT ST | ELBERTON | Elbert | 520083 | 2 | [5 empty] | Removed from Ground | Gas (Historical Use) | 4000 | Bare Steel | 1974-05-16 | 1987-07-10 | Galvanized Steel | Safe Suction (Euro)
NEW JUNCTION LLC | 1456 HARTWELL HWY | ELBERTON | Elbert | 10001634 | 3 | Flapper Valve | 2008-08-01 | FALSE | 2008-08-01 | FALSE | Currently in Use | Diesel On Road | 6000 | Composite Double Walled | 2008-05-01 |  | Double-Walled Fiberglass | Pressurized
MCDONALD'S PROPERTY | ELBERT & TUSTEN STREETS | ELBERTON | Elbert | 9000681 | 2 |  |  | FALSE |  | FALSE | Removed from Ground | Gas (Historical Use) | 4000 | Not Marked/Unknown | 1990-05-17 | 1990-05-17 | Unknown
JOHN RICE JR | RT 6 | ELBERTON | Elbert | 520078 | 2 | [5 empty] | Removed from Ground | Gas (Historical Use) | 1000 | Bare Steel | 1970-05-12 | 1988-01-01 | Galvanized Steel
GREENWAY FINA SVC STA | 505 ELBERT ST | ELBERTON | Elbert | 520071 | 4 |  |  | TRUE |  | TRUE | Permanently Out Of Use | Used Oil | 550 | Bare Steel | 1966-05-13 | 1987-12-30 | Unknown
GREENWAY FINA SVC STA | 505 ELBERT ST | ELBERTON | Elbert | 520071 | 1 | [5 empty] | Removed from Ground | Gas (Historical Use) | 1060 | Bare Steel | 1966-05-13 | 1995-06-12 | Unknown | Suction (American)
RODEWAY SVC STA | NORTH OLIVER ST | ELBERTON | Elbert | 520068 | 2 | [5 empty] | Removed from Ground | Gas (Historical Use) | 1000 | Bare Steel | 1988-07-01 | 1988-07-01 | Galvanized Steel
DIXIE STATION #108 | 305 ELBERT ST | ELBERTON | Elbert | 520083 | 5 |  | 1998-05-20 |  | 1998-05-20 |  | Removed from Ground | Gas (Historical Use) | 4000 | Steel-Impressed Current | 1987-07-15 | 2001-02-28 | Cathodically Protected | Safe Suction (Euro)
DIXIE STATION #108 | 305 ELBERT ST | ELBERTON | Elbert | 520083 | 4 | [5 empty] | Removed from Ground | Gas (Historical Use) | 4000 | Bare Steel | 1974-05-16 | 1987-07-10 | Galvanized Steel | Safe Suction (Euro)
DIXIE STATION #108 | 305 ELBERT ST | ELBERTON | Elbert | 520083 | 7 |  | 1998-05-20 |  | 1998-05-20 |  | Removed from Ground | Gas (Historical Use) | 4000 | Steel-Impressed Current | 1987-07-15 | 2001-02-28 | Cathodically Protected | Safe Suction (Euro)
KENNY'S KORNER STORE | 971 ELBERT ST | ELBERTON | Elbert | 520088 | 2 |  | 1998-05-20 |  | 1998-05-20 |  | Currently in Use | Gas (Historical Use) | 10000 | Steel-Impressed Current | 1985-01-01 |  | Fiberglass Reinforced Plastic | Pressurized
HAWES OIL CO | 551 LOWER HEARD ST | ELBERTON | Elbert | 520048 | 4 |  |  | TRUE |  | TRUE | Removed from Ground | Used Oil | 550 | Bare Steel | 1954-05-15 | 1995-10-10 | Galvanized Steel
BST/ R3181 | 220 NORTH OLIVER ST | ELBERTON | Elbert | 520081 | 2 |  |  | TRUE |  | TRUE | Removed from Ground | Used Oil | 550 | Bare Steel | 1990-12-06 | 1990-12-06 | Unknown | Gravity Fed
JIM MINIT MARKET #5 | 610 -B ELBERT ST | ELBERTON | Elbert | 520061 | 1 | [5 empty] | Permanently Out of Use - historical purposes | Empty | 250 | Bare Steel | 1971-05-10 | 1899-12-31 | Galvanized Steel
SOUTHSIDE GROCERY | SOUTH OLIVER ST | ELBERTON | Elbert | 520058 | 1 | [5 empty] | Removed from Ground | Gas (Historical Use) | 0 | Bare Steel | 1971-05-12 | 1988-01-01 | Galvanized Steel
FORMER BEN B TIMMERMAN MOTORS IN | 434 ELBERT ST | ELBERTON | Elbert | 520035 | 2 | [5 empty] | Removed from Ground | Diesel | 1000 | Bare Steel | 1974-05-02 | 1994-08-01 | Galvanized Steel
AJ FOODMART INC | 3 ADAMS ST | ELBERTON | Elbert | 520010 | 3 |  | 1991-07-12 |  | 1991-07-12 |  | Removed from Ground | Gas (Historical Use) | 6000 | Cathodically Protected Steel | 1973-02-21 | 2004-01-12 | Cathodically Protected | Suction (American)
ELBERTON WOODYARD | GA HWY 72 W | ELBERTON | Elbert | 9052004 | 1 | [5 empty] | Removed from Ground | Diesel | 500 | Bare Steel | 1963-01-01 | 1899-12-31 | Galvanized Steel
GA FC/ELBERT CO UNIT | GA HWY 72 4 MI W OF ELBERTON | ELBERTON | Elbert | 9052005 | 2 | [5 empty] | Removed from Ground | Diesel | 560 | Bare Steel | 1955-01-01 | 1991-05-01 | Galvanized Steel
COLLEGE AVE 66 | 272 COLLEGE AVE | ELBERTON | Elbert | 9052010 | 1 |  | 1989-08-01 | FALSE | 1989-08-01 | FALSE | Removed from Ground | Gas (Historical Use) | 1000 |  | 1989-08-01 | 2019-12-10 |  | Safe Suction (Euro)
COLLEGE AVE 66 | 272 COLLEGE AVE | ELBERTON | Elbert | 9052010 | 4 |  | 1989-08-01 | FALSE | 1989-08-01 | FALSE | Removed from Ground | Gas (Historical Use) | 1000 |  | 1989-08-01 | 2019-12-10 |  | Safe Suction (Euro)
MARIE ALBERTON DEWBERRY | CORNER OF ELBERT & HWY 72 | ELBERTON | Elbert | 9052023 | 2 | [5 empty] | Removed from Ground | Diesel | 1000 | Not Marked/Unknown | 1995-05-11 | 1995-05-11 | Unknown
CHANDLER MADDEN SERVICE STATION | 2666 WASHINGTON HWY S | ELBERTON | Elbert | 9052024 | 3 | [5 empty] | Removed from Ground | Gas (Historical Use) | 560 | Bare Steel | 1967-01-05 | 1999-03-03 | Galvanized Steel | Suction (American)
ELBERT STREET SERVICE STATION | 232 ELBERT ST | ELBERTON | Elbert | 520092 | 3 | [5 empty] | Removed from Ground | Gas (Historical Use) | 6000 | Bare Steel | 1973-01-04 | 1997-10-10 | Galvanized Steel
BONDS GROCERY | #1050 HARTWELL GA HWY 77 NORTH | ELBERTON | Elbert | 520093 | 3 | [5 empty] | Removed from Ground | Gas (Historical Use) | 1000 | Bare Steel | 1980-01-03 | 1997-10-16 | Galvanized Steel | Suction (American)
QUICK STOP | 2379 CALHOUN FALLS HWY | ELBERTON | Elbert | 520051 | 3 | [5 empty] | Removed from Ground | Gas (Historical Use) | 1000 | Bare Steel | 1978-05-09 | 1998-11-01 | Galvanized Steel | Suction (American)
ROCK SMITH CHEVROLET INC | 924 LOWER HEARD ST | ELBERTON | Elbert | 520039 | 1 | [5 empty] | Removed from Ground | Gas (Historical Use) | 1000 | Bare Steel | 1985-05-07 | 1990-04-01 | Galvanized Steel
CONAGRA FOODS | OLD MIDDLETON RD | ELBERTON | Elbert | 520040 | 1 | [5 empty] | Removed from Ground | Gas (Historical Use) | 2000 | Bare Steel | 1976-05-09 | 1899-12-31 | Galvanized Steel
ELBERTON TIGER MART | 310 ELBERT ST | ELBERTON | Elbert | 520036 | 6 |  | 2000-04-03 | FALSE | 2000-04-03 | FALSE | Currently in Use | Diesel | 4000 | Epoxy | 2000-04-03 |  | Fiberglass Reinforced Plastic | Pressurized
KRSA INVESTMENTS LLC | 243 COLLEGE AVE | ELBERTON | Elbert | 520011 | 2 | [5 empty] | Removed from Ground | Gas (Historical Use) | 6000 | Bare Steel | 1973-02-21 | 1995-02-27 | Galvanized Steel
GRANITE PANELWALL CO | 1259 ATHENS HWY | ELBERTON | Elbert | 520072 | 1 | [5 empty] | Removed from Ground | Gas (Historical Use) | 550 | Bare Steel | 1983-05-09 | 1989-03-15 | Galvanized Steel
GREENWAY FINA SVC STA | 505 ELBERT ST | ELBERTON | Elbert | 520071 | 3 | [5 empty] | Removed from Ground | Gas (Historical Use) | 1060 | Bare Steel | 1966-05-13 | 1995-06-12 | Unknown | Suction (American)
Gas Express #272 | 211 N OLIVER ST | ELBERTON | Elbert | 520070 | 3 |  | 1994-04-29 | FALSE | 1994-04-29 | FALSE | Currently in Use | Gas (Historical Use) | 10000 | Steel-Impressed Current | 1984-05-07 |  | Bare Steel | Pressurized
KENNY'S KORNER STORE | 971 ELBERT ST | ELBERTON | Elbert | 520088 | 1 |  | 1998-05-20 |  | 1998-05-20 |  | Currently in Use | Gas (Historical Use) | 10000 | Steel-Impressed Current | 1985-01-01 |  | Fiberglass Reinforced Plastic | Pressurized
JOSHI DISCOUNT | 625 ELBERT ST | ELBERTON | Elbert | 520069 | 4 |  | 1998-05-20 | TRUE | 1998-05-20 | FALSE | Temporarily out of use | Empty | 2000 | Galvanic (STIP-3) | 1986-05-01 |  | Fiberglass Reinforced Plastic | Pressurized
RALPH SANDERS GROCERY | HWY 77 NORTH | ELBERTON | Elbert | 520042 | 1 | [5 empty] | Removed from Ground | Gas (Historical Use) | 1000 | Bare Steel | 1978-05-09 | 1990-04-01 | Galvanized Steel
A H ADAMS GULF | 77 HWY N DOUBLE BRIDGES RD | ELBERTON | Elbert | 520024 | 2 | [5 empty] | Permanently Out of Use - historical purposes | Gas (Historical Use) | 1000 | Bare Steel | 2002-09-09 | 2002-09-09 | Galvanized Steel
ELBERTON TIGER MART | 310 ELBERT ST | ELBERTON | Elbert | 520036 | 2 | [5 empty] | Removed from Ground | Gas (Historical Use) | 10000 | Bare Steel | 1971-03-28 | 1998-06-01 | Galvanized Steel | Pressurized
ELBERT CO | 1136 VON TRINA RD | ELBERTON | Elbert | 520003 | 3 |  | 1989-01-01 | FALSE | 1989-01-01 | FALSE | Removed from Ground |  | 6000 |  | 1989-01-01 | 2018-01-09 | Fiberglass Reinforced Plastic | Safe Suction (Euro)
AJ FOODMART INC | 3 ADAMS ST | ELBERTON | Elbert | 520010 | 4A | Flapper Valve | 2004-01-07 | FALSE | 2004-01-07 | FALSE | Currently in Use | Regular | 8000 | Composite | 2004-01-10 |  | Fiberglass Reinforced Plastic | Pressurized
GA FC/ELBERT CO UNIT | GA HWY 72 4 MI W OF ELBERTON | ELBERTON | Elbert | 9052005 | 3 |  | 1991-01-01 |  | 1991-01-01 |  | Removed from Ground | Gas (Historical Use) | 1000 | Galvanic (STIP-3) | 1991-01-01 | 2007-10-09 | Cathodically Protected | Safe Suction (Euro)
ARROWHEAD POINTE GOLF COURSE @ LAKE RICHARD B RUSSELL | 2790 OLYMPIC ROWING DR | ELBERTON | Elbert | 10001936 | 2 | Flapper Valve | 2004-09-01 | FALSE | 2004-09-01 | FALSE | Currently in Use | Diesel | 2500 | Fiberglass Double Walled | 2004-09-01 |  | Double-Walled Fiberglass | Safe Suction (Euro)
GA SYNTHETICS INC | 1051 CALHOUN FALLS HWY/1051 HWY 72 EAST | ELBERTON | Elbert | 520074 | 2 | [5 empty] | Removed from Ground | Diesel | 1060 | Not Marked/Unknown | 1981-05-09 | 1986-12-01 | Not Marked
RODEWAY SVC STA | NORTH OLIVER ST | ELBERTON | Elbert | 520068 | 3 | [5 empty] | Removed from Ground | Gas (Historical Use) | 1000 | Bare Steel | 1988-07-01 | 1988-07-01 | Galvanized Steel
ELBERT STREET SERVICE STATION | 232 ELBERT ST | ELBERTON | Elbert | 520092 | 5 | [5 empty] | Removed from Ground | Diesel | 2000 | Bare Steel | 1979-01-03 | 1997-10-10 | Galvanized Steel
SOUTHSIDE GROCERY | SOUTH OLIVER ST | ELBERTON | Elbert | 520058 | 2 | [5 empty] | Removed from Ground | Gas (Historical Use) | 0 | Bare Steel | 1971-05-12 | 1988-01-01 | Galvanized Steel
AT&T | 6 MILE NORTH OF ELBERTON | ELBERTON | Elbert | 520055 | 1 | [5 empty] | Removed from Ground | Diesel | 6000 | Bare Steel | 1965-01-01 | 1992-10-31 | Copper | Suction (American)
ELBERTON TIGER MART | 310 ELBERT ST | ELBERTON | Elbert | 520036 | 3 | [5 empty] | Removed from Ground | Diesel | 4000 | Bare Steel | 1975-03-27 | 1998-06-01 | Galvanized Steel | Pressurized
ELBERT CO | 1136 VON TRINA RD | ELBERTON | Elbert | 520003 | 2 | [5 empty] | Removed from Ground | Other | 1500 | Bare Steel | 1966-03-08 | 1989-12-01 | Unknown
GILMERS GROCERY | RT 1 | ELBERTON | Elbert | 520009 | 3 | [5 empty] | Removed from Ground | Gas (Historical Use) | 2000 | Bare Steel | 1973-02-21 | 1992-01-01 | Galvanized Steel
BURLESON GROCERY | RT 2 COLD WATER COMMUNITY | ELBERTON | Elbert | 9052006 | 1 | [5 empty] | Removed from Ground | Empty | 1000 | Bare Steel | 1961-01-01 | 1998-04-01 | Galvanized Steel
GREENWAY FINA SVC STA | 505 ELBERT ST | ELBERTON | Elbert | 520071 | 2 | [5 empty] | Removed from Ground | Gas (Historical Use) | 1060 | Bare Steel | 1966-05-13 | 1995-06-12 | Unknown | Suction (American)
RODEWAY SVC STA | NORTH OLIVER ST | ELBERTON | Elbert | 520068 | 1 | [5 empty] | Removed from Ground | Gas (Historical Use) | 1000 | Bare Steel | 1988-07-01 | 1988-07-01 | Galvanized Steel
GA DNR/BOBBY BROWN STATE PARK | 2509 BOBBY BROWN PARK RD | ELBERTON | Elbert | 52005 | 626843 |  | 2000-08-21 | FALSE | 2000-08-21 | FALSE | Temporarily out of use | Gas (Historical Use) | 2500 | Fiberglass Double Walled | 2000-08-29 |  | Fiberglass Reinforced Plastic | Safe Suction (Euro)
RALPH BALCHIN | GA HWY 79 | ELBERTON | Elbert | 520076 | 1 | [5 empty] | Removed from Ground | Gas (Historical Use) | 1000 | Bare Steel | 1986-05-08 | 1899-12-31 | Galvanized Steel
Gas Express #272 | 211 N OLIVER ST | ELBERTON | Elbert | 520070 | 4 |  | 1994-04-29 | FALSE | 1994-04-29 | FALSE | Currently in Use | Diesel | 10000 | Steel-Impressed Current | 1984-05-07 |  | Bare Steel | Pressurized
ELBERTON TIGER MART | 310 ELBERT ST | ELBERTON | Elbert | 520036 | 4 |  | 2000-04-03 | FALSE | 2000-04-03 | FALSE | Currently in Use | Regular | 10000 | Epoxy | 2000-04-03 |  | Fiberglass Reinforced Plastic | Pressurized
ELBERTON TIGER MART | 310 ELBERT ST | ELBERTON | Elbert | 520036 | 5 |  | 2000-04-03 | FALSE | 2000-04-03 | FALSE | Currently in Use | Premium | 10000 | Epoxy | 2000-04-03 |  | Fiberglass Reinforced Plastic | Pressurized
ELBERT CO | 1136 VON TRINA RD | ELBERTON | Elbert | 520003 | 1 | [5 empty] | Removed from Ground | Other | 1500 | Bare Steel | 1966-03-08 | 1989-12-01 | Unknown
ELBERT MEMORIAL HOSPITAL | 4 MEDICAL DR | ELBERTON | Elbert | 520004 | 2 | Flapper Valve | 1998-11-15 | FALSE | 1998-11-15 | FALSE | Currently in Use | Diesel | 5000 | Steel-Impressed Current | 1985-03-04 |  | Copper/Secondry Containment | Suction (American)
KRSA INVESTMENTS LLC | 243 COLLEGE AVE | ELBERTON | Elbert | 520011 | 3 |  | 1995-03-20 |  | 1995-03-20 |  | Currently in Use | Gas (Historical Use) | 6000 | Composite | 1995-03-20 |  | Fiberglass Reinforced Plastic | Suction (American)
CHEVRON #40408 | 16 COLLEGE AVE | ELBERTON | Elbert | 9052003 | 1 | [5 empty] | Removed from Ground | Gas (Historical Use) | 6000 | Cathodically Protected Steel | 1969-01-01 | 1990-07-18 | Galvanized Steel
BURLESON GROCERY | RT 2 COLD WATER COMMUNITY | ELBERTON | Elbert | 9052006 | 3 | [5 empty] | Removed from Ground | Empty | 280 | Bare Steel | 1971-01-01 | 1998-04-01 | Galvanized Steel
TOGALO CONST CO | CRUSHER RD | ELBERTON | Elbert | 9052012 | 1 | [5 empty] | Permanently Out of Use - historical purposes | Diesel | 10000 | Bare Steel | 1973-01-01 | 1899-12-31 | Galvanized Steel
GABBY'S BAIT & TACKLE | 1816 OLD MIDDLETON RD | ELBERTON | Elbert | 9052029 | 1 | [5 empty] | Removed from Ground | Gas (Historical Use) | 2000 | Cathodically Protected Steel | 1988-01-04 | 1999-11-15 | Galvanized Steel | Suction (American)
INGLES GAS EXPRESS #65 | 903 ELBERT ST | ELBERTON | Elbert | 10001675 | 2B | Flapper Valve | 2009-01-01 | FALSE | 2008-12-01 | FALSE | Currently in Use | Diesel | 5000 | Fiberglass Double Walled | 2008-12-01 |  | Double-Walled Flex | Pressurized
Gas Express #272 | 211 N OLIVER ST | ELBERTON | Elbert | 520070 | 1 |  | 1994-04-29 | FALSE | 1994-04-29 | FALSE | Currently in Use | Gas (Historical Use) | 6000 | Steel-Impressed Current | 1984-05-07 |  | Bare Steel | Pressurized
MARSHALL SANDERS SERVICE STATION | 525 ELBERT ST | ELBERTON | Elbert | 520028 | 2 | [5 empty] | Removed from Ground | Gas (Historical Use) | 3000 | Bare Steel | 1966-04-26 | 1999-04-14 | Galvanized Steel | Suction (American)
GILMERS GROCERY | RT 1 | ELBERTON | Elbert | 520009 | 2 | [5 empty] | Removed from Ground | Gas (Historical Use) | 1000 | Bare Steel | 1973-02-21 | 1992-01-01 | Galvanized Steel
ELBERT CO | FALLING CREEK WAY/RT 1 | ELBERTON | Elbert | 520015 | 1 | [5 empty] | Removed from Ground | Gas (Historical Use) | 12000 | Bare Steel | 1981-03-15 | 1989-01-01 | Galvanized Steel
ELBERT CO | FALLING CREEK WAY/RT 1 | ELBERTON | Elbert | 520015 | 4 |  |  | TRUE |  | TRUE | Removed from Ground | Used Oil | 500 | Bare Steel | 1984-03-14 | 1989-01-01 | Fiberglass Reinforced Plastic
INGLES GAS EXPRESS #65 | 903 ELBERT ST | ELBERTON | Elbert | 10001675 | 1B | Flapper Valve | 2009-01-01 | FALSE | 2008-12-01 | FALSE | Currently in Use | Premium | 7000 | Fiberglass Double Walled | 2008-12-01 |  | Double-Walled Flex | Pressurized
ELBERTON COCA-COLA BTLG CO | 435 ELBERT ST | ELBERTON | Elbert | 9000734 | 2 | [5 empty] | Removed from Ground | Diesel | 565 | Bare Steel | 1956-05-12 | 1990-11-01 | Galvanized Steel
ELBERTON/WATER & ELECTRIC UTILIT | 234 NORTH MCINTOSH ST | ELBERTON | Elbert | 520080 | 2 | [5 empty] | Removed from Ground | Diesel | 1000 | Bare Steel | 1999-11-10 | 1999-11-10 | Galvanized Steel | Safe Suction (Euro)
BST/ELBERTON CO/R3118 | 230 NORTH OLIVER ST | ELBERTON | Elbert | 520082 | 2 |  |  | FALSE |  | FALSE | Removed from Ground | Diesel | 550 | Bare Steel | 1960-01-01 | 1990-01-10 |  | Suction (American)
Gas Express #272 | 211 N OLIVER ST | ELBERTON | Elbert | 520070 | 2 |  | 1994-04-29 | FALSE | 1994-04-29 | FALSE | Currently in Use | Gas (Historical Use) | 8000 | Steel-Impressed Current | 1984-05-07 |  | Steel (Impressed Current) | Pressurized
DIXIE STATION #108 | 305 ELBERT ST | ELBERTON | Elbert | 520083 | 6 |  | 1998-05-20 |  | 1998-05-20 |  | Removed from Ground | Gas (Historical Use) | 4000 | Steel-Impressed Current | 1987-07-15 | 2001-02-28 | Cathodically Protected | Safe Suction (Euro)
KENNY'S KORNER STORE | 971 ELBERT ST | ELBERTON | Elbert | 520088 | 3 |  | 1998-05-20 |  | 1998-05-20 |  | Currently in Use | Gas (Historical Use) | 10000 | Steel-Impressed Current | 1985-01-01 |  | Fiberglass Reinforced Plastic | Pressurized
ELBERT STREET SERVICE STATION | 232 ELBERT ST | ELBERTON | Elbert | 520092 | 1 | [5 empty] | Removed from Ground | Gas (Historical Use) | 8000 | Bare Steel | 1969-01-05 | 1997-10-10 | Galvanized Steel
ELBERT STREET SERVICE STATION | 232 ELBERT ST | ELBERTON | Elbert | 520092 | 4 | [5 empty] | Removed from Ground | Kerosene | 270 | Bare Steel | 1969-01-05 | 1997-10-10 | Galvanized Steel
MRS H M PLESS | 2150 BOBBY BROWN STATE PARK RD | ELBERTON | Elbert | 520065 | 1 | [5 empty] | Permanently Out of Use - historical purposes | Gas (Historical Use) | 1000 | Bare Steel | 1978-05-10 | 1899-12-31 | Galvanized Steel
QUICK STOP | 2379 CALHOUN FALLS HWY | ELBERTON | Elbert | 520051 | 4 |  | 1998-11-30 | FALSE | 1998-11-30 | FALSE | Currently in Use | Gas (Historical Use) | 12000 | Composite | 1998-11-30 |  | Fiberglass Reinforced Plastic | Pressurized
HAWES OIL CO | 551 LOWER HEARD ST | ELBERTON | Elbert | 520048 | 3 | [5 empty] | Removed from Ground | Gas (Historical Use) | 1000 | Bare Steel | 1978-05-09 | 1995-10-10 | Galvanized Steel
BROWN TRANSPORT CORP | ATHENS HWY | ELBERTON | Elbert | 520033 | 2 | [5 empty] | Removed from Ground | Gas (Historical Use) | 1062 | Bare Steel | 1990-08-01 | 1990-08-01 | Unknown
FORMER BEN B TIMMERMAN MOTORS IN | 434 ELBERT ST | ELBERTON | Elbert | 520035 | 1 | [5 empty] | Removed from Ground | Gas (Historical Use) | 2500 | Bare Steel | 1982-04-30 | 1994-08-01 | Galvanized Steel
KING'S OIL #329 | 1431 BOWMAN HWY | ELBERTON | Elbert | 9052035 | 7A |  | 1998-12-01 |  | 1998-12-01 |  | Currently in Use | Diesel | 2000 | Composite | 1998-12-01 |  | Fiberglass Reinforced Plastic | Safe Suction (Euro)
LAKE RUSSELL ONE STOP | 1515 BOBBY BROWN PARK RD | ELBERTON | Elbert | 9052036 | 2 | [5 empty] | Removed from Ground | Gas (Historical Use) | 560 | Bare Steel | 1999-11-15 | 1999-11-15 | Galvanized Steel | Suction (American)
GA DOT 10105/ELBERT CO MAINT HQ | 3 /4 MI EAST OF SR 17 ON MIDDLETO | ELBERTON | Elbert | 9052013 | 105G1 | [5 empty] | Removed from Ground | Gas (Historical Use) | 1000 | Cathodically Protected Steel | 1988-01-01 | 2005-01-26 | Galvanized Steel | Suction (American)
SHAKTI FOOD MART | 351 OLIVER ST | ELBERTON | Elbert | 9052014 | 3 | Flapper Valve | 2002-05-01 | FALSE | 2002-05-01 | FALSE | Currently in Use | E-0 | 8000 | Steel-Impressed Current | 1975-01-01 |  | Fiberglass Reinforced Plastic | Safe Suction (Euro)
72 MARINE SALES | 3336 CALHOUN FALLS HWY | ELBERTON | Elbert | 9052025 | 3 |  | 1998-09-07 |  | 1998-09-07 |  | Temporarily out of use | Gas (Historical Use) | 2000 | Steel-Impressed Current | 1979-09-15 |  |  | Suction (American)
ALLEN'S GAS & GROCERIES | 1569 JONES FERRY RD | ELBERTON | Elbert | 9052041 | 1 | [5 empty] | Removed from Ground | Gas (Historical Use) | 550 | Not Marked/Unknown | 1998-12-28 | 1998-12-28 | Not Marked
WELCH & WORLEY GRANITE CO INC | 1119 MONUMENTAL DRIVE | ELBERTON | Elbert | 9052043 | 1 | [5 empty] | Removed from Ground | Gas (Historical Use) | 560 | Bare Steel | 1981-01-01 | 1899-12-31 | Galvanized Steel | Suction (American)
CITY OF ELBERTON | 105 GORDON ST | ELBERTON | Elbert | 9052050 | 1 | Flapper Valve | 1998-12-01 | FALSE | 1998-12-01 | FALSE | Currently in Use | Regular | 10000 | Composite | 1998-12-01 |  | Fiberglass Reinforced Plastic | Safe Suction (Euro)
INGLES GAS EXPRESS #65 | 903 ELBERT ST | ELBERTON | Elbert | 10001675 | 2A | Flapper Valve | 2009-01-01 | FALSE | 2008-12-01 | FALSE | Currently in Use | Diesel | 5000 | Fiberglass Double Walled | 2008-12-01 |  | Double-Walled Flex | Pressurized
ELBERTON AMOCO | 218 NORTH OLIVER ST | ELBERTON | Elbert | 9000512 | 3 | [5 empty] | Removed from Ground | Gas (Historical Use) | 1000 | Bare Steel | 1957-02-25 | 1992-11-30 | Galvanized Steel | Suction (American)
MONT VIDEO STORE | RT 3 | ELBERTON | Elbert | 520073 | 1 | [5 empty] | Removed from Ground | Gas (Historical Use) | 1000 | Bare Steel | 1956-05-15 | 1986-06-15 | Unknown
A H ADAMS GULF | 77 HWY N DOUBLE BRIDGES RD | ELBERTON | Elbert | 520024 | 3 | [5 empty] | Permanently Out of Use - historical purposes | Gas (Historical Use) | 1000 | Bare Steel | 2002-09-09 | 2002-09-09 | Galvanized Steel
AYERS GULF STATION | HEARD ST | ELBERTON | Elbert | 520026 | 1 | [5 empty] | Removed from Ground | Gas (Historical Use) | 1000 | Bare Steel | 1996-07-10 | 1996-07-10 | Galvanized Steel
AJ FOODMART INC | 3 ADAMS ST | ELBERTON | Elbert | 520010 | 1 |  | 1991-07-12 |  | 1991-07-12 |  | Removed from Ground | Gas (Historical Use) | 5000 | Cathodically Protected Steel | 1973-02-21 | 2004-01-12 | Cathodically Protected | Suction (American)
72 MARINE SALES | 3336 CALHOUN FALLS HWY | ELBERTON | Elbert | 9052025 | 2 | Flapper Valve | 1998-09-07 | FALSE | 1998-09-07 | FALSE | Currently in Use | E-0 | 4000 | Steel-Impressed Current | 1979-09-15 |  |  | Suction (American)
CHRIS JUNCTION | 1601 ANDERSON HWY | ELBERTON | Elbert | 9052026 | 3 |  | 1998-04-10 |  | 1998-04-10 |  | Removed from Ground | Gas (Historical Use) | 3000 | Steel-Impressed Current | 1980-04-15 | 2006-04-11 | Cathodically Protected | Suction (American)
DIXIE STATION #108 | 305 ELBERT ST | ELBERTON | Elbert | 520083 | 3 | [5 empty] | Removed from Ground | Gas (Historical Use) | 4000 | Bare Steel | 1974-05-16 | 1987-07-10 | Galvanized Steel | Safe Suction (Euro)
ELBERT STREET SERVICE STATION | 232 ELBERT ST | ELBERTON | Elbert | 520092 | 2 | [5 empty] | Removed from Ground | Gas (Historical Use) | 8000 | Bare Steel | 1969-01-05 | 1997-10-10 | Galvanized Steel
QUICK STOP | 2379 CALHOUN FALLS HWY | ELBERTON | Elbert | 520051 | 2 | [5 empty] | Removed from Ground | Gas (Historical Use) | 4000 | Bare Steel | 1978-05-09 | 1998-11-01 | Galvanized Steel | Pressurized
CONAGRA FOODS | OLD MIDDLETON RD | ELBERTON | Elbert | 520040 | 2 | [5 empty] | Removed from Ground | Diesel | 2000 | Not Marked/Unknown | 1976-05-09 | 1899-12-31 | Not Marked
AYERS GULF STATION | HEARD ST | ELBERTON | Elbert | 520026 | 4 | [5 empty] | Removed from Ground | Gas (Historical Use) | 500 | Not Marked/Unknown | 1996-07-10 | 1996-07-10 | Not Marked
ELBERTON TIGER MART | 310 ELBERT ST | ELBERTON | Elbert | 520036 | 1 | [5 empty] | Removed from Ground | Gas (Historical Use) | 10000 | Bare Steel | 1971-03-28 | 1998-06-30 | Galvanized Steel | Pressurized
COLLEGE AVE 66 | 272 COLLEGE AVE | ELBERTON | Elbert | 9052010 | 5 | [5 empty] | Removed from Ground | Diesel | 1000 | Bare Steel | 1975-08-01 | 1899-12-31 | Bare Steel | Safe Suction (Euro)
RICHARD B RUSSELL PROJECT/US ARM | ADJACENT TOLAKE/BROWN ST PARK RD | ELBERTON | Elbert | 9052016 | 1 |  |  | TRUE |  | TRUE | Removed from Ground | Used Oil | 500 | Marked Unknown | 1993-05-28 | 1993-05-28 | Unknown
HEARD ST GULF | 562 ELBERT ST | ELBERTON | Elbert | 9052027 | 6 | [5 empty] | Removed from Ground | Diesel | 3000 | Bare Steel | 1984-03-10 | 1998-11-02 | Galvanized Steel | Suction (American)
TANK CAR SERVICE | 603 COLLEGE AVE | ELBERTON | Elbert | 9052028 | 3 | [5 empty] | Removed from Ground | Gas (Historical Use) | 6000 | Epoxy | 1993-05-01 | 2006-02-01 | Fiberglass Reinforced Plastic | Suction (American)
BLAZERS WINGS | 500 N OLIVER ST | ELBERTON | Elbert | 9052033 | 1 |  | 1991-05-23 | FALSE | 1991-05-23 | FALSE | Temporarily out of use | Gas (Historical Use) | 7000 |  | 1991-05-23 |  | Fiberglass Reinforced Plastic | Pressurized
KENNY'S KORNER STORE | 971 ELBERT ST | ELBERTON | Elbert | 520088 | 4 |  | 1998-05-20 |  | 1998-05-20 |  | Currently in Use | Gas (Historical Use) | 10000 | Steel-Impressed Current | 1985-01-01 |  | Fiberglass Reinforced Plastic | Pressurized
SOUTHSIDE GROCERY | SOUTH OLIVER ST | ELBERTON | Elbert | 520058 | 3 | [5 empty] | Removed from Ground | Gas (Historical Use) | 0 | Bare Steel | 1977-05-10 | 1988-01-01 | Galvanized Steel
COLLEGE AVE 66 | 272 COLLEGE AVE | ELBERTON | Elbert | 9052010 | 3 |  | 1989-08-01 | FALSE | 1989-08-01 | FALSE | Removed from Ground | Gas (Historical Use) | 1000 |  | 1989-08-01 | 2019-12-10 |  | Safe Suction (Euro)
ELBERT CO/SCHOOL BUS SHOP | 1050 WASHINGTON HWY | ELBERTON | Elbert | 9052011 | 1 |  | 1989-09-15 |  | 1989-09-15 |  | Currently in Use | Gas (Historical Use) | 8000 | Galvanic (STIP-3) | 1989-01-01 |  | Fiberglass Reinforced Plastic | Safe Suction (Euro)
CHRIS JUNCTION | 1601 ANDERSON HWY | ELBERTON | Elbert | 9052026 | 2 |  | 1998-04-10 |  | 1998-04-10 |  | Removed from Ground | Gas (Historical Use) | 4000 | Steel-Impressed Current | 1980-04-15 | 2006-04-11 | Cathodically Protected | Suction (American)
HEARD ST GULF | 562 ELBERT ST | ELBERTON | Elbert | 9052027 | 5 | [5 empty] | Removed from Ground | Gas (Historical Use) | 6000 | Bare Steel | 1982-10-10 | 1998-11-02 | Galvanized Steel | Pressurized
KRSA INVESTMENTS LLC | 243 COLLEGE AVE | ELBERTON | Elbert | 520011 | 1 | [5 empty] | Removed from Ground | Gas (Historical Use) | 6000 | Bare Steel | 1973-02-21 | 1995-02-27 | Galvanized Steel
ELBERT CO | FALLING CREEK WAY/RT 1 | ELBERTON | Elbert | 520015 | 3 | [5 empty] | Removed from Ground | Gas (Historical Use) | 3000 | Bare Steel | 1981-03-15 | 1989-01-01 | Galvanized Steel
GA GRANITE CO | RAILROAD ST | ELBERTON | Elbert | 9052017 | 1 | [5 empty] | Removed from Ground | Empty | 3000 | Bare Steel | 1978-01-01 | 1992-06-01 | Galvanized Steel
CHANDLER MADDEN SERVICE STATION | 2666 WASHINGTON HWY S | ELBERTON | Elbert | 9052024 | 2 | [5 empty] | Removed from Ground | Gas (Historical Use) | 560 | Bare Steel | 1958-10-20 | 1999-03-03 | Galvanized Steel | Suction (American)
HEARD ST GULF | 562 ELBERT ST | ELBERTON | Elbert | 9052027 | 3 | [5 empty] | Removed from Ground | Gas (Historical Use) | 1060 | Bare Steel | 1964-04-30 | 1998-11-02 | Galvanized Steel | Suction (American)
TONYS BAIT & TACKLE INC | 3563 CALHOUN FALLS HWY | ELBERTON | Elbert | 9052031 | 2 |  | 1998-03-17 |  | 1998-03-17 |  | Temporarily out of use | Gas (Historical Use) | 2000 | Galvanic (STIP-3) | 1987-12-28 |  |  | Safe Suction (Euro)
MONTEVIDEO GENERAL STORE | 1705 MONTEVIDEO RD | ELBERTON | Elbert | 9052032 | 1 |  | 1998-11-18 |  | 1998-11-18 |  | Temporarily out of use | Gas (Historical Use) | 1000 | Cathodically Protected Steel | 1988-02-22 |  |  | Safe Suction (Euro)
ELBERT STREET CHEVRON | 434 ELBERT STREET | ELBERTON | Elbert | 9052037 | 3 |  | 1995-04-18 | FALSE | 1995-04-18 | FALSE | Currently in Use | Diesel | 10000 | Fiberglass Double Walled | 1995-04-18 |  | Double-Walled Fiberglass | Pressurized
WEST ELBERT PACKAGE CO | 255 COLLEGE AVENUE | ELBERTON | Elbert | 9052044 | 2 | [5 empty] | Removed from Ground | Diesel | 0 | Not Marked/Unknown | 1996-01-01 | 1996-01-01 | Not Marked
GPM# 25804 | 883 ELBERT ST | ELBERTON | Elbert | 9052053 | 2 | Ball Float | 1999-10-01 |  | 1999-10-01 | TRUE | Currently in Use | Diesel | 12000 | Composite Double Walled | 1999-10-01 |  | Double-Walled Fiberglass | Pressurized
ELBERTON AMOCO | 610 LOWER HEARD ST | ELBERTON | Elbert | 520012 | 4 |  | 1999-04-01 |  | 1999-04-01 |  | Currently in Use | Gas (Historical Use) | 12000 | Epoxy | 1999-03-01 |  | Fiberglass Reinforced Plastic | Pressurized
ELBERTON AMOCO | 610 LOWER HEARD ST | ELBERTON | Elbert | 520012 | 5 |  | 1999-04-01 |  | 1999-04-01 |  | Currently in Use | Kerosene | 3000 | Epoxy | 1999-03-01 |  | Fiberglass Reinforced Plastic | Pressurized
GA DOT 10105/ELBERT CO MAINT HQ | 3 /4 MI EAST OF SR 17 ON MIDDLETO | ELBERTON | Elbert | 9052013 | 105D1 | [5 empty] | Removed from Ground | Diesel | 1000 | Cathodically Protected Steel | 1988-01-01 | 2005-01-26 | Galvanized Steel | Suction (American)
MARIE ALBERTON DEWBERRY | CORNER OF ELBERT & HWY 72 | ELBERTON | Elbert | 9052023 | 3 |  |  | TRUE |  | TRUE | Removed from Ground | Used Oil | 300 | Marked Unknown | 1995-05-11 | 1995-05-11 | Unknown
TANK CAR SERVICE | 603 COLLEGE AVE | ELBERTON | Elbert | 9052028 | 2 | [5 empty] | Removed from Ground | Gas (Historical Use) | 6000 | Epoxy | 1993-05-01 | 2006-02-01 | Fiberglass Reinforced Plastic | Suction (American)
T & T TIRES & ONE STOP | 2660 WASHING HWY-HWY #17 | ELBERTON | Elbert | 9052030 | 1 |  | 1990-11-14 |  |  |  | Removed from Ground | Gas (Historical Use) | 2000 | Cathodically Protected Steel | 1990-11-14 | 1997-10-20 | Galvanized Steel | Suction (American)
HOPKINS COUNTRY STORE, LLC | 3224 ANDERSON HWY | ELBERTON | Elbert | 9052040 | B |  |  | FALSE |  | FALSE | Removed from Ground | Gas (Historical Use) | 560 | Bare Steel | 1971-01-01 | 1899-12-31 | Unknown
BST/ELBERTON CO/R3118 | 230 NORTH OLIVER ST | ELBERTON | Elbert | 520082 | 3 | Flapper Valve | 1997-08-26 | FALSE | 1997-08-26 | FALSE | Currently in Use | Diesel | 1000 |  | 1997-08-26 |  | Copper | Suction (American)
JOSHI DISCOUNT | 625 ELBERT ST | ELBERTON | Elbert | 520069 | 1 |  | 1998-05-20 | TRUE | 1998-05-20 | FALSE | Temporarily out of use | Empty | 8000 | Galvanic (STIP-3) | 1986-05-01 |  | Fiberglass Reinforced Plastic | Pressurized
JOSHI DISCOUNT | 625 ELBERT ST | ELBERTON | Elbert | 520069 | 3 |  | 1998-05-20 | TRUE | 1998-05-20 | FALSE | Temporarily out of use | Empty | 8000 | Galvanic (STIP-3) | 1986-05-01 |  | Fiberglass Reinforced Plastic | Pressurized
KENNY'S KORNER STORE | 971 ELBERT ST | ELBERTON | Elbert | 520088 | 6 |  | 1998-05-20 |  | 1998-05-20 |  | Currently in Use | Diesel | 10000 | Steel-Impressed Current | 1985-01-01 |  | Fiberglass Reinforced Plastic | Pressurized
HAWES OIL CO | 551 LOWER HEARD ST | ELBERTON | Elbert | 520048 | 1 | [5 empty] | Removed from Ground | Gas (Historical Use) | 2000 | Bare Steel | 1954-05-15 | 1995-10-10 | Galvanized Steel
MARSHALL SANDERS SERVICE STATION | 525 ELBERT ST | ELBERTON | Elbert | 520028 | 1 | [5 empty] | Removed from Ground | Gas (Historical Use) | 0 | Bare Steel | 1999-04-01 | 1999-04-01 | Galvanized Steel | Suction (American)
THE CORNER STORE | 202 ELBERT ST | ELBERTON | Elbert | 9052009 | 1 |  | 1990-10-01 |  | 1990-10-01 |  | Removed from Ground | Gas (Historical Use) | 8000 | Cathodically Protected Steel | 1990-10-04 | 2013-01-29 | Fiberglass Reinforced Plastic | Pressurized
ELBERT CO/SCHOOL BUS SHOP | 1050 WASHINGTON HWY | ELBERTON | Elbert | 9052011 | 2 |  | 1989-09-15 |  | 1989-09-15 |  | Currently in Use | Diesel | 8000 | Galvanic (STIP-3) | 1989-01-01 |  | Fiberglass Reinforced Plastic | Safe Suction (Euro)
MONTEVIDEO GENERAL STORE | 1705 MONTEVIDEO RD | ELBERTON | Elbert | 9052032 | 3 |  | 1998-11-18 |  | 1998-11-18 |  | Temporarily out of use | Gas (Historical Use) | 1000 | Cathodically Protected Steel | 1988-02-22 |  |  | Safe Suction (Euro)
KING'S OIL #329 | 1431 BOWMAN HWY | ELBERTON | Elbert | 9052035 | 1 | [5 empty] | Removed from Ground | Gas (Historical Use) | 4000 | Bare Steel | 1978-07-15 | 1998-11-01 | Galvanized Steel | Pressurized
THE CORNER STORE | 202 ELBERT ST | ELBERTON | Elbert | 9052009 | 3 |  | 1990-10-01 |  | 1990-10-01 |  | Removed from Ground | Gas (Historical Use) | 6000 | Cathodically Protected Steel | 1990-10-04 | 2013-01-29 | Fiberglass Reinforced Plastic | Pressurized
COLLEGE AVE 66 | 272 COLLEGE AVE | ELBERTON | Elbert | 9052010 | 2 |  | 1989-08-01 | FALSE | 1989-08-01 | FALSE | Removed from Ground | Gas (Historical Use) | 1000 |  | 1989-08-01 | 2019-12-10 |  | Safe Suction (Euro)
HARMONY BLUE GRANITE CO | HARMONY DR | ELBERTON | Elbert | 9052034 | 1 | [5 empty] | Removed from Ground | Gas (Historical Use) | 1000 | Bare Steel | 1983-05-01 | 1997-10-29 | Galvanized Steel | Suction (American)
VACANT LOT | DEADWYLER ST | ELBERTON | Elbert | 9052042 | 2 | [5 empty] | Removed from Ground | Other | 1000 | Marked Unknown | 1996-02-01 | 1996-02-01 | Unknown
BICKNELL SUPPLY CO | 360 COLLEGE AVE | ELBERTON | Elbert | 9052047 | 1 | [5 empty] | Removed from Ground | Gas (Historical Use) | 1000 | Bare Steel | 1996-08-05 | 1996-08-05 | Bare Steel | Suction (American)
QUICK MART | 1910 HARTWELL HWY | ELBERTON | Elbert | 9052048 | 3 | Flapper Valve | 1999-02-15 | FALSE | 1999-02-15 | FALSE | Currently in Use | Diesel | 8000 | Composite | 1999-02-15 |  | Fiberglass Reinforced Plastic | Pressurized
TANK CAR SERVICE | 603 COLLEGE AVE | ELBERTON | Elbert | 9052028 | 4 | [5 empty] | Removed from Ground | Gas (Historical Use) | 4000 | Epoxy | 1993-05-01 | 2006-02-01 | Fiberglass Reinforced Plastic | Suction (American)
TANK CAR SERVICE | 603 COLLEGE AVE | ELBERTON | Elbert | 9052028 | 1 | [5 empty] | Removed from Ground | Diesel | 6000 | Composite | 1993-05-01 | 2006-02-01 | Fiberglass Reinforced Plastic | Suction (American)
VACANT LOT | DEADWYLER ST | ELBERTON | Elbert | 9052042 | 4 | [5 empty] | Permanently Out Of Use | Other | 1000 | Marked Unknown | 1996-02-08 | 1996-02-08 | Unknown
RANDALL BRADY PLUMBING | 31 COLLEGE AVE | ELBERTON | Elbert | 9052046 | 1 | [5 empty] | Currently in Use | Empty | 0 | Marked Unknown | 1996-08-30 |  | Unknown
QUICK MART | 1910 HARTWELL HWY | ELBERTON | Elbert | 9052048 | 2 | [5 empty] | Removed from Ground | Gas (Historical Use) | 1000 | Bare Steel | 1963-07-01 | 1999-01-01 | Galvanized Steel | Safe Suction (Euro)
MARSHALL SANDERS SERVICE STATION | 525 ELBERT ST | ELBERTON | Elbert | 520028 | 4 | [5 empty] | Removed from Ground | Diesel | 1000 | Bare Steel | 1966-04-26 | 1999-04-14 | Galvanized Steel | Suction (American)
AJ FOODMART INC | 3 ADAMS ST | ELBERTON | Elbert | 520010 | 2 |  | 1991-07-12 |  | 1991-07-12 |  | Removed from Ground | Gas (Historical Use) | 5000 | Cathodically Protected Steel | 1973-02-21 | 2004-01-12 | Cathodically Protected | Suction (American)
DIXIE STATION #108 | 305 ELBERT ST | ELBERTON | Elbert | 520083 | 1 | [5 empty] | Removed from Ground | Gas (Historical Use) | 4000 | Bare Steel | 1974-05-16 | 1987-07-10 | Galvanized Steel | Safe Suction (Euro)
BONDS GROCERY | #1050 HARTWELL GA HWY 77 NORTH | ELBERTON | Elbert | 520093 | 2 | [5 empty] | Removed from Ground | Gas (Historical Use) | 560 | Bare Steel | 1971-01-05 | 1997-10-16 | Galvanized Steel | Suction (American)
MARSHALL SANDERS SERVICE STATION | 525 ELBERT ST | ELBERTON | Elbert | 520028 | 3 | [5 empty] | Removed from Ground | Gas (Historical Use) | 3000 | Bare Steel | 1966-04-26 | 1999-04-14 | Galvanized Steel | Suction (American)
AYERS GULF STATION | HEARD ST | ELBERTON | Elbert | 520026 | 2 | [5 empty] | Removed from Ground | Gas (Historical Use) | 1000 | Bare Steel | 1996-07-10 | 1996-07-10 | Galvanized Steel
ELBERTON AMOCO | 610 LOWER HEARD ST | ELBERTON | Elbert | 520012 | 3 |  | 1994-03-01 |  | 1991-09-18 |  | Currently in Use | Diesel | 8000 | Steel-Impressed Current | 1975-02-21 |  | Fiberglass Reinforced Plastic | Pressurized
NATIONAL GUARD ARMORY MAINT. SHO | HWY 72 EAST | ELBERTON | Elbert | 9052001 | 1 | [5 empty] | Removed from Ground | Gas (Historical Use) | 0 | Marked Unknown |  | 1899-12-31 | Unknown
CHEVRON #40408 | 16 COLLEGE AVE | ELBERTON | Elbert | 9052003 | 3 | [5 empty] | Removed from Ground | Gas (Historical Use) | 8000 | Cathodically Protected Steel | 1969-01-01 | 1990-07-18 | Galvanized Steel
KING'S OIL #329 | 1431 BOWMAN HWY | ELBERTON | Elbert | 9052035 | 3 | [5 empty] | Removed from Ground | Gas (Historical Use) | 2000 | Bare Steel | 1978-07-15 | 1998-11-01 | Galvanized Steel | Pressurized
LAKE RUSSELL ONE STOP | 1515 BOBBY BROWN PARK RD | ELBERTON | Elbert | 9052036 | 1 | [5 empty] | Removed from Ground | Gas (Historical Use) | 1000 | Bare Steel | 1999-11-15 | 1999-11-15 | Galvanized Steel | Suction (American)
ALLEN'S GAS & GROCERIES | 1569 JONES FERRY RD | ELBERTON | Elbert | 9052041 | 4 |  | 1998-12-28 |  | 1998-12-28 |  | Temporarily out of use | Gas (Historical Use) | 1000 | Composite | 1998-12-28 |  | Fiberglass Reinforced Plastic | Safe Suction (Euro)
T & T TIRES & ONE STOP | 2660 WASHING HWY-HWY #17 | ELBERTON | Elbert | 9052030 | 2 |  | 1990-11-14 |  |  |  | Removed from Ground | Gas (Historical Use) | 1000 | Cathodically Protected Steel | 1990-11-14 | 1997-10-20 | Galvanized Steel | Suction (American)
KING'S OIL #329 | 1431 BOWMAN HWY | ELBERTON | Elbert | 9052035 | 2 | [5 empty] | Removed from Ground | Gas (Historical Use) | 4000 | Bare Steel | 1978-07-15 | 1998-11-01 | Galvanized Steel | Pressurized
KING'S OIL #329 | 1431 BOWMAN HWY | ELBERTON | Elbert | 9052035 | 7B |  | 1998-12-01 |  | 1998-12-01 |  | Currently in Use | Kerosene | 2000 | Composite | 1998-12-01 |  | Fiberglass Reinforced Plastic | Safe Suction (Euro)
HOPKINS COUNTRY STORE, LLC | 3224 ANDERSON HWY | ELBERTON | Elbert | 9052040 | C |  |  | FALSE |  | FALSE | Removed from Ground | Gas (Historical Use) | 280 | Bare Steel | 1985-01-01 | 1899-12-31 | Unknown
NATIONAL GUARD ARMORY MAINT. SHO | HWY 72 EAST | ELBERTON | Elbert | 9052001 | 1 | [5 empty] | Removed from Ground | Gas (Historical Use) | 0 | Not Marked/Unknown |  | 1899-12-31 | Not Marked
GA FC/ELBERT CO UNIT | GA HWY 72 4 MI W OF ELBERTON | ELBERTON | Elbert | 9052005 | 1 | [5 empty] | Removed from Ground | Gas (Historical Use) | 2000 | Bare Steel | 1973-01-01 | 1991-05-01 | Galvanized Steel
SHAKTI FOOD MART | 351 OLIVER ST | ELBERTON | Elbert | 9052014 | 1 | Flapper Valve | 2002-05-01 | FALSE | 2002-05-01 | FALSE | Currently in Use | Regular | 8000 | Steel-Impressed Current | 1975-01-01 |  | Fiberglass Reinforced Plastic | Pressurized
HEARD ST GULF | 562 ELBERT ST | ELBERTON | Elbert | 9052027 | 1 | [5 empty] | Removed from Ground | Gas (Historical Use) | 1060 | Bare Steel | 1964-04-30 | 1998-11-02 | Galvanized Steel | Suction (American)
HARMONY BLUE GRANITE CO | HARMONY DR | ELBERTON | Elbert | 9052034 | 2 | [5 empty] | Removed from Ground | Diesel | 1000 | Bare Steel | 1983-05-01 | 1997-10-29 | Galvanized Steel | Suction (American)
DIXIE STATION #108 | 305 ELBERT ST | ELBERTON | Elbert | 520083 | 8 |  | 1998-05-20 |  | 1998-05-20 |  | Removed from Ground | Gas (Historical Use) | 4000 | Steel-Impressed Current | 1987-07-15 | 2001-02-28 | Cathodically Protected | Safe Suction (Euro)
BONDS GROCERY | #1050 HARTWELL GA HWY 77 NORTH | ELBERTON | Elbert | 520093 | 1 | [5 empty] | Removed from Ground | Gas (Historical Use) | 560 | Bare Steel | 1971-01-05 | 1997-10-16 | Galvanized Steel | Suction (American)
QUICK STOP | 2379 CALHOUN FALLS HWY | ELBERTON | Elbert | 520051 | 1 | [5 empty] | Removed from Ground | Gas (Historical Use) | 4000 | Bare Steel | 1978-05-09 | 1998-11-01 | Galvanized Steel | Pressurized
MARSHALL SANDERS SERVICE STATION | 525 ELBERT ST | ELBERTON | Elbert | 520028 | 5 |  |  | TRUE |  | TRUE | Removed from Ground | Used Oil | 550 | Bare Steel | 1966-04-26 | 1999-04-14 | Galvanized Steel | Gravity Fed
AJ FOODMART INC | 3 ADAMS ST | ELBERTON | Elbert | 520010 | 4B | Flapper Valve | 2004-01-07 | FALSE | 2004-01-07 | FALSE | Currently in Use | Premium | 4000 | Composite | 2004-01-10 |  | Fiberglass Reinforced Plastic | Pressurized
KRSA INVESTMENTS LLC | 243 COLLEGE AVE | ELBERTON | Elbert | 520011 | 4 |  | 1995-03-20 |  | 1995-03-20 |  | Currently in Use | Gas (Historical Use) | 6000 | Composite | 1995-03-20 |  | Fiberglass Reinforced Plastic | Suction (American)
ELBERTON AMOCO | 610 LOWER HEARD ST | ELBERTON | Elbert | 520012 | 2 |  | 1994-03-01 |  | 1991-09-18 |  | Currently in Use | Diesel | 6000 | Steel-Impressed Current | 1975-02-21 |  |  | Pressurized
CHEVRON #40408 | 16 COLLEGE AVE | ELBERTON | Elbert | 9052003 | 2 | [5 empty] | Removed from Ground | Gas (Historical Use) | 8000 | Cathodically Protected Steel | 1969-01-01 | 1990-07-18 | Galvanized Steel
GA FC/ELBERT CO UNIT | GA HWY 72 4 MI W OF ELBERTON | ELBERTON | Elbert | 9052005 | 4 |  | 1991-01-01 |  | 1991-01-01 |  | Removed from Ground | Diesel | 1000 | Galvanic (STIP-3) | 1991-01-01 | 2007-10-09 | Cathodically Protected | Safe Suction (Euro)
MARIE ALBERTON DEWBERRY | CORNER OF ELBERT & HWY 72 | ELBERTON | Elbert | 9052023 | 1 | [5 empty] | Removed from Ground | Gas (Historical Use) | 2000 | Bare Steel | 1974-04-07 | 1995-05-11 | Galvanized Steel
CHEVRON #40408 | 16 COLLEGE AVE | ELBERTON | Elbert | 9052003 | 4 |  |  | TRUE |  | TRUE | Removed from Ground | Used Oil | 550 | Cathodically Protected Steel | 1969-01-01 | 1990-07-18 | Galvanized Steel
THE CORNER STORE | 202 ELBERT ST | ELBERTON | Elbert | 9052009 | 2 |  | 1990-10-01 |  | 1990-10-01 |  | Removed from Ground | Gas (Historical Use) | 8000 | Cathodically Protected Steel | 1990-10-04 | 2013-01-29 | Fiberglass Reinforced Plastic | Pressurized
ELBERT CO/SCHOOL BUS SHOP | 1050 WASHINGTON HWY | ELBERTON | Elbert | 9052011 | 3 |  | 1989-09-15 | TRUE | 1989-09-15 | TRUE | Currently in Use | Used Oil | 550 | Galvanic (STIP-3) | 1989-01-01 |  | Fiberglass Reinforced Plastic | Gravity
SHAKTI FOOD MART | 351 OLIVER ST | ELBERTON | Elbert | 9052014 | 2 | Flapper Valve | 2002-05-01 | FALSE | 2002-05-01 | FALSE | Currently in Use | Premium | 8000 | Steel-Impressed Current | 1975-01-01 |  | Fiberglass Reinforced Plastic | Pressurized
HEARD ST GULF | 562 ELBERT ST | ELBERTON | Elbert | 9052027 | 4 | [5 empty] | Removed from Ground | Gas (Historical Use) | 1060 | Bare Steel | 1964-04-30 | 1998-11-02 | Galvanized Steel | Suction (American)
GABBY'S BAIT & TACKLE | 1816 OLD MIDDLETON RD | ELBERTON | Elbert | 9052029 | 2 | [5 empty] | Removed from Ground | Gas (Historical Use) | 2000 | Not Marked/Unknown | 1988-01-04 | 1999-11-15 | Not Marked
MONTEVIDEO GENERAL STORE | 1705 MONTEVIDEO RD | ELBERTON | Elbert | 9052032 | 2 |  | 1998-11-18 |  | 1998-11-18 |  | Temporarily out of use | Gas (Historical Use) | 1000 | Cathodically Protected Steel | 1988-02-22 |  |  | Safe Suction (Euro)
RICHARD B RUSSELL STATE PARK | 2650 RUSSELL STATE PARK DR | ELBERTON | Elbert | 9052054 | 1 |  | 2000-10-24 | FALSE | 2000-10-24 | FALSE | Temporarily out of use | Gas (Historical Use) | 2500 | Fiberglass Double Walled | 2000-10-24 |  | Fiberglass Reinforced Plastic | Safe Suction (Euro)
72 MARINE SALES | 3336 CALHOUN FALLS HWY | ELBERTON | Elbert | 9052025 | 1 | Flapper Valve | 1998-09-07 | FALSE | 1998-09-07 | FALSE | Currently in Use | E-10 | 8000 | Steel-Impressed Current | 1979-09-15 |  |  | Pressurized
A H ADAMS GULF | 77 HWY N DOUBLE BRIDGES RD | ELBERTON | Elbert | 520024 | 1 | [5 empty] | Permanently Out of Use - historical purposes | Gas (Historical Use) | 1000 | Bare Steel | 2002-09-09 | 2002-09-09 | Galvanized Steel
BROWN TRANSPORT CORP | ATHENS HWY | ELBERTON | Elbert | 520033 | 1 | [5 empty] | Removed from Ground | Diesel | 12000 | Bare Steel | 1990-08-01 | 1990-08-01 | Unknown
AYERS GULF STATION | HEARD ST | ELBERTON | Elbert | 520026 | 3 | [5 empty] | Removed from Ground | Gas (Historical Use) | 500 | Bare Steel | 1996-07-10 | 1996-07-10 | Galvanized Steel
ELBERTON AMOCO | 610 LOWER HEARD ST | ELBERTON | Elbert | 520012 | 1 |  | 1994-03-01 |  | 1991-09-18 |  | Currently in Use | Gas (Historical Use) | 8000 | Steel-Impressed Current | 1975-02-21 |  | Fiberglass Reinforced Plastic | Pressurized
BURLESON GROCERY | RT 2 COLD WATER COMMUNITY | ELBERTON | Elbert | 9052006 | 2 | [5 empty] | Removed from Ground | Empty | 560 | Bare Steel | 1961-01-01 | 1998-04-01 | Galvanized Steel
KING'S OIL #329 | 1431 BOWMAN HWY | ELBERTON | Elbert | 9052035 | 5 |  | 1998-12-01 |  | 1998-12-01 |  | Currently in Use | Gas (Historical Use) | 10000 | Composite | 1998-12-01 |  | Fiberglass Reinforced Plastic | Pressurized
KING'S OIL #329 | 1431 BOWMAN HWY | ELBERTON | Elbert | 9052035 | 4 | [5 empty] | Removed from Ground | Diesel | 2000 | Bare Steel | 1978-07-15 | 1998-11-01 | Galvanized Steel | Suction (American)
ELBERT STREET CHEVRON | 434 ELBERT STREET | ELBERTON | Elbert | 9052037 | 2 |  | 1995-04-18 | FALSE | 1995-04-18 | FALSE | Currently in Use | Premium | 10000 | Fiberglass Double Walled | 1995-04-18 |  | Double-Walled Fiberglass | Pressurized
KING'S OIL #329 | 1431 BOWMAN HWY | ELBERTON | Elbert | 9052035 | 6 |  | 1998-12-01 |  | 1998-12-01 |  | Currently in Use | Gas (Historical Use) | 8000 | Composite | 1998-12-01 |  | Fiberglass Reinforced Plastic | Pressurized
ALLEN'S GAS & GROCERIES | 1569 JONES FERRY RD | ELBERTON | Elbert | 9052041 | 3 | [5 empty] | Removed from Ground | Gas (Historical Use) | 1000 | Not Marked/Unknown | 1998-12-01 | 1998-12-01 | Not Marked
ELBERT STREET CHEVRON | 434 ELBERT STREET | ELBERTON | Elbert | 9052037 | 1 |  |  | FALSE |  | FALSE | Currently in Use | Regular | 10000 | Fiberglass Double Walled | 1995-04-18 |  | Double-Walled Fiberglass | Pressurized
HOPKINS COUNTRY STORE, LLC | 3224 ANDERSON HWY | ELBERTON | Elbert | 9052040 | A |  |  | FALSE |  | FALSE | Removed from Ground | Gas (Historical Use) | 1000 | Bare Steel | 1978-01-01 | 1899-12-31 | Unknown
ALLEN'S GAS & GROCERIES | 1569 JONES FERRY RD | ELBERTON | Elbert | 9052041 | 2 | [5 empty] | Removed from Ground | Gas (Historical Use) | 1000 | Not Marked/Unknown | 1998-12-01 | 1998-12-01 | Not Marked
WEST ELBERT PACKAGE CO | 255 COLLEGE AVENUE | ELBERTON | Elbert | 9052044 | 1 | [5 empty] | Removed from Ground | Gas (Historical Use) | 0 | Not Marked/Unknown | 1994-01-01 | 1994-01-01 | Not Marked
CITY OF ELBERTON | 105 GORDON ST | ELBERTON | Elbert | 9052050 | 2 | Flapper Valve | 1998-12-01 | FALSE | 1998-12-01 | FALSE | Currently in Use | Diesel | 10000 | Composite | 1998-12-01 |  | Fiberglass Reinforced Plastic | Safe Suction (Euro)
CHRIS JUNCTION | 1601 ANDERSON HWY | ELBERTON | Elbert | 9052026 | 1 |  | 1998-04-10 |  | 1998-04-10 |  | Removed from Ground | Gas (Historical Use) | 6000 | Steel-Impressed Current | 1980-04-15 | 2006-04-11 | Cathodically Protected | Suction (American)
HEARD ST GULF | 562 ELBERT ST | ELBERTON | Elbert | 9052027 | 2 | [5 empty] | Removed from Ground | Gas (Historical Use) | 1060 | Bare Steel | 1964-04-30 | 1998-11-02 | Galvanized Steel | Suction (American)
VACANT LOT | DEADWYLER ST | ELBERTON | Elbert | 9052042 | 3 | [5 empty] | Permanently Out Of Use | Other | 1000 | Marked Unknown | 1996-02-08 | 1996-02-08 | Unknown
GPM# 25804 | 883 ELBERT ST | ELBERTON | Elbert | 9052053 | 1 | Ball Float | 1999-10-01 |  | 1999-10-01 | TRUE | Currently in Use | Gas (Historical Use) | 12000 | Composite Double Walled | 1999-10-01 |  | Double-Walled Fiberglass | Pressurized
QUICK MART | 1910 HARTWELL HWY | ELBERTON | Elbert | 9052048 | 1 | [5 empty] | Removed from Ground | Gas (Historical Use) | 1000 | Bare Steel | 1963-07-01 | 1999-01-01 | Galvanized Steel | Safe Suction (Euro)
QUICK MART | 1910 HARTWELL HWY | ELBERTON | Elbert | 9052048 | 4 | Flapper Valve | 1999-02-15 | FALSE | 1999-02-15 | FALSE | Currently in Use | Regular | 8000 | Composite | 1999-02-15 |  | Fiberglass Reinforced Plastic | Pressurized
RODEWAY SVC STA | NORTH OLIVER ST | ELBERTON | Elbert | 520068 | 4 | [5 empty] | Removed from Ground | Diesel | 1000 | Bare Steel | 1988-07-01 | 1988-07-01 | Galvanized Steel
RODEWAY SVC STA | NORTH OLIVER ST | ELBERTON | Elbert | 520068 | 5 | [5 empty] | Removed from Ground | Diesel | 550 | Bare Steel | 1988-07-01 | 1988-07-01 | Galvanized Steel
KENNY'S KORNER STORE | 971 ELBERT ST | ELBERTON | Elbert | 520088 | 5 |  | 1998-05-20 |  | 1998-05-20 |  | Currently in Use | Gas (Historical Use) | 10000 | Steel-Impressed Current | 1985-01-01 |  | Fiberglass Reinforced Plastic | Pressurized
ELBERT STREET SERVICE STATION | 232 ELBERT ST | ELBERTON | Elbert | 520092 | 6 |  |  | TRUE |  | TRUE | Removed from Ground | Used Oil | 560 | Not Marked/Unknown | 1997-10-10 | 1997-10-10 | Not Marked
MRS H M PLESS | 2150 BOBBY BROWN STATE PARK RD | ELBERTON | Elbert | 520065 | 2 | [5 empty] | Permanently Out of Use - historical purposes | Gas (Historical Use) | 1000 | Bare Steel | 1978-05-10 | 1899-12-31 | Galvanized Steel
HAWES OIL CO | 551 LOWER HEARD ST | ELBERTON | Elbert | 520048 | 2 | [5 empty] | Removed from Ground | Gas (Historical Use) | 1000 | Bare Steel | 1954-05-15 | 1995-10-10 | Galvanized Steel
GILMERS GROCERY | RT 1 | ELBERTON | Elbert | 520009 | 1 | [5 empty] | Removed from Ground | Gas (Historical Use) | 1000 | Bare Steel | 1973-02-21 | 1992-01-01 | Galvanized Steel
ELBERT CO | FALLING CREEK WAY/RT 1 | ELBERTON | Elbert | 520015 | 2 | [5 empty] | Removed from Ground | Diesel | 6000 | Bare Steel | 1962-03-20 | 1989-01-01 | Galvanized Steel
WILKES TRANSPORT FACILITY | UNKNOWN | ELBERTON | Elbert | 9052002 | 1 | [5 empty] | Removed from Ground | Gas (Historical Use) | 1000 | Not Marked/Unknown | 1990-08-31 | 1990-08-31 | Unknown
CHANDLER MADDEN SERVICE STATION | 2666 WASHINGTON HWY S | ELBERTON | Elbert | 9052024 | 1 | [5 empty] | Removed from Ground | Gas (Historical Use) | 1060 | Bare Steel | 1975-06-10 | 1999-03-03 | Galvanized Steel | Suction (American)
TONYS BAIT & TACKLE INC | 3563 CALHOUN FALLS HWY | ELBERTON | Elbert | 9052031 | 1 |  | 1998-03-07 |  | 1998-03-07 |  | Temporarily out of use | Gas (Historical Use) | 2000 | Galvanic (STIP-3) | 1987-12-28 |  |  | Safe Suction (Euro)
VACANT LOT | DEADWYLER ST | ELBERTON | Elbert | 9052042 | 1 | [5 empty] | Removed from Ground | Other | 1000 | Marked Unknown | 1996-02-01 | 1996-02-01 | Unknown
ELBERT COUNTY FISH & GAME CONSER | 4365 FISH AND GAME CLUB DR | ELBERTON | Elbert | 9052051 | 1 |  | 1991-04-01 | FALSE | 1991-04-01 | FALSE | Removed from Ground |  | 1000 |  | 2001-09-18 | 2017-04-26 | Cathodically Protected | Safe Suction (Euro)
GPM# 25804 | 883 ELBERT ST | ELBERTON | Elbert | 9052053 | 3 | Ball Float | 1999-10-01 |  | 1999-10-01 | TRUE | Currently in Use | Gas (Historical Use) | 12000 | Composite Double Walled | 1999-10-01 |  | Double-Walled Fiberglass | Pressurized
BOWMAN AUTO REPAIR | 423 W RAILROAD STREET | BOWMAN | Elbert | 520049 | 4 |  | 1999-06-12 |  | 1999-06-12 |  | Temporarily out of use | Diesel | 2000 | Steel-Impressed Current | 1976-05-09 |  |  | Safe Suction (Euro)
BOWMAN MINIT MART | 20 N BROAD ST & GA HWY 172 BOX 242 | BOWMAN | Elbert | 520027 | 2 |  | 1998-10-10 |  | 1998-10-10 |  | Currently in Use | Gas (Historical Use) | 6000 | Steel-Impressed Current | 1979-11-10 |  | Steel (Impressed Current) | Pressurized
REED JORDAN GROCERY & SVC STA | RT 1 | BOWMAN | Elbert | 520045 | 3 | [5 empty] | Removed from Ground | Gas (Historical Use) | 1000 | Bare Steel | 1980-05-08 | 1899-12-31 | Galvanized Steel | Suction (American)
REED JORDAN GROCERY & SVC STA | RT 1 | BOWMAN | Elbert | 520045 | 1 | [5 empty] | Removed from Ground | Gas (Historical Use) | 1000 | Bare Steel | 1980-01-01 | 1899-12-31 | Galvanized Steel | Suction (American)
CITY OF BOWMAN | 1 /8 MILE OFF HWY 172 | BOWMAN | Elbert | 520047 | 1 | [5 empty] | Removed from Ground | Gas (Historical Use) | 1000 | Bare Steel | 1976-05-09 | 1991-01-16 | Galvanized Steel
SEYMOUR GROCERY | RT 1 | DEWY ROSE | Elbert | 520086 | 3 | [5 empty] | Removed from Ground | Gas (Historical Use) | 560 | Bare Steel | 1971-05-11 | 1989-01-01 | Galvanized Steel
GIVE FACILITY NAME | ROYSTON HWY HWY 17 N | BOWMAN | Elbert | 520006 | 2 | [5 empty] | Temporarily out of use | Gas (Historical Use) | 2000 | Bare Steel | 1976-02-03 |  | Galvanized Steel
BOWMAN AUTO REPAIR | 423 W RAILROAD STREET | BOWMAN | Elbert | 520049 | 2 |  | 1999-06-12 |  | 1999-06-12 |  | Temporarily out of use | Gas (Historical Use) | 2000 | Steel-Impressed Current | 1976-05-09 |  |  | Safe Suction (Euro)
SEYMOUR GROCERY | RT 1 | DEWY ROSE | Elbert | 520086 | 1 | [5 empty] | Removed from Ground | Gas (Historical Use) | 1000 | Bare Steel | 1966-05-12 | 1989-01-01 | Galvanized Steel
MOON SVC STA | GA HWY 172 | BOWMAN | Elbert | 520044 | 1 | [5 empty] | Removed from Ground | Gas (Historical Use) | 1000 | Bare Steel |  | 1899-12-31 | Galvanized Steel | Suction (American)
HOLLY SPRINGS GROCERY | 3097 HWY 172 NE | BROWNSON | Elbert | 520091 | 1 | [5 empty] | Removed from Ground | Gas (Historical Use) | 1000 | Bare Steel | 1969-01-05 | 1998-12-30 | Galvanized Steel | Suction (American)
BOWMAN AUTO REPAIR | 423 W RAILROAD STREET | BOWMAN | Elbert | 520049 | 1 |  | 1999-06-12 |  | 1999-06-12 |  | Temporarily out of use | Gas (Historical Use) | 4000 | Steel-Impressed Current | 1976-05-09 |  |  | Safe Suction (Euro)
BOWMAN MINIT MART | 20 N BROAD ST & GA HWY 172 BOX 242 | BOWMAN | Elbert | 520027 | 1 |  | 1998-10-10 |  | 1998-10-10 |  | Currently in Use | Gas (Historical Use) | 8000 | Steel-Impressed Current | 1979-11-10 |  |  | Pressurized
MOON SVC STA | GA HWY 172 | BOWMAN | Elbert | 520044 | 3 | [5 empty] | Removed from Ground | Gas (Historical Use) | 2000 | Bare Steel |  | 1899-12-31 | Galvanized Steel | Suction (American)
HOLLY SPRINGS GROCERY | 3097 HWY 172 NE | BROWNSON | Elbert | 520091 | 2 | [5 empty] | Removed from Ground | Gas (Historical Use) | 560 | Bare Steel | 1969-01-05 | 1998-12-30 | Galvanized Steel | Suction (American)
BOWMAN MINIT MART | 20 N BROAD ST & GA HWY 172 BOX 242 | BOWMAN | Elbert | 520027 | 3 |  | 1998-10-10 |  | 1998-10-10 |  | Currently in Use | Gas (Historical Use) | 6000 | Steel-Impressed Current | 1979-11-10 |  | Steel (Impressed Current)
CARL PARHAM | 2336 NICKVILLE RD | DEWY ROSE | Elbert | 520031 | 3 | [5 empty] | Removed from Ground | Gas (Historical Use) | 500 | Bare Steel | 1991-11-01 | 1991-11-01 | Galvanized Steel
SEYMOUR GROCERY | RT 1 | DEWY ROSE | Elbert | 520086 | 2 | [5 empty] | Removed from Ground | Gas (Historical Use) | 560 | Bare Steel | 1966-05-12 | 1989-01-01 | Galvanized Steel
REED JORDAN GROCERY & SVC STA | RT 1 | BOWMAN | Elbert | 520045 | 2 | [5 empty] | Removed from Ground | Gas (Historical Use) | 1000 | Bare Steel | 1980-01-01 | 1899-12-31 | Galvanized Steel | Suction (American)
COUNTRY SIDE STORE | 2365 DEEP CREEK RD | DEWY ROSE | Elbert | 9050204 | 1 |  | 1998-09-01 |  | 1998-09-01 |  | Removed from Ground | Gas (Historical Use) | 3000 | Cathodically Protected Steel | 1988-09-18 | 2008-01-30 | Cathodically Protected | Suction (American)
ONE STOP SHOP | 2449 HWY 172 W | BOWMAN | Elbert | 9052021 | 3 | Flapper Valve | 1998-07-01 | FALSE | 1998-07-01 | FALSE | Currently in Use | Premium | 6000 | Steel-Impressed Current | 1986-09-17 |  | Steel (Impressed Current) | Pressurized
GIVE FACILITY NAME | ROYSTON HWY HWY 17 N | BOWMAN | Elbert | 520006 | 3 | [5 empty] | Temporarily out of use | Gas (Historical Use) | 1000 | Bare Steel | 1976-02-03 |  | Galvanized Steel
REED JORDAN GROCERY & SVC STA | RT 1 | BOWMAN | Elbert | 520045 | 4 | [5 empty] | Removed from Ground | Diesel | 1000 | Bare Steel | 1980-05-08 | 1899-12-31 | Galvanized Steel | Suction (American)
MOON SVC STA | GA HWY 172 | BOWMAN | Elbert | 520044 | 2 | [5 empty] | Removed from Ground | Gas (Historical Use) | 2000 | Bare Steel |  | 1899-12-31 | Galvanized Steel | Suction (American)
HOLLY SPRINGS GROCERY | 3097 HWY 172 NE | BROWNSON | Elbert | 520091 | 3 | [5 empty] | Removed from Ground | Gas (Historical Use) | 560 | Bare Steel | 1972-01-05 | 1998-12-30 | Galvanized Steel | Suction (American)
ONE STOP SHOP | 2449 HWY 172 W | BOWMAN | Elbert | 9052021 | 2 | Flapper Valve | 1998-07-01 | FALSE | 1998-07-01 | FALSE | Currently in Use | Diesel | 8200 | Steel-Impressed Current | 1986-09-17 |  | Steel (Impressed Current) | Pressurized
GIVE FACILITY NAME | ROYSTON HWY HWY 17 N | BOWMAN | Elbert | 520006 | 1 | [5 empty] | Temporarily out of use | Gas (Historical Use) | 3000 | Bare Steel | 1976-02-03 |  | Galvanized Steel
WEBBS GROCERY | DEWY ROSE/RT 5 | BOWMAN | Elbert | 520041 | 2 | [5 empty] | Removed from Ground | Gas (Historical Use) | 1000 | Bare Steel |  | 1899-12-31 | Galvanized Steel
BOWMAN AUTO REPAIR | 423 W RAILROAD STREET | BOWMAN | Elbert | 520049 | 3 |  | 1999-06-12 |  | 1999-06-12 |  | Temporarily out of use | Diesel | 2000 | Steel-Impressed Current | 1976-05-09 |  |  | Safe Suction (Euro)
CITY OF BOWMAN | HWY 172 | BOWMAN | Elbert | 520007 | 1 | [5 empty] | Removed from Ground | Gas (Historical Use) | 1000 | Bare Steel | 1992-01-01 | 1992-01-01 | Galvanized Steel
TWIN LINE DAIRIES INC | 2745 TWIN LINE RD | DEWY ROSE | Elbert | 9052022 | 1 | [5 empty] | Removed from Ground | Diesel | 10000 | Bare Steel | 1990-01-01 | 1999-11-19 | Galvanized Steel
CARL PARHAM | 2336 NICKVILLE RD | DEWY ROSE | Elbert | 520031 | 2 | [5 empty] | Removed from Ground | Gas (Historical Use) | 500 | Bare Steel | 1991-11-01 | 1991-11-01 | Galvanized Steel
COUNTRY SIDE STORE | 2365 DEEP CREEK RD | DEWY ROSE | Elbert | 9050204 | 2 |  | 1998-09-01 |  | 1998-09-01 |  | Removed from Ground | Gas (Historical Use) | 3000 | Cathodically Protected Steel | 1988-09-18 | 2008-01-30 | Cathodically Protected | Suction (American)
WEBBS GROCERY | DEWY ROSE/RT 5 | BOWMAN | Elbert | 520041 | 1 | [5 empty] | Removed from Ground | Gas (Historical Use) | 1000 | Bare Steel |  | 1899-12-31 | Galvanized Steel
CARL PARHAM | 2336 NICKVILLE RD | DEWY ROSE | Elbert | 520031 | 1 | [5 empty] | Removed from Ground | Gas (Historical Use) | 1000 | Bare Steel | 1991-11-01 | 1991-11-01 | Galvanized Steel
COUNTRY SIDE STORE | 2365 DEEP CREEK RD | DEWY ROSE | Elbert | 9050204 | 3 |  | 1998-09-01 |  | 1998-09-01 |  | Removed from Ground | Gas (Historical Use) | 4000 | Cathodically Protected Steel | 1988-09-18 | 2008-01-30 | Cathodically Protected | Suction (American)
HOYT WITCHER | GINN ST @ BROAD ST | BOWMAN | Elbert | 520053 | 2 | [5 empty] | Removed from Ground | Gas (Historical Use) | 560 | Bare Steel | 1951-05-17 | 1899-12-31 | Unknown
ROYAL FOOD STORE #13 | 51 E RAILROAD ST | BOWMAN | Elbert | 10000232 | 1 | Ball Float | 2002-12-04 | FALSE | 2002-12-04 | FALSE | Currently in Use | Regular | 10000 | Fiberglass | 2002-12-04 |  | Fiberglass Reinforced Plastic | Pressurized
HOYT WITCHER | GINN ST @ BROAD ST | BOWMAN | Elbert | 520053 | 1 | [5 empty] | Removed from Ground | Gas (Historical Use) | 560 | Bare Steel | 1951-05-17 | 1899-12-31 | Unknown
ROYAL FOOD STORE #13 | 51 E RAILROAD ST | BOWMAN | Elbert | 10000232 | 2B | Ball Float | 2002-12-04 | FALSE | 2002-12-04 | FALSE | Currently in Use | Diesel | 3000 | Fiberglass | 2002-12-04 |  | Fiberglass Reinforced Plastic | Pressurized
BOWMAN ONE STOP | GA HWY 17 & SEGARS ST | BOWMAN | Elbert | 9052008 | 1 | [5 empty] | Removed from Ground | Gas (Historical Use) | 8000 | Bare Steel | 1982-03-08 | 1999-02-22 | Galvanized Steel | Safe Suction (Euro)
BOWMAN ONE STOP | GA HWY 17 & SEGARS ST | BOWMAN | Elbert | 9052008 | 2 | [5 empty] | Removed from Ground | Gas (Historical Use) | 4000 | Bare Steel | 1982-03-08 | 1999-02-22 | Galvanized Steel | Safe Suction (Euro)
ONE STOP SHOP | 2449 HWY 172 W | BOWMAN | Elbert | 9052021 | 1 | Flapper Valve | 1998-07-01 | FALSE | 1998-07-01 | FALSE | Currently in Use | Regular | 8200 | Steel-Impressed Current | 1986-09-17 |  | Steel (Impressed Current) | Pressurized
ROYAL FOOD STORE #13 | 51 E RAILROAD ST | BOWMAN | Elbert | 10000232 | 2A | Ball Float | 2002-12-04 | FALSE | 2002-12-04 | FALSE | Currently in Use | Premium | 3000 | Fiberglass | 2002-12-04 |  | Fiberglass Reinforced Plastic | Pressurized
BOWMAN ONE STOP | GA HWY 17 & SEGARS ST | BOWMAN | Elbert | 9052008 | 3 | [5 empty] | Removed from Ground | Gas (Historical Use) | 1000 | Bare Steel | 1982-03-08 | 1999-02-22 | Galvanized Steel | Safe Suction (Euro)
FRANKLIN GROCERY | 2658 WASHINGTON HWY | FORTSONIA | Elbert | 9052052 | 1(A) |  | 1999-03-30 | FALSE | 1999-03-30 | FALSE | Temporarily out of use | Gas (Historical Use) | 6000 | Composite | 1999-03-30 |  | Fiberglass Reinforced Plastic | Safe Suction (Euro)
FRANKLIN GROCERY | 2658 WASHINGTON HWY | FORTSONIA | Elbert | 9052052 | 1B |  |  | FALSE |  | FALSE | Temporarily out of use |  |  | Composite
FRANKLIN GROCERY | 2658 WASHINGTON HWY | FORTSONIA | Elbert | 9052052 | 1A |  | 1999-03-30 | FALSE | 1999-03-30 | FALSE | Temporarily out of use | Gas (Historical Use) | 6000 | Composite | 1999-03-30 |  | Fiberglass Reinforced Plastic | Safe Suction (Euro)
TWIN CITY KWIK PIK | 2728 HWY 80 E/COLEMAN STREET | TWIN CITY | Emanuel | 530108 | 1 |  | 1998-11-01 | FALSE | 1998-11-01 | FALSE | Closed in Ground | Empty | 3000 | Steel-Impressed Current | 1971-05-12 |  | Steel (Impressed Current) | Safe Suction (Euro)
LANIERS MEAT PROCESSING PLANT IN | GA HWY 121 | TWIN CITY | Emanuel | 530028 | 1 | [5 empty] | Removed from Ground | Gas (Historical Use) | 1000 | Bare Steel | 1966-05-05 | 1996-11-15 | Galvanized Steel | Suction (American)
MONEYSAVER | 2783 US HWY 80 W | TWIN CITY | Emanuel | 9053005 | 3 | Flapper Valve | 1990-05-01 | FALSE | 1990-05-01 | FALSE | Currently in Use | Regular | 8000 | Steel-Impressed Current | 1985-01-01 |  | Double-Walled Fiberglass | Pressurized
RAM KEPAR TRADING LLC ZIPIN | 3132 US HWY 1 S | TWIN CITY | Emanuel | 10002425 | 1 | Ball Float | 2014-11-01 | FALSE | 2014-11-01 | FALSE | Currently in Use | Regular | 12000 | Composite Double Walled | 2014-11-01 |  | Double-Walled Fiberglass | Pressurized
GA DOT #10282 OLD TWIN CITY MAIN | NORTH MAPLE ST/500 FT FROM EAST | TWIN CITY | Emanuel | 530012 | 10282-1 | [5 empty] | Removed from Ground | Gas (Historical Use) | 542 | Bare Steel | 1975-05-02 | 1899-12-31 | Unknown
Oak Tree Express Convenience Store | 3117 US HWY 1 SOUTH | TWIN CITY | Emanuel | 9053230 | 1 |  | 1994-09-01 | FALSE | 1994-09-01 | FALSE | Currently in Use | Regular | 10000 | Galvanic (STIP-3) | 1994-09-01 |  | Fiberglass Reinforced Plastic | Pressurized
CANOOCHEE STORE | 2559 CANOOCHEE GARFIELD RD | TWIN CITY | Emanuel | 9053241 | 1B | Flapper Valve | 1995-02-01 | FALSE | 1995-02-01 | FALSE | Currently in Use | Diesel | 4000 | Composite | 1995-02-01 |  | Fiberglass Reinforced Plastic | Pressurized
SINGH FOOD MART | 2641 HWY 80 W | TWIN CITY | Emanuel | 9053253 | 2 | Flapper Valve | 2001-05-01 | FALSE | 2001-05-01 | FALSE | Currently in Use | Diesel | 8000 | Composite | 2001-08-01 |  | Fiberglass Reinforced Plastic | Pressurized
LANIERS MEAT PROCESSING PLANT IN | GA HWY 121 | TWIN CITY | Emanuel | 530028 | 2 | [5 empty] | Removed from Ground | Gas (Historical Use) | 500 | Bare Steel | 1966-05-05 | 1996-11-15 | Galvanized Steel | Suction (American)
TWIN CITY KWIK PIK | 2728 HWY 80 E/COLEMAN STREET | TWIN CITY | Emanuel | 530108 | 3 |  | 1998-11-01 | FALSE | 1998-11-01 | FALSE | Closed in Ground | Empty | 2000 | Steel-Impressed Current | 1973-05-11 |  | Steel (Impressed Current) | Safe Suction (Euro)
MONEYSAVER | 2783 US HWY 80 W | TWIN CITY | Emanuel | 9053005 | 1 | Flapper Valve | 1990-05-01 | FALSE | 1990-05-01 | FALSE | Currently in Use | Premium | 6000 | Steel-Impressed Current | 1985-01-01 |  | Double-Walled Fiberglass | Pressurized
MOORE SVC STATION | HWY 80 E | TWIN CITY | Emanuel | 7053004 | 3 | [5 empty] | Removed from Ground | Gas (Historical Use) | 3000 | Bare Steel | 1993-06-01 | 1993-06-01 | Copper | Suction (American)
EMANUEL COUNTY MAINT FACILITY | 771 HWY 57 N | SWAINSBORO | Emanuel | 9053247 | 2 |  |  | FALSE |  | FALSE | Removed from Ground | Gas (Historical Use) | 4000 | Bare Steel | 1998-11-01 | 1998-11-01 | Galvanized Steel | Suction (American)
EMANUEL COUNTY MAINT FACILITY | 771 HWY 57 N | SWAINSBORO | Emanuel | 9053247 | 4A | Ball Float | 1998-11-01 | FALSE | 1998-11-01 | FALSE | Currently in Use | Regular | 6000 | Composite | 1998-11-01 |  | Fiberglass Reinforced Plastic | Pressurized
CRAFT'S COUNTRY CORNER | 1601 US HWY 1 NORTH | SWAINSBORO | Emanuel | 9053246 | 1C |  | 1998-12-01 | FALSE | 1998-12-01 | FALSE | Temporarily out of use | Diesel | 2000 | Composite | 1998-12-01 |  | Fiberglass Reinforced Plastic | Pressurized
TWIN CITY FIRE STATION | HWY 80 WEST | TWIN CITY | Emanuel | 9053014 | 1 | [5 empty] | Removed from Ground | Diesel | 1000 | Bare Steel | 1951-01-01 | 1899-12-31 | Galvanized Steel | Gravity Fed
K T PLACE | 636 N MAIN ST | SWAINSBORO | Emanuel | 9053255 | 1 |  | 2011-08-12 | FALSE | 1993-10-01 | FALSE | Currently in Use | Regular | 8000 | Galvanic (STIP-3) | 1993-10-01 |  | Fiberglass Reinforced Plastic | Pressurized
JOHNSON'S GENERAL STORE | 2562 CANOOCHEEL GARFIELD RD | TWIN CITY | Emanuel | 530030 | 1 | [5 empty] | Permanently Out of Use - historical purposes | Gas (Historical Use) | 560 | Bare Steel | 1971-05-04 | 1899-12-31 | Galvanized Steel
MONEYSAVER | 2783 US HWY 80 W | TWIN CITY | Emanuel | 9053005 | 2 | Flapper Valve | 1990-05-01 | FALSE | 1990-05-01 | FALSE | Currently in Use | Plus | 6000 | Steel-Impressed Current | 1985-01-01 |  | Double-Walled Fiberglass | Pressurized
SINGH FOOD MART | 2641 HWY 80 W | TWIN CITY | Emanuel | 9053253 | 1 | Flapper Valve | 2001-05-01 | FALSE | 2001-05-01 | FALSE | Currently in Use | Regular | 10000 | Composite | 2001-08-01 |  | Fiberglass Reinforced Plastic | Pressurized
MOORE SVC STATION | HWY 80 E | TWIN CITY | Emanuel | 7053004 | 1 | [5 empty] | Removed from Ground | Gas (Historical Use) | 4000 | Bare Steel | 1993-06-01 | 1993-06-01 | Copper | Suction (American)
RAM KEPAR TRADING LLC ZIPIN | 3132 US HWY 1 S | TWIN CITY | Emanuel | 10002425 | 2A | Ball Float | 2014-11-01 | FALSE | 2014-11-01 | FALSE | Currently in Use | Premium | 8500 | Composite Double Walled | 2014-11-01 |  | Double-Walled Fiberglass | Pressurized
EMANUEL COUNTY MAINT FACILITY | 771 HWY 57 N | SWAINSBORO | Emanuel | 9053247 | 4B | Ball Float | 1998-11-01 | FALSE | 1998-11-01 | FALSE | Currently in Use | Premium | 6000 | Composite | 1998-11-01 |  | Fiberglass Reinforced Plastic | Pressurized
CRAFT'S COUNTRY CORNER | 1604 HWY #1 N | SWAINSBORO | Emanuel | 9053233 | 1UNL | [5 empty] | Removed from Ground | Gas (Historical Use) | 1000 | Bare Steel | 1999-03-31 | 1999-03-31 | Galvanized Steel | Suction (American)
EAST GA COLLEGE | 131 COLLEGE CIR/346 KITE ROAD | SWAINSBORO | Emanuel | 530002 | 2 | [5 empty] | Removed from Ground | Gas (Historical Use) | 1000 | Bare Steel | 1979-01-16 | 2008-05-13 | Galvanized Steel
ALTAMAHA EMC | 730 US HWY 1 SOUTH | SWAINSBORO | Emanuel | 530001 | 2B | Flapper Valve | 1996-05-01 | FALSE | 1996-05-01 | FALSE | Currently in Use | Diesel | 2000 | Composite | 1996-05-15 |  | Fiberglass Reinforced Plastic | Safe Suction (Euro)
MONEYSAVER | 2783 US HWY 80 W | TWIN CITY | Emanuel | 9053005 | 4 | Flapper Valve | 1990-05-01 | FALSE | 1990-05-01 | FALSE | Currently in Use | Diesel | 8000 | Steel-Impressed Current | 1985-01-01 |  | Double-Walled Fiberglass | Pressurized
EM CO METAL PRODUCTS INC | GA HWY 23 S | TWIN CITY | Emanuel | 530003 | 2 | [5 empty] | Removed from Ground | Diesel | 1000 | Bare Steel | 1992-01-01 | 1992-01-01 | Galvanized Steel
MILL POND TRADING POST | 8 GEORGE L SMITH STATE PARK RD | TWIN CITY | Emanuel | 9053239 | 1A | Flapper Valve | 1995-06-14 | FALSE | 1995-06-14 | FALSE | Currently in Use | Regular | 8000 | Composite | 1995-06-14 |  | Fiberglass Reinforced Plastic | Pressurized
HANDI HOUSES | 747 HWY #1 SOUTH | SWAINSBORO | Emanuel | 9053251 | 1 |  | 2001-02-01 | FALSE | 2000-02-01 | FALSE | Currently in Use | Diesel | 12000 | Composite | 2000-12-01 |  | Fiberglass Reinforced Plastic | Pressurized
TONYS BP | 213 EAST MAIN ST | SWAINSBORO | Emanuel | 9053243 | 2 |  | 1999-01-27 |  | 1999-01-27 |  | Removed from Ground | Gas (Historical Use) | 4000 | Steel-Impressed Current | 1998-04-01 | 2002-08-01 | Cathodically Protected | Pressurized
WATKINS SOUTH MAIN | 601 S MAIN ST | SWAINSBORO | Emanuel | 9053222 | 2 |  | 1998-12-01 | FALSE | 1998-12-01 | FALSE | Temporarily out of use | Gas (Historical Use) | 2000 | Galvanic (STIP-3) | 1986-01-01 |  | Cathodically Protected | Suction (American)
LAWHORN WAREHOUSE (ABANDONED) ES | MILL ST | SWAINSBORO | Emanuel | 9053001 | 1 |  |  | FALSE |  | FALSE | Closed in Ground | Empty | 500 |  | 1991-07-29 | 1991-07-29 | Not Marked
SWAINSBORO FOOD MART | 504 N MAIN STREET | SWAINSBORO | Emanuel | 530089 | 2 | Flapper Valve | 1998-11-01 | FALSE | 1998-11-01 | FALSE | Currently in Use | Diesel | 4000 | Steel-Impressed Current | 1983-05-09 |  | Steel (Impressed Current) | Pressurized
MIN MART | 905 W MAIN ST | SWAINSBORO | Emanuel | 9053016 | 3 | Flapper Valve | 2009-05-28 | FALSE | 2009-05-28 | FALSE | Currently in Use | Regular | 8200 | Epoxy | 1987-04-17 |  | Fiberglass Reinforced Plastic | Pressurized
TWIN CITY FIRE STATION | HWY 80 WEST | TWIN CITY | Emanuel | 9053014 | 2 | [5 empty] | Removed from Ground | Gas (Historical Use) | 1000 | Bare Steel | 1951-01-01 | 1899-12-31 | Galvanized Steel | Gravity Fed
TWIN CITY PRIMARY SCHOOL | COLEMAN RD | TWIN CITY | Emanuel | 530075 | 1 |  |  | TRUE |  | TRUE | Permanently Out Of Use | Used Oil | 6000 | Bare Steel | 1956-05-15 | 1977-04-01 | Galvanized Steel
Oak Tree Express Convenience Store | 3117 US HWY 1 SOUTH | TWIN CITY | Emanuel | 9053230 | 2 |  | 1994-09-01 | FALSE | 1994-09-01 | FALSE | Currently in Use | Premium | 8000 | Galvanic (STIP-3) | 1994-09-01 |  | Fiberglass Reinforced Plastic | Pressurized
RUSTY SIMMONS | 2791 RAILROAD AVE | TWIN CITY | Emanuel | 9053231 | 1UNL | [5 empty] | Removed from Ground | Gas (Historical Use) | 0 | Bare Steel | 1997-09-09 | 1997-09-09 | Bare Steel | Suction (American)
RUSTY SIMMONS | 2791 RAILROAD AVE | TWIN CITY | Emanuel | 9053231 | 4B |  | 1997-09-01 |  | 1997-09-01 |  | Removed from Ground | Gas (Historical Use) | 1000 | Composite | 1997-09-01 | 2006-11-22 | Fiberglass Reinforced Plastic | Safe Suction (Euro)
Finish Line Sales & Service, LLC | 104 N Railroad Ave | TWIN CITY | Emanuel | 9053224 | 3 | [5 empty] | Closed in Ground | Gas (Historical Use) | 1 | Bare Steel | 1999-07-27 | 1999-08-03 | Bare Steel | Suction (American)
CARAWAY QUICK STOP | 931 US HWY 1 N | SWAINSBORO | Emanuel | 9053249 | 2A | Flapper Valve | 2001-08-02 | FALSE | 2001-08-02 | FALSE | Currently in Use | Diesel | 4000 | Composite | 2000-02-22 |  | Fiberglass Reinforced Plastic | Pressurized
ROWLAND SERVICE STATION | 405 S MAIN ST | SWAINSBORO | Emanuel | 530097 | 1 |  | 1998-03-05 |  | 1998-03-05 |  | Temporarily out of use | Gas (Historical Use) | 4000 | Cathodically Protected Steel | 1989-12-08 |  | Cathodically Protected | Pressurized
GA DOT #10209 EMANUEL CO MAINT H | GA HWY 57/RT 3 BOX 182 | SWAINSBORO | Emanuel | 530099 | 209G1 | [5 empty] | Removed from Ground | Gas (Historical Use) | 2000 | Cathodically Protected Steel | 1987-01-01 | 2000-05-23 | Galvanized Steel
CARAWAY QUICK STOP | 931 US HWY 1 N | SWAINSBORO | Emanuel | 9053249 | 1A | Flapper Valve | 2000-02-28 | FALSE | 2000-02-28 | FALSE | Currently in Use | Regular | 4000 | Composite | 2000-02-22 |  | Fiberglass Reinforced Plastic | Safe Suction (Euro)
EMANUEL COUNTY (SWAINSBORO) | HWY 57 W (KITE RD) | SWAINSBORO | Emanuel | 9053226 | 3 | [5 empty] | Removed from Ground | Diesel | 10000 | Bare Steel | 1984-01-01 | 1998-11-19 | Galvanized Steel | Suction (American)
THE JUNCTION STATION | 2692A Hwy 80 W | Adrian | Emanuel | 9053223 | 2 |  | 1995-01-01 | FALSE | 1995-01-01 | FALSE | Currently in Use | Regular | 4000 | Steel-Impressed Current | 1981-06-01 |  | Steel (Impressed Current) | Safe Suction (Euro)
GAY'S SVC STA | 302 NORTH MAIN ST | SWAINSBORO | Emanuel | 530007 | 3 |  |  | TRUE |  | TRUE | Removed from Ground | Used Oil | 500 | Bare Steel | 1971-03-14 | 1996-12-01 | Galvanized Steel
GOLD KIST COMPLEX | MEADOW LAKE PKWAY | SWAINSBORO | Emanuel | 530073 | 1 | [5 empty] | Removed from Ground | Gas (Historical Use) | 2000 | Bare Steel | 1979-05-10 | 1990-05-23 | Galvanized Steel
EASY STOP | 437 S MAIN ST | SWAINSBORO | Emanuel | 9053003 | 3 | Flapper Valve | 2008-08-13 | FALSE | 2008-08-13 | FALSE | Currently in Use | Regular | 6000 | Galvanic (STIP-3) | 1987-01-01 |  | Fiberglass Reinforced Plastic | Pressurized
MOTOR MATE | 512 N MAIN ST | SWAINSBORO | Emanuel | 530105 | 4 |  | 1997-07-02 | FALSE | 1997-07-02 | FALSE | Removed from Ground | Diesel | 3000 | Steel-Impressed Current | 1969-05-12 | 2020-11-05 | Steel (Impressed Current)
MOTOR MATE | 512 N MAIN ST | SWAINSBORO | Emanuel | 530105 | 1 |  | 1997-07-02 | FALSE | 1997-07-02 | FALSE | Removed from Ground | Regular | 3000 | Steel-Impressed Current | 1969-05-12 | 2020-11-05 | Steel (Impressed Current)
GEORGE L SMITH II STATE PARK | 4 MILES SE OF TWIN CITY OFF GA 2 | TWIN CITY | Emanuel | 520013 | 1 | [5 empty] | Removed from Ground | Gas (Historical Use) | 500 | Bare Steel | 1980-01-01 | 2001-06-04 | Galvanized Steel | Suction (American)
CARAWAY QUICK STOP | 931 US HWY 1 N | SWAINSBORO | Emanuel | 9053249 | 2B | Flapper Valve | 2001-08-02 | FALSE | 2001-08-02 | FALSE | Temporarily out of use | Diesel Off Road | 2000 | Composite | 2000-02-22 |  | Fiberglass Reinforced Plastic | Safe Suction (Euro)
TERWILLIGR'S AUTO SERVICE INC | 401 SOUTH MAIN ST | SWAINSBORO | Emanuel | 530004 | 4 | [5 empty] | Removed from Ground | Gas (Historical Use) | 2000 | Bare Steel | 1961-03-02 | 1987-01-01 | Galvanized Steel
TERWILLIGR'S AUTO SERVICE INC | 401 SOUTH MAIN ST | SWAINSBORO | Emanuel | 530004 | 5 | [5 empty] | Removed from Ground | Gas (Historical Use) | 1000 | Composite | 1979-02-26 | 1998-01-01 | Galvanized Steel
ANDERSON GULF |  | TWIN CITY | Emanuel | 530057 | 1 | [5 empty] | Removed from Ground | Gas (Historical Use) | 1050 | Bare Steel | 1976-05-10 | 1899-12-31 | Galvanized Steel
HALLS MINIT MART | 2778 US HWY 80 EAST | TWIN CITY | Emanuel | 9053019 | 2 | Flapper Valve | 1998-11-01 | FALSE | 1998-11-01 | FALSE | Currently in Use | Regular | 2000 | Steel-Impressed Current | 1975-02-09 |  | Steel (Impressed Current) | Safe Suction (Euro)
OAM GANGA INC | 4229 HWY 80 E | TWIN CITY | Emanuel | 9053220 | 3 | Flapper Valve | 2005-08-01 | FALSE | 2005-08-01 | FALSE | Currently in Use | Regular | 10000 | Composite | 2005-07-01 |  | Fiberglass Reinforced Plastic | Pressurized
Finish Line Sales & Service, LLC | 104 N Railroad Ave | TWIN CITY | Emanuel | 9053224 | 5B |  | 1999-09-09 |  | 1999-09-09 |  | Temporarily out of use | Gas (Historical Use) | 1000 | Composite | 1999-09-08 |  | Fiberglass Reinforced Plastic | Safe Suction (Euro)
K T PLACE | 636 N MAIN ST | SWAINSBORO | Emanuel | 9053255 | 4 | Flapper Valve | 2011-08-12 | FALSE | 1993-10-01 | FALSE | Temporarily out of use | Kerosene | 1000 |  | 1993-10-01 |  | Fiberglass Reinforced Plastic | Safe Suction (Euro)
EAST GA COLLEGE | 131 COLLEGE CIR/346 KITE ROAD | SWAINSBORO | Emanuel | 530002 | 1 | [5 empty] | Removed from Ground | Gas (Historical Use) | 500 | Bare Steel | 1976-01-17 | 2008-05-13 | Galvanized Steel
SUBHAM LLC | 350 E MAIN ST ( HWY 80 & US 1 | SWAINSBORO | Emanuel | 9053009 | 3 | Flapper Valve | 1988-07-15 | FALSE | 1988-07-15 | FALSE | Currently in Use | Plus | 8000 | Galvanic (STIP-3) | 1988-07-15 |  | Galvanized Steel | Pressurized
KELLER INDUSTRIES INC | MAGIC MALL INDUSTRIAL PARK | SWAINSBORO | Emanuel | 9053010 | 3 | [5 empty] | Removed from Ground | Empty | 25000 | Marked Unknown | 1999-10-01 | 1999-10-01 | Unknown
EMANUEL CO/ROAD MAINT DEPT | GA HWY 57 | SWAINSBORO | Emanuel | 9053012 | 1 | [5 empty] | Removed from Ground | Gas (Historical Use) | 2000 | Bare Steel | 1985-01-01 | 1985-01-01 | Galvanized Steel | Suction (American)
YOUMANS SVC STA/CHEVRON | 233 WEST MAIN ST | SWAINSBORO | Emanuel | 530111 | 3 | [5 empty] | Removed from Ground | Gas (Historical Use) | 560 | Bare Steel | 1968-05-12 | 1994-07-01 | Galvanized Steel | Suction (American)
DIAMOND OIL #2010 | 208 N MAIN ST | SWAINSBORO | Emanuel | 530056 | 4 |  | 1998-09-01 | FALSE | 1998-07-01 | FALSE | Closed in Ground | Kerosene | 2000 |  | 1989-07-01 | 2018-12-06 |  | Pressurized
C W HOOKS | RT 4 57 HOOKS FARM ROAD | SWAINSBORO | Emanuel | 530066 | 1 | [5 empty] | Permanently Out of Use - historical purposes | Gas (Historical Use) | 250 | Bare Steel |  | 1899-12-31 | Galvanized Steel
TWIN CITY KWIK PIK | 2728 HWY 80 E/COLEMAN STREET | TWIN CITY | Emanuel | 530108 | 2 |  | 1998-11-01 | FALSE | 1998-11-01 | FALSE | Closed in Ground | Empty | 2000 | Steel-Impressed Current | 1971-05-12 |  | Steel (Impressed Current) | Safe Suction (Euro)
Finish Line Sales & Service, LLC | 104 N Railroad Ave | TWIN CITY | Emanuel | 9053224 | 2 | [5 empty] | Closed in Ground | Gas (Historical Use) | 1 | Bare Steel | 1999-07-27 | 1999-08-03 | Bare Steel | Suction (American)
MOORE SVC STATION | HWY 80 E | TWIN CITY | Emanuel | 7053004 | 2 | [5 empty] | Removed from Ground | Gas (Historical Use) | 2000 | Bare Steel | 1993-06-01 | 1993-06-01 | Copper | Suction (American)
TONYS BP | 213 EAST MAIN ST | SWAINSBORO | Emanuel | 9053243 | 1 |  | 1999-01-27 |  | 1999-01-27 |  | Removed from Ground | Gas (Historical Use) | 4000 | Steel-Impressed Current | 1998-04-01 | 2002-08-01 | Cathodically Protected | Pressurized
TONYS BP | 213 EAST MAIN ST | SWAINSBORO | Emanuel | 9053243 | 4 |  | 1999-01-27 |  | 1999-01-27 |  | Removed from Ground | E-10 | 4000 | Steel-Impressed Current | 1998-04-01 | 2002-08-01 | Cathodically Protected | Pressurized
SWAINSBORO HIGH SCHOOL | U S HWY 1 SOUTH | SWAINSBORO | Emanuel | 9053234 | 1 |  | 1999-04-06 |  | 1999-04-06 |  | Removed from Ground | Diesel | 270 | Cathodically Protected Steel | 1988-01-01 | 2012-10-23 | Copper | Safe Suction (Euro)
JOHNSON'S GENERAL STORE | 2562 CANOOCHEEL GARFIELD RD | TWIN CITY | Emanuel | 530030 | 2 | [5 empty] | Permanently Out of Use - historical purposes | Gas (Historical Use) | 560 | Bare Steel | 1971-05-04 | 1899-12-31 | Galvanized Steel
RUSTY SIMMONS | 2791 RAILROAD AVE | TWIN CITY | Emanuel | 9053231 | 4A |  | 1997-09-01 |  | 1997-09-01 |  | Removed from Ground | Gas (Historical Use) | 1000 | Composite | 1997-09-01 | 2006-11-22 | Fiberglass Reinforced Plastic | Safe Suction (Euro)
Finish Line Sales & Service, LLC | 104 N Railroad Ave | TWIN CITY | Emanuel | 9053224 | 1 | [5 empty] | Closed in Ground | Gas (Historical Use) | 1 | Bare Steel | 1999-07-27 | 1999-08-03 | Bare Steel | Suction (American)
EMANUEL COUNTY MAINT FACILITY | 771 HWY 57 N | SWAINSBORO | Emanuel | 9053247 | 5 |  | 1998-11-01 | FALSE | 1998-11-01 | FALSE | Currently in Use | Diesel | 10000 | Composite | 1998-11-01 |  | Fiberglass Reinforced Plastic | Pressurized
SAYRAS FOOD MART | 502 N MAIN ST | SWAINSBORO | Emanuel | 9053225 | 2 |  | 1990-08-01 | FALSE | 1990-08-01 | FALSE | Removed from Ground | Premium | 3000 | Steel-Impressed Current | 1990-08-01 | 2021-02-26 | Steel (Impressed Current) | Pressurized
Discount Corner | 113 S Central St. | Swainsboro | Emanuel | 9053007 | 3A | Flapper Valve | 2019-02-05 | FALSE | 2019-01-07 | FALSE | Currently in Use | Premium | 2500 | Composite Double Walled | 2018-11-15 |  | Double-Walled Fiberglass | Pressurized
K T PLACE | 636 N MAIN ST | SWAINSBORO | Emanuel | 9053255 | 2 |  | 2011-08-12 | FALSE | 1993-10-01 | FALSE | Currently in Use | Premium | 6000 | Galvanic (STIP-3) | 1993-10-01 |  | Fiberglass Reinforced Plastic | Pressurized
TONYS BP | 213 EAST MAIN ST | SWAINSBORO | Emanuel | 9053243 | 3 |  | 1999-01-27 |  | 1999-01-27 |  | Removed from Ground | Gas (Historical Use) | 4000 | Steel-Impressed Current | 1998-04-01 | 2002-08-01 | Cathodically Protected | Pressurized
WATKINS SOUTH MAIN | 601 S MAIN ST | SWAINSBORO | Emanuel | 9053222 | 3 |  | 1998-12-01 | FALSE | 1998-12-01 | FALSE | Temporarily out of use | Gas (Historical Use) | 2000 | Galvanic (STIP-3) | 1986-01-01 |  | Cathodically Protected | Suction (American)
THE JUNCTION STATION | 2692A Hwy 80 W | Adrian | Emanuel | 9053223 | 1 |  | 1995-01-01 | FALSE | 1995-01-01 | FALSE | Currently in Use | Regular | 4000 | Steel-Impressed Current | 1981-06-01 |  | Steel (Impressed Current) | Safe Suction (Euro)
GA STATE PATROL POST 19 | US HWY 1 NORTH/STATE 4 | SWAINSBORO | Emanuel | 530005 | 1 | [5 empty] | Removed from Ground | Gas (Historical Use) | 1000 | Bare Steel | 1964-03-11 | 2002-03-06 | Galvanized Steel
D & I FOOD STORE | 322 N MAIN | SWAINSBORO | Emanuel | 9053004 | 2 | Flapper Valve | 1997-08-01 | FALSE | 1997-08-01 | FALSE | Currently in Use | Premium | 10000 | Steel-Impressed Current | 1974-01-01 |  | Steel (Impressed Current) | Safe Suction (Euro)
SUBHAM LLC | 350 E MAIN ST ( HWY 80 & US 1 | SWAINSBORO | Emanuel | 9053009 | 4 | Flapper Valve | 1988-07-15 | FALSE | 1988-07-15 | FALSE | Currently in Use | Premium | 8000 | Galvanic (STIP-3) | 1988-07-15 |  | Galvanized Steel | Pressurized
KELLER INDUSTRIES INC | MAGIC MALL INDUSTRIAL PARK | SWAINSBORO | Emanuel | 9053010 | 4 | [5 empty] | Removed from Ground | Gas (Historical Use) | 1000 | Bare Steel | 1971-01-01 | 1991-04-17 | Galvanized Steel
EMANUEL COUNTY AIRPORT | KITE RD | SWAINSBORO | Emanuel | 530100 | 5 | [5 empty] | Removed from Ground | Empty | 1000 | Not Marked/Unknown | 1997-10-01 | 1997-10-01 | Not Marked
EMANUEL COUNTY AIRPORT | KITE RD | SWAINSBORO | Emanuel | 530100 | 4 | [5 empty] | Removed from Ground | Empty | 1000 | Not Marked/Unknown | 1997-10-01 | 1997-10-01 | Not Marked
HALL'S #2 | 227 W MAIN | SWAINSBORO | Emanuel | 9053018 | 4000B | Flapper Valve | 1993-07-20 | FALSE | 1993-07-20 | FALSE | Currently in Use | Gas (Historical Use) | 1000 | Galvanic (STIP-3)/Sacrificial Anodes | 1993-07-01 |  | Fiberglass Reinforced Plastic | Pressurized
RUSTY SIMMONS | 2791 RAILROAD AVE | TWIN CITY | Emanuel | 9053231 | 3PRE | [5 empty] | Removed from Ground | Gas (Historical Use) | 0 | Bare Steel | 1997-09-09 | 1997-09-09 | Bare Steel | Suction (American)
EMANUEL COUNTY MAINT FACILITY | 771 HWY 57 N | SWAINSBORO | Emanuel | 9053247 | 1 |  |  | FALSE |  | FALSE | Removed from Ground | Gas (Historical Use) | 5000 | Bare Steel | 1998-11-01 | 1998-11-01 | Galvanized Steel | Suction (American)
JOHNSON'S GENERAL STORE | 2562 CANOOCHEEL GARFIELD RD | TWIN CITY | Emanuel | 530030 | 3 | [5 empty] | Permanently Out of Use - historical purposes | Gas (Historical Use) | 560 | Bare Steel | 1976-05-02 | 1899-12-31 | Galvanized Steel
OAM GANGA INC | 4229 HWY 80 E | TWIN CITY | Emanuel | 9053220 | 2 | Flapper Valve | 1991-04-01 | FALSE | 1991-04-01 | FALSE | Currently in Use | E-10 | 2000 | Galvanic (STIP-3) | 1991-04-01 |  | Fiberglass Reinforced Plastic | Pressurized
K T PLACE | 636 N MAIN ST | SWAINSBORO | Emanuel | 9053255 | 3 |  | 2011-08-12 | FALSE | 1993-10-01 | FALSE | Currently in Use | Diesel | 4000 | Galvanic (STIP-3) | 1993-10-01 |  | Fiberglass Reinforced Plastic | Pressurized
CARAWAY QUICK STOP | 931 US HWY 1 N | SWAINSBORO | Emanuel | 9053249 | 1B | Flapper Valve | 2000-02-28 | FALSE | 2000-02-28 | FALSE | Currently in Use | E-10 | 2000 | Composite | 2000-02-22 |  | Fiberglass Reinforced Plastic | Safe Suction (Euro)
RAM KEPAR TRADING LLC ZIPIN | 3132 US HWY 1 S | TWIN CITY | Emanuel | 10002425 | 2B | Ball Float | 2014-11-01 | FALSE | 2014-11-01 | FALSE | Currently in Use | Diesel | 3500 | Composite Double Walled | 2014-11-01 |  | Double-Walled Fiberglass | Pressurized
MILL POND TRADING POST | 8 GEORGE L SMITH STATE PARK RD | TWIN CITY | Emanuel | 9053239 | 1B | Flapper Valve | 1995-06-14 | FALSE | 1995-06-14 | FALSE | Currently in Use | Diesel | 4000 | Composite | 1995-06-14 |  | Fiberglass Reinforced Plastic | Pressurized
Finish Line Sales & Service, LLC | 104 N Railroad Ave | TWIN CITY | Emanuel | 9053224 | 4 | [5 empty] | Closed in Ground | Gas (Historical Use) | 1 | Bare Steel | 1999-07-27 | 1999-08-03 | Bare Steel | Suction (American)
Finish Line Sales & Service, LLC | 104 N Railroad Ave | TWIN CITY | Emanuel | 9053224 | 5A |  | 1999-09-09 |  | 1999-09-09 |  | Temporarily out of use | Gas (Historical Use) | 2000 | Composite | 1999-09-08 |  | Fiberglass Reinforced Plastic | Safe Suction (Euro)
CRAFT'S COUNTRY CORNER | 1601 US HWY 1 NORTH | SWAINSBORO | Emanuel | 9053246 | 1B |  | 1998-12-01 | FALSE | 1998-12-01 | FALSE | Temporarily out of use | Premium | 4000 | Composite | 1998-12-01 |  | Fiberglass Reinforced Plastic | Pressurized
EMANUEL COUNTY (SWAINSBORO) | HWY 57 W (KITE RD) | SWAINSBORO | Emanuel | 9053226 | 2 | [5 empty] | Removed from Ground | Gas (Historical Use) | 4000 | Bare Steel | 1984-01-01 | 1998-11-19 | Galvanized Steel | Suction (American)
SUBHAM LLC | 350 E MAIN ST ( HWY 80 & US 1 | SWAINSBORO | Emanuel | 9053009 | 2 | Flapper Valve | 1988-07-15 | FALSE | 1988-07-15 | FALSE | Currently in Use | Regular | 8000 | Galvanic (STIP-3) | 1988-07-15 |  | Galvanized Steel | Pressurized
KELLER INDUSTRIES INC | MAGIC MALL INDUSTRIAL PARK | SWAINSBORO | Emanuel | 9053010 | 2 | [5 empty] | Closed in Ground | Diesel | 10000 | Bare Steel | 1978-01-01 | 1899-12-31 | Bare Steel
BST/SWAINSBORO CO/R3520 | 116 E MAIN @ N COLEMAN | SWAINSBORO | Emanuel | 530092 | 1 | Flapper Valve | 1992-08-27 | FALSE | 1992-08-27 | FALSE | Currently in Use | Diesel Off Road | 1000 |  | 1992-08-27 |  | Fiberglass Reinforced Plastic | Suction (American)
EMANUEL CO/ROAD MAINT DEPT | GA HWY 57 | SWAINSBORO | Emanuel | 9053012 | 2 | [5 empty] | Removed from Ground | Gas (Historical Use) | 500 | Bare Steel | 1985-01-01 | 1985-01-01 | Galvanized Steel | Suction (American)
DIXIE #302 (OLD) | NORTH MAIN ST | SWAINSBORO | Emanuel | 530101 | 1 | [5 empty] | Removed from Ground | Gas (Historical Use) | 4000 | Bare Steel | 1977-05-15 | 1987-12-01 | Galvanized Steel
EDS TRUCK STOP | 3097 US Hwy 1 | Twin City | Emanuel | 530033 | 3 |  |  | FALSE | 2014-08-05 | FALSE | Temporarily out of use | Gas (Historical Use) | 3000 | Steel-Impressed Current | 1976-05-02 |  | Steel (Impressed Current) | Suction (American)
GA FC-EMANUAL CO UNIT | GLYNWOOD RD | SWAINSBORO | Emanuel | 530010 | 4 |  | 1990-01-01 |  | 1990-01-01 |  | Removed from Ground | Gas (Historical Use) | 1000 | Galvanic (STIP-3) | 1990-01-01 | 2008-05-13 | Cathodically Protected | Safe Suction (Euro)
HOOKS GROCERY | 8634 HWY 297 | SWAINSBORO | Emanuel | 530022 | 1 | Flapper Valve | 1998-11-01 | FALSE | 1998-11-01 | FALSE | Currently in Use | Regular | 6000 | Steel-Impressed Current | 1971-05-04 |  | Steel (Impressed Current) | Safe Suction (Euro)
PUBLIC WORKS HEADQUARTERS CITY O | 600 MARKET ST | SWAINSBORO | Emanuel | 530020 | 1 | Flapper Valve | 1997-10-01 | FALSE | 1997-10-01 | FALSE | Currently in Use | Regular | 6000 | Fiberglass | 1988-03-01 |  | Bare Steel | Suction (American)
B'S DINER | 435 N MAIN ST | SWAINSBORO | Emanuel | 7053003 | 3 | [5 empty] | Removed from Ground | Gas (Historical Use) | 1000 | Not Marked/Unknown | 1995-08-08 | 1995-08-08 | Not Marked
SWAINSBORO FORD LINCOLN-MERCURY | 140 KITE RD | SWAINSBORO | Emanuel | 9000321 | 1 | [5 empty] | Permanently Out of Use - historical purposes | Gas (Historical Use) | 1000 | Bare Steel | 1985-01-01 | 1899-12-31 | Unknown
ALTAMAHA EMC | 730 US HWY 1 SOUTH | SWAINSBORO | Emanuel | 530001 | 2A | Flapper Valve | 1996-05-01 | FALSE | 1996-05-01 | FALSE | Currently in Use | Regular | 1000 | Composite | 1996-05-15 |  | Fiberglass Reinforced Plastic | Safe Suction (Euro)
EASY STOP | 437 S MAIN ST | SWAINSBORO | Emanuel | 9053003 | 2 | Flapper Valve | 2008-08-13 | FALSE | 2008-08-13 | FALSE | Currently in Use | Regular | 6000 | Galvanic (STIP-3) | 1987-01-01 |  | Fiberglass Reinforced Plastic | Pressurized
SWAINSBORO FOOD MART | 504 N MAIN STREET | SWAINSBORO | Emanuel | 530089 | 1 | Flapper Valve | 1998-11-01 | FALSE | 1998-11-01 | FALSE | Currently in Use | E-10 | 6000 | Steel-Impressed Current | 1983-05-09 |  | Steel (Impressed Current) | Pressurized
MIN MART | 905 W MAIN ST | SWAINSBORO | Emanuel | 9053016 | 1 | Flapper Valve | 2009-05-28 | FALSE | 2009-05-28 | FALSE | Currently in Use | Regular | 8200 | Epoxy | 1987-04-17 |  | Fiberglass Reinforced Plastic | Pressurized
JOES AMOCO | 327 SOUTH MAIN ST | SWAINSBORO | Emanuel | 530047 | 4 | [5 empty] | Removed from Ground | Gas (Historical Use) | 560 | Bare Steel | 1966-05-11 | 1996-05-01 | Galvanized Steel | Suction (American)
JOES AMOCO | 327 SOUTH MAIN ST | SWAINSBORO | Emanuel | 530047 | 5 | [5 empty] | Removed from Ground | Gas (Historical Use) | 560 | Bare Steel | 1966-05-11 | 1996-05-01 | Galvanized Steel
ENK762 | 102 Neal St | SWAINSBORO | Emanuel | 530052 | 4 |  |  | FALSE |  | FALSE | Closed in Ground | Diesel | 3000 | Bare Steel | 1980-08-01 | 1899-12-31 | Galvanized Steel | Suction (American)
SWAINSBORO | PO BOX 832 | SWAINSBORO | Emanuel | 530014 | 3 | [5 empty] | Removed from Ground | Diesel | 550 | Composite | 1980-04-11 | 1988-02-01 | Unknown
CRAFT'S COUNTRY CORNER | 1601 US HWY 1 NORTH | SWAINSBORO | Emanuel | 9053246 | 1A |  | 1998-12-01 | FALSE | 1998-12-01 | FALSE | Temporarily out of use | Regular | 6000 | Composite | 1998-12-01 |  | Fiberglass Reinforced Plastic | Pressurized
SAYRAS FOOD MART | 502 N MAIN ST | SWAINSBORO | Emanuel | 9053225 | 1 |  | 1990-08-01 | FALSE | 1990-08-01 | FALSE | Removed from Ground | Regular | 6000 | Steel-Impressed Current | 1990-08-01 | 2021-02-26 | Steel (Impressed Current) | Pressurized
SAYRAS FOOD MART | 502 N MAIN ST | SWAINSBORO | Emanuel | 9053225 | 4 |  | 1990-08-01 | FALSE | 1990-08-01 | FALSE | Removed from Ground | Diesel | 4000 | Steel-Impressed Current | 1992-06-01 | 2021-02-26 | Steel (Impressed Current) | Pressurized
WATKINS SOUTH MAIN | 601 S MAIN ST | SWAINSBORO | Emanuel | 9053222 | 1 |  | 1998-12-01 | FALSE | 1998-12-01 | FALSE | Temporarily out of use | Gas (Historical Use) | 2000 | Galvanic (STIP-3) | 1986-01-01 |  | Cathodically Protected | Suction (American)
THE JUNCTION STATION | 2692A Hwy 80 W | Adrian | Emanuel | 9053223 | 3 |  | 1981-01-01 | FALSE | 1981-01-01 | FALSE | Currently in Use | Diesel | 2000 | Steel-Impressed Current | 1981-06-01 |  | Steel (Impressed Current) | Safe Suction (Euro)
TERWILLIGR'S AUTO SERVICE INC | 401 SOUTH MAIN ST | SWAINSBORO | Emanuel | 530004 | 2 | [5 empty] | Removed from Ground | Gas (Historical Use) | 1000 | Bare Steel | 1961-03-02 | 1987-01-01 | Galvanized Steel
SWAINSBORO FOOD MART | 504 N MAIN STREET | SWAINSBORO | Emanuel | 530089 | 3 | Flapper Valve | 1998-11-01 | FALSE | 1998-11-01 | FALSE | Currently in Use | Premium | 4000 | Steel-Impressed Current | 1983-05-09 |  | Steel (Impressed Current) | Pressurized
MIN MART | 905 W MAIN ST | SWAINSBORO | Emanuel | 9053016 | 2 | Flapper Valve | 2009-05-28 | FALSE | 2009-05-28 | FALSE | Currently in Use | Diesel | 8200 | Epoxy | 1987-04-17 |  | Fiberglass Reinforced Plastic | Pressurized
LUTHER QUICK | GA HWY 4 | SWAINSBORO | Emanuel | 530104 | 3 | [5 empty] | Closed in Ground | Empty | 1000 | Bare Steel | 1974-05-11 | 1990-05-01 | Galvanized Steel
DIAMOND OIL #2010 | 208 N MAIN ST | SWAINSBORO | Emanuel | 530056 | 2 |  | 1998-09-01 | FALSE | 1998-07-01 | FALSE | Removed from Ground | Gas (Historical Use) | 6000 |  | 1989-07-01 | 2018-05-16 |  | Pressurized
AUGUSTA COCA-COLA BTLG CO/SWAINS | 436 NORTH MAIN ST | SWAINSBORO | Emanuel | 530041 | 1 | [5 empty] | Removed from Ground | Gas (Historical Use) | 560 | Bare Steel | 1956-05-12 | 1990-02-15 | Galvanized Steel
PENSKE TRUCK LEASING | EMPIRE EXPRESSWAY | SWAINSBORO | Emanuel | 9053002 | 1 | [5 empty] | Removed from Ground | Diesel | 15000 | Bare Steel | 1979-01-01 | 1997-09-16 | Galvanized Steel | Pressurized
SWAINSBORO FOOD MART | 504 N MAIN STREET | SWAINSBORO | Emanuel | 530089 | 4 | Flapper Valve | 1998-11-01 | FALSE | 1998-11-01 | FALSE | Currently in Use | Regular | 6000 | Steel-Impressed Current | 1983-05-09 |  | Steel (Impressed Current) | Pressurized
Discount Corner | 113 S Central St. | Swainsboro | Emanuel | 9053007 | 3C | Flapper Valve | 2019-02-05 | FALSE | 2019-01-07 | FALSE | Currently in Use | Diesel | 2500 | Composite Double Walled | 2018-11-15 |  | Double-Walled Fiberglass | Pressurized
CONTINENTAL FOREST INVST INC | US HWY 1 (BLUNDALE) | SWAINSBORO | Emanuel | 530103 | 1 | [5 empty] | Removed from Ground | Diesel | 1000 | Bare Steel | 1972-01-05 | 1986-09-01 | Galvanized Steel
ROWLAND SERVICE STATION | 405 S MAIN ST | SWAINSBORO | Emanuel | 530097 | 3 |  | 1998-03-05 |  | 1998-03-05 |  | Temporarily out of use | Gas (Historical Use) | 4000 | Cathodically Protected Steel | 1989-12-08 |  | Cathodically Protected | Pressurized
DIXIE #302 (OLD) | NORTH MAIN ST | SWAINSBORO | Emanuel | 530101 | 4 | [5 empty] | Removed from Ground | Gas (Historical Use) | 4000 | Bare Steel | 1977-05-15 | 1987-12-01 | Galvanized Steel
YOUMANS SVC STA/CHEVRON | 233 WEST MAIN ST | SWAINSBORO | Emanuel | 530111 | 5 |  |  | TRUE |  | TRUE | Removed from Ground | Used Oil | 500 | Not Marked/Unknown | 1968-05-12 | 1899-12-31 | Not Marked
EASY STOP | 437 S MAIN ST | SWAINSBORO | Emanuel | 9053003 | 1 | Flapper Valve | 2008-08-13 | FALSE | 2008-08-13 | FALSE | Currently in Use | Premium | 8000 | Galvanic (STIP-3) | 1987-01-01 |  | Fiberglass Reinforced Plastic | Pressurized
EASY STOP | 437 S MAIN ST | SWAINSBORO | Emanuel | 9053003 | 4 | Flapper Valve | 2008-08-13 | FALSE | 2008-08-13 | FALSE | Temporarily out of use | Regular | 4000 | Galvanic (STIP-3) | 1987-01-01 |  | Fiberglass Reinforced Plastic | Pressurized
A&D MART LLC | 504 E MAIN ST | SWAINSBORO | Emanuel | 9053006 | 2 | Flapper Valve | 2010-08-04 | FALSE | 2010-08-04 | FALSE | Currently in Use | E-10 | 6000 | Steel-Impressed Current | 1974-01-01 |  | Steel (Impressed Current) | Safe Suction (Euro)
MOTOR MATE | 512 N MAIN ST | SWAINSBORO | Emanuel | 530105 | 2 |  | 1997-07-02 | FALSE | 1997-07-02 | FALSE | Removed from Ground | Regular | 3000 | Steel-Impressed Current | 1969-05-12 | 2020-11-05 | Steel (Impressed Current)
CONTINENTAL FOREST INVST INC | US HWY 1 (BLUNDALE) | SWAINSBORO | Emanuel | 530103 | 3 | [5 empty] | Removed from Ground | Diesel | 1000 | Bare Steel | 1972-01-05 | 1986-09-01 | Galvanized Steel
UPS SWAINSBORO (UST) | 152 E MEADOWLAKE PKWY | SWAINSBORO | Emanuel | 530048 | 1 | [5 empty] | Removed from Ground | Gas (Historical Use) | 10000 | Bare Steel | 1970-05-09 | 1990-01-01 | Unknown
UPS SWAINSBORO (UST) | 152 E MEADOWLAKE PKWY | SWAINSBORO | Emanuel | 530048 | 1 | [5 empty] | Removed from Ground | Gas (Historical Use) | 10000 | Bare Steel | 1970-05-09 | 1990-01-01 | Unknown
UPS SWAINSBORO (UST) | 152 E MEADOWLAKE PKWY | SWAINSBORO | Emanuel | 530048 | 1 | [5 empty] | Removed from Ground | Gas (Historical Use) | 10000 | Bare Steel | 1970-05-09 | 1990-01-01 | Unknown
GA FC-EMANUAL CO UNIT | GLYNWOOD RD | SWAINSBORO | Emanuel | 530010 | 3 |  | 1990-01-01 |  | 1990-01-01 |  | Removed from Ground | Diesel | 1000 | Galvanic (STIP-3) | 1990-01-01 | 2008-05-13 | Cathodically Protected | Safe Suction (Euro)
DIXIE #302 (OLD) | NORTH MAIN ST | SWAINSBORO | Emanuel | 530101 | 3 | [5 empty] | Removed from Ground | Gas (Historical Use) | 4000 | Bare Steel | 1977-05-15 | 1987-12-01 | Galvanized Steel
DIAMOND OIL #2010 | 208 N MAIN ST | SWAINSBORO | Emanuel | 530056 | 5B | Flapper Valve | 2018-05-30 | FALSE | 2018-05-30 | FALSE | Currently in Use | Premium | 3000 | Composite Double Walled | 2018-05-16 |  | Fiberglass Reinforced Plastic | Pressurized
KWIK SHOP | 351 EAST MAIN ST | SWAINSBORO | Emanuel | 530026 | 3 | Flapper Valve | 1990-06-01 | FALSE | 1990-06-01 | FALSE | Currently in Use | Premium | 3000 | Steel-Impressed Current | 1971-05-04 |  | Steel (Impressed Current) | Pressurized
EMANUEL COUNTY BUS SHOP | 343 FAIRGROUND RD | SWAINSBORO | Emanuel | 530035 | 1 | [5 empty] | Removed from Ground | Gas (Historical Use) | 1000 | Bare Steel | 1976-05-02 | 1899-12-31 | Galvanized Steel | Suction (American)
GA FC-EMANUAL CO UNIT | GLYNWOOD RD | SWAINSBORO | Emanuel | 530010 | 2 | [5 empty] | Closed in Ground | Gas (Historical Use) | 560 | Cathodically Protected Steel | 1986-04-22 | 1990-11-01 | Galvanized Steel
SWEAT'S NORTH MAIN SHELL | 605 N MAIN ST | SWAINSBORO | Emanuel | 7053001 | 1 | [5 empty] | Removed from Ground | Other | 1000 | Bare Steel | 1993-10-22 | 1993-10-22 | Galvanized Steel
DERST BAKING CO WAREHOUSE | STEPHEN DR NEAR MARKET ST | SWAINSBORO | Emanuel | 760007 | 1 | [5 empty] | Removed from Ground | Empty | 500 | Bare Steel | 1963-05-14 | 1997-10-22 | Unknown
EM CO METAL PRODUCTS INC | GA HWY 23 S | TWIN CITY | Emanuel | 530003 | 1 | [5 empty] | Removed from Ground | Gas (Historical Use) | 500 | Bare Steel | 1992-01-01 | 1992-01-01 | Galvanized Steel
OAM GANGA INC | 4229 HWY 80 E | TWIN CITY | Emanuel | 9053220 | 1 | Flapper Valve | 1991-04-01 | FALSE | 1991-04-01 | FALSE | Currently in Use | Diesel | 6000 | Galvanic (STIP-3) | 1991-04-01 |  | Fiberglass Reinforced Plastic | Pressurized
CANOOCHEE STORE | 2559 CANOOCHEE GARFIELD RD | TWIN CITY | Emanuel | 9053241 | 1A | Flapper Valve | 1995-02-01 | FALSE | 1995-02-01 | FALSE | Currently in Use | Regular | 4000 | Composite | 1995-02-01 |  | Fiberglass Reinforced Plastic | Pressurized
EMANUEL COUNTY MAINT FACILITY | 771 HWY 57 N | SWAINSBORO | Emanuel | 9053247 | 3 |  |  | FALSE |  | FALSE | Removed from Ground | Diesel | 10000 | Bare Steel | 1998-11-01 | 1998-11-01 | Galvanized Steel | Suction (American)
SAYRAS FOOD MART | 502 N MAIN ST | SWAINSBORO | Emanuel | 9053225 | 3 |  | 1990-08-01 | FALSE | 1990-08-01 | FALSE | Removed from Ground | Kerosene | 2000 |  | 1990-08-01 | 2021-02-26 |  | Pressurized
TERWILLIGR'S AUTO SERVICE INC | 401 SOUTH MAIN ST | SWAINSBORO | Emanuel | 530004 | 1 | [5 empty] | Removed from Ground | Gas (Historical Use) | 1000 | Bare Steel | 1961-03-02 | 1987-01-01 | Galvanized Steel
D & I FOOD STORE | 322 N MAIN | SWAINSBORO | Emanuel | 9053004 | 1 | Flapper Valve | 1997-08-01 | FALSE | 1997-08-01 | FALSE | Currently in Use | Regular | 10000 | Steel-Impressed Current | 1974-01-01 |  | Steel (Impressed Current) | Safe Suction (Euro)
Discount Corner | 113 S Central St. | Swainsboro | Emanuel | 9053007 | 3B | Flapper Valve | 2019-02-05 | FALSE | 2019-01-07 | FALSE | Currently in Use | Regular | 8000 | Composite Double Walled | 2018-11-15 |  | Double-Walled Fiberglass | Pressurized
CONTINENTAL FOREST INVST INC | US HWY 1 (BLUNDALE) | SWAINSBORO | Emanuel | 530103 | 2 | [5 empty] | Removed from Ground | Diesel | 1000 | Bare Steel | 1972-01-05 | 1986-09-01 | Galvanized Steel
ROWLAND SERVICE STATION | 405 S MAIN ST | SWAINSBORO | Emanuel | 530097 | 2 |  | 1998-03-05 |  | 1998-03-05 |  | Temporarily out of use | Gas (Historical Use) | 4000 | Cathodically Protected Steel | 1989-12-08 |  | Cathodically Protected | Pressurized
GA DOT #10209 EMANUEL CO MAINT H | GA HWY 57/RT 3 BOX 182 | SWAINSBORO | Emanuel | 530099 | 10209-1 | [5 empty] | Removed from Ground | Gas (Historical Use) | 1000 | Bare Steel | 1982-01-01 | 1991-04-01 | Unknown
HALL'S #2 | 227 W MAIN | SWAINSBORO | Emanuel | 9053018 | 4000A | Flapper Valve | 1993-07-20 | FALSE | 1993-07-20 | FALSE | Currently in Use | Gas (Historical Use) | 3000 | Galvanic (STIP-3)/Sacrificial Anodes | 1993-07-01 |  | Fiberglass Reinforced Plastic | Pressurized
LUTHER QUICK | GA HWY 4 | SWAINSBORO | Emanuel | 530104 | 1 | [5 empty] | Closed in Ground | Empty | 1000 | Bare Steel | 1974-05-11 | 1990-05-01 | Galvanized Steel
DIAMOND OIL #2010 | 208 N MAIN ST | SWAINSBORO | Emanuel | 530056 | 1 |  | 1998-09-01 | FALSE | 1998-07-01 | FALSE | Removed from Ground | Gas (Historical Use) | 8000 |  | 1989-07-01 | 2018-05-16 |  | Pressurized
FORDVILLE STATION | KITE RD | SWAINSBORO | Emanuel | 530049 | 2 | [5 empty] | Removed from Ground | Gas (Historical Use) | 1000 | Cathodically Protected Steel | 1985-05-05 | 1989-09-01 | Galvanized Steel
KWIK SHOP | 351 EAST MAIN ST | SWAINSBORO | Emanuel | 530026 | 4 |  | 1990-06-01 | FALSE | 1990-06-01 | FALSE | Currently in Use | Diesel | 8200 | Epoxy | 1990-06-01 |  | Fiberglass Reinforced Plastic | Safe Suction (Euro)
PUBLIC WORKS HEADQUARTERS CITY O | 600 MARKET ST | SWAINSBORO | Emanuel | 530020 | 2 | Flapper Valve | 1997-10-01 | FALSE | 1997-10-01 | FALSE | Currently in Use | Diesel | 4000 | Fiberglass | 1988-03-01 |  | Bare Steel | Suction (American)
STP005-4 18 PARCEL 13 | 215 E MAIN ST | SWAINSBORO | Emanuel | 9053250 | 1 | [5 empty] | Removed from Ground | Gas (Historical Use) | 550 | Not Marked/Unknown | 1999-12-29 | 1999-12-29 | Not Marked
GAY'S SVC STA | 302 NORTH MAIN ST | SWAINSBORO | Emanuel | 530007 | 2 | [5 empty] | Removed from Ground | Gas (Historical Use) | 1060 | Bare Steel | 1971-03-14 | 1996-12-01 | Galvanized Steel | Suction (American)
BOWMAN TRANSPORTATION INC | 225 INDUSTRIAL WAY | SWAINSBORO | Emanuel | 530006 | 1 | [5 empty] | Removed from Ground | Diesel | 10000 | Bare Steel | 1983-03-13 | 1991-01-17 | Galvanized Steel
HALLS MINIT MART | 2778 US HWY 80 EAST | TWIN CITY | Emanuel | 9053019 | 1 | Flapper Valve | 1998-11-01 | FALSE | 1998-11-01 | FALSE | Currently in Use | Regular | 6000 | Steel-Impressed Current | 1975-09-22 |  | Steel (Impressed Current) | Safe Suction (Euro)
RUSTY SIMMONS | 2791 RAILROAD AVE | TWIN CITY | Emanuel | 9053231 | 2PLUS | [5 empty] | Removed from Ground | Gas (Historical Use) | 0 | Bare Steel | 1997-09-09 | 1997-09-09 | Bare Steel | Suction (American)
STP005-4 18 PARCEL 13 | 215 E MAIN ST | SWAINSBORO | Emanuel | 9053250 | 2 | [5 empty] | Removed from Ground | Gas (Historical Use) | 550 | Not Marked/Unknown | 1999-12-29 | 1999-12-29 | Not Marked
EMANUEL COUNTY (SWAINSBORO) | HWY 57 W (KITE RD) | SWAINSBORO | Emanuel | 9053226 | 1 | [5 empty] | Removed from Ground | Gas (Historical Use) | 5000 | Bare Steel | 1984-01-01 | 1998-11-19 | Galvanized Steel | Suction (American)
PENSKE TRUCK LEASING | EMPIRE EXPRESSWAY | SWAINSBORO | Emanuel | 9053002 | 2 |  |  | TRUE |  | TRUE | Removed from Ground | Used Oil | 1000 | Bare Steel | 1979-01-01 | 1997-09-01 | Galvanized Steel | Gravity Fed
EDS TRUCK STOP | 3097 US Hwy 1 | Twin City | Emanuel | 530033 | 4 |  |  | FALSE | 2014-08-05 | FALSE | Temporarily out of use | Diesel | 8000 | Steel-Impressed Current | 1976-05-02 |  | Steel (Impressed Current) | Suction (American)
TERWILLIGR'S AUTO SERVICE INC | 401 SOUTH MAIN ST | SWAINSBORO | Emanuel | 530004 | 3 | [5 empty] | Removed from Ground | Gas (Historical Use) | 1000 | Bare Steel | 1961-03-02 | 1987-01-01 | Galvanized Steel
A&D MART LLC | 504 E MAIN ST | SWAINSBORO | Emanuel | 9053006 | 1 | Flapper Valve | 2010-08-04 | FALSE | 2010-08-04 | FALSE | Currently in Use | Regular | 6000 | Steel-Impressed Current | 1974-01-01 |  | Steel (Impressed Current) | Safe Suction (Euro)
EMANUEL CO/ROAD MAINT DEPT | GA HWY 57 | SWAINSBORO | Emanuel | 9053012 | 3 | [5 empty] | Removed from Ground | Gas (Historical Use) | 500 | Bare Steel | 1985-01-01 | 1985-01-01 | Galvanized Steel | Suction (American)
CONTINENTAL FOREST INVST INC | US HWY 1 (BLUNDALE) | SWAINSBORO | Emanuel | 530103 | 4 | [5 empty] | Removed from Ground | Diesel | 1000 | Bare Steel | 1972-01-05 | 1986-09-01 | Galvanized Steel
ROWLAND SERVICE STATION | 405 S MAIN ST | SWAINSBORO | Emanuel | 530097 | 4 |  | 1998-03-05 |  | 1998-03-05 |  | Temporarily out of use | Diesel | 2000 | Cathodically Protected Steel | 1989-12-08 |  | Cathodically Protected | Pressurized
JOES AMOCO | 327 SOUTH MAIN ST | SWAINSBORO | Emanuel | 530047 | 2 | [5 empty] | Removed from Ground | Gas (Historical Use) | 6000 | Bare Steel | 1976-05-08 | 1996-05-01 | Galvanized Steel | Pressurized
JOES AMOCO | 327 SOUTH MAIN ST | SWAINSBORO | Emanuel | 530047 | 8 |  |  | TRUE |  | TRUE | Closed in Ground | Used Oil | 550 | Bare Steel | 1968-01-01 | 1998-11-25 | Bare Steel
EDS TRUCK STOP | 3097 US Hwy 1 | Twin City | Emanuel | 530033 | 2 |  |  | FALSE | 2014-08-05 | FALSE | Temporarily out of use | Gas (Historical Use) | 6000 | Steel-Impressed Current | 1976-05-02 |  | Steel (Impressed Current) | Suction (American)
WARE'S RESTAURANT | N MAIN ST | SWAINSBORO | Emanuel | 7053002 | 1 | [5 empty] | Removed from Ground | Gas (Historical Use) | 500 | Not Marked/Unknown | 1993-03-19 | 1993-03-19 | Not Marked
VACANT LOT | WEST SIDE US 1, 90 FT NOTRH OF CR 450 | SWAINSBORO | Emanuel | 10000697 | 1 |  |  | FALSE |  | FALSE | Removed from Ground | Not Marked/Tank Removed | 1000 | Unknown | 2004-06-30 | 2004-06-30
EMANUEL COUNTY AIRPORT | KITE RD | SWAINSBORO | Emanuel | 530100 | 2 |  | 1997-10-01 |  | 1997-10-01 |  | Removed from Ground | Gas (Historical Use) | 3000 | Steel-Impressed Current | 1980-01-01 | 2004-08-25 | Galvanized Steel | Suction (American)
HALL'S #2 | 227 W MAIN | SWAINSBORO | Emanuel | 9053018 | 2000 | Flapper Valve | 1995-01-01 | FALSE | 1995-01-01 | FALSE | Currently in Use | Diesel | 2000 | Galvanic (STIP-3)/Sacrificial Anodes | 1993-07-01 |  | Fiberglass Reinforced Plastic | Safe Suction (Euro)
KWIK SHOP | 351 EAST MAIN ST | SWAINSBORO | Emanuel | 530026 | 1 | Flapper Valve | 1990-06-01 | FALSE | 1990-06-01 | FALSE | Currently in Use | Regular | 5000 | Steel-Impressed Current | 1971-05-04 |  | Steel (Impressed Current) | Pressurized
EMANUEL COUNTY BUS SHOP | 343 FAIRGROUND RD | SWAINSBORO | Emanuel | 530035 | 2 | [5 empty] | Removed from Ground | Diesel | 2000 | Bare Steel | 1976-05-02 | 1899-12-31 | Galvanized Steel | Suction (American)
CHAMPION INTERNATIONAL CORP | GA HWY 297 | SWAINSBORO | Emanuel | 530023 | 1 | [5 empty] | Removed from Ground | Gas (Historical Use) | 2000 | Bare Steel | 1971-05-04 | 1990-02-20 | Galvanized Steel
SWEAT'S NORTH MAIN SHELL | 605 N MAIN ST | SWAINSBORO | Emanuel | 7053001 | 2 | [5 empty] | Removed from Ground | Other | 1000 | Bare Steel | 1993-10-22 | 1993-10-22 | Galvanized Steel
WARE'S RESTAURANT | N MAIN ST | SWAINSBORO | Emanuel | 7053002 | 2 | [5 empty] | Removed from Ground | Gas (Historical Use) | 500 | Not Marked/Unknown | 1993-03-19 | 1993-03-19 | Not Marked
SWAINSBORO FORD LINCOLN-MERCURY | 140 KITE RD | SWAINSBORO | Emanuel | 9000321 | 2 | [5 empty] | Permanently Out of Use - historical purposes | Gas (Historical Use) | 1000 | Bare Steel | 1985-01-01 | 1899-12-31 | Unknown
ENK530 | 609 S. Main St | SWAINSBORO | Emanuel | 9000185 | 4 |  | 1987-12-22 | FALSE | 1987-12-22 | FALSE | Closed in Ground | Diesel | 6000 |  | 1987-12-22 | 2017-10-10 | Fiberglass Reinforced Plastic | Pressurized
ENK530 | 609 S. Main St | SWAINSBORO | Emanuel | 9000185 | 5 |  | 1987-12-22 | FALSE | 1987-12-22 | FALSE | Closed in Ground | Diesel | 6000 |  | 1987-12-22 | 2017-10-10 | Fiberglass Reinforced Plastic | Pressurized
GA DOT #10266 SWAINSBORO ENG OFF | 673 KITE RD | SWAINSBORO | Emanuel | 530011 | 10266-1 | [5 empty] | Removed from Ground | Gas (Historical Use) | 540 | Bare Steel | 1975-05-02 | 1991-04-10 | Unknown
J & M FOOD MART | 202 EAST MAIN ST | SWAINSBORO | Emanuel | 530008 | 4 |  | 1998-12-01 | FALSE | 1998-12-01 | FALSE | Currently in Use | Regular | 8000 | Steel-Impressed Current | 1984-03-17 |  | Steel (Impressed Current) | Pressurized
J & M FOOD MART | 202 EAST MAIN ST | SWAINSBORO | Emanuel | 530008 | 5 |  | 1998-12-01 | FALSE | 1998-12-01 | FALSE | Temporarily out of use | Kerosene | 8000 | Steel-Impressed Current | 1984-03-17 |  |  | Pressurized
ENK530 | 609 S. Main St | SWAINSBORO | Emanuel | 9000185 | NL1 | [5 empty] | Removed from Ground | Gas (Historical Use) | 6000 | Bare Steel | 1968-05-11 | 1987-10-01 | Galvanized Steel
MURPHY USA #7205 | 414 S MAIN ST | SWAINSBORO | Emanuel | 10000851 | 2B | Flapper Valve | 2005-02-25 | FALSE | 2005-02-25 | FALSE | Currently in Use | Premium | 8000 | Fiberglass Double Walled | 2005-02-14 |  | Double-Walled Flex | Pressurized
Discount Corner | 113 S Central St. | Swainsboro | Emanuel | 9053007 | 2 |  | 2011-10-17 | FALSE | 2010-08-10 | FALSE | Removed from Ground | Premium | 10000 | Steel-Impressed Current | 1974-01-01 | 2018-12-06 | Steel (Impressed Current) | Suction (American)
CRAFT'S COUNTRY CORNER | 1604 HWY #1 N | SWAINSBORO | Emanuel | 9053233 | PLUS | [5 empty] | Removed from Ground | Gas (Historical Use) | 1000 | Bare Steel | 1999-03-31 | 1999-03-31 | Galvanized Steel | Suction (American)
D & I FOOD STORE | 322 N MAIN | SWAINSBORO | Emanuel | 9053004 | 3 | Flapper Valve | 1997-08-01 | FALSE | 1997-08-01 | FALSE | Currently in Use | Regular | 10000 | Steel-Impressed Current | 1974-01-01 |  | Steel (Impressed Current) | Safe Suction (Euro)
EMANUEL COUNTY AIRPORT | KITE RD | SWAINSBORO | Emanuel | 530100 | 3 | [5 empty] | Removed from Ground | Empty | 1000 | Not Marked/Unknown | 1997-10-01 | 1997-10-01 | Not Marked
DIXIE #302 (OLD) | NORTH MAIN ST | SWAINSBORO | Emanuel | 530101 | 2 | [5 empty] | Removed from Ground | Gas (Historical Use) | 4000 | Bare Steel | 1977-05-15 | 1987-12-01 | Galvanized Steel
YOUMANS SVC STA/CHEVRON | 233 WEST MAIN ST | SWAINSBORO | Emanuel | 530111 | 1 | [5 empty] | Removed from Ground | Gas (Historical Use) | 560 | Bare Steel | 1968-05-12 | 1994-07-01 | Galvanized Steel | Suction (American)
ENK762 | 102 Neal St | SWAINSBORO | Emanuel | 530052 | 2 |  | 1995-12-01 | FALSE | 1995-12-01 | FALSE | Temporarily out of use | Gas (Historical Use) | 8000 | Steel-Impressed Current | 1978-05-07 |  | Fiberglass Reinforced Plastic | Pressurized
KWIK SHOP | 351 EAST MAIN ST | SWAINSBORO | Emanuel | 530026 | 2 | Flapper Valve | 1990-06-01 | FALSE | 1990-06-01 | FALSE | Currently in Use | Regular | 5000 | Steel-Impressed Current | 1971-05-04 |  | Steel (Impressed Current) | Pressurized
EMANUEL COUNTY HOSPITAL | 117 KITE RD | SWAINSBORO | Emanuel | 530037 | 1 | [5 empty] | Removed from Ground | Gas (Historical Use) | 500 | Bare Steel | 1972-04-05 | 1998-01-01 | Unknown
SWAINSBORO | PO BOX 832 | SWAINSBORO | Emanuel | 530014 | 1 | [5 empty] | Removed from Ground | Gas (Historical Use) | 550 | Composite | 1980-04-11 | 1988-02-01 | Unknown
J & M FOOD MART | 202 EAST MAIN ST | SWAINSBORO | Emanuel | 530008 | 2 |  | 1998-12-01 | FALSE | 1998-12-01 | FALSE | Closed in Ground |  | 10000 | Steel-Impressed Current | 1972-03-20 | 2019-01-11 |  | Pressurized
ENK530 | 609 S. Main St | SWAINSBORO | Emanuel | 9000185 | D1 | [5 empty] | Removed from Ground | Diesel | 2000 | Bare Steel | 1968-05-11 | 1987-10-01 | Galvanized Steel
DIAMOND OIL #2010 | 208 N MAIN ST | SWAINSBORO | Emanuel | 530056 | 5A | Flapper Valve | 2018-05-30 | FALSE | 2018-05-30 | FALSE | Currently in Use | Regular | 10000 | Composite Double Walled | 2018-05-16 |  | Fiberglass Reinforced Plastic | Pressurized
SWAINSBORO | PO BOX 832 | SWAINSBORO | Emanuel | 530014 | 4 | [5 empty] | Removed from Ground | Empty | 560 | Composite | 1980-04-11 | 1988-02-01 | Unknown
GA POWER/SWAINSBORO OPER HQ | 871 HWY 1 NORTH | SWAINSBORO | Emanuel | 9000219 | 33G2 | [5 empty] | Removed from Ground | Gas (Historical Use) | 6000 | Fiberglass | 1981-05-08 | 1989-05-01 | Unknown
SWAINSBORO FORD LINCOLN-MERCURY | 140 KITE RD | SWAINSBORO | Emanuel | 9000321 | 3 | [5 empty] | Permanently Out of Use - historical purposes | Gas (Historical Use) | 1000 | Bare Steel | 1985-01-01 | 1899-12-31 | Unknown
WESTSIDE ONE STOP | 1180 HWY 80 WEST | SWAINSBORO | Emanuel | 10000654 | 1 | Flapper Valve | 2016-10-01 | FALSE | 2012-10-25 | FALSE | Currently in Use | Regular | 8000 | Galvanic (STIP-3) | 2004-10-25 |  | Steel/Sacrificial Anodes | Suction (American)
ROBERT E YEOMANS ( FORMERLY) | US 1 @ CR 450 | SWAINSBORO | Emanuel | 10000696 | 2 |  |  | FALSE |  | FALSE | Removed from Ground | Not Marked/Tank Removed | 500 | Unknown | 2004-06-30 | 2004-06-30
VACANT LOT | WEST SIDE US 1, 90 FT NOTRH OF CR 450 | SWAINSBORO | Emanuel | 10000697 | 2 |  |  | FALSE |  | FALSE | Removed from Ground | Not Marked/Tank Removed | 500 | Unknown | 2004-06-30 | 2004-06-30
YOUMANS SVC STA/CHEVRON | 233 WEST MAIN ST | SWAINSBORO | Emanuel | 530111 | 4 | [5 empty] | Removed from Ground | Gas (Historical Use) | 560 | Bare Steel | 1968-05-12 | 1994-07-01 | Galvanized Steel | Suction (American)
LUTHER QUICK | GA HWY 4 | SWAINSBORO | Emanuel | 530104 | 2 | [5 empty] | Closed in Ground | Empty | 1000 | Bare Steel | 1974-05-11 | 1990-05-01 | Galvanized Steel
DIAMOND OIL #2010 | 208 N MAIN ST | SWAINSBORO | Emanuel | 530056 | 3 |  | 1998-09-01 | FALSE | 1998-07-01 | FALSE | Removed from Ground | Gas (Historical Use) | 6000 |  | 1989-07-01 | 2018-05-16 |  | Pressurized
JOES AMOCO | 327 SOUTH MAIN ST | SWAINSBORO | Emanuel | 530047 | 7 | [5 empty] | Closed in Ground | Diesel | 3000 | Bare Steel | 1976-05-08 | 1899-12-31 | Galvanized Steel
JOES AMOCO | 327 SOUTH MAIN ST | SWAINSBORO | Emanuel | 530047 | 1 | [5 empty] | Removed from Ground | Gas (Historical Use) | 6000 | Bare Steel | 1976-05-08 | 1996-05-01 | Galvanized Steel | Pressurized
FORDVILLE STATION | KITE RD | SWAINSBORO | Emanuel | 530049 | 1 | [5 empty] | Removed from Ground | Gas (Historical Use) | 1000 | Cathodically Protected Steel | 1985-05-05 | 1989-09-01 | Galvanized Steel
UPS SWAINSBORO (UST) | 152 E MEADOWLAKE PKWY | SWAINSBORO | Emanuel | 530048 | 3 | Flapper Valve | 1995-01-30 | FALSE | 1995-01-30 | FALSE | Currently in Use | Regular | 10000 | Fiberglass Double Walled | 1990-01-01 |  | Fiberglass Reinforced Plastic | Pressurized
UPS SWAINSBORO (UST) | 152 E MEADOWLAKE PKWY | SWAINSBORO | Emanuel | 530048 | 3 | Flapper Valve | 1995-01-30 | FALSE | 1995-01-30 | FALSE | Currently in Use | Regular | 10000 | Fiberglass Double Walled | 1990-01-01 |  | Fiberglass Reinforced Plastic | Pressurized
EMANUEL COUNTY AIRPORT | KITE RD | SWAINSBORO | Emanuel | 530100 | 1 |  | 1997-10-01 |  | 1997-10-01 |  | Removed from Ground | Gas (Historical Use) | 10000 | Galvanic (STIP-3) | 1986-01-01 | 2004-08-25 | Galvanized Steel | Suction (American)
YOUMANS SVC STA/CHEVRON | 233 WEST MAIN ST | SWAINSBORO | Emanuel | 530111 | 2 | [5 empty] | Removed from Ground | Gas (Historical Use) | 560 | Bare Steel | 1968-05-12 | 1994-07-01 | Galvanized Steel | Suction (American)
FORDVILLE STATION | KITE RD | SWAINSBORO | Emanuel | 530049 | 3 | [5 empty] | Removed from Ground | Gas (Historical Use) | 1000 | Bare Steel | 1971-05-09 | 1989-09-01 | Galvanized Steel
ENK762 | 102 Neal St | SWAINSBORO | Emanuel | 530052 | 1 |  | 1995-12-01 | FALSE | 1995-12-01 | FALSE | Temporarily out of use | Gas (Historical Use) | 8000 | Steel-Impressed Current | 1978-05-07 |  | Fiberglass Reinforced Plastic | Pressurized
SWAINSBORO | PO BOX 832 | SWAINSBORO | Emanuel | 530014 | 2 | [5 empty] | Removed from Ground | Diesel | 550 | Composite | 1980-04-11 | 1988-02-01 | Unknown
J & M FOOD MART | 202 EAST MAIN ST | SWAINSBORO | Emanuel | 530008 | 3 |  | 1998-12-01 | FALSE | 1998-12-01 | FALSE | Closed in Ground |  | 10000 | Steel-Impressed Current | 1972-03-20 | 2019-01-11 |  | Pressurized
PHIL RICH FOODS INC | LAMBS BRIDGE RD | SWAINSBORO | Emanuel | 530009 | 1 | [5 empty] | Removed from Ground | Gas (Historical Use) | 1 | Bare Steel | 1978-04-20 | 1991-01-01 | Galvanized Steel
IRA THOMAS PROPERTY | 1115 HWY 1 | SWAINSBORO | Emanuel | 10000629 | 2 |  |  | FALSE |  | FALSE | Removed from Ground | Gas (Historical Use) | 1000 | Unknown | 2000-05-24 | 2000-05-24
UPS SWAINSBORO (UST) | 152 E MEADOWLAKE PKWY | SWAINSBORO | Emanuel | 530048 | 2 |  |  | TRUE |  | TRUE | Removed from Ground | Used Oil | 500 | Fiberglass Double Walled | 1970-05-09 | 1990-01-01 | Unknown
UPS SWAINSBORO (UST) | 152 E MEADOWLAKE PKWY | SWAINSBORO | Emanuel | 530048 | 2 |  |  | TRUE |  | TRUE | Removed from Ground | Used Oil | 500 | Fiberglass Double Walled | 1970-05-09 | 1990-01-01 | Unknown
UPS SWAINSBORO (UST) | 152 E MEADOWLAKE PKWY | SWAINSBORO | Emanuel | 530048 | 2 |  |  | TRUE |  | TRUE | Removed from Ground | Used Oil | 500 | Fiberglass Double Walled | 1970-05-09 | 1990-01-01 | Unknown
ENK762 | 102 Neal St | SWAINSBORO | Emanuel | 530052 | 3 |  | 1995-12-01 | FALSE | 1995-12-01 | FALSE | Temporarily out of use | Gas (Historical Use) | 6000 | Steel-Impressed Current | 1978-05-07 |  | Fiberglass Reinforced Plastic | Pressurized
AUGUSTA COCA-COLA BTLG CO/SWAINS | 436 NORTH MAIN ST | SWAINSBORO | Emanuel | 530041 | 2 | [5 empty] | Removed from Ground | Diesel | 1000 | Bare Steel | 1956-05-12 | 1990-02-15 | Galvanized Steel
PHIL RICH FOODS INC | LAMBS BRIDGE RD | SWAINSBORO | Emanuel | 530009 | 2 | [5 empty] | Removed from Ground | Gas (Historical Use) | 1 | Bare Steel | 1978-04-20 | 1991-01-01 | Galvanized Steel
CHAMPION INTERNATIONAL CORP | GA HWY 297 | SWAINSBORO | Emanuel | 530023 | 4 | [5 empty] | Removed from Ground | Diesel | 1000 | Bare Steel | 1983-05-01 | 1990-02-20 | Galvanized Steel
ENK530 | 609 S. Main St | SWAINSBORO | Emanuel | 9000185 | R1 | [5 empty] | Removed from Ground | Gas (Historical Use) | 6000 | Bare Steel | 1968-05-11 | 1987-10-01 | Galvanized Steel
ENK530 | 609 S. Main St | SWAINSBORO | Emanuel | 9000185 | NL2 | [5 empty] | Removed from Ground | Gas (Historical Use) | 10000 | Bare Steel | 1975-05-10 | 1987-10-01 | Galvanized Steel
ROBERT E YEOMANS ( FORMERLY) | US 1 @ CR 450 | SWAINSBORO | Emanuel | 10000696 | 1 |  |  | FALSE |  | FALSE | Removed from Ground | Not Marked/Tank Removed | 1000 | Unknown | 2004-06-30 | 2004-06-30
ALTAMAHA EMC | 730 US HWY 1 SOUTH | SWAINSBORO | Emanuel | 530001 | 1 |  |  | FALSE |  | FALSE | Removed from Ground | Gas (Historical Use) | 2000 | Bare Steel | 1986-02-27 | 1996-05-01 | Galvanized Steel
SUBHAM LLC | 350 E MAIN ST ( HWY 80 & US 1 | SWAINSBORO | Emanuel | 9053009 | 1 | Flapper Valve | 1988-07-15 | FALSE | 1988-07-15 | FALSE | Currently in Use | Diesel | 8000 | Galvanic (STIP-3) | 1988-07-15 |  | Galvanized Steel | Pressurized
KELLER INDUSTRIES INC | MAGIC MALL INDUSTRIAL PARK | SWAINSBORO | Emanuel | 9053010 | 1 | [5 empty] | Removed from Ground | Gas (Historical Use) | 7500 | Bare Steel | 1976-01-01 | 1991-09-01 | Bare Steel
JOES AMOCO | 327 SOUTH MAIN ST | SWAINSBORO | Emanuel | 530047 | 6 | [5 empty] | Closed in Ground | Gas (Historical Use) | 560 | Bare Steel | 1966-05-11 | 1899-12-31 | Galvanized Steel
CHAMPION INTERNATIONAL CORP | GA HWY 297 | SWAINSBORO | Emanuel | 530023 | 3 | [5 empty] | Removed from Ground | Diesel | 4000 | Bare Steel | 1983-05-01 | 1990-02-20 | Galvanized Steel
BOB YOUMANS | RT 4 | SWAINSBORO | Emanuel | 530024 | 1 | [5 empty] | Removed from Ground | Gas (Historical Use) | 4000 | Bare Steel | 1981-05-01 | 2004-06-30 | Galvanized Steel | Suction (American)
B'S DINER | 435 N MAIN ST | SWAINSBORO | Emanuel | 7053003 | 2 | [5 empty] | Removed from Ground | Gas (Historical Use) | 1000 | Not Marked/Unknown | 1995-08-08 | 1995-08-08 | Not Marked