ENK530 | 609 S. Main St | SWAINSBORO | Emanuel | 9000185 | 2 |  | 1987-12-22 | FALSE | 1987-12-22 | FALSE | Closed in Ground | Gas (Historical Use) | 12000 |  | 1987-12-22 | 2017-10-10 | Fiberglass Reinforced Plastic | Pressurized
HOOKS GROCERY | 8634 HWY 297 | SWAINSBORO | Emanuel | 530022 | 2 | Flapper Valve | 1998-11-01 | FALSE | 1998-11-01 | FALSE | Currently in Use | E-10 | 6000 | Steel-Impressed Current | 1971-05-04 |  | Steel (Impressed Current) | Safe Suction (Euro)
SWAINSBORO FORD LINCOLN-MERCURY | 140 KITE RD | SWAINSBORO | Emanuel | 9000321 | 5 | [5 empty] | Permanently Out of Use - historical purposes | Gas (Historical Use) | 500 | Marked Unknown |  | 1899-12-31 | Unknown
SWAINSBORO FORD LINCOLN-MERCURY | 140 KITE RD | SWAINSBORO | Emanuel | 9000321 | 4 | [5 empty] | Permanently Out of Use - historical purposes | Diesel | 500 | Marked Unknown |  | 1899-12-31 | Unknown
ENK530 | 609 S. Main St | SWAINSBORO | Emanuel | 9000185 | R2 | [5 empty] | Removed from Ground | Gas (Historical Use) | 10000 | Bare Steel | 1975-05-10 | 1987-10-01 | Galvanized Steel
EAST GA COLLEGE | 131 COLLEGE CIR/346 KITE ROAD | SWAINSBORO | Emanuel | 530002 | 3 |  |  | FALSE |  | FALSE | Removed from Ground | Used Oil | 5000 | Unknown | 2008-07-14 | 2008-07-14 | Unknown
GAY'S SVC STA | 302 NORTH MAIN ST | SWAINSBORO | Emanuel | 530007 | 1 | [5 empty] | Removed from Ground | Gas (Historical Use) | 1060 | Bare Steel | 1971-03-14 | 1996-12-01 | Galvanized Steel | Suction (American)
GAY'S SVC STA | 302 NORTH MAIN ST | SWAINSBORO | Emanuel | 530007 | 4 | [5 empty] | Removed from Ground | Diesel | 500 | Bare Steel | 1971-03-14 | 1996-12-01 | Unknown
A&D MART LLC | 504 E MAIN ST | SWAINSBORO | Emanuel | 9053006 | 3 | Flapper Valve | 2010-08-04 | FALSE | 2010-08-04 | FALSE | Currently in Use | Regular | 10000 | Steel-Impressed Current | 1974-01-01 |  | Steel (Impressed Current) | Safe Suction (Euro)
MOTOR MATE | 512 N MAIN ST | SWAINSBORO | Emanuel | 530105 | 3 |  | 1997-07-02 | FALSE | 1997-07-02 | FALSE | Removed from Ground | Premium | 3000 | Steel-Impressed Current | 1969-05-12 | 2020-11-05 | Steel (Impressed Current)
GA DOT #10209 EMANUEL CO MAINT H | GA HWY 57/RT 3 BOX 182 | SWAINSBORO | Emanuel | 530099 | 209D1 | [5 empty] | Removed from Ground | Diesel | 2000 | Cathodically Protected Steel | 1987-01-01 | 2000-05-23 | Galvanized Steel
AUGUSTA COCA-COLA BTLG CO/SWAINS | 436 NORTH MAIN ST | SWAINSBORO | Emanuel | 530041 | 3 | [5 empty] | Removed from Ground | Diesel | 8000 | Bare Steel | 1956-05-12 | 1990-02-15 | Galvanized Steel
ENK530 | 609 S. Main St | SWAINSBORO | Emanuel | 9000185 | P1 | [5 empty] | Removed from Ground | Gas (Historical Use) | 6000 | Bare Steel | 1968-05-11 | 1987-10-01 | Galvanized Steel
IRA THOMAS PROPERTY | 1115 HWY 1 | SWAINSBORO | Emanuel | 10000629 | 1 |  |  | FALSE |  | FALSE | Removed from Ground | Gas (Historical Use) | 1000 | Unknown | 2000-05-24 | 2000-05-24
UPS SWAINSBORO (UST) | 152 E MEADOWLAKE PKWY | SWAINSBORO | Emanuel | 530048 | 3 | Flapper Valve | 1995-01-30 | FALSE | 1995-01-30 | FALSE | Currently in Use | Regular | 10000 | Fiberglass Double Walled | 1990-01-01 |  | Fiberglass Reinforced Plastic | Pressurized
EMANUEL COUNTY HOSPITAL | 117 KITE RD | SWAINSBORO | Emanuel | 530037 | 2 | [5 empty] | Removed from Ground | Diesel | 1000 | Bare Steel | 1983-04-03 | 1998-01-01 | Unknown
GA FC-EMANUAL CO UNIT | GLYNWOOD RD | SWAINSBORO | Emanuel | 530010 | 1 | [5 empty] | Closed in Ground | Diesel | 2000 | Cathodically Protected Steel | 1986-04-22 | 1990-11-01 | Galvanized Steel
J & M FOOD MART | 202 EAST MAIN ST | SWAINSBORO | Emanuel | 530008 | 1 |  | 1998-12-01 | FALSE | 1998-12-01 | FALSE | Closed in Ground |  | 10000 | Steel-Impressed Current | 1972-03-20 | 2019-01-11 |  | Pressurized
BOB YOUMANS | RT 4 | SWAINSBORO | Emanuel | 530024 | 2 |  |  | FALSE |  | FALSE | Removed from Ground | Not Marked/Tank Removed | 500 | Unknown | 2004-06-30 | 2004-06-30
ENK530 | 609 S. Main St | SWAINSBORO | Emanuel | 9000185 | 3 |  | 1987-12-22 | FALSE | 1987-12-22 | FALSE | Closed in Ground | Gas (Historical Use) | 12000 |  | 1987-12-22 | 2017-10-10 | Fiberglass Reinforced Plastic | Pressurized
WESTSIDE ONE STOP | 1180 HWY 80 WEST | SWAINSBORO | Emanuel | 10000654 | 3 | Flapper Valve | 2016-10-01 | FALSE | 2012-10-25 | FALSE | Currently in Use | Diesel | 3000 | Galvanic (STIP-3) | 2004-10-25 |  | Steel/Sacrificial Anodes | Suction (American)
Discount Corner | 113 S Central St. | Swainsboro | Emanuel | 9053007 | 1 | Flapper Valve | 2011-10-17 | FALSE | 2010-08-10 | FALSE | Removed from Ground | Regular | 10000 | Steel-Impressed Current | 1974-01-01 | 2018-12-06 | Steel (Impressed Current) | Suction (American)
HALL'S #2 | 227 W MAIN | SWAINSBORO | Emanuel | 9053018 | 4000 |  | 1993-07-20 |  | 1993-07-20 |  | Temporarily out of use | Gas (Historical Use) | 4000 | Cathodically Protected Steel | 1993-07-01 |  | Fiberglass Reinforced Plastic | Pressurized
JOES AMOCO | 327 SOUTH MAIN ST | SWAINSBORO | Emanuel | 530047 | 3 | [5 empty] | Removed from Ground | Gas (Historical Use) | 560 | Bare Steel | 1966-05-11 | 1996-05-01 | Galvanized Steel | Suction (American)
EDS TRUCK STOP | 3097 US Hwy 1 | Twin City | Emanuel | 530033 | 1 |  |  | FALSE | 2014-08-05 | FALSE | Temporarily out of use | Gas (Historical Use) | 8000 | Steel-Impressed Current | 1976-05-02 |  | Steel (Impressed Current) | Suction (American)
CHAMPION INTERNATIONAL CORP | GA HWY 297 | SWAINSBORO | Emanuel | 530023 | 2 | [5 empty] | Permanently Out of Use - historical purposes | Diesel | 2000 | Bare Steel | 1971-05-04 | 1899-12-31 | Galvanized Steel
B'S DINER | 435 N MAIN ST | SWAINSBORO | Emanuel | 7053003 | 1 | [5 empty] | Removed from Ground | Gas (Historical Use) | 1000 | Not Marked/Unknown | 1995-08-08 | 1995-08-08 | Not Marked
WESTSIDE ONE STOP | 1180 HWY 80 WEST | SWAINSBORO | Emanuel | 10000654 | 2 | Flapper Valve | 2016-01-01 | FALSE | 2012-10-25 | FALSE | Currently in Use | E-10 | 3000 | Galvanic (STIP-3) | 2004-10-25 |  | Steel/Sacrificial Anodes | Suction (American)
MURPHY USA #7205 | 414 S MAIN ST | SWAINSBORO | Emanuel | 10000851 | 2A | Flapper Valve | 2005-02-25 | FALSE | 2005-02-25 | FALSE | Currently in Use | Diesel | 12000 | Fiberglass Double Walled | 2005-02-14 |  | Double-Walled Flex | Pressurized
OLD CAPITOL MOTORS | 425 S MAIN STREET | SWAINSBORO | Emanuel | 10002225 | 5 |  |  | FALSE |  | FALSE | Removed from Ground |  | 550 | Bare Steel | 2013-05-10 | 2013-05-10 | Bare Steel
OLD CAPITOL MOTORS | 425 S MAIN STREET | SWAINSBORO | Emanuel | 10002225 | 4 |  |  | FALSE |  | FALSE | Removed from Ground | Gas (Historical Use) | 3000 | Bare Steel | 2013-05-10 | 2013-05-10 | Bare Steel
B&S SERVICE STATION | 407 N 2ND ST | STILLMORE | Emanuel | 530093 | 4 | Flapper Valve |  | FALSE |  | FALSE | Currently in Use | Regular | 2000 | Galvanic (STIP-3) | 1998-07-31 |  |  | Safe Suction (Euro)
OLD CAPITOL MOTORS | 425 S MAIN STREET | SWAINSBORO | Emanuel | 10002225 | 2 |  |  | FALSE |  | FALSE | Removed from Ground | Gas (Historical Use) | 3000 | Bare Steel | 2013-05-10 | 2013-05-10 | Bare Steel
OLD CAPITOL MOTORS | 425 S MAIN STREET | SWAINSBORO | Emanuel | 10002225 | 3 |  |  | FALSE |  | FALSE | Removed from Ground | Gas (Historical Use) | 3000 | Bare Steel | 2013-05-10 | 2013-05-10 | Bare Steel
ON THE GO #27 INC | 411 N 2nd St | STILLMORE | Emanuel | 530015 | 1 |  | 1995-01-01 |  | 1995-01-01 |  | Closed in Ground | Gas (Historical Use) | 8000 | Steel-Impressed Current | 1974-01-01 | 2014-10-28 | Fiberglass Reinforced Plastic | Pressurized
STILLMORE SERVICE CENTER | GA HWY 57 | STILLMORE | Emanuel | 530025 | 2 | [5 empty] | Removed from Ground | Gas (Historical Use) | 1000 | Bare Steel | 1976-05-02 | 1999-04-01 | Galvanized Steel | Suction (American)
ON THE GO #27 INC | 411 N 2nd St | STILLMORE | Emanuel | 530015 | 3 |  | 1995-01-01 |  | 1995-01-01 |  | Closed in Ground | Gas (Historical Use) | 3000 | Steel-Impressed Current | 1974-01-01 | 2014-10-28 | Fiberglass Reinforced Plastic | Pressurized
B&S SERVICE STATION | 407 N 2ND ST | STILLMORE | Emanuel | 530093 | 5B | Flapper Valve |  | FALSE |  | FALSE | Currently in Use | Diesel | 1000 | Galvanic (STIP-3) | 1998-07-31 |  |  | Safe Suction (Euro)
CRIDER POULTRY | 1 PLANT AVE | STILLMORE | Emanuel | 9053254 | 1 | Ball Float | 2001-07-01 | FALSE | 2001-07-01 | FALSE | Currently in Use | Diesel On Road | 15000 | Composite | 2001-07-01 |  | Fiberglass Reinforced Plastic | Pressurized
B&S SERVICE STATION | 407 N 2ND ST | STILLMORE | Emanuel | 530093 | 1 |  | 2011-05-02 | FALSE | 2011-05-02 | FALSE | Temporarily out of use | Gas (Historical Use) | 0 | Bare Steel | 1998-07-31 |  | Galvanized Steel | Safe Suction (Euro)
OLD CAPITOL MOTORS | 425 S MAIN STREET | SWAINSBORO | Emanuel | 10002225 | 1 |  |  | FALSE |  | FALSE | Removed from Ground | Gas (Historical Use) | 3000 | Bare Steel | 2013-05-10 | 2013-05-10 | Bare Steel
STILLMORE SERVICE CENTER | GA HWY 57 | STILLMORE | Emanuel | 530025 | 3 | [5 empty] | Removed from Ground | Gas (Historical Use) | 1000 | Bare Steel | 1974-05-03 | 1999-04-01 | Galvanized Steel | Suction (American)
B&S SERVICE STATION | 407 N 2ND ST | STILLMORE | Emanuel | 530093 | 5A | Flapper Valve |  | FALSE |  | FALSE | Currently in Use | Regular | 1000 | Galvanic (STIP-3) | 1998-07-31 |  |  | Safe Suction (Euro)
GA POWER/SWAINSBORO OPER HQ | 871 HWY 1 NORTH | SWAINSBORO | Emanuel | 9000219 | 33D2 | [5 empty] | Closed in Ground | Diesel | 6000 | Fiberglass | 1981-05-08 | 1899-12-31 | Galvanized Steel
ENK530 | 609 S. Main St | SWAINSBORO | Emanuel | 9000185 | 1 |  | 1987-12-22 | FALSE | 1987-12-22 | FALSE | Closed in Ground | Gas (Historical Use) | 12000 |  | 1987-12-22 | 2017-10-10 | Fiberglass Reinforced Plastic | Pressurized
MURPHY USA #7205 | 414 S MAIN ST | SWAINSBORO | Emanuel | 10000851 | 1 | Flapper Valve | 2005-02-25 | FALSE | 2005-02-25 | FALSE | Currently in Use | Regular | 20000 | Fiberglass Double Walled | 2005-02-14 |  | Double-Walled Flex | Pressurized
OLD CAPITOL MOTORS | 425 S MAIN STREET | SWAINSBORO | Emanuel | 10002225 | 6 |  |  | FALSE |  | FALSE | Removed from Ground | Gas (Historical Use) | 550 | Bare Steel | 2013-05-10 | 2013-05-10 | Bare Steel
B&S SERVICE STATION | 407 N 2ND ST | STILLMORE | Emanuel | 530093 | 3 |  | 2011-05-02 | FALSE | 2011-05-02 | FALSE | Temporarily out of use | Diesel | 0 | Bare Steel | 1998-07-31 |  | Galvanized Steel | Suction (American)
PARITA PATEL | 3851 HARRINGTON ST | OAK PARK | Emanuel | 9140026 | 1A |  | 2001-04-01 | FALSE | 2001-04-01 | FALSE | Temporarily out of use | Regular | 8000 | Composite | 2001-04-01 |  | Fiberglass Reinforced Plastic | Pressurized
PARITA PATEL | 3851 HARRINGTON ST | OAK PARK | Emanuel | 9140026 | 1B |  | 2001-04-01 | FALSE | 2001-04-01 | FALSE | Temporarily out of use | Premium | 4000 | Composite | 2001-04-01 |  | Fiberglass Reinforced Plastic | Pressurized
ON THE GO #27 INC | 411 N 2nd St | STILLMORE | Emanuel | 530015 | 2 | Flapper Valve | 1995-01-01 | FALSE | 1995-01-01 | FALSE | Currently in Use | Regular | 6000 | Steel-Impressed Current | 1974-01-01 |  | Fiberglass Reinforced Plastic | Pressurized
CRIDER POULTRY | 1 PLANT AVE | STILLMORE | Emanuel | 9053254 | 3 | Ball Float | 2001-07-01 | FALSE | 2001-07-01 | FALSE | Currently in Use | Regular | 6000 | Composite | 2001-07-01 |  | Fiberglass Reinforced Plastic | Pressurized
S T FOOD MART | 2191 HWY 56 | MIDVILLE | Emanuel | 530021 | 1 | [5 empty] | Closed in Ground | Gas (Historical Use) | 2000 | Bare Steel | 1983-05-01 | 1998-06-22 | Galvanized Steel | Suction (American)
M J CANNADY | 1462 GRIFFIN FERRY RD | LYONS | Emanuel | 530059 | 2 | [5 empty] | Removed from Ground | Gas (Historical Use) | 1000 | Bare Steel | 1971-05-12 | 1990-01-01 | Galvanized Steel
J & W | 1866 GA HWY 23 | GARFIELD | Emanuel | 530029 | 3 | [5 empty] | Removed from Ground | Gas (Historical Use) | 2000 | Bare Steel | 1976-05-02 | 1998-10-26 | Galvanized Steel | Suction (American)
J & W | 1866 GA HWY 23 | GARFIELD | Emanuel | 530029 | 5A | Ball Float | 1997-11-05 | FALSE | 1997-11-05 | FALSE | Currently in Use | Regular | 8000 | Composite | 1997-11-05 |  | Fiberglass Reinforced Plastic | Pressurized
SUMMERTOWN SCHOOL | GA HWY 56 | SUMMERTOWN | Emanuel | 530076 | 1 | [5 empty] | Removed from Ground | Diesel | 500 | Bare Steel | 1980-01-01 | 2000-07-05 | Galvanized Steel | Suction (American)
MATT'S MART | 8478 HWY 297 | NUNEZ | Emanuel | 530051 | 3 | [5 empty] | Permanently Out Of Use | Gas (Historical Use) | 560 | Bare Steel | 1976-05-07 | 1980-01-01 | Galvanized Steel
WILIAMSON SERVICE STATION |  | OAK PARK | Emanuel | 9053245 | 2 | [5 empty] | Removed from Ground | Gas (Historical Use) | 6000 | Not Marked/Unknown | 1998-03-16 | 1998-03-16 | Not Marked
B&S SERVICE STATION | 407 N 2ND ST | STILLMORE | Emanuel | 530093 | 2 |  | 2011-05-02 | FALSE | 2011-05-02 | FALSE | Temporarily out of use | Gas (Historical Use) | 0 | Bare Steel | 1998-07-31 |  | Galvanized Steel | Safe Suction (Euro)
CRIDER POULTRY | 1 PLANT AVE | STILLMORE | Emanuel | 9053254 | 2 | Ball Float | 2001-07-01 | FALSE | 2001-07-01 | FALSE | Currently in Use | Diesel Off Road | 6000 | Composite | 2001-07-01 |  | Fiberglass Reinforced Plastic | Pressurized
S T FOOD MART | 2191 HWY 56 | MIDVILLE | Emanuel | 530021 | 2 | [5 empty] | Removed from Ground | Gas (Historical Use) | 1000 | Bare Steel | 1983-05-01 | 1998-06-22 | Galvanized Steel | Suction (American)
J & W | 1866 GA HWY 23 | GARFIELD | Emanuel | 530029 | 5B | Ball Float |  | FALSE |  | FALSE | Currently in Use | Premium | 2000 | Composite | 1997-11-05 |  | Fiberglass Reinforced Plastic | Pressurized
MELVINS STOP & SHOP | 1752 OLD SAVANNAH RD | MIDVILLE | Emanuel | 9053017 | 1 | Flapper Valve | 1998-05-26 | FALSE | 1998-05-26 | FALSE | Currently in Use | Regular | 2000 | Galvanic (STIP-3) | 1988-05-24 |  | Bare Steel | Suction (American)
BENNETT FARMS | 283 BROTHER BLVD | MIDVILLE | Emanuel | 9053242 | 2 | [5 empty] | Removed from Ground | Gas (Historical Use) | 4000 | Not Marked/Unknown | 1996-01-01 | 1996-01-01 | Not Marked
JET FOODS 89 | 102 S POPLAR ST | ADRIAN | Emanuel | 830022 | 5A |  | 2012-02-01 | FALSE | 2012-02-01 | FALSE | Currently in Use | Gas (Historical Use) | 12000 | Composite Double Walled | 2012-01-10 |  | Double-Walled Fiberglass | Pressurized
MATT'S MART | 8478 HWY 297 | NUNEZ | Emanuel | 530051 | 2 | [5 empty] | Removed from Ground | Gas (Historical Use) | 1000 | Bare Steel | 1976-05-07 | 1999-11-30 | Galvanized Steel
RED ROOF EXPRESS | 3129 US HIGHWAY 1 SOUTH | TWIN CITY | Emanuel | 9053252 | 2 | Ball Float | 2001-12-20 | FALSE | 2001-12-20 | FALSE | Currently in Use | Diesel | 6000 | Composite | 2001-01-25 |  | Double-Walled Fiberglass | Pressurized
MELVINS STOP & SHOP | 1752 OLD SAVANNAH RD | MIDVILLE | Emanuel | 9053017 | 2 | Flapper Valve | 1998-05-26 | FALSE | 1998-05-26 | FALSE | Temporarily out of use | Premium | 2000 | Galvanic (STIP-3) | 1988-05-24 |  | Bare Steel | Suction (American)
PATS COUNTRY STORE | 1669 GRIFFIN FERRY RD | LYONS | Emanuel | 10001976 | 1B | Flapper Valve | 2011-04-13 | FALSE | 2011-04-13 | FALSE | Currently in Use | Diesel | 4000 | Composite Double Walled | 2011-03-01 |  | Fiberglass Reinforced Plastic | Safe Suction (Euro)
CITY OF ADRIAN | HWY 80 WEST | ADRIAN | Emanuel | 9053015 | 1 | [5 empty] | Removed from Ground | Gas (Historical Use) | 1000 | Bare Steel | 1999-12-21 | 1999-12-21 | Galvanized Steel | Suction (American)
JET FOODS 89 | 102 S POPLAR ST | ADRIAN | Emanuel | 830022 | 3 |  | 1983-02-01 |  | 1983-02-01 |  | Removed from Ground | Gas (Historical Use) | 8000 | Steel-Impressed Current | 1983-05-09 | 2011-11-29 | Fiberglass Reinforced Plastic | Pressurized
HORTON GROCERY | 705 HWY 221 | NORRISTOWN | Emanuel | 530080 | 2 | [5 empty] | Temporarily out of use | Gas (Historical Use) | 500 | Bare Steel | 2005-02-10 |  | Galvanized Steel
J & W | 1866 GA HWY 23 | GARFIELD | Emanuel | 530029 | 4 | [5 empty] | Removed from Ground | Diesel | 1000 | Bare Steel | 1971-05-04 | 1998-10-26 | Galvanized Steel | Suction (American)
J & W | 1866 GA HWY 23 | GARFIELD | Emanuel | 530029 | 1 | [5 empty] | Removed from Ground | Gas (Historical Use) | 4000 | Epoxy | 1971-05-04 | 1998-10-26 | Fiberglass Reinforced Plastic | Pressurized
J & W | 1866 GA HWY 23 | GARFIELD | Emanuel | 530029 | 2 | [5 empty] | Removed from Ground | Gas (Historical Use) | 6000 | Bare Steel | 1971-05-04 | 1998-10-26 | Galvanized Steel | Gravity Fed
ADRIAN AMOCO | US HWY 80 EAST | ADRIAN | Emanuel | 530045 | 2 | [5 empty] | Removed from Ground | Gas (Historical Use) | 1060 | Bare Steel | 1978-05-08 | 1998-04-02 | Fiberglass Reinforced Plastic | Safe Suction (Euro)
MATT'S MART | 8478 HWY 297 | NUNEZ | Emanuel | 530051 | 1 | [5 empty] | Removed from Ground | Gas (Historical Use) | 1000 | Bare Steel | 1980-05-06 | 1999-11-30 | Galvanized Steel
HORTON GROCERY | 705 HWY 221 | NORRISTOWN | Emanuel | 530080 | 1 | [5 empty] | Temporarily out of use | Gas (Historical Use) | 250 | Bare Steel | 2005-02-09 |  | Galvanized Steel
STILLMORE SERVICE CENTER | GA HWY 57 | STILLMORE | Emanuel | 530025 | 4 | [5 empty] | Removed from Ground | Diesel | 2000 | Bare Steel | 1984-04-30 | 1999-04-01 | Galvanized Steel | Suction (American)
STILLMORE SERVICE CENTER | GA HWY 57 | STILLMORE | Emanuel | 530025 | 1 | [5 empty] | Removed from Ground | Gas (Historical Use) | 3000 | Bare Steel | 1981-05-01 | 1999-04-01 | Galvanized Steel | Suction (American)
ADRIAN AMOCO | US HWY 80 EAST | ADRIAN | Emanuel | 530045 | 1 | [5 empty] | Removed from Ground | Gas (Historical Use) | 1060 | Bare Steel | 1978-05-08 | 1998-04-02 | Fiberglass Reinforced Plastic | Safe Suction (Euro)
ADRIAN SCHOOL | US HWY 80 | ADRIAN | Emanuel | 530077 | 2 | [5 empty] | Removed from Ground | Gas (Historical Use) | 1000 | Bare Steel | 1995-05-31 | 1995-05-31 | Galvanized Steel
JET FOODS 89 | 102 S POPLAR ST | ADRIAN | Emanuel | 830022 | 4 |  | 1983-02-01 |  | 1983-02-01 |  | Removed from Ground | Diesel | 8000 | Steel-Impressed Current | 1983-05-09 | 2011-11-29 | Fiberglass Reinforced Plastic | Pressurized
Oak Park Food Mart | 3877 HARRINGTON STREET | OAK PARK | Emanuel | 9053248 | 1C | Flapper Valve | 1998-10-01 | FALSE | 1998-10-01 | FALSE | Currently in Use | Diesel | 2000 | Composite | 1998-10-01 |  | Galvanized Steel | Safe Suction (Euro)
BENNETT FARMS | 283 BROTHER BLVD | MIDVILLE | Emanuel | 9053242 | 1 | [5 empty] | Removed from Ground | Gas (Historical Use) | 4000 | Not Marked/Unknown | 1996-01-01 | 1996-01-01 | Not Marked
Oak Park Food Mart | 3877 HARRINGTON STREET | OAK PARK | Emanuel | 9053248 | 1A | Flapper Valve | 1998-10-01 | FALSE | 1998-10-01 | FALSE | Currently in Use | Regular | 6000 | Composite | 1998-10-01 |  | Galvanized Steel | Safe Suction (Euro)
M J CANNADY | 1462 GRIFFIN FERRY RD | LYONS | Emanuel | 530059 | 1 | [5 empty] | Removed from Ground | Gas (Historical Use) | 250 | Bare Steel | 1971-05-12 | 1990-01-01 | Galvanized Steel
J B BURCH OIL CO/BULK PLANT | US HWY 80 | ADRIAN | Emanuel | 9053011 | 1 | [5 empty] | Removed from Ground | Gas (Historical Use) | 1000 | Bare Steel | 1998-04-02 | 1998-04-02 | Galvanized Steel | Safe Suction (Euro)
ADRIAN SCHOOL | US HWY 80 | ADRIAN | Emanuel | 530077 | 1 | [5 empty] | Removed from Ground | Diesel | 1000 | Bare Steel | 1995-05-31 | 1995-05-31 | Galvanized Steel | Safe Suction (Euro)
JET FOODS 89 | 102 S POPLAR ST | ADRIAN | Emanuel | 830022 | 1 |  | 1983-05-01 |  | 1983-05-01 |  | Removed from Ground | Gas (Historical Use) | 8000 | Steel-Impressed Current | 1983-05-09 | 2011-11-29 | Fiberglass Reinforced Plastic | Pressurized
CITY OF ADRIAN | HWY 80 WEST | ADRIAN | Emanuel | 9053015 | 2 | [5 empty] | Removed from Ground | Gas (Historical Use) | 1000 | Bare Steel | 1999-12-21 | 1999-12-21 | Not Marked
STEPHANIES | US HWY 1 SOUTH | OAK PARK | Emanuel | 530072 | 1 |  |  | FALSE |  | FALSE | Removed from Ground | Gas (Historical Use) | 4000 | Bare Steel | 1961-05-12 | 2018-03-01 | Galvanized Steel | Safe Suction (Euro)
JET FOODS 89 | 102 S POPLAR ST | ADRIAN | Emanuel | 830022 | 2 |  | 1983-05-01 |  | 1983-05-01 |  | Removed from Ground | Gas (Historical Use) | 8000 | Steel-Impressed Current | 1983-05-09 | 2011-11-29 | Fiberglass Reinforced Plastic | Pressurized
STEPHANIES | US HWY 1 SOUTH | OAK PARK | Emanuel | 530072 | 2 |  |  | FALSE |  | FALSE | Removed from Ground | Gas (Historical Use) | 3000 | Bare Steel | 1961-05-12 | 2018-03-01 | Galvanized Steel | Safe Suction (Euro)
RED ROOF EXPRESS | 3129 US HIGHWAY 1 SOUTH | TWIN CITY | Emanuel | 9053252 | 1A | Ball Float | 2001-01-30 | FALSE | 2001-01-30 | FALSE | Currently in Use | Regular | 9000 | Composite | 2001-01-25 |  | Double-Walled Fiberglass | Pressurized
J & W | 1866 GA HWY 23 | GARFIELD | Emanuel | 530029 | 5C | Ball Float |  | FALSE |  | FALSE | Currently in Use | Diesel | 2000 | Composite | 1997-11-05 |  | Fiberglass Reinforced Plastic | Pressurized
JET FOODS 89 | 102 S POPLAR ST | ADRIAN | Emanuel | 830022 | 5C |  | 2012-02-01 | FALSE | 2012-02-01 | FALSE | Currently in Use | Diesel | 4000 | Composite Double Walled | 2012-01-10 |  | Double-Walled Fiberglass | Pressurized
Oak Park Food Mart | 3877 HARRINGTON STREET | OAK PARK | Emanuel | 9053248 | 1B | Flapper Valve | 1998-10-01 | FALSE | 1998-10-01 | FALSE | Currently in Use | E-0 | 2000 | Composite | 1998-10-01 |  | Galvanized Steel | Safe Suction (Euro)
PATS COUNTRY STORE | 1669 GRIFFIN FERRY RD | LYONS | Emanuel | 10001976 | 1A | Flapper Valve | 2011-04-13 | FALSE | 2011-04-13 | FALSE | Currently in Use | Regular | 4000 | Composite Double Walled | 2011-03-01 |  | Fiberglass Reinforced Plastic | Safe Suction (Euro)
JET FOODS 89 | 102 S POPLAR ST | ADRIAN | Emanuel | 830022 | 5B |  | 2012-02-01 | FALSE | 2012-02-01 | FALSE | Currently in Use | Gas (Historical Use) | 4000 | Composite Double Walled | 2012-01-10 |  | Double-Walled Fiberglass | Pressurized
OAK PARK FIRE DEPT & CITY HALL | US 1 N | OAK PARK | Emanuel | 3053005 | DUMMY | [5 empty] | Currently in Use | Other | 1 | Not Marked/Unknown |  |  | Not Marked
ADRIAN AMOCO | US HWY 80 EAST | ADRIAN | Emanuel | 530045 | 3 | [5 empty] | Removed from Ground | Gas (Historical Use) | 1060 | Bare Steel | 1978-05-08 | 1998-04-02 | Fiberglass Reinforced Plastic | Safe Suction (Euro)
J B BURCH OIL CO/BULK PLANT | US HWY 80 | ADRIAN | Emanuel | 9053011 | 2 | [5 empty] | Removed from Ground | Gas (Historical Use) | 1000 | Bare Steel | 1998-04-02 | 1998-04-02 | Galvanized Steel | Safe Suction (Euro)
STEPHANIES | US HWY 1 SOUTH | OAK PARK | Emanuel | 530072 | 4 | [5 empty] | Permanently Out Of Use | Gas (Historical Use) | 1000 | Bare Steel | 1961-05-12 | 1984-01-01 | Galvanized Steel
RED ROOF EXPRESS | 3129 US HIGHWAY 1 SOUTH | TWIN CITY | Emanuel | 9053252 | 1B | Ball Float | 2001-01-30 | FALSE | 2001-01-30 | FALSE | Currently in Use | Premium | 6000 | Composite | 2001-01-25 |  | Double-Walled Fiberglass | Pressurized
5 POINTS GROCERIES | 772 Hwy 86 E | Lyons | Emanuel | 9053240 | 1 | [5 empty] | Removed from Ground | Gas (Historical Use) | 0 | Not Marked/Unknown | 1976-05-08 | 1999-09-28 | Not Marked
STEPHANIES | US HWY 1 SOUTH | OAK PARK | Emanuel | 530072 | 3 |  |  | FALSE |  | FALSE | Removed from Ground | Gas (Historical Use) | 3000 | Bare Steel | 1961-05-12 | 2018-03-01 | Galvanized Steel | Safe Suction (Euro)
WILIAMSON SERVICE STATION |  | OAK PARK | Emanuel | 9053245 | 1 | [5 empty] | Removed from Ground | Gas (Historical Use) | 6000 | Not Marked/Unknown | 1998-03-16 | 1998-03-16 | Not Marked
JACK BISHOP | 2145 HWY 56 NORTH | SUMMERTOWN | Emanuel | 9053236 | 2 | [5 empty] | Removed from Ground | Gas (Historical Use) | 1000 | Bare Steel | 1998-12-23 | 2005-05-06 | Galvanized Steel | Safe Suction (Euro)
5 POINTS GROCERIES | 772 Hwy 86 E | Lyons | Emanuel | 9053240 | 3B | Flapper Valve | 1999-09-17 | FALSE | 1999-09-17 | FALSE | Currently in Use | Diesel | 2000 | Fiberglass | 1999-09-14 |  | Fiberglass Reinforced Plastic | Safe Suction (Euro)
GARFIELD COUNTRY STORE | 1867 HWY 23 N | GARFIELD | Emanuel | 9053238 | 2A |  | 1998-07-25 |  | 1998-07-25 |  | Currently in Use | Diesel | 1000 | Galvanic (STIP-3) | 1995-07-25 |  | Fiberglass Reinforced Plastic | Pressurized
EMANUEL COUNTY AIR PORT | 713 HWY 57 W | SWAINSBORO | Emanuel | 9053244 | 1 | [5 empty] | Removed from Ground | Gas (Historical Use) | 6000 | Not Marked/Unknown | 1997-09-01 | 1997-09-01 | Not Marked
GARFIELD COUNTRY STORE | 1867 HWY 23 N | GARFIELD | Emanuel | 9053238 | 1B |  | 1998-07-25 |  | 1998-07-25 |  | Currently in Use | Gas (Historical Use) | 2000 | Galvanic (STIP-3) | 1995-07-25 |  | Fiberglass Reinforced Plastic | Pressurized
5 POINTS GROCERIES | 772 Hwy 86 E | Lyons | Emanuel | 9053240 | 2 | [5 empty] | Removed from Ground | Gas (Historical Use) | 0 | Not Marked/Unknown | 1976-05-08 | 1999-09-28 | Not Marked
JACK BISHOP | 2145 HWY 56 NORTH | SUMMERTOWN | Emanuel | 9053236 | 3 | [5 empty] | Removed from Ground | Kerosene | 1 | Bare Steel | 1998-12-23 | 2005-05-06 | Galvanized Steel | Safe Suction (Euro)
GARFIELD COUNTRY STORE | 1867 HWY 23 N | GARFIELD | Emanuel | 9053238 | 2B |  | 1998-07-25 |  | 1998-07-25 |  | Currently in Use | Kerosene | 2000 | Galvanic (STIP-3) | 1995-07-25 |  | Fiberglass Reinforced Plastic | Pressurized
EMANUEL COUNTY AIR PORT | 713 HWY 57 W | SWAINSBORO | Emanuel | 9053244 | 3 | [5 empty] | Removed from Ground | Gas (Historical Use) | 1000 | Not Marked/Unknown | 1997-09-01 | 1997-09-01 | Not Marked
CITY MARKET | 701 N RAILROAD AVE | TWIN CITY | Emanuel | 9053229 | 1A |  | 1995-07-20 |  | 1995-07-20 |  | Removed from Ground | Gas (Historical Use) | 6000 | Composite | 1995-07-19 | 1998-10-01 | Fiberglass Reinforced Plastic | Safe Suction (Euro)
EMANUEL COUNTY AIR PORT | 713 HWY 57 W | SWAINSBORO | Emanuel | 9053244 | 2 | [5 empty] | Removed from Ground | Gas (Historical Use) | 6000 | Not Marked/Unknown | 1997-09-01 | 1997-09-01 | Not Marked
CITY MARKET | 701 N RAILROAD AVE | TWIN CITY | Emanuel | 9053229 | 2A |  | 1995-07-20 |  | 1995-07-20 |  | Removed from Ground | Gas (Historical Use) | 4000 | Not Marked/Unknown | 1995-07-19 | 1998-10-01 | Not Marked
JACK BISHOP | 2145 HWY 56 NORTH | SUMMERTOWN | Emanuel | 9053236 | 1 | [5 empty] | Removed from Ground | Gas (Historical Use) | 1000 | Bare Steel | 1998-12-23 | 2005-05-06 | Galvanized Steel | Safe Suction (Euro)
GARFIELD COUNTRY STORE | 1867 HWY 23 N | GARFIELD | Emanuel | 9053238 | 1A |  | 1998-07-25 |  | 1998-07-25 |  | Currently in Use | Gas (Historical Use) | 4000 | Galvanic (STIP-3) | 1995-07-25 |  | Fiberglass Reinforced Plastic | Pressurized
5 POINTS GROCERIES | 772 Hwy 86 E | Lyons | Emanuel | 9053240 | 3A | Flapper Valve | 1999-09-17 | FALSE | 1999-09-17 | FALSE | Currently in Use | Regular | 4000 | Fiberglass | 1999-09-14 |  | Fiberglass Reinforced Plastic | Safe Suction (Euro)
THE HOOKSTOP TRAVEL CENTER | 1220 US-I SOUTH BYPASS | SWAINSBORO | Emanuel | 10003606 | 1A | Flapper Valve | 2024-11-01 | FALSE | 2024-10-15 | FALSE | Currently in Use | Regular | 20000 | Composite Double Walled | 2024-08-01 |  | Double-Walled Flex | Pressurized
THE HOOKSTOP TRAVEL CENTER | 1220 US-I SOUTH BYPASS | SWAINSBORO | Emanuel | 10003606 | 1B | Flapper Valve | 2024-11-01 | FALSE | 2024-10-15 | FALSE | Currently in Use | Premium | 5000 | Composite Double Walled | 2024-08-01 |  | Double-Walled Flex | Pressurized
THE HOOKSTOP TRAVEL CENTER | 1220 US-I SOUTH BYPASS | SWAINSBORO | Emanuel | 10003606 | 2B | Flapper Valve | 2024-11-01 | FALSE | 2024-10-15 | FALSE | Currently in Use |  | 5000 | Composite Double Walled | 2024-08-01 |  | Double-Walled Flex | Pressurized
THE HOOKSTOP TRAVEL CENTER | 1220 US-I SOUTH BYPASS | SWAINSBORO | Emanuel | 10003606 | 2A | Flapper Valve | 2024-11-01 | FALSE | 2024-10-15 | FALSE | Currently in Use | Diesel On Road | 30000 | Composite Double Walled | 2024-08-01 |  | Double-Walled Flex | Pressurized
UNITED PARCEL SERVICE, INC. | 152 E Meadowlake Pkwy | Swainsboro | Emanuel | 530048 | 1 | [5 empty] | Removed from Ground | Gas (Historical Use) | 10000 | Bare Steel | 1970-05-09 | 1990-01-01 | Unknown
UNITED PARCEL SERVICE, INC. | 152 E Meadowlake Pkwy | Swainsboro | Emanuel | 530048 | 1 | [5 empty] | Removed from Ground | Gas (Historical Use) | 10000 | Bare Steel | 1970-05-09 | 1990-01-01 | Unknown
UNITED PARCEL SERVICE, INC. | 152 E Meadowlake Pkwy | Swainsboro | Emanuel | 530048 | 1 | [5 empty] | Removed from Ground | Gas (Historical Use) | 10000 | Bare Steel | 1970-05-09 | 1990-01-01 | Unknown
UNITED PARCEL SERVICE, INC. | 152 E Meadowlake Pkwy | Swainsboro | Emanuel | 530048 | 1 | [5 empty] | Removed from Ground | Gas (Historical Use) | 10000 | Bare Steel | 1970-05-09 | 1990-01-01 | Unknown
UNITED PARCEL SERVICE, INC. | 152 E Meadowlake Pkwy | Swainsboro | Emanuel | 530048 | 1 | [5 empty] | Removed from Ground | Gas (Historical Use) | 10000 | Bare Steel | 1970-05-09 | 1990-01-01 | Unknown
UNITED PARCEL SERVICE, INC. | 152 E Meadowlake Pkwy | Swainsboro | Emanuel | 530048 | 1 | [5 empty] | Removed from Ground | Gas (Historical Use) | 10000 | Bare Steel | 1970-05-09 | 1990-01-01 | Unknown
UNITED PARCEL SERVICE, INC. | 152 E Meadowlake Pkwy | Swainsboro | Emanuel | 530048 | 2 |  |  | TRUE |  | TRUE | Removed from Ground | Used Oil | 500 | Fiberglass Double Walled | 1970-05-09 | 1990-01-01 | Unknown
UNITED PARCEL SERVICE, INC. | 152 E Meadowlake Pkwy | Swainsboro | Emanuel | 530048 | 2 |  |  | TRUE |  | TRUE | Removed from Ground | Used Oil | 500 | Fiberglass Double Walled | 1970-05-09 | 1990-01-01 | Unknown
UNITED PARCEL SERVICE, INC. | 152 E Meadowlake Pkwy | Swainsboro | Emanuel | 530048 | 2 |  |  | TRUE |  | TRUE | Removed from Ground | Used Oil | 500 | Fiberglass Double Walled | 1970-05-09 | 1990-01-01 | Unknown
UNITED PARCEL SERVICE, INC. | 152 E Meadowlake Pkwy | Swainsboro | Emanuel | 530048 | 2 |  |  | TRUE |  | TRUE | Removed from Ground | Used Oil | 500 | Fiberglass Double Walled | 1970-05-09 | 1990-01-01 | Unknown
UNITED PARCEL SERVICE, INC. | 152 E Meadowlake Pkwy | Swainsboro | Emanuel | 530048 | 2 |  |  | TRUE |  | TRUE | Removed from Ground | Used Oil | 500 | Fiberglass Double Walled | 1970-05-09 | 1990-01-01 | Unknown
UNITED PARCEL SERVICE, INC. | 152 E Meadowlake Pkwy | Swainsboro | Emanuel | 530048 | 2 |  |  | TRUE |  | TRUE | Removed from Ground | Used Oil | 500 | Fiberglass Double Walled | 1970-05-09 | 1990-01-01 | Unknown
UNITED PARCEL SERVICE, INC. | 152 E Meadowlake Pkwy | Swainsboro | Emanuel | 530048 | 3 | Flapper Valve | 1995-01-30 | FALSE | 1995-01-30 | FALSE | Currently in Use | Diesel | 10000 |  | 1990-01-01 |  | Fiberglass Reinforced Plastic | Pressurized
UNITED PARCEL SERVICE, INC. | 152 E Meadowlake Pkwy | Swainsboro | Emanuel | 530048 | 3 | Flapper Valve | 1995-01-30 | FALSE | 1995-01-30 | FALSE | Currently in Use | Diesel | 10000 |  | 1990-01-01 |  | Fiberglass Reinforced Plastic | Pressurized
UNITED PARCEL SERVICE, INC. | 152 E Meadowlake Pkwy | Swainsboro | Emanuel | 530048 | 3 | Flapper Valve | 1995-01-30 | FALSE | 1995-01-30 | FALSE | Currently in Use | Diesel | 10000 |  | 1990-01-01 |  | Fiberglass Reinforced Plastic | Pressurized
UNITED PARCEL SERVICE, INC. | 152 E Meadowlake Pkwy | Swainsboro | Emanuel | 530048 | 3 | Flapper Valve | 1995-01-30 | FALSE | 1995-01-30 | FALSE | Currently in Use | Diesel | 10000 |  | 1990-01-01 |  | Fiberglass Reinforced Plastic | Pressurized
UNITED PARCEL SERVICE, INC. | 152 E Meadowlake Pkwy | Swainsboro | Emanuel | 530048 | 3 | Flapper Valve | 1995-01-30 | FALSE | 1995-01-30 | FALSE | Currently in Use | Diesel | 10000 |  | 1990-01-01 |  | Fiberglass Reinforced Plastic | Pressurized
UNITED PARCEL SERVICE, INC. | 152 E Meadowlake Pkwy | Swainsboro | Emanuel | 530048 | 3 | Flapper Valve | 1995-01-30 | FALSE | 1995-01-30 | FALSE | Currently in Use | Diesel | 10000 |  | 1990-01-01 |  | Fiberglass Reinforced Plastic | Pressurized
THE HOOKSTOP TRAVEL CENTER | 1220 US-I SOUTH BYPASS | SWAINSBORO | Emanuel | 10003606 | 1C | Flapper Valve | 2024-11-01 | FALSE | 2024-10-15 | FALSE | Currently in Use | E-0 | 5000 | Composite Double Walled | 2024-08-01 |  | Double-Walled Flex | Pressurized
NESMITH CHEV | 7334 US HWY 280 W | CLAXTON | Evans | 540006 | 2 |  | 1995-12-21 |  | 1995-12-21 |  | Removed from Ground | Gas (Historical Use) | 1000 | Cathodically Protected Steel | 1980-01-04 | 1995-12-01 | Galvanized Steel | Suction (American)
CLAXTON ELEM SCHOOL | 4 NORTH COLLEGE ST | CLAXTON | Evans | 540012 | 1 | [5 empty] | Removed from Ground | Empty | 3000 | Bare Steel | 1961-03-26 | 1899-12-31 | Galvanized Steel
DANNIES JIFFY MKT | RT 2 BOX 27H | CLAXTON | Evans | 540003 | 3 | [5 empty] | Removed from Ground | Gas (Historical Use) | 1 | Bare Steel | 1976-03-05 | 1988-01-01 | Galvanized Steel
CANOOCHEE TRANSPORT INC | 16052 HWY 129 NORTH | CLAXTON | Evans | 9054023 | 2-B | Ball Float | 1997-03-03 | FALSE | 1997-03-03 | FALSE | Currently in Use | Regular | 4000 | Composite | 1997-03-01 |  | Double-Walled Flex | Pressurized
CANOOCHEE TRANSPORT INC | 16052 HWY 129 NORTH | CLAXTON | Evans | 9054023 | 2-A | Ball Float | 1997-03-03 | FALSE | 1997-03-03 | FALSE | Currently in Use | Diesel Off Road | 4000 | Composite | 1997-03-01 |  | Double-Walled Flex | Pressurized
CITY OF CLAXTON | 204 WEST RAILROAD AVE | CLAXTON | Evans | 540001 | 1 | [5 empty] | Removed from Ground | Diesel | 10000 | Bare Steel | 1986-03-05 | 1899-12-31 | Galvanized Steel
MIKES COUNTRY STORE | 17288 HWY 129 N | CLAXTON | Evans | 9054014 | 1A | Flapper Valve | 1992-01-01 | FALSE | 1992-01-01 | FALSE | Currently in Use | Regular | 6000 | Galvanic (STIP-3) | 1992-01-01 |  | Galvanized Steel | Safe Suction (Euro)
GA FC/EVANS CO UNIT | GA HWY 129 NORTH/2 MILES NW OF C | CLAXTON | Evans | 9054001 | 2 | [5 empty] | Removed from Ground | Gas (Historical Use) | 560 | Bare Steel | 1957-01-01 | 1990-10-01 | Galvanized Steel
CLAXTON DELI GAS LLC | 304 E MAIN ST | CLAXTON | Evans | 540013 | 1 |  | 1996-02-01 |  | 1996-02-01 |  | Currently in Use | Gas (Historical Use) | 8000 | Composite | 1985-04-15 |  | Double-Walled Flex | Pressurized
KRISHNA FOOD MART | 6369 HWY 280 W | HAGAN | Evans | 9054011 | 6A | Flapper Valve | 1995-04-01 | FALSE | 1995-04-01 | FALSE | Currently in Use | Plus | 5000 | Composite | 1995-04-01 |  | Fiberglass Reinforced Plastic | Pressurized
KRISHNA FOOD MART | 6369 HWY 280 W | HAGAN | Evans | 9054011 | 6B | Flapper Valve | 1995-04-01 | FALSE | 1995-04-01 | FALSE | Currently in Use | Premium | 5000 | Composite | 1995-04-01 |  | Fiberglass Reinforced Plastic | Pressurized
DANNIES JIFFY MKT | RT 2 BOX 27H | CLAXTON | Evans | 540003 | 1 | [5 empty] | Removed from Ground | Gas (Historical Use) | 1 | Bare Steel | 1976-03-05 | 1988-01-01 | Galvanized Steel
GA PACIFIC/CLAXTON CHIP-N-SAW | US HWY 280 WEST | CLAXTON | Evans | 540005 | 1 |  |  | TRUE |  | TRUE | Removed from Ground | Used Oil | 280 | Bare Steel | 1978-03-06 | 1899-12-31 | Galvanized Steel
J R ROGERS | 702 W MAIN ST | CLAXTON | Evans | 10000257 | 2 |  |  | FALSE |  | FALSE | Removed from Ground | Gas (Historical Use) | 0 | Bare Steel | 1994-01-01 | 1994-01-01
MASSEY OIL CO | 250 HODGES ST | HAGAN | Evans | 540048 | 3 | Flapper Valve | 1994-08-01 | FALSE | 1994-08-01 | FALSE | Currently in Use | Premium | 8000 | Steel-Impressed Current | 1982-05-09 |  | Steel (Impressed Current) | Pressurized
KRISHNA FOOD MART | 6369 HWY 280 W | HAGAN | Evans | 9054011 | 2 | [5 empty] | Removed from Ground | Gas (Historical Use) | 8000 | Bare Steel | 1995-03-28 | 1995-03-28 | Bare Steel | Pressurized
SANDS PECANS | US HWY 301 S | GLENNVILLE | Evans | 540019 | 2 | [5 empty] | Removed from Ground | Gas (Historical Use) | 1060 | Bare Steel | 1966-04-20 | 1987-09-01 | Galvanized Steel
EVANS MEMORIAL HOSPITAL | 200 NORTH RIVER ST | CLAXTON | Evans | 540004 | 1 | [5 empty] | Removed from Ground | Gas (Historical Use) | 250 | Bare Steel | 1979-02-26 | 1998-10-21 | Unknown
MCCALL SVC STATION | 602 WEST MAIN ST | CLAXTON | Evans | 9054008 | 1 | [5 empty] | Removed from Ground | Gas (Historical Use) | 3000 | Bare Steel | 1994-11-01 | 1994-11-01 | Galvanized Steel | Suction (American)
HARRY AMOCO | US HWY 280 | HAGAN | Evans | 540046 | 1 | [5 empty] | Removed from Ground | Gas (Historical Use) | 1000 | Bare Steel | 1978-05-10 | 1992-10-28 | Galvanized Steel
GILMAN PAPER CO HAGAN WOODYARD | HWY 280 WEST | HAGAN | Evans | 9054009 | 2 | [5 empty] | Removed from Ground | Diesel | 1000 | Bare Steel | 1963-01-01 | 1994-10-26 | Unknown
SANDS PECANS | US HWY 301 S | GLENNVILLE | Evans | 540019 | 1 | [5 empty] | Removed from Ground | Gas (Historical Use) | 560 | Bare Steel | 1966-04-20 | 1987-09-01 | Galvanized Steel
GOLD KIST | GA HWY 292 | BELLVILLE | Evans | 540035 | 1 | [5 empty] | Removed from Ground | Gas (Historical Use) | 500 | Bare Steel | 1966-05-12 | 1990-05-24 | Galvanized Steel
NESMITH CHEV | 7334 US HWY 280 W | CLAXTON | Evans | 540006 | 1 |  |  | TRUE |  | TRUE | Removed from Ground | Used Oil | 1000 | Cathodically Protected Steel | 1980-01-04 | 1995-12-01 | Galvanized Steel | Gravity Fed
DIXIE OIL CO | 301 N DUVALL | CLAXTON | Evans | 9054016 | PLUS |  | 1990-08-01 |  | 1990-08-01 |  | Removed from Ground | Gas (Historical Use) | 4000 | Cathodically Protected Steel | 1987-01-01 | 2002-08-12 | Cathodically Protected | Pressurized
The Bazaar | 101 B S DUVAL ST | CLAXTON | Evans | 10002073 | 1 | Ball Float | 2012-02-12 | FALSE | 2012-02-12 | FALSE | Currently in Use | Regular | 12000 | Composite Double Walled | 2012-02-01 |  | Double-Walled Fiberglass | Pressurized
AUTO PARTS CENTER | HWY 280 EAST | HAGAN | Evans | 9054010 | 2 |  |  | FALSE |  | FALSE | Removed from Ground | Gas (Historical Use) | 4000 | Bare Steel | 1997-07-15 | 1997-07-15 | Unknown
COLLINS SVC STA | EAST MAIN & NORTH RIVER ST | CLAXTON | Evans | 9054004 | DUMMY | [5 empty] | Currently in Use | Other | 0 | Marked Unknown |  |  | Unknown
EVANS COUNTY MAINTENANCE FACILIT | US HWY 301 N | CLAXTON | Evans | 9000395 | 3 | Flapper Valve | 1998-05-10 | FALSE | 1998-05-10 | FALSE | Removed from Ground | Regular | 10000 | Composite | 1998-05-08 | 2019-07-29 | Double-Walled Flex | Pressurized
DANNIE'S JIFFY MARKET | US HWY 280 EAST | HAGAN | Evans | 540017 | 2 | [5 empty] | Removed from Ground | Gas (Historical Use) | 560 | Bare Steel | 1966-04-20 | 1988-08-01 | Galvanized Steel
SHUMAN OIL CO INC/AMOCO DISTRIBU | 5658 US HWY 280 | HAGAN | Evans | 540044 | 3 |  | 1998-11-17 |  | 1998-11-17 |  | Removed from Ground | Diesel | 12000 | Steel-Impressed Current | 1978-05-10 | 2008-01-01 | Cathodically Protected | Pressurized
HAGAN MINI MART | 6494 HWY 280 E | HAGAN | Evans | 9054015 | 2 |  | 1996-06-01 | FALSE | 1996-06-01 | FALSE | Currently in Use | Gas (Historical Use) | 4000 | Epoxy | 1988-01-01 |  | Fiberglass Reinforced Plastic | Pressurized
W K DURRENCE FARMS INC | GA HWY 129 & GA HWY 250 | CLAXTON | Evans | 540008 | 1 |  | 1996-11-20 |  | 1996-11-20 |  | Removed from Ground | Gas (Historical Use) | 12000 | Steel-Impressed Current | 1996-12-20 | 2013-03-19 | Cathodically Protected | Pressurized
OLD CLAXTON COCA COLA BTLG CO | 614 WEST MAIN ST | CLAXTON | Evans | 540002 | 3 | [5 empty] | Removed from Ground | Diesel | 4000 | Bare Steel | 1981-01-02 | 1992-12-01 | Galvanized Steel | Suction (American)
MCCALL SVC STATION | 602 WEST MAIN ST | CLAXTON | Evans | 9054008 | 3 | [5 empty] | Removed from Ground | Gas (Historical Use) | 3000 | Bare Steel | 1994-11-01 | 1994-11-01 | Galvanized Steel | Suction (American)
PROPOSED RITE-AID PROPERTY | HWY 280 | CLAXTON | Evans | 9054020 | 1 | [5 empty] | Installed | Gas (Historical Use) | 0 | Not Marked/Unknown |  |  | Not Marked
MASSEY OIL CO | 250 HODGES ST | HAGAN | Evans | 540048 | 2 | Flapper Valve | 1994-08-01 | FALSE | 1994-08-01 | FALSE | Currently in Use | Regular | 8000 | Steel-Impressed Current | 1982-05-09 |  | Steel (Impressed Current) | Pressurized
KRISHNA FOOD MART | 6369 HWY 280 W | HAGAN | Evans | 9054011 | 3 | [5 empty] | Removed from Ground | Gas (Historical Use) | 8000 | Bare Steel | 1995-03-27 | 1995-03-27 | Bare Steel | Pressurized
ENK765 | 201 N DUVAL ST | CLAXTON | Evans | 9054021 | 1B | Ball Float | 1996-08-15 | FALSE | 1996-08-15 | FALSE | Currently in Use | Premium | 8000 | Composite | 1996-08-15 |  | Double-Walled Flex | Pressurized
EL CHEAPO #81 | 821 W MAIN ST | CLAXTON | Evans | 9054026 | 2A | Flapper Valve | 2000-05-01 | FALSE | 2000-05-01 | FALSE | Currently in Use | Diesel | 9000 | Composite | 2000-05-01 |  |  | Pressurized
MAHAN CORPORATION DBA FOOD MART | 8156 HWY 301 N | CLAXTON | Evans | 9054012 | 1 | Ball Float | 1991-01-01 | FALSE | 1991-01-01 | FALSE | Currently in Use | Premium | 6000 | Galvanic (STIP-3) | 1991-01-01 |  | Galvanized Steel | Pressurized
NESMITH CHEV | 7334 US HWY 280 W | CLAXTON | Evans | 540006 | 3 | Ball Float | 1995-12-01 | FALSE | 1995-12-05 | FALSE | Currently in Use | Regular | 4000 | Composite | 1995-11-01 |  | Fiberglass Reinforced Plastic | Safe Suction (Euro)
OLD CLAXTON COCA COLA BTLG CO | 614 WEST MAIN ST | CLAXTON | Evans | 540002 | 1 | [5 empty] | Removed from Ground | Diesel | 6000 | Bare Steel | 1977-01-03 | 1992-11-05 | Galvanized Steel | Suction (American)
CITY OF CLAXTON | 204 WEST RAILROAD AVE | CLAXTON | Evans | 540001 | 2 | [5 empty] | Removed from Ground | Gas (Historical Use) | 10000 | Bare Steel | 1986-03-05 | 1998-03-01 | Galvanized Steel
DANNIES JIFFY MKT | RT 2 BOX 27H | CLAXTON | Evans | 540003 | 2 | [5 empty] | Removed from Ground | Gas (Historical Use) | 1 | Bare Steel | 1980-03-04 | 1988-01-01 | Galvanized Steel
CANOOCHEE TRANSPORT INC | 16052 HWY 129 NORTH | CLAXTON | Evans | 9054023 | 1 | Ball Float | 1997-03-03 | FALSE | 1997-03-03 | FALSE | Currently in Use | Diesel On Road | 12000 | Composite | 1997-03-01 |  | Double-Walled Flex | Pressurized
MCCALL SVC STATION | 602 WEST MAIN ST | CLAXTON | Evans | 9054008 | 5 |  |  | TRUE |  | TRUE | Removed from Ground | Used Oil | 550 | Bare Steel | 1994-11-01 | 1994-11-01 | Galvanized Steel | Suction (American)
MCCALL SVC STATION | 602 WEST MAIN ST | CLAXTON | Evans | 9054008 | 4 | [5 empty] | Removed from Ground | Diesel | 550 | Bare Steel | 1994-11-01 | 1994-11-01 | Galvanized Steel | Suction (American)
JET #78 | 5 North Duval St. | CLAXTON | Evans | 10000448 | 2 | Ball Float | 2002-12-17 | FALSE | 2002-12-17 | FALSE | Currently in Use | Premium | 8000 | Composite | 2002-12-17 |  | Double-Walled Flex | Pressurized
EVANS MEMORIAL HOSPITAL | 200 NORTH RIVER ST | CLAXTON | Evans | 540004 | 3 | Flapper Valve | 1998-04-01 | FALSE | 1998-04-01 | FALSE | Temporarily out of use | Regular | 250 | Composite | 1998-04-01 |  |  | Safe Suction (Euro)
MIKES COUNTRY STORE | 17288 HWY 129 N | CLAXTON | Evans | 9054014 | 1B | Flapper Valve | 1992-01-01 | FALSE | 1992-01-01 | FALSE | Currently in Use | Diesel | 2000 | Galvanic (STIP-3) | 1992-01-01 |  | Galvanized Steel | Safe Suction (Euro)
MAHAN CORPORATION DBA FOOD MART | 8156 HWY 301 N | CLAXTON | Evans | 9054012 | 3 | Ball Float | 1991-01-01 | FALSE | 1991-01-01 | FALSE | Currently in Use | Regular | 6000 | Galvanic (STIP-3) | 1991-01-01 |  | Galvanized Steel | Pressurized
GA FC/EVANS CO UNIT | GA HWY 129 NORTH/2 MILES NW OF C | CLAXTON | Evans | 9054001 | 1 | [5 empty] | Removed from Ground | Diesel | 560 | Bare Steel | 1963-01-01 | 1990-10-01 | Galvanized Steel
GA FC/EVANS CO UNIT | GA HWY 129 NORTH/2 MILES NW OF C | CLAXTON | Evans | 9054001 | 4 |  | 1990-01-01 |  | 1990-01-01 |  | Removed from Ground | Gas (Historical Use) | 550 | Galvanic (STIP-3) | 1990-01-01 | 2008-05-14 | Cathodically Protected | Safe Suction (Euro)
EVANS COUNTY MAINTENANCE FACILIT | US HWY 301 N | CLAXTON | Evans | 9000395 | 1 | [5 empty] | Removed from Ground | Diesel | 8000 | Bare Steel | 1982-01-01 | 1998-11-18 | Galvanized Steel | Suction (American)
CLAXTON DELI GAS LLC | 304 E MAIN ST | CLAXTON | Evans | 540013 | 2 |  | 1996-02-01 |  | 1996-02-01 |  | Currently in Use | Gas (Historical Use) | 8000 | Composite | 1985-04-15 |  | Double-Walled Flex | Pressurized
C&S GROCERY | RAILROAD AVE | DAISY | Evans | 540047 | 2 | [5 empty] | Removed from Ground | Gas (Historical Use) | 550 | Bare Steel | 1981-05-09 | 1999-04-21 | Galvanized Steel
CLAXTON DELI GAS LLC | 304 E MAIN ST | CLAXTON | Evans | 540013 | 4 |  | 1996-02-01 | FALSE | 1996-02-01 | FALSE | Temporarily out of use | Diesel | 2000 | Composite | 1985-04-15 |  | Double-Walled Flex | Pressurized
MASSEY OIL CO | 250 HODGES ST | HAGAN | Evans | 540048 | 4 | Flapper Valve | 1988-10-29 | FALSE | 1988-10-29 | FALSE | Currently in Use | Diesel Off Road | 4000 | Galvanic (STIP-3) | 1988-10-29 |  | Fiberglass Reinforced Plastic | Pressurized
TANK CAR SVC STA | US HWY 301 N | CLAXTON | Evans | 540039 | 2 | [5 empty] | Permanently Out of Use - historical purposes | Gas (Historical Use) | 4000 | Bare Steel | 1976-05-10 | 1899-12-31 | Galvanized Steel
C&S GROCERY | RAILROAD AVE | DAISY | Evans | 540047 | 1 | [5 empty] | Removed from Ground | Gas (Historical Use) | 550 | Bare Steel | 1985-05-08 | 1999-04-21 | Galvanized Steel
ENK765 | 201 N DUVAL ST | CLAXTON | Evans | 9054021 | 1A | Ball Float | 1996-08-15 | FALSE | 1996-08-15 | FALSE | Currently in Use | E-10 | 12000 | Composite | 1996-08-15 |  | Double-Walled Flex | Pressurized
EL CHEAPO #81 | 821 W MAIN ST | CLAXTON | Evans | 9054026 | 1B |  | 2000-05-01 | FALSE | 2000-05-01 | FALSE | Currently in Use | Premium | 3000 | Composite | 2000-05-01 |  |  | Pressurized
GA FC/EVANS CO UNIT | GA HWY 129 NORTH/2 MILES NW OF C | CLAXTON | Evans | 9054001 | 3 |  | 1990-01-01 |  | 1990-01-01 |  | Removed from Ground | Diesel | 1000 | Galvanic (STIP-3) | 1990-01-01 | 2008-05-14 | Cathodically Protected | Safe Suction (Euro)
JET #78 | 5 North Duval St. | CLAXTON | Evans | 10000448 | 1 | Ball Float | 2003-01-28 | FALSE | 2003-01-28 | FALSE | Currently in Use | Regular | 16000 | Composite | 2002-12-17 |  | Double-Walled Flex | Pressurized
EL CHEAPO #81 | 821 W MAIN ST | CLAXTON | Evans | 9054026 | 1A | Flapper Valve | 2000-05-01 | FALSE | 2000-05-01 | FALSE | Currently in Use | Regular | 12000 | Composite | 2000-05-01 |  |  | Pressurized
GHOST MILL STATION | 10664 HWY 280 EAST | CLAXTON | Evans | 9054022 | 1A |  | 1996-12-20 |  | 1996-12-20 |  | Temporarily out of use | Diesel | 4000 | Composite | 1996-12-17 |  | Fiberglass Reinforced Plastic | Pressurized
MAHAN CORPORATION DBA FOOD MART | 8156 HWY 301 N | CLAXTON | Evans | 9054012 | 2 | Ball Float | 1991-01-01 | FALSE | 1991-01-01 | FALSE | Currently in Use | Regular | 6000 | Galvanic (STIP-3) | 1991-01-01 |  | Galvanized Steel | Pressurized
DIXIE OIL CO | 301 N DUVALL | CLAXTON | Evans | 9054016 | PREM |  | 1990-08-01 |  | 1990-08-01 |  | Removed from Ground | Gas (Historical Use) | 8000 | Cathodically Protected Steel | 1987-01-01 | 2002-08-12 | Cathodically Protected | Pressurized
The Bazaar | 101 B S DUVAL ST | CLAXTON | Evans | 10002073 | 2B | Ball Float | 2012-02-01 | FALSE | 2012-02-01 | FALSE | Currently in Use | Diesel | 3000 | Composite Double Walled | 2012-02-01 |  | Double-Walled Fiberglass | Pressurized
DANNIE'S JIFFY MARKET | US HWY 280 EAST | HAGAN | Evans | 540017 | 1 | [5 empty] | Removed from Ground | Gas (Historical Use) | 560 | Bare Steel | 1966-04-20 | 1988-08-01 | Galvanized Steel
SHUMAN OIL CO INC/AMOCO DISTRIBU | 5658 US HWY 280 | HAGAN | Evans | 540044 | 1 |  | 1998-11-17 |  | 1998-11-17 |  | Removed from Ground | Gas (Historical Use) | 8000 | Steel-Impressed Current | 1978-05-10 | 2008-01-01 | Cathodically Protected | Pressurized
SHUMAN OIL CO INC/AMOCO DISTRIBU | 5658 US HWY 280 | HAGAN | Evans | 540044 | 7 |  | 1998-11-17 |  | 1998-11-17 |  | Removed from Ground | Diesel | 3000 | Steel-Impressed Current | 1989-12-05 | 2008-01-01 | Cathodically Protected | Safe Suction (Euro)
BELLVILLE | PO BOX 56 | BELLVILLE | Evans | 540029 | 1 | [5 empty] | Removed from Ground | Gas (Historical Use) | 500 | Bare Steel | 1958-04-17 | 1987-05-01 | Unknown
The Bazaar | 101 B S DUVAL ST | CLAXTON | Evans | 10002073 | 2A | Ball Float | 2012-02-01 | FALSE | 2012-02-01 | FALSE | Currently in Use | Premium | 3000 | Composite Double Walled | 2012-02-01 |  | Double-Walled Fiberglass | Pressurized
J R ROGERS | 210 S DUVAL ST | CLAXTON | Evans | 10000256 | 1 |  |  | FALSE |  | FALSE | Removed from Ground | Gas (Historical Use) | 0 | Bare Steel |  | 1899-12-31
DANNIE'S JIFFY MARKET | US HWY 280 EAST | HAGAN | Evans | 540017 | 3 | [5 empty] | Removed from Ground | Gas (Historical Use) | 1060 | Bare Steel | 1976-04-17 | 1988-08-01 | Galvanized Steel
SHUMAN OIL CO INC/AMOCO DISTRIBU | 5658 US HWY 280 | HAGAN | Evans | 540044 | 2 |  | 1998-11-17 |  | 1998-11-17 |  | Removed from Ground | Gas (Historical Use) | 12000 | Steel-Impressed Current | 1978-05-10 | 2008-01-01 | Cathodically Protected | Pressurized
HAGAN MINI MART | 6494 HWY 280 E | HAGAN | Evans | 9054015 | 3 |  | 1996-06-01 | FALSE | 1996-06-01 | FALSE | Currently in Use | Gas (Historical Use) | 4000 | Epoxy | 1988-01-01 |  | Fiberglass Reinforced Plastic | Pressurized
AUTO PARTS CENTER | HWY 280 EAST | HAGAN | Evans | 9054010 | 1 | [5 empty] | Removed from Ground | Gas (Historical Use) | 3000 | Bare Steel | 1994-07-15 | 1994-07-15 | Not Marked
EVANS MEMORIAL HOSPITAL | 200 NORTH RIVER ST | CLAXTON | Evans | 540004 | 2 | [5 empty] | Removed from Ground | Gas (Historical Use) | 500 | Bare Steel | 1975-05-06 | 1995-06-27 | Galvanized Steel
OLD CLAXTON COCA COLA BTLG CO | 614 WEST MAIN ST | CLAXTON | Evans | 540002 | 2 | [5 empty] | Removed from Ground | Gas (Historical Use) | 2000 | Bare Steel | 1977-01-03 | 1992-12-01 | Galvanized Steel | Suction (American)
WOMENS PROBATION DETENTION CTR | HWY 301 NORTH | CLAXTON | Evans | 9054007 | 1 | [5 empty] | Removed from Ground | Gas (Historical Use) | 6000 | Fiberglass | 1993-11-01 | 1997-07-16 | Fiberglass Reinforced Plastic | Suction (American)
MCCALL SVC STATION | 602 WEST MAIN ST | CLAXTON | Evans | 9054008 | 2 | [5 empty] | Removed from Ground | Gas (Historical Use) | 3000 | Bare Steel | 1994-11-01 | 1994-11-01 | Galvanized Steel | Suction (American)
CLAXTON DELI GAS LLC | 304 E MAIN ST | CLAXTON | Evans | 540013 | 3 |  | 1996-02-01 |  | 1996-02-01 |  | Currently in Use | Gas (Historical Use) | 8000 | Composite | 1985-04-15 |  | Double-Walled Flex | Pressurized
SHUMAN OIL CO INC/AMOCO DISTRIBU | 5658 US HWY 280 | HAGAN | Evans | 540044 | 8 |  | 1998-11-17 |  | 1998-11-17 |  | Removed from Ground | Gas (Historical Use) | 1000 | Steel-Impressed Current | 1989-12-05 | 2008-01-01 | Cathodically Protected | Safe Suction (Euro)
SHUMAN OIL CO INC/AMOCO DISTRIBU | 5658 US HWY 280 | HAGAN | Evans | 540044 | 6 |  | 1998-11-01 |  | 1998-11-01 |  | Removed from Ground | Diesel | 5000 | Steel-Impressed Current | 1989-12-05 | 2008-01-01 | Cathodically Protected | Pressurized
KRISHNA FOOD MART | 6369 HWY 280 W | HAGAN | Evans | 9054011 | 1 | [5 empty] | Removed from Ground | Gas (Historical Use) | 8000 | Bare Steel | 1995-03-24 | 1995-03-24 | Bare Steel | Pressurized
UNION CAMP NURSERY | GA HWY 169 SOUTH | BELLVILLE | Evans | 540023 | 2 | [5 empty] | Removed from Ground | Gas (Historical Use) | 4000 | Bare Steel | 1977-04-17 | 1987-09-01 | Galvanized Steel
BERNIE'S GROCERY | 1355 John B. Gordon Street | BELLVILLE | Evans | 9054013 | T-1 | Flapper Valve | 1998-10-01 | FALSE | 1998-10-01 | FALSE | Currently in Use | E-0 | 5000 | Steel-Impressed Current | 1971-01-01 |  | Steel (Impressed Current) | Suction (American)
DIXIE OIL CO | 301 N DUVALL | CLAXTON | Evans | 9054016 | UL |  | 1990-08-01 |  | 1990-08-01 |  | Removed from Ground | Gas (Historical Use) | 8000 | Cathodically Protected Steel | 1987-01-01 | 2002-08-12 | Cathodically Protected | Pressurized
EVANS COUNTY MAINTENANCE FACILIT | US HWY 301 N | CLAXTON | Evans | 9000395 | 4 | Flapper Valve | 1998-05-10 | FALSE | 1998-05-10 | FALSE | Removed from Ground | Diesel | 10000 | Composite | 1998-05-08 | 2019-07-29 | Double-Walled Flex | Pressurized
EVANS COUNTY MAINTENANCE FACILIT | US HWY 301 N | CLAXTON | Evans | 9000395 | 5 | [5 empty] | Removed from Ground | Gas (Historical Use) | 250 | Not Marked/Unknown |  | 1899-12-31
J R ROGERS | 702 W MAIN ST | CLAXTON | Evans | 10000257 | 1 |  |  | FALSE |  | FALSE | Removed from Ground | Gas (Historical Use) | 0 | Bare Steel | 1994-01-01 | 1994-01-01
GILMAN PAPER CO HAGAN WOODYARD | HWY 280 WEST | HAGAN | Evans | 9054009 | 1 | [5 empty] | Removed from Ground | Empty | 500 | Bare Steel | 1963-01-01 | 1994-10-26 | Unknown
BELLVILLE | PO BOX 56 | BELLVILLE | Evans | 540029 | 2 | [5 empty] | Removed from Ground | Other | 5000 | Composite | 1958-04-17 | 1987-05-01 | Unknown
BERNIE'S GROCERY | 1355 John B. Gordon Street | BELLVILLE | Evans | 9054013 | T-2 | Flapper Valve | 1998-10-01 | FALSE | 1998-10-01 | FALSE | Temporarily out of use | Regular | 3000 | Steel-Impressed Current | 1971-01-01 |  | Steel (Impressed Current) | Suction (American)
TANK CAR SVC STA | US HWY 301 N | CLAXTON | Evans | 540039 | 1 | [5 empty] | Permanently Out of Use - historical purposes | Gas (Historical Use) | 4000 | Bare Steel | 1976-05-10 | 1899-12-31 | Galvanized Steel
UNION CAMP NURSERY | GA HWY 169 SOUTH | BELLVILLE | Evans | 540023 | 1 | [5 empty] | Removed from Ground | Diesel | 560 | Bare Steel | 1971-04-19 | 1987-09-01 | Galvanized Steel
TANK CAR SVC STA | US HWY 301 N | CLAXTON | Evans | 540039 | 3 | [5 empty] | Permanently Out of Use - historical purposes | Gas (Historical Use) | 4000 | Bare Steel | 1976-05-10 | 1899-12-31 | Galvanized Steel
GHOST MILL STATION | 10664 HWY 280 EAST | CLAXTON | Evans | 9054022 | 1B |  | 1996-12-20 |  | 1996-12-20 |  | Temporarily out of use | Gas (Historical Use) | 8000 | Composite | 1996-12-17 |  | Fiberglass Reinforced Plastic | Pressurized
EL CHEAPO #81 | 821 W MAIN ST | CLAXTON | Evans | 9054026 | 2B | Flapper Valve | 2000-05-01 | FALSE | 2000-05-01 | FALSE | Currently in Use | Kerosene | 3000 | Composite | 2000-05-01 |  |  | Pressurized
J R ROGERS | 210 S DUVAL ST | CLAXTON | Evans | 10000256 | 2 |  |  | FALSE |  | FALSE | Removed from Ground | Gas (Historical Use) | 0 | Bare Steel |  | 1899-12-31
MASSEY OIL CO | 250 HODGES ST | HAGAN | Evans | 540048 | 1 | Flapper Valve | 1994-08-01 | FALSE | 1994-08-01 | FALSE | Currently in Use | Diesel On Road | 8000 | Steel-Impressed Current | 1982-05-09 |  | Steel (Impressed Current) | Pressurized
KRISHNA FOOD MART | 6369 HWY 280 W | HAGAN | Evans | 9054011 | 7 | Flapper Valve | 1988-05-01 | FALSE | 1988-05-01 | FALSE | Currently in Use | Kerosene | 1000 | Galvanic (STIP-3) | 1988-05-01 |  | Fiberglass Reinforced Plastic | Suction (American)
KRISHNA FOOD MART | 6369 HWY 280 W | HAGAN | Evans | 9054011 | 5 | Flapper Valve | 1995-04-01 | FALSE | 1995-04-01 | FALSE | Currently in Use | Diesel | 4000 | Composite | 1995-04-01 |  | Fiberglass Reinforced Plastic | Pressurized
KRISHNA FOOD MART | 6369 HWY 280 W | HAGAN | Evans | 9054011 | 4 | Flapper Valve | 1995-04-01 | FALSE | 1995-04-01 | FALSE | Currently in Use | Regular | 10000 | Composite | 1995-04-01 |  | Fiberglass Reinforced Plastic | Pressurized
W K DURRENCE FARMS INC | GA HWY 129 & GA HWY 250 | CLAXTON | Evans | 540008 | 2 |  | 1996-11-20 |  | 1996-11-20 |  | Removed from Ground | Diesel | 18000 | Steel-Impressed Current | 1996-12-20 | 2013-03-19 | Cathodically Protected | Pressurized
NESMITH CHEV | 7334 US HWY 280 W | CLAXTON | Evans | 540006 | 4 | Exempted | 1995-12-01 | FALSE | 1995-12-05 | FALSE | Currently in Use | Used Oil | 1000 | Composite | 1995-12-01 |  | Fiberglass Reinforced Plastic | Gravity
EVANS COUNTY MAINTENANCE FACILIT | US HWY 301 N | CLAXTON | Evans | 9000395 | 2 | [5 empty] | Removed from Ground | Gas (Historical Use) | 10000 | Bare Steel | 1982-01-01 | 1998-11-18 | Galvanized Steel | Suction (American)
HARRY AMOCO | US HWY 280 | HAGAN | Evans | 540046 | 2 | [5 empty] | Removed from Ground | Gas (Historical Use) | 1000 | Bare Steel | 1978-05-10 | 1992-10-28 | Galvanized Steel
HAGAN MINI MART | 6494 HWY 280 E | HAGAN | Evans | 9054015 | 1 |  | 1996-06-01 | FALSE | 1996-06-01 | FALSE | Currently in Use | Gas (Historical Use) | 4000 | Epoxy | 1988-01-01 |  | Fiberglass Reinforced Plastic | Pressurized
X-PRESS FOOD MART | 202 S DUVAL ST | CLAXTON | Evans | 540049 | 5 |  |  | FALSE |  | FALSE | Closed in Ground | Used Oil | 550 | Bare Steel | 2009-10-06 | 2009-10-06
X-PRESS FOOD MART | 202 S DUVAL ST | CLAXTON | Evans | 540049 | 3 |  | 1996-02-01 | FALSE | 1996-02-01 | FALSE | Currently in Use | Premium | 3000 | Steel-Impressed Current | 1984-05-08 |  | Double-Walled Flex | Pressurized
CLAXTON POULTRY FARMS INC | 8816 US HWY 301 NORTH | CLAXTON | Evans | 540052 | 2 | [5 empty] | Closed in Ground | Diesel | 12000 | Bare Steel | 1978-05-10 | 1999-06-25 | Galvanized Steel
GA DOT 10510 EVANS CO MAINT HQ | 200 NORTH PETERS ST | CLAXTON | Evans | 540030 | 510G1 | [5 empty] | Removed from Ground | Gas (Historical Use) | 550 | Bare Steel | 1966-05-04 | 2002-02-18 | Galvanized Steel | Safe Suction (Euro)
TIME SAVER #34 | US HWY 301 NORTH | CLAXTON | Evans | 540037 | 4 | [5 empty] | Removed from Ground | Diesel | 6000 | Bare Steel | 1971-05-12 | 1994-03-01 | Galvanized Steel | Pressurized
DILWORTH O BEASLEY | 108 SOUTH DUVAL ST | CLAXTON | Evans | 540042 | 2 |  | 1989-12-11 |  | 1989-12-11 |  | Removed from Ground | Gas (Historical Use) | 2000 | Epoxy | 1961-05-26 | 1997-05-01 | Galvanized Steel | Safe Suction (Euro)
CLAXTON-EVANS COUNTY AIRPORT | 389 AIRPORT RD | CLAXTON | Evans | 540031 | 1 | [5 empty] | Removed from Ground | Other | 3000 | Bare Steel | 1984-05-05 | 1987-07-01 | Galvanized Steel
HELMUTH SVC STA | US 301 HWY N | CLAXTON | Evans | 540032 | 3 | [5 empty] | Removed from Ground | Gas (Historical Use) | 1000 | Bare Steel | 1951-05-14 | 1995-05-25 | Galvanized Steel
SPANDLE EQUIPMENT CO | US HWY 301 S | CLAXTON | Evans | 540033 | 3 | [5 empty] | Removed from Ground | Gas (Historical Use) | 10000 | Bare Steel | 1986-01-10 | 1999-01-01 | Bare Steel | Safe Suction (Euro)
J R ROGERS OIL COMPANY | COORNER OF HWY 280W & CLARK STRE | CLAXTON | Evans | 540050 | 2 | [5 empty] | Removed from Ground | Gas (Historical Use) | 8000 | Bare Steel | 1978-05-10 | 1988-01-01 | Galvanized Steel
HELMUTH SVC STA | US 301 HWY N | CLAXTON | Evans | 540032 | 2 | [5 empty] | Removed from Ground | Gas (Historical Use) | 1000 | Bare Steel | 1951-05-14 | 1995-05-25 | Galvanized Steel
X-PRESS FOOD MART | 202 S DUVAL ST | CLAXTON | Evans | 540049 | 2 |  | 1996-02-01 | FALSE | 1996-02-01 | FALSE | Currently in Use | Regular | 10000 | Fiberglass | 1984-05-08 |  | Double-Walled Flex | Pressurized
CLAXTON POULTRY FARMS INC | 8816 US HWY 301 NORTH | CLAXTON | Evans | 540052 | 3 | [5 empty] | Closed in Ground | Gas (Historical Use) | 3000 | Bare Steel | 1979-05-10 | 1999-06-01 | Galvanized Steel
S & E FOOD MART | 8 N DUVAL STREET | CLAXTON | Evans | 540036 | 2A | Ball Float | 1992-10-01 | FALSE | 1992-10-01 | FALSE | Currently in Use | Premium | 6000 | Steel-Impressed Current | 1992-10-01 |  | Fiberglass Reinforced Plastic | Pressurized
CLAXTON POULTRY FARMS INC | 8816 US HWY 301 NORTH | CLAXTON | Evans | 540052 | 2A | Ball Float | 1998-07-01 | FALSE | 1998-07-01 | FALSE | Temporarily out of use | Regular | 3000 | Composite | 1998-07-15 |  | Fiberglass Reinforced Plastic | Pressurized
X-PRESS FOOD MART | 202 S DUVAL ST | CLAXTON | Evans | 540049 | 4 |  | 1996-02-01 | FALSE | 1996-02-01 | FALSE | Currently in Use | Premium | 3000 | Steel-Impressed Current | 1984-05-08 |  | Double-Walled Flex | Pressurized
X-PRESS FOOD MART | 202 S DUVAL ST | CLAXTON | Evans | 540049 | 1 |  | 1996-02-01 | FALSE | 1996-02-01 | FALSE | Currently in Use | Regular | 10000 | Fiberglass | 1984-05-08 |  | Double-Walled Flex | Pressurized
GA DOT 10510 EVANS CO MAINT HQ | 200 NORTH PETERS ST | CLAXTON | Evans | 540030 | 510D1 | [5 empty] | Removed from Ground | Diesel | 2000 | Bare Steel | 1980-04-30 | 2002-02-18 | Galvanized Steel | Safe Suction (Euro)
S & E FOOD MART | 8 N DUVAL STREET | CLAXTON | Evans | 540036 | 2B |  | 1992-10-01 |  | 1992-10-01 |  | Temporarily out of use | Gas (Historical Use) | 4000 | Steel-Impressed Current | 1992-10-01 |  | Fiberglass Reinforced Plastic | Pressurized
TIME SAVER #34 | US HWY 301 NORTH | CLAXTON | Evans | 540037 | 2 | [5 empty] | Removed from Ground | Gas (Historical Use) | 10000 | Bare Steel | 1971-05-12 | 1994-03-01 | Galvanized Steel | Pressurized
DILWORTH O BEASLEY | 108 SOUTH DUVAL ST | CLAXTON | Evans | 540042 | 4 |  | 1989-12-11 |  | 1989-12-11 |  | Removed from Ground | Gas (Historical Use) | 4000 | Composite | 1989-12-11 | 1997-05-01 | Fiberglass Reinforced Plastic | Suction (American)
DILWORTH O BEASLEY | 108 SOUTH DUVAL ST | CLAXTON | Evans | 540042 | 5 | [5 empty] | Closed in Ground | Propane | 6000 | Bare Steel | 1961-05-26 | 1989-12-11 | Galvanized Steel | Safe Suction (Euro)
PARKERS #52 | 3 NORTH DUVAL ST | CLAXTON | Evans | 540041 | 3B | Flapper Valve | 2016-01-10 | FALSE |  | FALSE | Currently in Use | Premium | 5000 | Fiberglass Double Walled | 2016-01-10 |  | Double-Walled Fiberglass
CLAXTON MIDDLE SCHOOL | 720 NORTH CHURCH ST | CLAXTON | Evans | 540011 | 1 | [5 empty] | Removed from Ground | Empty | 3000 | Bare Steel | 1961-03-26 | 1899-12-31 | Galvanized Steel
X-PRESS FOOD MART | 202 S DUVAL ST | CLAXTON | Evans | 540049 | 6 |  |  | FALSE |  | FALSE | Closed in Ground | Used Oil | 550 | Bare Steel | 2009-10-06 | 2009-10-06
CLAXTON-EVANS COUNTY AIRPORT | 389 AIRPORT RD | CLAXTON | Evans | 540031 | 2 |  | 1990-06-01 |  | 1990-06-01 |  | Closed in Ground | Gas (Historical Use) | 10000 | Galvanic (STIP-3) | 1990-06-01 | 2015-08-10 | Cathodically Protected | Suction (American)
TIME SAVER #34 | US HWY 301 NORTH | CLAXTON | Evans | 540037 | 3 | [5 empty] | Removed from Ground | Gas (Historical Use) | 10000 | Bare Steel | 1971-05-12 | 1994-03-01 | Galvanized Steel | Pressurized
HERMAN ODOM FARM | RT 2 | CLAXTON | Evans | 540025 | 1 | [5 empty] | Removed from Ground | Diesel | 4000 | Bare Steel | 1977-04-17 | 1986-09-01 | Galvanized Steel
S & E FOOD MART | 8 N DUVAL STREET | CLAXTON | Evans | 540036 | 3 | [5 empty] | Removed from Ground | Gas (Historical Use) | 4000 | Bare Steel | 1982-05-08 | 1992-10-01 | Galvanized Steel
BST/CLAXTON CO/R2531 | 6 SOUTH MARGUERITE ST | CLAXTON | Evans | 540040 | 1 | [5 empty] | Removed from Ground | Diesel | 550 | Bare Steel | 1962-01-07 | 1992-06-01 | Galvanized Steel
CLAXTON AUTO SVC/D&H TIRE SERVIC | 515 WEST MAIN ST | CLAXTON | Evans | 540045 | 3 | [5 empty] | Removed from Ground | Gas (Historical Use) | 2000 | Bare Steel | 1966-05-13 | 1994-12-28 | Galvanized Steel
COMPLETE CAR CARE | 15 S DUVAL ST | CLAXTON | Evans | 540016 | 1 | [5 empty] | Removed from Ground | Gas (Historical Use) | 4000 | Bare Steel | 1966-04-20 | 1996-02-09 | Galvanized Steel | Suction (American)
CITY OF CLAXTON | RAILROAD AVE | CLAXTON | Evans | 540018 | 2 | [5 empty] | Removed from Ground | Gas (Historical Use) | 1060 | Bare Steel | 1982-04-16 | 1990-09-01 | Galvanized Steel
J R ROGERS OIL COMPANY | COORNER OF HWY 280W & CLARK STRE | CLAXTON | Evans | 540050 | 4 | [5 empty] | Removed from Ground | Gas (Historical Use) | 4000 | Bare Steel | 1974-05-11 | 1988-01-01 | Galvanized Steel
CLAXTON POULTRY FARMS INC | 8816 US HWY 301 NORTH | CLAXTON | Evans | 540052 | 4 | [5 empty] | Removed from Ground | Gas (Historical Use) | 4000 | Bare Steel | 1978-05-10 | 1899-12-31 | Galvanized Steel
PARKERS #52 | 3 NORTH DUVAL ST | CLAXTON | Evans | 540041 | 1 | [5 empty] | Removed from Ground | Gas (Historical Use) | 2000 | Cathodically Protected Steel | 1986-05-16 | 1988-01-01 | Galvanized Steel
CLAXTON AUTO SVC/D&H TIRE SERVIC | 515 WEST MAIN ST | CLAXTON | Evans | 540045 | 5 |  |  | TRUE |  | TRUE | Removed from Ground | Used Oil | 550 | Not Marked/Unknown | 1994-12-28 | 1994-12-28 | Not Marked
SALTERS TIRE & MUFFLER | 8062 US HWY 301 N | CLAXTON | Evans | 540014 | 1 |  | 1996-04-01 | FALSE | 1996-04-01 | FALSE | Removed from Ground | Gas (Historical Use) | 4000 | Steel-Impressed Current | 1971-04-19 | 2019-01-14 | Fiberglass Reinforced Plastic | Pressurized
JERRI'S CAR CARE | US HWY 301 NORTH | CLAXTON | Evans | 540015 | 5 | [5 empty] | Permanently Out Of Use | Diesel | 3000 | Bare Steel | 1966-04-20 | 1982-09-01 | Galvanized Steel
JERRI'S CAR CARE | US HWY 301 NORTH | CLAXTON | Evans | 540015 | 4 | [5 empty] | Removed from Ground | Diesel | 1060 | Bare Steel | 1983-04-16 | 1991-05-31 | Galvanized Steel
MAC'S SVC STA | US HWY 280 WEST | CLAXTON | Evans | 540020 | 1 | [5 empty] | Removed from Ground | Gas (Historical Use) | 3000 | Bare Steel | 1966-04-20 | 1987-09-01 | Galvanized Steel
GA PACIFIC | US HWY 280 WEST | CLAXTON | Evans | 540022 | 1 | [5 empty] | Removed from Ground | Diesel | 4000 | Bare Steel | 1974-04-18 | 1991-12-01 | Galvanized Steel
DILWORTH O BEASLEY | 108 SOUTH DUVAL ST | CLAXTON | Evans | 540042 | 3 |  | 1989-12-11 |  | 1989-12-11 |  | Removed from Ground | Gas (Historical Use) | 10000 | Bare Steel | 1961-05-26 | 1997-05-01 | Galvanized Steel | Safe Suction (Euro)
J R ROGERS OIL COMPANY | COORNER OF HWY 280W & CLARK STRE | CLAXTON | Evans | 540050 | 3 | [5 empty] | Removed from Ground | Gas (Historical Use) | 6000 | Bare Steel | 1974-05-11 | 1988-01-01 | Galvanized Steel
CLAXTON POULTRY FARMS INC | 8816 US HWY 301 NORTH | CLAXTON | Evans | 540052 | 3A |  | 1998-07-01 | TRUE | 1998-07-01 | TRUE | Temporarily out of use | New Oil | 0 | Composite | 1998-07-15 |  | Fiberglass Reinforced Plastic | Pressurized
SPANDLE EQUIPMENT CO | US HWY 301 S | CLAXTON | Evans | 540033 | 4 | [5 empty] | Removed from Ground | Diesel | 10000 | Bare Steel | 1986-01-10 | 1999-01-01 | Bare Steel | Safe Suction (Euro)
CLAXTON TEXACO | 601 W MAIN ST | CLAXTON | Evans | 540038 | 2 | Ball Float | 1993-02-01 | FALSE | 1993-02-01 | FALSE | Currently in Use | Premium | 8000 | Steel-Impressed Current | 1978-05-10 |  | Fiberglass Reinforced Plastic | Pressurized
TIME SAVER #34 | US HWY 301 NORTH | CLAXTON | Evans | 540037 | 1 | [5 empty] | Removed from Ground | Gas (Historical Use) | 6000 | Bare Steel | 1982-05-09 | 1994-03-01 | Galvanized Steel | Pressurized
S & E FOOD MART | 8 N DUVAL STREET | CLAXTON | Evans | 540036 | 1 | Ball Float | 1992-10-01 | FALSE | 1992-10-01 | FALSE | Currently in Use | Regular | 10000 | Steel-Impressed Current | 1982-05-08 |  | Fiberglass Reinforced Plastic | Pressurized
E W STRICKLAND FARM | RT 2 | CLAXTON | Evans | 540026 | 1 | [5 empty] | Removed from Ground | Diesel | 4000 | Bare Steel | 1974-04-18 | 1986-09-01 | Galvanized Steel
PARKERS #52 | 3 NORTH DUVAL ST | CLAXTON | Evans | 540041 | 3 |  |  | FALSE |  | FALSE | Removed from Ground | Not Marked/Tank Removed | 1000 | Unknown | 2015-08-26 | 2015-08-26
SALTERS TIRE & MUFFLER | 8062 US HWY 301 N | CLAXTON | Evans | 540014 | 2 |  | 1996-04-01 | FALSE | 1996-04-01 | FALSE | Removed from Ground | Gas (Historical Use) | 4000 | Steel-Impressed Current | 1971-04-19 | 2019-01-14 | Fiberglass Reinforced Plastic | Pressurized
JERRI'S CAR CARE | US HWY 301 NORTH | CLAXTON | Evans | 540015 | 3 | [5 empty] | Removed from Ground | Gas (Historical Use) | 6000 | Bare Steel | 1966-04-20 | 1991-05-31 | Galvanized Steel
HELMUTH SVC STA | US 301 HWY N | CLAXTON | Evans | 540032 | 1 | [5 empty] | Removed from Ground | Gas (Historical Use) | 1000 | Bare Steel | 1951-05-14 | 1995-05-25 | Galvanized Steel
SPANDLE EQUIPMENT CO | US HWY 301 S | CLAXTON | Evans | 540033 | 1 | [5 empty] | Removed from Ground | Diesel | 2000 | Bare Steel | 1985-05-08 | 1999-01-01 | Unknown
BST/CLAXTON CO/R2531 | 6 SOUTH MARGUERITE ST | CLAXTON | Evans | 540040 | 3 | Flapper Valve | 1997-08-28 | FALSE | 1997-08-28 | FALSE | Currently in Use | Diesel | 1000 | Fiberglass Double Walled | 1992-01-01 |  | Copper | Suction (American)
C&C FARMS | US HWY 280 EAST | CLAXTON | Evans | 540024 | 2 | [5 empty] | Removed from Ground | Gas (Historical Use) | 1060 | Bare Steel | 1974-04-18 | 1988-09-01 | Galvanized Steel
COMPLETE CAR CARE | 15 S DUVAL ST | CLAXTON | Evans | 540016 | 3 | [5 empty] | Removed from Ground | Gas (Historical Use) | 2000 | Fiberglass | 1976-04-17 | 1995-01-06 | Galvanized Steel | Suction (American)
COMPLETE CAR CARE | 15 S DUVAL ST | CLAXTON | Evans | 540016 | 1A |  | 1996-02-14 |  | 1996-02-14 |  | Removed from Ground | Gas (Historical Use) | 4000 | Cathodically Protected Steel | 1996-02-13 | 2017-03-08 | Fiberglass Reinforced Plastic | Pressurized
MAC'S SVC STA | US HWY 280 WEST | CLAXTON | Evans | 540020 | 2 | [5 empty] | Removed from Ground | Gas (Historical Use) | 3000 | Bare Steel | 1966-04-20 | 1899-12-31 | Galvanized Steel
SPANDLE EQUIPMENT CO | US HWY 301 S | CLAXTON | Evans | 540033 | 2 | [5 empty] | Removed from Ground | Gas (Historical Use) | 10000 | Bare Steel | 1986-01-10 | 1999-01-01 | Galvanized Steel | Safe Suction (Euro)
PARKERS #52 | 3 NORTH DUVAL ST | CLAXTON | Evans | 540041 | 2 | Flapper Valve | 2016-01-10 | FALSE |  | FALSE | Currently in Use | Regular | 20000 | Fiberglass Double Walled | 2016-01-10 |  | Double-Walled Fiberglass
JERRI'S CAR CARE | US HWY 301 NORTH | CLAXTON | Evans | 540015 | 2 | [5 empty] | Removed from Ground | Gas (Historical Use) | 6000 | Bare Steel | 1966-04-20 | 1991-05-31 | Galvanized Steel
DILWORTH O BEASLEY | 108 SOUTH DUVAL ST | CLAXTON | Evans | 540042 | 1 |  |  | TRUE |  | TRUE | Removed from Ground | Used Oil | 500 | Bare Steel | 1961-05-26 | 1997-05-01 | Galvanized Steel | Gravity Fed
CLAXTON AUTO SVC/D&H TIRE SERVIC | 515 WEST MAIN ST | CLAXTON | Evans | 540045 | 1 | [5 empty] | Removed from Ground | Gas (Historical Use) | 2000 | Bare Steel | 1966-05-13 | 1994-12-28 | Galvanized Steel
CLAXTON AUTO SVC/D&H TIRE SERVIC | 515 WEST MAIN ST | CLAXTON | Evans | 540045 | 4 | [5 empty] | Removed from Ground | Gas (Historical Use) | 2000 | Bare Steel | 1993-12-01 | 1993-12-01 | Galvanized Steel
SALTERS TIRE & MUFFLER | 8062 US HWY 301 N | CLAXTON | Evans | 540014 | 4 |  | 1996-04-01 | FALSE | 1996-04-01 | FALSE | Removed from Ground | Diesel | 1060 | Steel-Impressed Current | 1971-04-19 | 2019-01-14 | Fiberglass Reinforced Plastic | Pressurized
JERRI'S CAR CARE | US HWY 301 NORTH | CLAXTON | Evans | 540015 | 1 | [5 empty] | Removed from Ground | Gas (Historical Use) | 6000 | Bare Steel | 1966-04-20 | 1991-05-31 | Galvanized Steel
CITY OF CLAXTON | RAILROAD AVE | CLAXTON | Evans | 540018 | 1 | [5 empty] | Removed from Ground | Diesel | 1060 | Bare Steel | 1971-04-19 | 1990-09-01 | Galvanized Steel
J R ROGERS OIL COMPANY | COORNER OF HWY 280W & CLARK STRE | CLAXTON | Evans | 540050 | 1 | [5 empty] | Removed from Ground | Gas (Historical Use) | 10000 | Bare Steel | 1983-05-09 | 1988-01-01 | Galvanized Steel
CLAXTON POULTRY FARMS INC | 8816 US HWY 301 NORTH | CLAXTON | Evans | 540052 | 7 | [5 empty] | Removed from Ground | Diesel | 4000 | Bare Steel | 1978-05-10 | 1899-12-31 | Galvanized Steel
CLAXTON POULTRY FARMS INC | 8816 US HWY 301 NORTH | CLAXTON | Evans | 540052 | 1 | Ball Float | 1998-07-01 | FALSE | 1998-07-01 | FALSE | Currently in Use | Diesel | 12000 | Composite | 1998-07-15 |  | Fiberglass Reinforced Plastic | Pressurized
PARKERS #52 | 3 NORTH DUVAL ST | CLAXTON | Evans | 540041 | 3A | Flapper Valve | 2016-01-10 | FALSE |  | FALSE | Currently in Use | Diesel | 5000 | Fiberglass Double Walled | 2016-01-10 |  | Double-Walled Fiberglass
CLAXTON AUTO SVC/D&H TIRE SERVIC | 515 WEST MAIN ST | CLAXTON | Evans | 540045 | 2 | [5 empty] | Removed from Ground | Gas (Historical Use) | 2000 | Bare Steel | 1966-05-13 | 1994-12-28 | Galvanized Steel
MAC'S SVC STA | US HWY 280 WEST | CLAXTON | Evans | 540020 | 3 | [5 empty] | Removed from Ground | Gas (Historical Use) | 3000 | Bare Steel | 1966-04-20 | 1899-12-31 | Galvanized Steel
S & E FOOD MART | 8 N DUVAL STREET | CLAXTON | Evans | 540036 | 2 | [5 empty] | Removed from Ground | Gas (Historical Use) | 6000 | Bare Steel | 1982-05-08 | 1992-10-01 | Galvanized Steel
BST/CLAXTON CO/R2531 | 6 SOUTH MARGUERITE ST | CLAXTON | Evans | 540040 | 2 | [5 empty] | Removed from Ground | Diesel | 1000 | Bare Steel | 1961-01-01 | 1989-12-15 | Galvanized Steel
C&C FARMS | US HWY 280 EAST | CLAXTON | Evans | 540024 | 1 | [5 empty] | Removed from Ground | Gas (Historical Use) | 560 | Bare Steel | 1974-04-18 | 1988-09-01 | Galvanized Steel
COMPLETE CAR CARE | 15 S DUVAL ST | CLAXTON | Evans | 540016 | 2 | [5 empty] | Removed from Ground | Gas (Historical Use) | 4000 | Bare Steel | 1966-04-20 | 1996-02-09 | Galvanized Steel | Suction (American)
CLAXTON HIGH SCHOOL | 102 NORTH CLARK ST | CLAXTON | Evans | 540010 | 1 | [5 empty] | Removed from Ground | Gas (Historical Use) | 1000 | Bare Steel | 1969-01-01 | 1989-08-01 | Bare Steel
CLAXTON POULTRY FARMS INC | 8816 US HWY 301 NORTH | CLAXTON | Evans | 540052 | 5 | [5 empty] | Removed from Ground | Gas (Historical Use) | 4000 | Bare Steel | 1978-05-10 | 1899-12-31 | Galvanized Steel
CLAXTON TEXACO | 601 W MAIN ST | CLAXTON | Evans | 540038 | 1 | Ball Float | 1993-02-01 | FALSE | 1993-02-01 | FALSE | Currently in Use | Regular | 8000 | Steel-Impressed Current | 1978-05-10 |  | Fiberglass Reinforced Plastic | Pressurized
S & E FOOD MART | 8 N DUVAL STREET | CLAXTON | Evans | 540036 | 4 | [5 empty] | Removed from Ground | Diesel | 4000 | Bare Steel | 1982-05-08 | 1992-10-01 | Galvanized Steel
PARKERS #52 | 3 NORTH DUVAL ST | CLAXTON | Evans | 540041 | 3C | Flapper Valve | 2016-01-10 | FALSE |  | FALSE | Currently in Use | E-0 | 5000 | Fiberglass Double Walled | 2016-01-10 |  | Double-Walled Fiberglass | Pressurized
EVAN'S CONCRETE PRODUCTS | SAVANNAH HWY | CLAXTON | Evans | 540021 | 1 | [5 empty] | Removed from Ground | Diesel | 10000 | Bare Steel | 1976-04-17 | 1989-09-01 | Galvanized Steel
COMPLETE CAR CARE | 15 S DUVAL ST | CLAXTON | Evans | 540016 | 2B |  | 1996-02-14 |  | 1996-02-14 |  | Removed from Ground | Gas (Historical Use) | 4000 | Cathodically Protected Steel | 1996-02-13 | 2017-03-08 | Fiberglass Reinforced Plastic | Pressurized
CLAXTON HIGH SCHOOL | 102 NORTH CLARK ST | CLAXTON | Evans | 540010 | 3 | [5 empty] | Removed from Ground | Gas (Historical Use) | 2000 | Bare Steel | 1969-01-01 | 1989-08-01 | Bare Steel
SALTERS TIRE & MUFFLER | 8062 US HWY 301 N | CLAXTON | Evans | 540014 | 3 |  | 1996-04-01 | FALSE | 1996-04-01 | FALSE | Removed from Ground | Gas (Historical Use) | 4000 | Steel-Impressed Current | 1971-04-19 | 2019-01-14 | Fiberglass Reinforced Plastic | Pressurized
CLAXTON HIGH SCHOOL | 102 NORTH CLARK ST | CLAXTON | Evans | 540010 | 2 | [5 empty] | Removed from Ground | Gas (Historical Use) | 2000 | Bare Steel | 1969-01-01 | 1989-08-01 | Bare Steel
DAISY FOOD MART | 17118 US HWY 280 | DAISY | Evans | 9054024 | 1 |  | 1998-12-01 | FALSE | 1998-12-01 | FALSE | Currently in Use | Regular | 10000 | Composite | 1998-12-01 |  | Fiberglass Reinforced Plastic | Pressurized
GA PACIFIC | US HWY 280 WEST | CLAXTON | Evans | 540022 | 2 | [5 empty] | Removed from Ground | Gas (Historical Use) | 1060 | Bare Steel | 1974-04-18 | 1991-12-01 | Galvanized Steel
CAMP OLIVER/FAC 16 | FAC 16 | CAMP OLIVER | Evans | 9054006 | 248 | [5 empty] | Removed from Ground | Gas (Historical Use) | 25000 | Bare Steel | 1945-01-01 | 1996-03-24 | Galvanized Steel
DAISY FOOD MART | 17118 US HWY 280 | DAISY | Evans | 9054024 | 2 |  | 1998-12-01 | FALSE | 1998-12-01 | FALSE | Currently in Use | Diesel | 6000 | Composite | 1998-12-01 |  | Fiberglass Reinforced Plastic | Pressurized
BEASLEY CHEVRON INC | 221 SOUTH MAIN ST/HWY 301 | CLAXTON | Evans | 9054002 | 2 | [5 empty] | Removed from Ground | Gas (Historical Use) | 4000 | Cathodically Protected Steel | 1991-01-01 | 1899-12-31 | Fiberglass Reinforced Plastic
CAMP OLIVER/BUILDING 15003 | BUILDING 15003 | CAMP OLIVER | Evans | 9054005 | 113 | [5 empty] | Removed from Ground | Diesel | 500 | Bare Steel | 1968-01-01 | 1998-08-20 | Galvanized Steel
BEASLEY CHEVRON INC | 221 SOUTH MAIN ST/HWY 301 | CLAXTON | Evans | 9054002 | 1 | [5 empty] | Removed from Ground | Diesel | 4000 | Cathodically Protected Steel | 1991-01-01 | 1899-12-31 | Fiberglass Reinforced Plastic
CAMP OLIVER/FAC 16 | FAC 16 | CAMP OLIVER | Evans | 9054006 | 249 | [5 empty] | Removed from Ground | Diesel | 25000 | Bare Steel | 1945-01-01 | 1993-03-19 | Galvanized Steel
CAMP OLIVER/BUILDING 15003 | BUILDING 15003 | CAMP OLIVER | Evans | 9054005 | 115 | [5 empty] | Removed from Ground | Diesel | 250 | Bare Steel | 1960-01-01 | 1996-06-26 | Galvanized Steel
REBELS PANTRY | 4500 APPALACHIAN HWY | BLUE RIDGE | Fannin | 9055031 | 5 | Ball Float | 1997-06-01 | FALSE | 1997-06-01 | FALSE | Currently in Use | Diesel | 4000 | Composite | 1997-01-01 |  | Double-Walled Flex | Pressurized
REBELS PANTRY | 4500 APPALACHIAN HWY | BLUE RIDGE | Fannin | 9055031 | 4 | Ball Float | 1997-06-01 | FALSE | 1997-06-01 | FALSE | Currently in Use | Diesel | 4000 | Composite | 1997-01-01 |  | Double-Walled Flex | Pressurized
BLUE RIDGE CHEVRON | 6190 BLUE RIDGE DR | BLUE RIDGE | Fannin | 9055016 | 4A | Flapper Valve | 2021-03-16 | FALSE | 2021-03-16 | FALSE | Currently in Use | Regular | 8000 | Composite Double Walled | 2021-03-15 |  | Double-Walled Fiberglass | Pressurized
BLUE RIDGE CHEVRON | 6190 BLUE RIDGE DR | BLUE RIDGE | Fannin | 9055016 | 4A | Flapper Valve | 2021-03-16 | FALSE | 2021-03-16 | FALSE | Currently in Use | Regular | 8000 | Composite Double Walled | 2021-03-15 |  | Double-Walled Fiberglass | Pressurized
BLUE RIDGE CHEVRON | 6190 BLUE RIDGE DR | BLUE RIDGE | Fannin | 9055016 | 4A | Flapper Valve | 2021-03-16 | FALSE | 2021-03-16 | FALSE | Currently in Use | Regular | 8000 | Composite Double Walled | 2021-03-15 |  | Double-Walled Fiberglass | Pressurized
BLUE RIDGE OIL CO INC | 342 MAIN ST | BLUE RIDGE | Fannin | 9055014 | DIESEL9 | [5 empty] | Removed from Ground | Diesel | 1000 | Bare Steel | 1999-12-14 | 1999-12-14 | Galvanized Steel | Suction (American)
LANCE TRUCKING CO | 4246 E FIRST ST (OLD US HWY 76) | BLUE RIDGE | Fannin | 9055008 | 1A | Flapper Valve | 1992-08-06 | FALSE | 1992-08-06 | FALSE | Currently in Use | Diesel | 17000 | Galvanic (STIP-3) | 1992-07-30 |  | Fiberglass Reinforced Plastic | Pressurized
BILLS CONVENIENCE STORE | 10122 BLUE RIDGE DR | BLUE RIDGE | Fannin | 9055030 | 4 | [5 empty] | Removed from Ground | Diesel | 0 | Bare Steel | 1991-01-01 | 1991-01-01 | Bare Steel
LAKE BLUE RIDGE MARINA INC | 335 MARINA DR | BLUE RIDGE | Fannin | 9055004 | 1 | Flapper Valve | 1992-03-03 | FALSE | 1992-03-03 | FALSE | Currently in Use | Regular | 12000 | STIP-3/Impressed Current | 2001-09-20 |  | Fiberglass Reinforced Plastic | Pressurized
LAKE BLUE RIDGE MARINA INC | 335 MARINA DR | BLUE RIDGE | Fannin | 9055004 | 1 | Flapper Valve | 1992-03-03 | FALSE | 1992-03-03 | FALSE | Currently in Use | Regular | 12000 | STIP-3/Impressed Current | 2001-09-20 |  | Fiberglass Reinforced Plastic | Pressurized
REBELS PANTRY INC | 4100 E FIRST ST | BLUE RIDGE | Fannin | 9055023 | 4 | Flapper Valve | 1997-04-20 | FALSE | 1997-04-20 | FALSE | Removed from Ground | Gas (Historical Use) | 4000 | Steel-Impressed Current | 1988-07-10 | 2017-12-11 | Steel (Impressed Current) | Safe Suction (Euro)
BILLS CONVENIENCE STORE | 10122 BLUE RIDGE DR | BLUE RIDGE | Fannin | 9055030 | 1404 | Ball Float | 1998-12-01 | FALSE | 1998-12-01 | FALSE | Currently in Use | Diesel | 5000 | Galvanic (STIP-3) | 1992-01-01 |  | Fiberglass Reinforced Plastic | Pressurized
TED WEAVER BODY SHOP | 845 E MAIN ST | BLUE RIDGE | Fannin | 9055039 | 3 | [5 empty] | Removed from Ground | Gas (Historical Use) | 4000 | Not Marked/Unknown | 1973-01-01 | 2001-12-01 | Not Marked
REBELS PANTRY INC | 4100 E FIRST ST | BLUE RIDGE | Fannin | 9055023 | 1 | Flapper Valve | 1997-04-20 | FALSE | 1997-04-20 | FALSE | Removed from Ground | Gas (Historical Use) | 10000 | Steel-Impressed Current | 1972-05-01 | 2017-12-11 | Steel (Impressed Current) | Pressurized
REBELS PANTRY | 4500 APPALACHIAN HWY | BLUE RIDGE | Fannin | 9055031 | 2 | Ball Float | 1997-06-01 | FALSE | 1997-06-01 | FALSE | Currently in Use | E-0 | 6000 | Composite | 1997-01-01 |  | Double-Walled Flex | Pressurized
BLUE RIDGE DRIVE BP | 7555 BLUE RIDGE DR | BLUE RIDGE | Fannin | 9055034 | 3 | Ball Float | 1997-11-25 | FALSE | 1997-11-25 | FALSE | Currently in Use | Premium | 6000 | Composite | 1997-11-25 |  | Fiberglass Reinforced Plastic | Pressurized
TENNESSEE VALLEY AUTHORITY - BLU | EATON RD | BLUE RIDGE | Fannin | 9055036 | 1 | [5 empty] | Closed in Ground | Gas (Historical Use) | 1000 | Marked Unknown | 1999-03-18 | 1999-03-18 | Unknown
WINDY RIDGE CONOCO | 4900 APPALACHIAN HWY | BLUE RIDGE | Fannin | 9055018 | 10 | Ball Float | 2007-01-10 | FALSE | 2007-01-10 | FALSE | Temporarily out of use | Kerosene | 1000 | Fiberglass | 2007-01-10 |  | Double-Walled Flex | Pressurized
BLUE RIDGE DRIVE BP | 7555 BLUE RIDGE DR | BLUE RIDGE | Fannin | 9055034 | 2 | Ball Float | 1997-11-25 | FALSE | 1997-11-25 | FALSE | Currently in Use | Regular | 6000 | Composite | 1997-11-25 |  | Fiberglass Reinforced Plastic | Pressurized
B AND D CROSSING | 5991 HWY 2 | BLUE RIDGE | Fannin | 9055035 | 1 | Flapper Valve | 1998-11-05 | FALSE | 1998-11-05 | FALSE | Removed from Ground | Gas (Historical Use) | 2000 | Fiberglass | 1998-11-05 | 2020-03-04 | Fiberglass Reinforced Plastic | Safe Suction (Euro)
WINDY RIDGE CONOCO | 4900 APPALACHIAN HWY | BLUE RIDGE | Fannin | 9055018 | 12 | Ball Float | 2013-09-01 | FALSE | 2013-09-01 | FALSE | Currently in Use | Regular | 3000 | Fiberglass Double Walled | 2013-09-01 |  | Double-Walled Flex | Pressurized
BANO ENTERPRISES #9 | 5980 APPALACHIAN HWY | BLUE RIDGE | Fannin | 552002 | 4 | Flapper Valve | 1987-08-01 | FALSE | 1987-08-01 | FALSE | Currently in Use | Premium | 10000 | Composite | 1987-08-04 |  | Fiberglass Reinforced Plastic | Pressurized
BANO ENTERPRISES #9 | 5980 APPALACHIAN HWY | BLUE RIDGE | Fannin | 552002 | 5 |  | 1987-08-01 | FALSE | 1987-08-01 | FALSE | Closed in Ground | Kerosene | 2000 | Composite | 1987-08-04 |  | Fiberglass Reinforced Plastic | Pressurized
FANNIN CO ROAD DEPT | 229 ASKA RD | BLUE RIDGE | Fannin | 9055021 | 1 | [5 empty] | Removed from Ground | Gas (Historical Use) | 20000 | Bare Steel | 1979-07-01 | 1997-03-04 | Galvanized Steel
REBELS PANTRY | 4500 APPALACHIAN HWY | BLUE RIDGE | Fannin | 9055031 | 3 | Ball Float | 1997-06-01 | FALSE | 1997-06-01 | FALSE | Currently in Use | Premium | 6000 | Composite | 1997-01-01 |  | Double-Walled Flex | Pressurized
BLUE RIDGE DRIVE BP | 7555 BLUE RIDGE DR | BLUE RIDGE | Fannin | 9055034 | 4 | Ball Float | 1997-11-25 | FALSE | 1997-11-25 | FALSE | Currently in Use | Diesel | 5000 | Composite | 1997-11-25 |  | Fiberglass Reinforced Plastic | Pressurized
B AND D CROSSING | 5991 HWY 2 | BLUE RIDGE | Fannin | 9055035 | 2 | Flapper Valve | 1998-11-05 | FALSE | 1998-05-05 | FALSE | Removed from Ground | Gas (Historical Use) | 1000 | Fiberglass | 1998-11-05 | 2020-03-04 | Fiberglass Reinforced Plastic | Safe Suction (Euro)
LANCE TRUCKING CO | 4246 E FIRST ST (OLD US HWY 76) | BLUE RIDGE | Fannin | 9055008 | 1B | Ball Float | 1992-08-06 | FALSE | 1992-08-06 | FALSE | Temporarily out of use | Diesel | 3000 | Galvanic (STIP-3) | 1992-07-30 |  | Fiberglass Reinforced Plastic | Pressurized
BANO ENTERPRISES #9 | 5980 APPALACHIAN HWY | BLUE RIDGE | Fannin | 552002 | 3 | Flapper Valve | 1987-08-01 | FALSE | 1987-08-01 | FALSE | Currently in Use | Diesel | 10000 | Composite | 1987-08-04 |  | Fiberglass Reinforced Plastic | Pressurized
RaceWay #6871 - Blue Ridge | 4581 APPALACHIAN HWY | BLUE RIDGE | Fannin | 10002004 | 3 | Overfill Alarm | 2011-06-29 | FALSE | 2011-06-29 | FALSE | Currently in Use | Premium | 12000 | Composite Double Walled | 2011-06-29 |  | Double-Walled Fiberglass | Pressurized
TOCCOA WORK CENTER | US HIGHWAY 76 | BLUE RIDGE | Fannin | 10001364 | 1 |  |  | FALSE |  | FALSE | Removed from Ground | Gas (Historical Use) | 1000 | Unknown | 1988-12-01 | 1988-12-01 | Unknown
FANNIN CO ROAD DEPT | 229 ASKA RD | BLUE RIDGE | Fannin | 9055021 | 2 | [5 empty] | Removed from Ground | Diesel | 10000 | Bare Steel | 1985-07-01 | 1997-03-04 | Galvanized Steel
CITY OF BLUE RIDGE | 3101 E FIRST ST | BLUE RIDGE | Fannin | 9055026 | 2 | [5 empty] | Removed from Ground | Diesel | 550 | Bare Steel | 1998-09-09 | 1998-09-09 | Galvanized Steel | Safe Suction (Euro)
WINDY RIDGE CONOCO | 4900 APPALACHIAN HWY | BLUE RIDGE | Fannin | 9055018 | 1 |  | 1995-06-01 |  | 1995-06-01 |  | Removed from Ground | Gas (Historical Use) | 8000 | Galvanic (STIP-3) | 1988-09-16 | 2006-12-28 | Bare Steel | Pressurized
MAIN ST STATION | 757 MAIN ST | BLUE RIDGE | Fannin | 9055013 | DIESEL9 | Flapper Valve | 1998-05-01 |  | 1998-05-01 |  | Removed from Ground | Diesel | 3000 | Steel-Impressed Current | 1998-05-01 | 2012-12-11 | Cathodically Protected | Safe Suction (Euro)
TED WEAVER BODY SHOP | 845 E MAIN ST | BLUE RIDGE | Fannin | 9055039 | 2 | [5 empty] | Removed from Ground | Gas (Historical Use) | 8000 | Not Marked/Unknown | 1973-01-01 | 2001-12-01 | Not Marked
TOP STREET CONVENIENCE STORE | 3595 E FIRST STREET | BLUE RIDGE | Fannin | 10000364 | T-2 |  |  | FALSE |  | FALSE | Removed from Ground | Gas (Historical Use) | 6000 | Bare Steel | 2003-03-26 | 2003-03-26 | Galvanized Steel
MOORES GARAGE | E MAIN ST | BLUE RIDGE | Fannin | 9055038 | 1 | [5 empty] | Installed | Gas (Historical Use) | 0 | Not Marked/Unknown |  |  | Not Marked
BILLS CONVENIENCE STORE | 10122 BLUE RIDGE DR | BLUE RIDGE | Fannin | 9055030 | 1 | [5 empty] | Removed from Ground | Empty | 0 | Bare Steel | 1991-01-01 | 1991-01-01 | Bare Steel
US FOREST SVC |  | BLUE RIDGE | Fannin | 9055007 | 1 | [5 empty] | Removed from Ground | Diesel | 500 | Bare Steel | 1958-01-01 | 1988-12-20 | Galvanized Steel
B AND D CROSSING | 5991 HWY 2 | BLUE RIDGE | Fannin | 9055035 | NLEAD1 |  |  | FALSE |  | FALSE | Removed from Ground | Gas (Historical Use) | 1000 | Bare Steel | 1999-04-01 | 1999-04-01
FORMER INTERNATIONAL HARVESTER D | 11 MOUNTAIN STREET | BLUE RIDGE | Fannin | 9055037 | 1 | [5 empty] | Removed from Ground | Gas (Historical Use) | 500 | Bare Steel | 2000-11-01 | 2000-11-01 | Bare Steel
WINDY RIDGE CONOCO | 4900 APPALACHIAN HWY | BLUE RIDGE | Fannin | 9055018 | 4 |  | 1995-06-01 |  | 1995-06-01 |  | Removed from Ground | Gas (Historical Use) | 3000 | Galvanic (STIP-3) | 1988-09-16 | 2006-12-28 | Bare Steel | Pressurized
WINDY RIDGE CONOCO | 4900 APPALACHIAN HWY | BLUE RIDGE | Fannin | 9055018 | 5 |  | 1995-06-01 |  | 1995-06-01 |  | Removed from Ground | Kerosene | 1000 | Galvanic (STIP-3) | 1988-09-16 | 2006-12-28 | Bare Steel | Pressurized
WINDY RIDGE CONOCO | 4900 APPALACHIAN HWY | BLUE RIDGE | Fannin | 9055018 | 7 | Ball Float | 2007-01-10 | FALSE | 2007-01-10 | FALSE | Currently in Use | E-0 | 6000 | Fiberglass | 2007-01-10 |  | Double-Walled Flex | Pressurized
BILLS CONVENIENCE STORE | 10122 BLUE RIDGE DR | BLUE RIDGE | Fannin | 9055030 | 1402 | Ball Float | 1998-12-01 | FALSE | 1998-12-01 | FALSE | Currently in Use | Plus | 5000 | Galvanic (STIP-3) | 1992-01-01 |  | Fiberglass Reinforced Plastic | Pressurized
BILLS CONVENIENCE STORE | 10122 BLUE RIDGE DR | BLUE RIDGE | Fannin | 9055030 | 3 | [5 empty] | Removed from Ground | Empty | 0 | Bare Steel | 1991-01-01 | 1991-01-01 | Bare Steel
BILLS CONVENIENCE STORE | 10122 BLUE RIDGE DR | BLUE RIDGE | Fannin | 9055030 | 1405 | Flapper Valve | 1998-12-01 |  | 1998-12-01 |  | Temporarily out of use | Kerosene | 1000 | Galvanic (STIP-3) | 1992-01-01 |  | Fiberglass Reinforced Plastic | Safe Suction (Euro)
WINDY RIDGE CONOCO | 4900 APPALACHIAN HWY | BLUE RIDGE | Fannin | 9055018 | 11 | Ball Float | 2013-09-01 | FALSE | 2013-09-01 | FALSE | Currently in Use | Premium | 5000 | Fiberglass Double Walled | 2013-09-01 |  | Double-Walled Flex | Pressurized
JUNE WALKER CHEVROLET | 1425 EAST MAIN ST | BLUE RIDGE | Fannin | 9055010 | 1 | [5 empty] | Removed from Ground | Empty | 1000 | Not Marked/Unknown |  | 1899-12-31 | Not Marked
MAIN ST STATION | 757 MAIN ST | BLUE RIDGE | Fannin | 9055013 | SUPER3 | Flapper Valve | 1998-05-01 |  | 1998-05-01 |  | Removed from Ground | Gas (Historical Use) | 3000 | Steel-Impressed Current | 1998-05-01 | 2012-12-11 | Cathodically Protected | Safe Suction (Euro)
VANZANDT'S STORE | 103 NEWPORT RD | BLUE RIDGE | Fannin | 10000430 | 1 |  | 2003-08-29 | FALSE | 2003-08-29 | FALSE | Removed from Ground | Gas (Historical Use) | 2000 | Galvanic (STIP-3) | 2003-08-29 | 2015-06-22 | Fiberglass Reinforced Plastic | Suction (American)
MURPHY USA #7524 | 445 PROGRESS CIR | BLUE RIDGE | Fannin | 10002370 | 2A | Ball Float | 2014-09-05 | FALSE | 2014-12-04 | FALSE | Currently in Use | Diesel | 12000 | Fiberglass Double Walled | 2014-09-05 |  | Double-Walled Fiberglass | Pressurized
INGLES GAS EXPRESS #36 | 5679 APPALACHIAN HWY | BLUE RIDGE | Fannin | 10001239 | 92083 | Flapper Valve | 2006-10-06 | FALSE | 2006-10-06 | FALSE | Currently in Use | Diesel | 8000 | Fiberglass Double Walled | 2006-09-28 |  | Double-Walled Flex | Pressurized
BILLS CONVENIENCE STORE | 10122 BLUE RIDGE DR | BLUE RIDGE | Fannin | 9055030 | 1403 | Ball Float | 1998-12-01 | FALSE | 1998-12-01 | FALSE | Currently in Use | Premium | 5000 | Galvanic (STIP-3) | 1992-01-01 |  | Fiberglass Reinforced Plastic | Pressurized
B AND D CROSSING | 5991 HWY 2 | BLUE RIDGE | Fannin | 9055035 | SUPER3 |  |  | FALSE |  | FALSE | Removed from Ground | Gas (Historical Use) | 1000 | Bare Steel | 1999-04-01 | 1999-04-01
WINDY RIDGE CONOCO | 4900 APPALACHIAN HWY | BLUE RIDGE | Fannin | 9055018 | 3 |  | 1995-06-01 |  | 1995-06-01 |  | Removed from Ground | Diesel | 5000 | Galvanic (STIP-3) | 1988-09-16 | 2006-12-28 | Bare Steel | Pressurized
BLUE RIDGE CHEVRON | 6190 BLUE RIDGE DR | BLUE RIDGE | Fannin | 9055016 | 3 | Ball Float | 1988-09-01 | FALSE | 1988-09-01 | FALSE | Currently in Use | Diesel | 6000 | Galvanic (STIP-3) | 1988-09-01 |  | Fiberglass Reinforced Plastic | Pressurized
BLUE RIDGE CHEVRON | 6190 BLUE RIDGE DR | BLUE RIDGE | Fannin | 9055016 | 3 | Ball Float | 1988-09-01 | FALSE | 1988-09-01 | FALSE | Currently in Use | Diesel | 6000 | Galvanic (STIP-3) | 1988-09-01 |  | Fiberglass Reinforced Plastic | Pressurized
BLUE RIDGE CHEVRON | 6190 BLUE RIDGE DR | BLUE RIDGE | Fannin | 9055016 | 4B | Flapper Valve | 2021-03-16 | FALSE | 2021-03-16 | FALSE | Currently in Use | E-0 | 4000 | Composite Double Walled | 2021-03-15 |  | Double-Walled Fiberglass | Pressurized
BLUE RIDGE CHEVRON | 6190 BLUE RIDGE DR | BLUE RIDGE | Fannin | 9055016 | 4B | Flapper Valve | 2021-03-16 | FALSE | 2021-03-16 | FALSE | Currently in Use | E-0 | 4000 | Composite Double Walled | 2021-03-15 |  | Double-Walled Fiberglass | Pressurized
BLUE RIDGE CHEVRON | 6190 BLUE RIDGE DR | BLUE RIDGE | Fannin | 9055016 | 4B | Flapper Valve | 2021-03-16 | FALSE | 2021-03-16 | FALSE | Currently in Use | E-0 | 4000 | Composite Double Walled | 2021-03-15 |  | Double-Walled Fiberglass | Pressurized
MAIN ST STATION | 757 MAIN ST | BLUE RIDGE | Fannin | 9055013 | PLUS2 | Flapper Valve | 1998-05-01 |  | 1998-05-01 |  | Removed from Ground | Gas (Historical Use) | 3000 | Steel-Impressed Current | 1998-05-01 | 2012-12-11 | Cathodically Protected | Safe Suction (Euro)
GARRETTS TEXACO | US HWY 76 SOUTH | BLUE RIDGE | Fannin | 550048 | 2 | [5 empty] | Removed from Ground | Gas (Historical Use) | 10000 | Bare Steel | 1971-05-12 | 1989-02-01 | Galvanized Steel
FANNIN CO ROAD DEPT | 229 ASKA RD | BLUE RIDGE | Fannin | 9055021 | 4 | Flapper Valve | 2024-06-28 | FALSE | 2024-04-24 | FALSE | Currently in Use | Diesel | 10000 | Fiberglass Double Walled | 2024-04-18 |  | Double-Walled Flex | Pressurized
JUNE WALKER CHEVROLET | 1425 EAST MAIN ST | BLUE RIDGE | Fannin | 9055010 | 2 | [5 empty] | Removed from Ground | Empty | 1000 | Not Marked/Unknown |  | 1899-12-31 | Not Marked
BLUE RIDGE TELEPHONE CO/LAKEWOOD | US HWY 76 & GA HWY 60 | BLUE RIDGE | Fannin | 9055002 | 2 | [5 empty] | Removed from Ground | Diesel | 550 | Cathodically Protected Steel | 1991-01-01 | 1999-09-01 | Galvanized Steel
INGLES GAS EXPRESS #36 | 5679 APPALACHIAN HWY | BLUE RIDGE | Fannin | 10001239 | 92059-A | Flapper Valve | 2006-10-06 | FALSE | 2006-10-06 | FALSE | Currently in Use | Regular | 25000 | Fiberglass Double Walled | 2006-09-28 |  | Double-Walled Flex | Pressurized
BEER BARN #6 | 3700 E FIRST ST | BLUE RIDGE | Fannin | 9055041 | 1 | Ball Float | 2001-10-15 | FALSE | 2001-10-15 | FALSE | Currently in Use | Regular | 10000 | Composite | 2001-10-12 |  | Fiberglass Reinforced Plastic | Pressurized
MURPHY USA #7524 | 445 PROGRESS CIR | BLUE RIDGE | Fannin | 10002370 | 2B | Ball Float | 2014-09-05 | FALSE | 2014-12-04 | FALSE | Currently in Use | Premium | 8000 | Fiberglass Double Walled | 2014-09-05 |  | Double-Walled Fiberglass | Pressurized
TOP STREET CONVENIENCE STORE | 3595 E FIRST STREET | BLUE RIDGE | Fannin | 10000364 | T-1 |  |  | FALSE |  | FALSE | Removed from Ground | Gas (Historical Use) | 6000 | Bare Steel | 2003-03-26 | 2003-03-26 | Galvanized Steel
BLUE RIDGE CHEVRON | 6190 BLUE RIDGE DR | BLUE RIDGE | Fannin | 9055016 | 3 | Ball Float | 1988-09-01 | FALSE | 1988-09-01 | FALSE | Currently in Use | Diesel | 6000 | Galvanic (STIP-3) | 1988-09-01 |  | Fiberglass Reinforced Plastic | Pressurized
FANNIN CO COMM | 344 WEST MAIN STREET | BLUE RIDGE | Fannin | 9055011 | 1 | [5 empty] | Closed in Ground | Gas (Historical Use) | 1000 | Double Walled | 1987-01-01 | 1995-05-01 | Galvanized Steel | Safe Suction (Euro)
TED WEAVER BODY SHOP | 845 E MAIN ST | BLUE RIDGE | Fannin | 9055039 | 4 | [5 empty] | Removed from Ground | Other | 550 | Bare Steel | 1973-01-01 | 2001-12-01 | Not Marked
BANO ENTERPRISES #9 | 5980 APPALACHIAN HWY | BLUE RIDGE | Fannin | 552002 | 2 | Flapper Valve | 1987-08-01 | FALSE | 1987-08-01 | FALSE | Currently in Use | Diesel Off Road | 10000 | Composite | 1987-08-04 |  | Fiberglass Reinforced Plastic | Pressurized
VANZANDT'S STORE | 103 NEWPORT RD | BLUE RIDGE | Fannin | 10000430 | 2 |  | 2003-08-29 | FALSE | 2003-08-29 | FALSE | Removed from Ground | Diesel | 2000 | Galvanic (STIP-3) | 2003-08-29 | 2015-06-22 | Fiberglass Reinforced Plastic | Suction (American)
CITY OF BLUE RIDGE | 3101 E FIRST ST | BLUE RIDGE | Fannin | 9055026 | 1 | [5 empty] | Removed from Ground | Gas (Historical Use) | 1000 | Bare Steel | 1998-09-09 | 1998-09-09 | Galvanized Steel | Safe Suction (Euro)
BILLS CONVENIENCE STORE | 10122 BLUE RIDGE DR | BLUE RIDGE | Fannin | 9055030 | 1401 | Ball Float | 1998-12-01 | FALSE | 1998-12-01 | FALSE | Currently in Use | Regular | 8000 | Galvanic (STIP-3) | 1992-01-01 |  | Fiberglass Reinforced Plastic | Pressurized
BLUE RIDGE TELEPHONE CO/LAKEWOOD | US HWY 76 & GA HWY 60 | BLUE RIDGE | Fannin | 9055002 | 1 | [5 empty] | Removed from Ground | Diesel | 550 | Bare Steel | 1983-01-01 | 1991-06-13 | Galvanized Steel
FANNIN CO ROAD DEPT | 229 ASKA RD | BLUE RIDGE | Fannin | 9055021 | 3 | Flapper Valve | 2024-06-28 | FALSE | 2024-04-24 | FALSE | Currently in Use | E-10 | 10000 | Fiberglass Double Walled | 2024-04-18 |  | Double-Walled Flex | Pressurized
REBELS PANTRY INC | 4100 E FIRST ST | BLUE RIDGE | Fannin | 9055023 | 2 | Flapper Valve | 1997-04-20 | FALSE | 1997-04-20 | FALSE | Removed from Ground | Gas (Historical Use) | 10000 | Steel-Impressed Current | 1972-05-01 | 2017-12-11 | Steel (Impressed Current) | Pressurized
REBELS PANTRY | 4500 APPALACHIAN HWY | BLUE RIDGE | Fannin | 9055031 | 1 | Ball Float | 1997-06-01 | FALSE | 1997-06-01 | FALSE | Currently in Use | Regular | 12000 | Composite | 1997-01-01 |  | Double-Walled Flex | Pressurized
WINDY RIDGE CONOCO | 4900 APPALACHIAN HWY | BLUE RIDGE | Fannin | 9055018 | 6 | Ball Float | 2007-01-10 | FALSE | 2007-01-10 | FALSE | Currently in Use | Regular | 12000 | Fiberglass | 2007-01-10 |  | Double-Walled Flex | Pressurized
BANO ENTERPRISES #9 | 5980 APPALACHIAN HWY | BLUE RIDGE | Fannin | 552002 | 1 | Flapper Valve | 1987-08-01 | FALSE | 1987-08-01 | FALSE | Currently in Use | Regular | 10000 | Composite | 1987-08-04 |  | Fiberglass Reinforced Plastic | Pressurized
INGLES GAS EXPRESS #36 | 5679 APPALACHIAN HWY | BLUE RIDGE | Fannin | 10001239 | 92059-B | Flapper Valve | 2006-10-06 | FALSE | 2006-10-06 | FALSE | Currently in Use | Premium | 7000 | Fiberglass Double Walled | 2006-09-28
GARRETTS TEXACO | US HWY 76 SOUTH | BLUE RIDGE | Fannin | 550048 | 3 | [5 empty] | Removed from Ground | Gas (Historical Use) | 10000 | Bare Steel | 1971-05-12 | 1989-02-01 | Galvanized Steel
MAIN ST STATION | 757 MAIN ST | BLUE RIDGE | Fannin | 9055013 | NL1 | Flapper Valve | 1998-05-01 |  | 1998-05-01 |  | Removed from Ground | Gas (Historical Use) | 3000 | Steel-Impressed Current | 1998-05-01 | 2012-12-11 | Cathodically Protected | Safe Suction (Euro)
TED WEAVER BODY SHOP | 845 E MAIN ST | BLUE RIDGE | Fannin | 9055039 | 1 | [5 empty] | Removed from Ground | Gas (Historical Use) | 8000 | Bare Steel | 1973-01-01 | 2001-12-01 | Bare Steel | Safe Suction (Euro)
MOORES GARAGE | E MAIN ST | BLUE RIDGE | Fannin | 9055038 | 3 | [5 empty] | Installed | Gas (Historical Use) | 0 | Not Marked/Unknown |  |  | Not Marked
RaceWay #6871 - Blue Ridge | 4581 APPALACHIAN HWY | BLUE RIDGE | Fannin | 10002004 | 2 | Overfill Alarm | 2011-06-29 | FALSE | 2011-06-29 | FALSE | Currently in Use | Diesel | 12000 | Composite Double Walled | 2011-06-29 |  | Double-Walled Fiberglass | Pressurized
REBELS PANTRY INC | 4100 E FIRST ST | BLUE RIDGE | Fannin | 9055023 | 3 | Flapper Valve | 1997-04-20 | FALSE | 1997-04-20 | FALSE | Removed from Ground | Gas (Historical Use) | 6000 | Steel-Impressed Current | 1972-05-01 | 2017-12-11 | Steel (Impressed Current) | Pressurized
FANNIN CO SHERIFF DEPT | SUMMIT STREET | BLUE RIDGE | Fannin | 9055022 | 1 | [5 empty] | Closed in Ground | Gas (Historical Use) | 1000 | Not Marked/Unknown | 1977-12-01 | 1997-08-01 | Not Marked
BILLS CONVENIENCE STORE | 10122 BLUE RIDGE DR | BLUE RIDGE | Fannin | 9055030 | 2 | [5 empty] | Removed from Ground | Empty | 0 | Bare Steel | 1991-01-01 | 1991-01-01 | Bare Steel
BLUE RIDGE CHEVRON | 6190 BLUE RIDGE DR | BLUE RIDGE | Fannin | 9055016 | 1 | Ball Float | 1988-09-01 | FALSE | 1988-09-01 | FALSE | Currently in Use | Regular | 6000 | Galvanic (STIP-3) | 1988-09-01 |  | Fiberglass Reinforced Plastic | Pressurized
BLUE RIDGE CHEVRON | 6190 BLUE RIDGE DR | BLUE RIDGE | Fannin | 9055016 | 1 | Ball Float | 1988-09-01 | FALSE | 1988-09-01 | FALSE | Currently in Use | Regular | 6000 | Galvanic (STIP-3) | 1988-09-01 |  | Fiberglass Reinforced Plastic | Pressurized
BLUE RIDGE CHEVRON | 6190 BLUE RIDGE DR | BLUE RIDGE | Fannin | 9055016 | 1 | Ball Float | 1988-09-01 | FALSE | 1988-09-01 | FALSE | Currently in Use | Regular | 6000 | Galvanic (STIP-3) | 1988-09-01 |  | Fiberglass Reinforced Plastic | Pressurized
US FOREST SVC |  | BLUE RIDGE | Fannin | 9055007 | 2 | [5 empty] | Removed from Ground | Gas (Historical Use) | 500 | Bare Steel | 1958-01-01 | 1988-12-20 | Galvanized Steel
GARRETTS TEXACO | US HWY 76 SOUTH | BLUE RIDGE | Fannin | 550048 | 1 | [5 empty] | Removed from Ground | Gas (Historical Use) | 10000 | Bare Steel | 1971-05-12 | 1989-02-01 | Galvanized Steel
BLUE RIDGE CHEVRON | 6190 BLUE RIDGE DR | BLUE RIDGE | Fannin | 9055016 | 2 | Ball Float | 1988-09-01 | FALSE | 1988-09-01 | FALSE | Currently in Use | Premium | 6000 | Galvanic (STIP-3) | 1988-09-01 |  | Fiberglass Reinforced Plastic | Pressurized
BLUE RIDGE CHEVRON | 6190 BLUE RIDGE DR | BLUE RIDGE | Fannin | 9055016 | 2 | Ball Float | 1988-09-01 | FALSE | 1988-09-01 | FALSE | Currently in Use | Premium | 6000 | Galvanic (STIP-3) | 1988-09-01 |  | Fiberglass Reinforced Plastic | Pressurized
BLUE RIDGE CHEVRON | 6190 BLUE RIDGE DR | BLUE RIDGE | Fannin | 9055016 | 2 | Ball Float | 1988-09-01 | FALSE | 1988-09-01 | FALSE | Currently in Use | Premium | 6000 | Galvanic (STIP-3) | 1988-09-01 |  | Fiberglass Reinforced Plastic | Pressurized
BLUE RIDGE OIL CO INC | 342 MAIN ST | BLUE RIDGE | Fannin | 9055014 | KERO4 | [5 empty] | Removed from Ground | Kerosene | 1000 | Bare Steel | 1999-12-14 | 1999-12-14 | Galvanized Steel | Suction (American)
RaceWay #6871 - Blue Ridge | 4581 APPALACHIAN HWY | BLUE RIDGE | Fannin | 10002004 | 1 | Overfill Alarm | 2011-06-29 | FALSE | 2011-06-29 | FALSE | Currently in Use | Regular | 20000 | Composite Double Walled | 2011-06-29 |  | Double-Walled Fiberglass | Pressurized
LAKE BLUE RIDGE MARINA INC | 335 MARINA DR | BLUE RIDGE | Fannin | 9055004 | 1 | Flapper Valve | 1992-03-03 | FALSE | 1992-03-03 | FALSE | Currently in Use | Regular | 12000 | STIP-3/Impressed Current | 2001-09-20 |  | Fiberglass Reinforced Plastic | Pressurized
LAKE BLUE RIDGE MARINA INC | 335 MARINA DR | BLUE RIDGE | Fannin | 9055004 | 1 | Flapper Valve | 1992-03-03 | FALSE | 1992-03-03 | FALSE | Currently in Use | Regular | 12000 | STIP-3/Impressed Current | 2001-09-20 |  | Fiberglass Reinforced Plastic | Pressurized
BLUE RIDGE DRIVE BP | 7555 BLUE RIDGE DR | BLUE RIDGE | Fannin | 9055034 | 1 | Ball Float | 1997-11-25 | FALSE | 1997-11-25 | FALSE | Currently in Use | Regular | 10000 | Composite | 1997-11-25 |  | Fiberglass Reinforced Plastic | Pressurized
WINDY RIDGE CONOCO | 4900 APPALACHIAN HWY | BLUE RIDGE | Fannin | 9055018 | 2 |  | 1995-06-01 |  | 1995-06-01 |  | Removed from Ground | Gas (Historical Use) | 5000 | Galvanic (STIP-3) | 1988-09-16 | 2006-12-28 | Bare Steel | Pressurized
WINDY RIDGE CONOCO | 4900 APPALACHIAN HWY | BLUE RIDGE | Fannin | 9055018 | 9 | Ball Float | 2007-01-10 | FALSE | 2007-01-10 | FALSE | Currently in Use | Diesel | 2000 | Fiberglass | 2007-01-10 |  | Double-Walled Flex | Pressurized
WINDY RIDGE CONOCO | 4900 APPALACHIAN HWY | BLUE RIDGE | Fannin | 9055018 | 8 | Ball Float | 2007-01-10 | FALSE | 2007-01-10 | FALSE | Currently in Use | Diesel Off Road | 6000 | Fiberglass | 2007-01-10 |  | Double-Walled Flex | Pressurized
MOORES GARAGE | E MAIN ST | BLUE RIDGE | Fannin | 9055038 | 2 | [5 empty] | Installed | Empty | 0 | Not Marked/Unknown |  |  | Not Marked
BEER BARN #6 | 3700 E FIRST ST | BLUE RIDGE | Fannin | 9055041 | 2 | Ball Float | 2001-10-15 | FALSE | 2001-10-15 | FALSE | Currently in Use | Premium | 8000 | Composite | 2001-10-12 |  | Fiberglass Reinforced Plastic | Pressurized
FANNIN CO BD OF EDUCATION/NEW BU | 156 IND BLVD | BLUE RIDGE | Fannin | 550005 | 1 | Flapper Valve | 1997-07-01 | FALSE | 1997-07-01 | FALSE | Currently in Use | Diesel | 12000 | Composite Double Walled | 2022-04-29 |  | Double-Walled Fiberglass | Pressurized
RIGHT STUFF-BLUE RIDGE | 181 W FIRST ST | BLUE RIDGE | Fannin | 550019 | 5 | Ball Float | 1989-01-01 | FALSE | 1989-01-01 | FALSE | Currently in Use | Regular | 8000 | Galvanic (STIP-3) | 1989-01-01 |  | Double-Walled Fiberglass | Pressurized
RIGHT STUFF-BLUE RIDGE | 181 W FIRST ST | BLUE RIDGE | Fannin | 550019 | 2 | [5 empty] | Removed from Ground | Gas (Historical Use) | 3000 | Bare Steel | 1978-04-20 | 1989-07-06 | Galvanized Steel
TANNER SERVICE STATION | 3761 E FIRST ST | BLUE RIDGE | Fannin | 550046 | 3 |  | 1998-04-08 |  | 1998-04-08 |  | Removed from Ground | Gas (Historical Use) | 2000 | Steel-Impressed Current | 1976-01-01 | 2006-02-22 | Cathodically Protected | Safe Suction (Euro)
ASH FOOD MART | 500 APPALACHIAN HWY | BLUE RIDGE | Fannin | 550042 | 1 | Flapper Valve | 1996-05-23 | FALSE | 1996-05-23 | FALSE | Temporarily out of use | Diesel | 1000 | Steel-Impressed Current | 1981-05-09 |  | Double-Walled Fiberglass | Safe Suction (Euro)
ASH FOOD MART | 500 APPALACHIAN HWY | BLUE RIDGE | Fannin | 550042 | 5B | Flapper Valve | 1996-05-23 | FALSE | 1996-05-23 | FALSE | Currently in Use | Gas (Historical Use) | 6000 | Composite | 1996-05-23 |  | Double-Walled Fiberglass | Pressurized
VALERO FOOD MART | 7320 BLUE RIDGE DR | BLUE RIDGE | Fannin | 550013 | 3 | Overfill Alarm | 1998-01-20 | FALSE | 1998-01-20 | FALSE | Currently in Use | Gas (Historical Use) | 20000 | Steel-Impressed Current | 1995-09-12 |  | Double-Walled Flex | Pressurized
GA STATE PATROL POST #27 | RT 3 BOX 3234/INDUSTRIAL BLVD | BLUE RIDGE | Fannin | 550010 | 2 | [5 empty] | Closed in Ground | Empty | 500 | Bare Steel | 1960-03-12 | 1980-07-15 | Not Marked
GA DEPARTMENT OF TRANSPORTATION | STATE ST @ ORCHARD BLVD | BLUE RIDGE | Fannin | 550018 | 620D1 | [5 empty] | Removed from Ground | Diesel | 1000 | Cathodically Protected Steel | 1987-01-01 | 2001-09-17 | Galvanized Steel | Safe Suction (Euro)
FANNIN CO FIRE DEPT | 399 W MAIN | BLUE RIDGE | Fannin | 550009 | 1 | [5 empty] | Removed from Ground | Gas (Historical Use) | 1000 | Bare Steel | 1985-02-28 | 1995-05-01 | Galvanized Steel
HALLS DEPT STORE | 116 E MAIN ST | BLUE RIDGE | Fannin | 550011 | 1 | [5 empty] | Currently in Use | Diesel | 1000 | Not Marked/Unknown |  |  | Not Marked
RICHARDSON COUNTRY MART | 2341 SUGAR CREEK RD | BLUE RIDGE | Fannin | 550038 | 2 | [5 empty] | Removed from Ground | Gas (Historical Use) | 2000 | Bare Steel | 1979-05-10 | 2008-07-09 | Galvanized Steel | Suction (American)
HOOPERS | 3153 BLUE RIDGE DR | BLUE RIDGE | Fannin | 550034 | 1 |  | 1999-05-01 | FALSE | 1999-05-01 | FALSE | Abandoned-No Known Release | Gas (Historical Use) | 6000 | Steel-Impressed Current | 1980-05-09 |  | Cathodically Protected | Suction (American)
WEEKS GROCERY | BOARDTOWN RD | BLUE RIDGE | Fannin | 550032 | 5 |  | 1991-05-17 |  | 1991-05-17 |  | Removed from Ground | Gas (Historical Use) | 2000 | Galvanic (STIP-3) | 1991-05-17 | 2004-05-19 | Bare Steel | Suction (American)
WEEKS GROCERY | BOARDTOWN RD | BLUE RIDGE | Fannin | 550032 | 7 |  | 1991-05-17 |  | 1991-05-17 |  | Removed from Ground | Gas (Historical Use) | 1000 | Galvanic (STIP-3) | 1991-05-17 | 2004-05-19 | Bare Steel | Suction (American)
WEEKS GROCERY | BOARDTOWN RD | BLUE RIDGE | Fannin | 550032 | 4 | [5 empty] | Removed from Ground | Gas (Historical Use) | 2000 | Bare Steel | 1982-05-09 | 1991-05-03 | Galvanized Steel | Suction (American)
RAYS CHEVRON | 4246 E FIRST ST | BLUE RIDGE | Fannin | 55051 | 3 | [5 empty] | Removed from Ground | Gas (Historical Use) | 1000 | Bare Steel | 1976-01-01 | 1998-12-22 | Bare Steel | Suction (American)
ATLANTA BAKING CO INC | EAST FIRST ST | BLUE RIDGE | Fannin | 550017 | 1 | [5 empty] | Removed from Ground | Gas (Historical Use) | 10000 | Bare Steel | 1978-03-19 | 1986-01-01 | Galvanized Steel
FANNIN REGIONAL HOSPITAL | 2855 GA HWY 5 NORTH | BLUE RIDGE | Fannin | 550016 | 1 | Flapper Valve | 1999-02-01 | FALSE | 1999-02-01 | FALSE | Currently in Use | Diesel | 15000 | Fiberglass | 1976-01-01 |  | Flex | Suction (American)
GA STATE PATROL POST #27 | RT 3 BOX 3234/INDUSTRIAL BLVD | BLUE RIDGE | Fannin | 550010 | 1 | [5 empty] | Removed from Ground | Gas (Historical Use) | 3000 | Bare Steel | 1981-03-07 | 2002-10-25 | Galvanized Steel
ASH FOOD MART | 500 APPALACHIAN HWY | BLUE RIDGE | Fannin | 550042 | 4 | Flapper Valve | 1996-05-23 | FALSE | 1996-05-23 | FALSE | Currently in Use | Gas (Historical Use) | 12000 | Composite | 1996-05-23 |  | Double-Walled Fiberglass | Pressurized
ASH FOOD MART | 500 APPALACHIAN HWY | BLUE RIDGE | Fannin | 550042 | 5A | Flapper Valve | 1996-05-23 | FALSE | 1996-05-23 | FALSE | Currently in Use | Gas (Historical Use) | 6000 | Composite | 1996-05-23 |  | Double-Walled Fiberglass | Pressurized
POSTEL SERVICE | 2465 E FIRST ST | BLUE RIDGE | Fannin | 550035 | UST-3 | [5 empty] | Removed from Ground | Gas (Historical Use) | 1000 | Cathodically Protected Steel | 1976-04-01 | 1994-03-14 | Bare Steel | Safe Suction (Euro)
RAYS CHEVRON | 4246 E FIRST ST | BLUE RIDGE | Fannin | 55051 | 2 | [5 empty] | Removed from Ground | Gas (Historical Use) | 4000 | Bare Steel | 1976-05-18 | 1998-12-22 | Bare Steel | Suction (American)
RIGHT STUFF-BLUE RIDGE | 181 W FIRST ST | BLUE RIDGE | Fannin | 550019 | 6 | Ball Float | 1989-01-01 | FALSE | 1989-01-01 | FALSE | Currently in Use | Regular | 8000 | Galvanic (STIP-3) | 1989-01-01 |  | Double-Walled Fiberglass | Pressurized
HOOPERS | 3153 BLUE RIDGE DR | BLUE RIDGE | Fannin | 550034 | 2 |  | 1999-05-01 | FALSE | 1999-05-01 | FALSE | Abandoned-No Known Release | Gas (Historical Use) | 6000 | Steel-Impressed Current | 1980-05-09 |  | Cathodically Protected | Suction (American)
POSTEL SERVICE | 2465 E FIRST ST | BLUE RIDGE | Fannin | 550035 | UST-1 | [5 empty] | Removed from Ground | Diesel | 1000 | Cathodically Protected Steel | 1975-05-11 | 1994-03-01 | Bare Steel | Safe Suction (Euro)
POSTEL SERVICE | 2465 E FIRST ST | BLUE RIDGE | Fannin | 550035 | UST-4B |  | 1994-09-25 |  | 1994-09-25 |  | Removed from Ground | Gas (Historical Use) | 1000 | Galvanic (STIP-3) | 1994-09-26 | 2011-06-08 | Cathodically Protected | Safe Suction (Euro)
LAKEWOOD GROCERY | US HWY 76 @ GA HWY 60 | BLUE RIDGE | Fannin | 550037 | 2 | [5 empty] | Removed from Ground | Gas (Historical Use) | 5000 | Bare Steel | 1982-05-09 | 1988-05-01 | Galvanized Steel | Suction (American)
POSTEL SERVICE | 2465 E FIRST ST | BLUE RIDGE | Fannin | 550035 | 5 |  | 1994-09-26 |  | 1994-09-26 |  | Removed from Ground | Gas (Historical Use) | 2000 | Cathodically Protected Steel | 1994-09-26 | 2011-06-08 | Cathodically Protected | Safe Suction (Euro)
DOLLAR DAWG | 4075 E FIRST | BLUE RIDGE | Fannin | 550025 | 703 | Ball Float | 1998-10-01 |  | 1998-10-01 |  | Removed from Ground | Gas (Historical Use) | 10152 | Steel-Impressed Current | 1979-10-01 | 2012-04-24 | Fiberglass Reinforced Plastic | Pressurized
RIGHT STUFF-BLUE RIDGE | 181 W FIRST ST | BLUE RIDGE | Fannin | 550019 | 3 | [5 empty] | Removed from Ground | Gas (Historical Use) | 6000 | Bare Steel | 1973-04-21 | 1989-07-06 | Galvanized Steel
GA DEPARTMENT OF TRANSPORTATION | STATE ST @ ORCHARD BLVD | BLUE RIDGE | Fannin | 550018 | 62001 | [5 empty] | Removed from Ground | Gas (Historical Use) | 1050 | Bare Steel | 1962-05-05 | 1989-06-16 | Galvanized Steel | Safe Suction (Euro)
ATLANTA MOTOR LINES INC | W MAIN ST | BLUE RIDGE | Fannin | 550022 | 2 | [5 empty] | Removed from Ground | Diesel | 1000 | Not Marked/Unknown | 1998-06-17 | 1998-06-17 | Not Marked
KISMET PRODUCTS | US HWY 76 | BLUE RIDGE | Fannin | 550014 | 2 |  | 1992-06-18 |  | 1992-06-18 |  | Currently in Use | Diesel | 10000 | Bare Steel | 1992-06-18 |  | Copper | Suction (American)
ASH FOOD MART | 500 APPALACHIAN HWY | BLUE RIDGE | Fannin | 550042 | 3 | Flapper Valve | 1996-05-23 | FALSE | 1996-05-23 | FALSE | Temporarily out of use | Diesel | 3000 | Steel-Impressed Current | 1981-05-09 |  | Double-Walled Fiberglass | Safe Suction (Euro)
LAKEWOOD GROCERY | US HWY 76 @ GA HWY 60 | BLUE RIDGE | Fannin | 550037 | 1 | [5 empty] | Removed from Ground | Gas (Historical Use) | 6000 | Bare Steel | 1982-05-09 | 1988-05-01 | Galvanized Steel | Suction (American)
RIGHT STUFF-BLUE RIDGE | 181 W FIRST ST | BLUE RIDGE | Fannin | 550019 | 1 | [5 empty] | Removed from Ground | Gas (Historical Use) | 4000 | Bare Steel | 1961-04-24 | 1989-07-06 | Galvanized Steel
KISMET PRODUCTS | US HWY 76 | BLUE RIDGE | Fannin | 550014 | 1 | [5 empty] | Closed in Ground | Diesel | 10000 | Bare Steel | 1951-02-16 | 1992-06-18 | Copper | Suction (American)
POSTEL SERVICE | 2465 E FIRST ST | BLUE RIDGE | Fannin | 550035 | 3A | [5 empty] | Removed from Ground | Diesel | 1000 | Cathodically Protected Steel | 1994-09-26 | 1998-12-01 | Bare Steel | Safe Suction (Euro)
POSTEL SERVICE | 2465 E FIRST ST | BLUE RIDGE | Fannin | 550035 | UST-5B |  | 1998-12-01 |  | 1998-12-01 |  | Removed from Ground | Diesel | 2000 | Galvanic (STIP-3) | 1998-12-01 | 2011-06-08 | Cathodically Protected | Safe Suction (Euro)
FANNIN CO BD OF EDUCATION/NEW BU | 156 IND BLVD | BLUE RIDGE | Fannin | 550005 | 2 | Flapper Valve | 1997-07-01 | FALSE | 1997-07-01 | FALSE | Currently in Use | Regular | 6000 | Fiberglass Double Walled | 1981-12-05 |  | Double-Walled Fiberglass | Pressurized
RICHARDSON COUNTRY MART | 2341 SUGAR CREEK RD | BLUE RIDGE | Fannin | 550038 | 1 | [5 empty] | Removed from Ground | Gas (Historical Use) | 2000 | Bare Steel | 1979-05-10 | 2008-07-09 | Galvanized Steel | Suction (American)
ATLANTA MOTOR LINES INC | W MAIN ST | BLUE RIDGE | Fannin | 550022 | 1 | [5 empty] | Closed in Ground | Empty | 2000 | Bare Steel | 1971-04-04 | 1899-12-31 | Bare Steel
TANNER SERVICE STATION | 3761 E FIRST ST | BLUE RIDGE | Fannin | 550046 | 2 |  | 1998-04-08 |  | 1998-04-08 |  | Removed from Ground | Gas (Historical Use) | 8000 | Steel-Impressed Current | 1972-05-11 | 2006-02-22 | Cathodically Protected | Safe Suction (Euro)
WEEKS GROCERY | BOARDTOWN RD | BLUE RIDGE | Fannin | 550032 | 1 | [5 empty] | Closed in Ground | Gas (Historical Use) | 1000 | Bare Steel | 1982-05-09 | 1991-05-03 | Galvanized Steel | Suction (American)
VALERO FOOD MART | 7320 BLUE RIDGE DR | BLUE RIDGE | Fannin | 550013 | 6 | Overfill Alarm | 1998-01-20 | FALSE | 1998-01-20 | FALSE | Currently in Use | Kerosene | 6000 | Steel-Impressed Current | 1995-09-12 |  | Double-Walled Flex | Pressurized
FANNIN CO SCHOOL | US HWY 76/CORNER OF EAST MAIN ST | BLUE RIDGE | Fannin | 550006 | 1 | [5 empty] | Removed from Ground | Gas (Historical Use) | 1000 | Bare Steel | 1969-12-08 | 1994-06-13 | Galvanized Steel | Safe Suction (Euro)
POSTEL SERVICE | 2465 E FIRST ST | BLUE RIDGE | Fannin | 550035 | UST-3B |  | 1994-09-25 |  | 1994-09-25 |  | Removed from Ground | Gas (Historical Use) | 1000 | Galvanic (STIP-3) | 1994-09-26 | 2011-06-08 | Cathodically Protected | Safe Suction (Euro)
WEEKS GROCERY | BOARDTOWN RD | BLUE RIDGE | Fannin | 550032 | 2 | [5 empty] | Closed in Ground | Diesel | 560 | Bare Steel | 1982-05-09 | 1991-05-03 | Galvanized Steel | Suction (American)
RAYS CHEVRON | 4246 E FIRST ST | BLUE RIDGE | Fannin | 55051 | 1 | [5 empty] | Removed from Ground | Gas (Historical Use) | 4000 | Bare Steel | 1976-05-18 | 1998-12-22 | Bare Steel | Suction (American)
RIGHT STUFF-BLUE RIDGE | 181 W FIRST ST | BLUE RIDGE | Fannin | 550019 | 7 | Ball Float | 1989-01-01 | FALSE | 1989-01-01 | FALSE | Currently in Use | Diesel | 5000 | Galvanic (STIP-3) | 1989-01-01 |  | Double-Walled Fiberglass | Pressurized
RIGHT STUFF-BLUE RIDGE | 181 W FIRST ST | BLUE RIDGE | Fannin | 550019 | 4 | Ball Float | 1989-01-01 | FALSE | 1989-01-01 | FALSE | Currently in Use | Premium | 8000 | Galvanic (STIP-3) | 1989-01-01 |  | Double-Walled Fiberglass | Pressurized
GA DEPARTMENT OF TRANSPORTATION | STATE ST @ ORCHARD BLVD | BLUE RIDGE | Fannin | 550018 | 620G1 | [5 empty] | Removed from Ground | Gas (Historical Use) | 1000 | Cathodically Protected Steel | 1987-01-01 | 2001-09-17 | Galvanized Steel | Safe Suction (Euro)
VALERO FOOD MART | 7320 BLUE RIDGE DR | BLUE RIDGE | Fannin | 550013 | 2 | Overfill Alarm | 1998-01-20 | FALSE | 1998-01-20 | FALSE | Currently in Use | Premium | 20000 | Steel-Impressed Current | 1995-09-12 |  | Double-Walled Flex | Pressurized
WEST FANNIN ELEMENTARY SCHOOL | 5060 BLUE RIDGE DR | BLUE RIDGE | Fannin | 550007 | 1 | [5 empty] | Removed from Ground | Empty | 7000 | Bare Steel | 1969-12-08 | 1995-06-09 | Galvanized Steel
TANNER SERVICE STATION | 3761 E FIRST ST | BLUE RIDGE | Fannin | 550046 | 1 |  | 1998-04-08 |  | 1998-04-08 |  | Removed from Ground | Gas (Historical Use) | 8000 | Steel-Impressed Current | 1972-05-11 | 2006-02-22 | Cathodically Protected | Safe Suction (Euro)
ASH FOOD MART | 500 APPALACHIAN HWY | BLUE RIDGE | Fannin | 550042 | 2 | Flapper Valve | 1996-05-23 | FALSE | 1996-05-23 | FALSE | Temporarily out of use | Diesel | 2000 | Steel-Impressed Current | 1981-05-09 |  | Double-Walled Fiberglass | Safe Suction (Euro)
HOOPERS | 3153 BLUE RIDGE DR | BLUE RIDGE | Fannin | 550034 | 3 |  | 1999-05-01 | FALSE | 1999-05-01 | FALSE | Abandoned-No Known Release | Gas (Historical Use) | 4000 | Steel-Impressed Current | 1980-05-09 |  | Cathodically Protected | Suction (American)
MURPHY USA #7524 | 445 PROGRESS CIR | BLUE RIDGE | Fannin | 10002370 | 1 | Ball Float | 2014-09-05 | FALSE | 2014-12-04 | FALSE | Currently in Use | Regular | 20000 | Fiberglass Double Walled | 2014-09-05 |  | Double-Walled Fiberglass | Pressurized
GARRETTS TEXACO | US HWY 76 SOUTH | BLUE RIDGE | Fannin | 550048 | 5 | [5 empty] | Removed from Ground | Diesel | 8000 | Bare Steel | 1971-05-12 | 1989-02-01 | Galvanized Steel
GARRETTS TEXACO | US HWY 76 SOUTH | BLUE RIDGE | Fannin | 550048 | 4 | [5 empty] | Removed from Ground | Kerosene | 8000 | Bare Steel | 1971-05-12 | 1989-02-01 | Galvanized Steel
VALERO FOOD MART | 7320 BLUE RIDGE DR | BLUE RIDGE | Fannin | 550013 | 1 | Overfill Alarm | 1998-01-20 | FALSE | 1998-01-20 | FALSE | Currently in Use | Diesel | 20000 | Steel-Impressed Current | 1995-08-16 |  | Double-Walled Flex | Pressurized
DOLLAR DAWG | 4075 E FIRST | BLUE RIDGE | Fannin | 550025 | 701 | Ball Float | 1998-10-01 |  | 1998-10-01 |  | Removed from Ground | Gas (Historical Use) | 10152 | Steel-Impressed Current | 1979-07-01 | 2012-04-24 | Flex | Pressurized
DOLLAR DAWG | 4075 E FIRST | BLUE RIDGE | Fannin | 550025 | 702 | Ball Float | 1998-10-01 |  | 1998-10-01 |  | Removed from Ground | Gas (Historical Use) | 10152 | Steel-Impressed Current | 1979-10-01 | 2012-04-24 | Flex | Pressurized
TVA | UNKNOWN | BLUE RIDGE | Fannin | 550044 | 1 | [5 empty] | Removed from Ground | Gas (Historical Use) | 15 | Bare Steel | 1961-05-14 | 1988-06-01 | Copper | Gravity Fed
WEEKS GROCERY | BOARDTOWN RD | BLUE RIDGE | Fannin | 550032 | 6 |  | 1991-05-17 |  | 1991-05-17 |  | Removed from Ground | Gas (Historical Use) | 1000 | Galvanic (STIP-3) | 1991-05-17 | 2004-05-19 | Bare Steel | Suction (American)
POSTEL SERVICE | 2465 E FIRST ST | BLUE RIDGE | Fannin | 550035 | UST-4 | [5 empty] | Removed from Ground | Gas (Historical Use) | 1000 | Cathodically Protected Steel | 1975-05-11 | 1994-03-14 | Bare Steel | Safe Suction (Euro)
LAKEWOOD GROCERY | US HWY 76 @ GA HWY 60 | BLUE RIDGE | Fannin | 550037 | 3 | [5 empty] | Removed from Ground | Gas (Historical Use) | 3000 | Bare Steel | 1982-05-09 | 1988-05-01 | Galvanized Steel | Suction (American)
POSTEL SERVICE | 2465 E FIRST ST | BLUE RIDGE | Fannin | 550035 | UST-2 | [5 empty] | Removed from Ground | Gas (Historical Use) | 2000 | Cathodically Protected Steel | 1989-12-11 | 1994-03-01 | Bare Steel | Safe Suction (Euro)
VALERO FOOD MART | 7320 BLUE RIDGE DR | BLUE RIDGE | Fannin | 550013 | 5 | Overfill Alarm | 1998-01-20 | FALSE | 1998-01-20 | FALSE | Currently in Use | Premium | 20000 | Steel-Impressed Current | 1995-09-12 |  | Double-Walled Flex | Pressurized
VALERO FOOD MART | 7320 BLUE RIDGE DR | BLUE RIDGE | Fannin | 550013 | 4 | Overfill Alarm | 1998-01-20 | FALSE | 1998-01-20 | FALSE | Currently in Use | Regular | 6000 | Steel-Impressed Current | 1995-09-12 |  | Double-Walled Flex | Pressurized
VALERO FOOD MART | 7320 BLUE RIDGE DR | BLUE RIDGE | Fannin | 550013 | 7 | Overfill Alarm | 1998-01-20 | FALSE | 1998-01-20 | FALSE | Currently in Use | Diesel Off Road | 4000 | Steel-Impressed Current | 1995-09-12 |  | Double-Walled Flex | Pressurized
TVA BLUE RIDGE HYDRO PLANT | US HWY 76 | BLUE RIDGE | Fannin | 550045 | DG1 | [5 empty] | Closed in Ground | Diesel | 280 | Bare Steel | 1983-05-09 | 1996-09-25 | Not Marked
RICHARDSON COUNTRY MART | 2341 SUGAR CREEK RD | BLUE RIDGE | Fannin | 550038 | 3 | [5 empty] | Removed from Ground | Gas (Historical Use) | 1000 | Bare Steel | 1979-05-10 | 2008-07-09 | Galvanized Steel | Suction (American)
WEEKS GROCERY | BOARDTOWN RD | BLUE RIDGE | Fannin | 550032 | 3 | [5 empty] | Closed in Ground | Kerosene | 560 | Bare Steel | 1982-05-09 | 1991-05-03 | Galvanized Steel | Suction (American)
GA FC/FANNIN CO UNIT | 163 US HWY 76 | MORGANTON | Fannin | 550001 | 196180 |  | 1992-01-01 |  | 1992-01-01 |  | Removed from Ground | Gas (Historical Use) | 1000 | Galvanic (STIP-3) | 1992-01-23 | 2002-10-24 | Cathodically Protected | Safe Suction (Euro)
COONS COUNTRY STORE | 12305 MORGANTON HWY | MORGANTON | Fannin | 552001 | 1 | Ball Float | 1987-11-04 | FALSE | 2020-11-12 | FALSE | Currently in Use | Regular | 8000 | Galvanic (STIP-3) | 1987-11-04 |  | Fiberglass Reinforced Plastic | Pressurized
DIXIE DISCOUNT | 141 BLUE RIDGE HWY | MCCAYSVILLE | Fannin | 9055006 | 3 |  | 1989-05-23 |  | 1989-05-23 |  | Removed from Ground | Gas (Historical Use) | 6000 | Cathodically Protected Steel | 1989-05-23 | 2005-08-31 | Fiberglass Reinforced Plastic | Safe Suction (Euro)
DON'S CARWASH (FORMER) | 870 HWY 5 SOUTH | MCCAYSVILLE | Fannin | 9055032 | 4 | [5 empty] | Removed from Ground | Empty | 6000 | Bare Steel | 1973-01-01 | 1997-09-01 | Bare Steel | Suction (American)
MORGANTON ELEMENTARY SCHOOL | 9511 OLD HWY 76 | MORGANTON | Fannin | 550008 | 1 | [5 empty] | Removed from Ground | Empty | 1000 | Bare Steel | 1965-12-09 | 1994-06-01 | Galvanized Steel
HWY 5 CAR WASH & GAS | GA HWY 5 (2866 BLUERIDGE DR) | MCCAYSVILLE | Fannin | 9055009 | 2 | Flapper Valve | 1999-02-01 |  | 1999-02-01 |  | Currently in Use | Gas (Historical Use) | 1000 | Steel-Impressed Current | 1983-01-01 |  | Steel (Impressed Current) | Safe Suction (Euro)
PACKS CHEVRON | 1038 BLUE RIDGE DR | MCCAYSVILLE | Fannin | 9055027 | 3 | [5 empty] | Removed from Ground | Gas (Historical Use) | 3000 | Bare Steel | 1962-01-01 | 1996-02-01 | Bare Steel | Suction (American)
LOVING RD STOP & GO | 1416 LOVING RD | MORGANTON | Fannin | 550030 | 3 | Ball Float | 1994-04-06 | FALSE | 1994-04-06 | FALSE | Currently in Use | Premium | 6000 | Galvanic (STIP-3) | 1985-05-06 |  | Double-Walled Flex | Pressurized
DIXIE DISCOUNT | 141 BLUE RIDGE HWY | MCCAYSVILLE | Fannin | 9055006 | 1 |  | 1989-05-23 |  | 1989-05-23 |  | Removed from Ground | Gas (Historical Use) | 6000 | Cathodically Protected Steel | 1989-05-23 | 2005-08-31 | Fiberglass Reinforced Plastic | Safe Suction (Euro)
KING'S OIL #376 | 640 Blue Ridge Dr. | MCCAYSVILLE | Fannin | 550020 | 12-REG | Ball Float | 1993-09-24 | FALSE | 1993-09-24 | FALSE | Currently in Use | Regular | 4000 | Composite | 1993-09-24 |  | Fiberglass Reinforced Plastic | Pressurized
KING'S OIL #376 | 640 Blue Ridge Dr. | MCCAYSVILLE | Fannin | 550020 | 7-PREM | Ball Float | 1993-09-24 | FALSE | 1993-09-24 | FALSE | Currently in Use | Regular | 3000 | Composite | 1993-09-24 |  | Fiberglass Reinforced Plastic | Pressurized
KING'S OIL #376 | 640 Blue Ridge Dr. | MCCAYSVILLE | Fannin | 550020 | 11-REG | Ball Float | 1993-09-24 | FALSE | 1993-09-24 | FALSE | Currently in Use | Regular | 4000 | Composite | 1993-09-24 |  | Fiberglass Reinforced Plastic | Pressurized
KING'S OIL #376 | 640 Blue Ridge Dr. | MCCAYSVILLE | Fannin | 550020 | 4 | [5 empty] | Removed from Ground | Gas (Historical Use) | 3000 | Bare Steel | 1985-04-18 | 1993-09-21 | Galvanized Steel | Pressurized
LOVING RD STOP & GO | 1416 LOVING RD | MORGANTON | Fannin | 550030 | 5 | Flapper Valve | 1994-04-06 | FALSE | 1994-04-06 | FALSE | Temporarily out of use | Kerosene | 2000 | Galvanic (STIP-3) | 1985-05-06 |  | Double-Walled Flex | Safe Suction (Euro)
DON'S CARWASH (FORMER) | 870 HWY 5 SOUTH | MCCAYSVILLE | Fannin | 9055032 | 5 | [5 empty] | Removed from Ground | Empty | 6000 | Bare Steel | 1973-01-01 | 1997-09-01 | Bare Steel | Suction (American)
QUICK PICK FOODMART | 602 BLUE RIDGE DR | MCCAYSVILLE | Fannin | 550043 | 2 | [5 empty] | Removed from Ground | Gas (Historical Use) | 6000 | Bare Steel | 1971-05-11 | 1994-04-04 | Galvanized Steel
COPPER PANTRY | 33 BLUE RIDGE DR | MCCAYSVILLE | Fannin | 1440025 | 3 |  | 1993-06-07 |  | 1993-06-09 |  | Removed from Ground | Gas (Historical Use) | 3000 | Bare Steel | 1990-03-01 | 1990-03-01 | Galvanized Steel | Suction (American)
COPPER PANTRY | 33 BLUE RIDGE DR | MCCAYSVILLE | Fannin | 1440025 | 10 | Ball Float | 2004-10-01 | FALSE | 2004-10-01 | FALSE | Currently in Use | Kerosene | 1000 | Fiberglass | 2004-10-01 |  | Fiberglass Reinforced Plastic | Pressurized
KING'S OIL #376 | 640 Blue Ridge Dr. | MCCAYSVILLE | Fannin | 550020 | 5 | [5 empty] | Removed from Ground | Gas (Historical Use) | 4000 | Bare Steel | 1985-04-18 | 1993-09-21 | Galvanized Steel | Pressurized
QUICK PICK FOODMART | 602 BLUE RIDGE DR | MCCAYSVILLE | Fannin | 550043 | 3 | [5 empty] | Removed from Ground | Gas (Historical Use) | 4000 | Bare Steel | 1971-05-11 | 1994-04-04 | Galvanized Steel
R C VANDIVER | 22940 MORGANTON HWY | SUCHES | Fannin | 550040 | 1 | [5 empty] | Closed in Ground | Gas (Historical Use) | 1000 | Bare Steel | 1988-12-01 | 1988-12-01 | Galvanized Steel
HWY 5 CAR WASH & GAS | GA HWY 5 (2866 BLUERIDGE DR) | MCCAYSVILLE | Fannin | 9055009 | 4 | Flapper Valve | 1999-02-01 |  | 1999-02-01 |  | Currently in Use | Gas (Historical Use) | 6000 | Steel-Impressed Current | 1983-01-01 |  | Steel (Impressed Current) | Safe Suction (Euro)
HWY 5 CAR WASH & GAS | GA HWY 5 (2866 BLUERIDGE DR) | MCCAYSVILLE | Fannin | 9055009 | 5 | Flapper Valve | 1999-02-01 |  | 1999-02-01 |  | Currently in Use | Kerosene | 1000 | Steel-Impressed Current | 1983-01-01 |  | Steel (Impressed Current) | Safe Suction (Euro)
KING'S OIL #376 | 640 Blue Ridge Dr. | MCCAYSVILLE | Fannin | 550020 | 9-SILVER | Flapper Valve | 1993-09-24 | FALSE | 1993-09-24 | FALSE | Currently in Use | Diesel | 3000 | Composite | 1993-09-24 |  | Fiberglass Reinforced Plastic | Pressurized
QUICK PICK FOODMART | 602 BLUE RIDGE DR | MCCAYSVILLE | Fannin | 550043 | 7 | Flapper Valve | 1994-03-01 | FALSE | 1994-03-01 | FALSE | Currently in Use | Kerosene | 4000 | Galvanic (STIP-3) | 1994-04-25 |  | Fiberglass Reinforced Plastic | Suction (American)
QUICK PICK FOODMART | 602 BLUE RIDGE DR | MCCAYSVILLE | Fannin | 550043 | 5 | Flapper Valve | 1994-03-01 | FALSE | 1994-03-01 | FALSE | Currently in Use | Regular | 10000 | Galvanic (STIP-3) | 1994-04-25 |  | Fiberglass Reinforced Plastic | Suction (American)
QUICK PICK FOODMART | 602 BLUE RIDGE DR | MCCAYSVILLE | Fannin | 550043 | 4 | Flapper Valve | 1994-03-01 | FALSE | 1994-03-01 | FALSE | Currently in Use | Plus | 4000 | Galvanic (STIP-3) | 1987-01-01 |  | Fiberglass Reinforced Plastic | Suction (American)
MARTIN'S MERCANTILE | 24444 MORGANTON HWY | SUCHES | Fannin | 550029 | 1 | [5 empty] | Removed from Ground | Gas (Historical Use) | 1000 | Bare Steel | 1971-05-10 | 1998-11-01 | Galvanized Steel
MARTIN'S MERCANTILE | 24444 MORGANTON HWY | SUCHES | Fannin | 550029 | 3A | Flapper Valve | 2000-02-01 | FALSE | 2000-02-01 | FALSE | Temporarily out of use | Gas (Historical Use) | 2000 | Fiberglass | 2000-07-01 |  | Fiberglass Reinforced Plastic | Safe Suction (Euro)
GA FC/FANNIN CO UNIT | 163 US HWY 76 | MORGANTON | Fannin | 550001 | 196181 |  | 1992-01-01 |  | 1992-01-01 |  | Removed from Ground | Diesel | 1000 | Galvanic (STIP-3) | 1992-01-23 | 2002-10-24 | Cathodically Protected | Safe Suction (Euro)
KING'S OIL #376 | 640 Blue Ridge Dr. | MCCAYSVILLE | Fannin | 550020 | 6 | [5 empty] | Removed from Ground | Gas (Historical Use) | 4000 | Bare Steel | 1985-04-18 | 1993-09-21 | Galvanized Steel | Pressurized
COOPERS CREEK STORE | 27880 Morganton Hwy | SUCHES | Fannin | 9055015 | 1 | Flapper Valve | 1998-12-01 | FALSE | 1998-12-01 | FALSE | Currently in Use | Regular | 1000 | Steel-Impressed Current | 1998-12-01 |  | Steel (Impressed Current) | Safe Suction (Euro)
GA FC/FANNIN CO UNIT | 163 US HWY 76 | MORGANTON | Fannin | 550001 | 1 |  | 1998-12-01 |  | 1998-12-01 |  | Removed from Ground | Gas (Historical Use) | 560 | Cathodically Protected Steel | 1956-04-29 | 1992-01-20 | Cathodically Protected
PACKS CHEVRON | 1038 BLUE RIDGE DR | MCCAYSVILLE | Fannin | 9055027 | 1 | [5 empty] | Removed from Ground | Gas (Historical Use) | 8000 | Bare Steel | 1962-01-01 | 1996-02-01 | Bare Steel | Suction (American)
COONS COUNTRY STORE | 12305 MORGANTON HWY | MORGANTON | Fannin | 552001 | 4 | Ball Float | 1987-11-04 | FALSE | 2020-11-12 | FALSE | Currently in Use | Premium | 6000 | Galvanic (STIP-3) | 1987-11-04 |  | Fiberglass Reinforced Plastic | Pressurized
COONS COUNTRY STORE | 12305 MORGANTON HWY | MORGANTON | Fannin | 552001 | 5 | Flapper Valve | 1987-11-04 | FALSE | 1987-11-04 | FALSE | Currently in Use | E-0 | 2000 | Galvanic (STIP-3) | 1987-11-04 |  | Fiberglass Reinforced Plastic | Safe Suction (Euro)
DIXIE DISCOUNT | 141 BLUE RIDGE HWY | MCCAYSVILLE | Fannin | 9055006 | 2 |  | 1989-05-23 |  | 1989-05-23 |  | Removed from Ground | Gas (Historical Use) | 6000 | Cathodically Protected Steel | 1989-05-23 | 2005-08-31 | Fiberglass Reinforced Plastic | Safe Suction (Euro)
WADE CURTIS TIRE CO | 223 BLUE RIDGE DR | MCCAYSVILLE | Fannin | 1440027 | 2 | [5 empty] | Removed from Ground | Gas (Historical Use) | 6000 | Bare Steel | 1965-05-13 | 1996-12-03 | Galvanized Steel
LOVING RD STOP & GO | 1416 LOVING RD | MORGANTON | Fannin | 550030 | 2 | Ball Float | 1994-04-06 | FALSE | 1994-04-06 | FALSE | Currently in Use | Regular | 6000 | Galvanic (STIP-3) | 1985-05-06 |  | Double-Walled Flex | Pressurized
DON'S CARWASH (FORMER) | 870 HWY 5 SOUTH | MCCAYSVILLE | Fannin | 9055032 | 3 | [5 empty] | Removed from Ground | Empty | 1000 | Bare Steel | 1968-01-01 | 1997-09-01 | Bare Steel | Suction (American)
KING'S OIL #376 | 640 Blue Ridge Dr. | MCCAYSVILLE | Fannin | 550020 | 10-SILVER | Ball Float | 1993-09-24 | FALSE | 1993-09-24 | FALSE | Currently in Use | Diesel Off Road | 3000 | Composite | 1993-09-24 |  | Fiberglass Reinforced Plastic | Pressurized
J&J KWICK SHOP | 2927 MOBILE RD | MCCAYSVILLE | Fannin | 550049 | 2 | Flapper Valve | 1998-05-01 | FALSE | 1998-05-01 | FALSE | Temporarily out of use | Empty | 6000 | Steel-Impressed Current | 1982-05-09 |  |  | Suction (American)
BJS ONE STOP | 8101 APPALACHIAN HWY | MINERAL BLUFF | Fannin | 550023 | 3 | Flapper Valve | 1996-02-01 | FALSE | 1996-02-01 | FALSE | Currently in Use | Diesel | 8000 | Steel-Impressed Current | 1984-05-01 |  | Double-Walled Flex | Pressurized
FOUR MILE GROCERY | 3334 MINERAL BLUFF HWY | MINERAL BLUFF | Fannin | 552000 | C |  |  | FALSE |  | FALSE | Permanently Out Of Use | Gas (Historical Use) | 5000 | Bare Steel | 1982-05-09 | 1995-03-28 | Unknown
PACKS CHEVRON | 1038 BLUE RIDGE DR | MCCAYSVILLE | Fannin | 9055027 | 4 | [5 empty] | Removed from Ground | Diesel | 1000 | Bare Steel | 1962-01-01 | 1996-02-01 | Bare Steel | Suction (American)
QUICK PICK FOODMART | 602 BLUE RIDGE DR | MCCAYSVILLE | Fannin | 550043 | 6 | Flapper Valve | 1994-03-01 | FALSE | 1994-03-01 | FALSE | Currently in Use | Premium | 6000 | Galvanic (STIP-3) | 1994-04-25 |  | Fiberglass Reinforced Plastic | Suction (American)
WADE CURTIS TIRE CO | 223 BLUE RIDGE DR | MCCAYSVILLE | Fannin | 1440027 | 4 | [5 empty] | Removed from Ground | Diesel | 500 | Bare Steel | 1978-05-10 | 1996-12-03 | Galvanized Steel
R C VANDIVER | 22940 MORGANTON HWY | SUCHES | Fannin | 550040 | 2 | [5 empty] | Closed in Ground | Gas (Historical Use) | 1000 | Bare Steel | 1988-12-01 | 1988-12-01 | Galvanized Steel
MARTIN'S MERCANTILE | 24444 MORGANTON HWY | SUCHES | Fannin | 550029 | 2 | [5 empty] | Removed from Ground | Gas (Historical Use) | 1000 | Bare Steel | 1971-05-10 | 1998-11-01 | Galvanized Steel
MURPHY HWY MARATHON | 55 MURPHY HWY | MINERAL BLUFF | Fannin | 9055019 | 1 | Ball Float | 1999-02-19 | FALSE | 1999-02-19 | FALSE | Currently in Use | Regular | 10000 | Composite | 1999-02-10 |  | Fiberglass Reinforced Plastic | Pressurized
PACKS CHEVRON | 1038 BLUE RIDGE DR | MCCAYSVILLE | Fannin | 9055027 | 2 | [5 empty] | Removed from Ground | Gas (Historical Use) | 3000 | Bare Steel | 1962-01-01 | 1996-02-01 | Bare Steel | Suction (American)
DON'S CARWASH (FORMER) | 870 HWY 5 SOUTH | MCCAYSVILLE | Fannin | 9055032 | 1 | [5 empty] | Removed from Ground | Empty | 2000 | Bare Steel | 1968-01-01 | 1997-09-01 | Bare Steel | Suction (American)
JUDSY CONVENIENCE & CAR WASH | 206 TOCCOA AVE | MCCAYSVILLE | Fannin | 9055040 | 3 | [5 empty] | Removed from Ground | Gas (Historical Use) | 10000 | Galvanic (STIP-3) | 1988-01-01 | 2016-07-26 | Fiberglass Reinforced Plastic | Safe Suction (Euro)
KING'S OIL #376 | 640 Blue Ridge Dr. | MCCAYSVILLE | Fannin | 550020 | 8-PREM | Ball Float | 1993-09-24 | FALSE | 1993-09-24 | FALSE | Currently in Use | Gas (Historical Use) | 3000 | Composite | 1993-09-24 |  | Fiberglass Reinforced Plastic | Pressurized
FORMER LAKEWOOD & TACKLE | 10929 LAKEWOOD HIGHWAY | MORGANTON | Fannin | 10000670 | 1 |  |  | FALSE |  | FALSE | Removed from Ground | Gas (Historical Use) | 1000 | Unknown | 2004-06-04 | 2004-06-04
DON'S CARWASH (FORMER) | 870 HWY 5 SOUTH | MCCAYSVILLE | Fannin | 9055032 | 2 | [5 empty] | Removed from Ground | Empty | 2000 | Bare Steel | 1968-01-01 | 1997-09-01 | Bare Steel | Suction (American)
JUDSY CONVENIENCE & CAR WASH | 206 TOCCOA AVE | MCCAYSVILLE | Fannin | 9055040 | 5 | [5 empty] | Removed from Ground | Kerosene | 3000 | Galvanic (STIP-3) | 1988-01-01 | 2016-07-26 | Fiberglass Reinforced Plastic | Safe Suction (Euro)
JUDSY CONVENIENCE & CAR WASH | 206 TOCCOA AVE | MCCAYSVILLE | Fannin | 9055040 | 4 | [5 empty] | Removed from Ground | Diesel | 4000 | Galvanic (STIP-3) | 1988-01-01 | 2016-07-26 | Fiberglass Reinforced Plastic | Safe Suction (Euro)
RIVER STATION | GA HWY 60 | MCCAYSVILLE | Fannin | 550031 | 1 | [5 empty] | Closed in Ground | Gas (Historical Use) | 10000 | Bare Steel | 1970-05-09 | 1972-06-01 | Galvanized Steel | Safe Suction (Euro)
MURPHY HWY CHEVRON | 7345 MURPHY HWY | MINERAL BLUFF | Fannin | 9055033 | 5 | Flapper Valve | 1997-09-15 | FALSE | 1997-09-15 | FALSE | Temporarily out of use | Kerosene | 2000 | Fiberglass | 1997-09-15 |  | Flex | Pressurized
FOUR MILE GROCERY | 3334 MINERAL BLUFF HWY | MINERAL BLUFF | Fannin | 552000 | 4 | Flapper Valve | 1987-11-04 | FALSE | 1987-11-04 | FALSE | Currently in Use | Diesel | 6000 | Galvanic (STIP-3) | 1987-11-04 |  | Fiberglass Reinforced Plastic | Pressurized
FOUR MILE GROCERY | 3334 MINERAL BLUFF HWY | MINERAL BLUFF | Fannin | 552000 | 1 | Flapper Valve | 1987-11-04 | FALSE | 1987-11-04 | FALSE | Currently in Use | Regular | 8000 | Galvanic (STIP-3) | 1987-11-04 |  | Fiberglass Reinforced Plastic | Pressurized
COPPER PANTRY | 33 BLUE RIDGE DR | MCCAYSVILLE | Fannin | 1440025 | 5 |  | 1993-06-06 |  | 1993-06-06 |  | Removed from Ground | Gas (Historical Use) | 3000 | Galvanic (STIP-3) | 1990-04-01 | 2007-11-01 | Cathodically Protected | Safe Suction (Euro)
COPPER PANTRY | 33 BLUE RIDGE DR | MCCAYSVILLE | Fannin | 1440025 | 4 |  | 1993-06-06 |  | 1993-06-06 |  | Removed from Ground | Gas (Historical Use) | 3000 | Galvanic (STIP-3) | 1990-04-01 | 2007-11-01 | Cathodically Protected | Safe Suction (Euro)
BJS ONE STOP | 8101 APPALACHIAN HWY | MINERAL BLUFF | Fannin | 550023 | 4 | Flapper Valve | 1996-02-01 | FALSE | 1996-02-01 | FALSE | Currently in Use | Diesel Off Road | 6000 | Steel-Impressed Current | 1984-05-01 |  | Double-Walled Flex | Safe Suction (Euro)
FOUR MILE GROCERY | 3334 MINERAL BLUFF HWY | MINERAL BLUFF | Fannin | 552000 | 3 | Flapper Valve | 1987-11-04 | FALSE | 1987-11-04 | FALSE | Currently in Use | Premium | 6000 | Galvanic (STIP-3) | 1987-11-04 |  | Fiberglass Reinforced Plastic | Pressurized
MURPHY HWY CHEVRON | 7345 MURPHY HWY | MINERAL BLUFF | Fannin | 9055033 | 4 | Flapper Valve | 1997-09-15 | FALSE | 1997-09-15 | FALSE | Currently in Use | Diesel Off Road | 2000 | Fiberglass | 1997-09-15 |  | Flex | Suction (American)
MURPHY HWY CHEVRON | 7345 MURPHY HWY | MINERAL BLUFF | Fannin | 9055033 | 1 | Ball Float | 1997-09-15 | FALSE | 1997-09-15 | FALSE | Currently in Use | Regular | 12000 | Fiberglass | 1997-09-15 |  | Flex | Pressurized
COUNTRY GLEN STORE | 5770 HARDSCRABBLE RD | MINERAL BLUFF | Fannin | 9055024 | 1 | [5 empty] | Currently in Use | Gas (Historical Use) | 0 | Not Marked/Unknown | 1995-09-06 |  | Not Marked
FOUR MILE GROCERY | 3334 MINERAL BLUFF HWY | MINERAL BLUFF | Fannin | 552000 | B |  |  | FALSE |  | FALSE | Permanently Out Of Use | Gas (Historical Use) | 3000 | Bare Steel | 1982-05-09 | 1995-03-28 | Unknown
FOUR MILE GROCERY | 3334 MINERAL BLUFF HWY | MINERAL BLUFF | Fannin | 552000 | 5 | Flapper Valve | 1987-11-04 | FALSE | 1987-11-04 | FALSE | Currently in Use | Diesel Off Road | 2000 | Galvanic (STIP-3) | 1987-11-04 |  | Fiberglass Reinforced Plastic | Suction (American)
LOVING RD STOP & GO | 1416 LOVING RD | MORGANTON | Fannin | 550030 | 1 | Ball Float | 1994-04-06 | FALSE | 1994-04-06 | FALSE | Currently in Use | Regular | 8000 | Galvanic (STIP-3) | 1985-05-06 |  | Double-Walled Flex | Pressurized
LOVING RD STOP & GO | 1416 LOVING RD | MORGANTON | Fannin | 550030 | 4 | Ball Float | 1994-04-06 | FALSE | 1994-04-06 | FALSE | Currently in Use | Diesel | 6000 | Galvanic (STIP-3) | 1985-05-06 |  | Double-Walled Flex | Pressurized
KING'S OIL #376 | 640 Blue Ridge Dr. | MCCAYSVILLE | Fannin | 550020 | 3 | [5 empty] | Removed from Ground | Gas (Historical Use) | 3000 | Bare Steel | 1985-04-18 | 1993-09-21 | Galvanized Steel | Pressurized
WADE CURTIS TIRE CO | 223 BLUE RIDGE DR | MCCAYSVILLE | Fannin | 1440027 | 1 | [5 empty] | Removed from Ground | Gas (Historical Use) | 6000 | Bare Steel | 1965-05-13 | 1996-12-03 | Galvanized Steel
DAVENPORTS | MAIN ST HWY 60 | MORGANTON | Fannin | 550054 | 1 | [5 empty] | Removed from Ground | Gas (Historical Use) | 1500 | Bare Steel | 1967-01-06 | 1998-01-01 | Unknown
GA FC/FANNIN CO UNIT | 163 US HWY 76 | MORGANTON | Fannin | 550001 | 2 |  | 1998-12-01 |  | 1998-12-01 |  | Removed from Ground | Diesel | 2000 | Cathodically Protected Steel | 1992-01-20 | 1992-01-20 | Cathodically Protected | Safe Suction (Euro)
HWY 5 CAR WASH & GAS | GA HWY 5 (2866 BLUERIDGE DR) | MCCAYSVILLE | Fannin | 9055009 | 1 | Flapper Valve | 1999-02-01 |  | 1999-02-01 |  | Currently in Use | Gas (Historical Use) | 2000 | Steel-Impressed Current | 1983-01-01 |  | Steel (Impressed Current) | Safe Suction (Euro)
JUDSY CONVENIENCE & CAR WASH | 206 TOCCOA AVE | MCCAYSVILLE | Fannin | 9055040 | 2 | [5 empty] | Removed from Ground | Gas (Historical Use) | 6000 | Galvanic (STIP-3) | 1988-01-01 | 2016-07-26 | Fiberglass Reinforced Plastic | Safe Suction (Euro)
KING'S OIL #376 | 640 Blue Ridge Dr. | MCCAYSVILLE | Fannin | 550020 | 2 | [5 empty] | Removed from Ground | Gas (Historical Use) | 3000 | Bare Steel | 1985-04-18 | 1993-09-21 | Galvanized Steel
RIVER STATION | GA HWY 60 | MCCAYSVILLE | Fannin | 550031 | 3 | [5 empty] | Closed in Ground | Gas (Historical Use) | 6000 | Bare Steel | 1971-05-12 | 1972-06-01 | Galvanized Steel | Safe Suction (Euro)
QUICK PICK FOODMART | 602 BLUE RIDGE DR | MCCAYSVILLE | Fannin | 550043 | 1 | [5 empty] | Removed from Ground | Gas (Historical Use) | 10000 | Bare Steel | 1971-05-11 | 1994-04-04 | Galvanized Steel
COPPER PANTRY | 33 BLUE RIDGE DR | MCCAYSVILLE | Fannin | 1440025 | 6 |  | 1993-06-06 |  | 1993-06-06 |  | Removed from Ground | Gas (Historical Use) | 3000 | Galvanic (STIP-3) | 1990-04-01 | 2007-11-01 | Cathodically Protected | Safe Suction (Euro)
COPPER PANTRY | 33 BLUE RIDGE DR | MCCAYSVILLE | Fannin | 1440025 | 8 | Ball Float | 2004-10-01 | FALSE | 2004-10-01 | FALSE | Currently in Use | Premium | 5000 | Fiberglass | 2004-10-01 |  | Fiberglass Reinforced Plastic | Pressurized
COPPER PANTRY | 33 BLUE RIDGE DR | MCCAYSVILLE | Fannin | 1440025 | 9 | Ball Float | 2004-10-01 | FALSE | 2004-10-01 | FALSE | Currently in Use | Diesel | 2000 | Fiberglass | 2004-10-01 |  | Fiberglass Reinforced Plastic | Pressurized
COUNTRY GLEN STORE | 5770 HARDSCRABBLE RD | MINERAL BLUFF | Fannin | 9055024 | 2 | [5 empty] | Currently in Use | Gas (Historical Use) | 0 | Not Marked/Unknown | 1995-09-06 |  | Not Marked
DAVENPORTS | MAIN ST HWY 60 | MORGANTON | Fannin | 550054 | 2 | [5 empty] | Removed from Ground | Gas (Historical Use) | 1500 | Bare Steel | 1967-01-06 | 1998-01-01 | Unknown
MURPHY HWY MARATHON | 55 MURPHY HWY | MINERAL BLUFF | Fannin | 9055019 | 2 | Ball Float | 1999-02-19 | FALSE | 1999-02-19 | FALSE | Currently in Use | Diesel | 6000 | Composite | 1988-05-11 |  | Fiberglass Reinforced Plastic | Pressurized
TARPLEY STORE | 156 MURPHY HWY | MINERAL BLUFF | Fannin | 9055020 | UL1 | [5 empty] | Removed from Ground | Gas (Historical Use) | 1000 | Not Marked/Unknown | 1999-12-01 | 1999-12-01 | Not Marked
BANO ENTERPRISE #2 | 8200 APPALIACHIAN HWY | MINERAL BLUFF | Fannin | 9055042 | 2 | Ball Float | 2001-08-10 | FALSE | 2001-08-10 | FALSE | Currently in Use | Regular | 12000 | Fiberglass | 2001-08-08 |  | Fiberglass Reinforced Plastic | Pressurized
COONS COUNTRY STORE | 12305 MORGANTON HWY | MORGANTON | Fannin | 552001 | 3 | Ball Float | 1987-11-04 | FALSE | 2020-11-12 | FALSE | Currently in Use | Diesel On Road | 6000 | Galvanic (STIP-3) | 1987-11-04 |  | Fiberglass Reinforced Plastic | Pressurized
KING'S OIL #376 | 640 Blue Ridge Dr. | MCCAYSVILLE | Fannin | 550020 | 1 | [5 empty] | Removed from Ground | Gas (Historical Use) | 3000 | Bare Steel | 1985-04-18 | 1993-09-20 | Galvanized Steel
RIVER STATION | GA HWY 60 | MCCAYSVILLE | Fannin | 550031 | 6 | [5 empty] | Closed in Ground | Diesel | 5000 | Bare Steel | 1971-05-12 | 1972-06-01 | Galvanized Steel | Safe Suction (Euro)
J&J KWICK SHOP | 2927 MOBILE RD | MCCAYSVILLE | Fannin | 550049 | 1 | Flapper Valve | 1998-05-01 | FALSE | 1998-05-01 | FALSE | Temporarily out of use | Empty | 10000 | Steel-Impressed Current | 1982-05-09 |  |  | Suction (American)
J&J KWICK SHOP | 2927 MOBILE RD | MCCAYSVILLE | Fannin | 550049 | 4 | Flapper Valve | 1998-05-01 | FALSE | 1998-05-01 | FALSE | Temporarily out of use | Diesel | 4000 | Steel-Impressed Current | 1982-05-09 |  |  | Suction (American)
WADE CURTIS TIRE CO | 223 BLUE RIDGE DR | MCCAYSVILLE | Fannin | 1440027 | 3 | [5 empty] | Removed from Ground | Gas (Historical Use) | 12000 | Bare Steel | 1970-05-12 | 1996-12-03 | Galvanized Steel
TARPLEY STORE | 156 MURPHY HWY | MINERAL BLUFF | Fannin | 9055020 | PLUS2 | [5 empty] | Removed from Ground | Gas (Historical Use) | 550 | Not Marked/Unknown | 1999-12-01 | 1999-12-01 | Not Marked
MORGANTON ELEMENTARY SCHOOL | 9511 OLD HWY 76 | MORGANTON | Fannin | 550008 | 2 | [5 empty] | Removed from Ground | Empty | 6000 | Bare Steel | 1981-12-05 | 1994-06-01 | Galvanized Steel
FORMER LAKEWOOD & TACKLE | 10929 LAKEWOOD HIGHWAY | MORGANTON | Fannin | 10000670 | 2 |  |  | FALSE |  | FALSE | Removed from Ground | Gas (Historical Use) | 1000 | Unknown | 2004-06-04 | 2004-06-04
RIVER STATION | GA HWY 60 | MCCAYSVILLE | Fannin | 550031 | 8 | [5 empty] | Closed in Ground | Gas (Historical Use) | 5000 | Bare Steel | 1971-05-12 | 1972-06-01 | Galvanized Steel | Safe Suction (Euro)
RIVER STATION | GA HWY 60 | MCCAYSVILLE | Fannin | 550031 | 2 | [5 empty] | Closed in Ground | Gas (Historical Use) | 10000 | Bare Steel | 1970-05-09 | 1972-06-01 | Galvanized Steel | Safe Suction (Euro)
COPPER PANTRY | 33 BLUE RIDGE DR | MCCAYSVILLE | Fannin | 1440025 | 1 | [5 empty] | Removed from Ground | Gas (Historical Use) | 3000 | Bare Steel | 1990-03-20 | 1990-03-20 | Bare Steel | Suction (American)
COPPER PANTRY | 33 BLUE RIDGE DR | MCCAYSVILLE | Fannin | 1440025 | 7 | Ball Float | 2004-10-01 | FALSE | 2004-10-01 | FALSE | Currently in Use | Regular | 10000 | Fiberglass | 2004-10-01 |  | Fiberglass Reinforced Plastic | Pressurized
CHATTAHOOCHEE FOREST NFH | 4730 ROCK CREEK RD | SUCHES | Fannin | 550024 | 1 | [5 empty] | Removed from Ground | Gas (Historical Use) | 550 | Bare Steel | 1964-05-04 | 1992-01-01 | Galvanized Steel
BJS ONE STOP | 8101 APPALACHIAN HWY | MINERAL BLUFF | Fannin | 550023 | 1 | Flapper Valve | 1996-02-01 | FALSE | 1996-02-01 | FALSE | Currently in Use | Regular | 10000 | Steel-Impressed Current | 1984-05-01 |  | Double-Walled Flex | Pressurized
MURPHY HWY CHEVRON | 7345 MURPHY HWY | MINERAL BLUFF | Fannin | 9055033 | 3 | Flapper Valve | 1997-09-15 | FALSE | 1997-09-15 | FALSE | Currently in Use | Diesel | 6000 | Fiberglass | 1997-09-15 |  | Flex | Pressurized
HWY 5 CAR WASH & GAS | GA HWY 5 (2866 BLUERIDGE DR) | MCCAYSVILLE | Fannin | 9055009 | 3 | Flapper Valve | 1999-02-01 |  | 1999-02-01 |  | Currently in Use | Gas (Historical Use) | 4000 | Steel-Impressed Current | 1983-01-01 |  | Steel (Impressed Current) | Safe Suction (Euro)
JUDSY CONVENIENCE & CAR WASH | 206 TOCCOA AVE | MCCAYSVILLE | Fannin | 9055040 | 1 | [5 empty] | Removed from Ground | Gas (Historical Use) | 6000 | Galvanic (STIP-3) | 1988-01-01 | 2016-07-26 | Fiberglass Reinforced Plastic | Safe Suction (Euro)
RIVER STATION | GA HWY 60 | MCCAYSVILLE | Fannin | 550031 | 5 | [5 empty] | Closed in Ground | Gas (Historical Use) | 6000 | Bare Steel | 1971-05-12 | 1972-06-01 | Galvanized Steel | Safe Suction (Euro)
RIVER STATION | GA HWY 60 | MCCAYSVILLE | Fannin | 550031 | 7 | [5 empty] | Closed in Ground | Kerosene | 5000 | Bare Steel | 1971-05-12 | 1972-06-01 | Galvanized Steel | Safe Suction (Euro)
RIVER STATION | GA HWY 60 | MCCAYSVILLE | Fannin | 550031 | 4 | [5 empty] | Closed in Ground | Gas (Historical Use) | 6000 | Bare Steel | 1971-05-12 | 1972-06-01 | Galvanized Steel | Safe Suction (Euro)
MARTIN'S MERCANTILE | 24444 MORGANTON HWY | SUCHES | Fannin | 550029 | 3B | Flapper Valve | 2000-02-01 | FALSE | 2000-02-01 | FALSE | Temporarily out of use | Diesel | 2000 | Fiberglass | 2000-07-01 |  | Fiberglass Reinforced Plastic | Safe Suction (Euro)
FOUR MILE GROCERY | 3334 MINERAL BLUFF HWY | MINERAL BLUFF | Fannin | 552000 | A |  |  | FALSE |  | FALSE | Permanently Out Of Use | Gas (Historical Use) | 2000 | Bare Steel | 1982-05-09 | 1995-03-28 | Unknown
J&J KWICK SHOP | 2927 MOBILE RD | MCCAYSVILLE | Fannin | 550049 | 3 | Flapper Valve | 1998-05-01 | FALSE | 1998-05-01 | FALSE | Temporarily out of use | Empty | 4000 | Steel-Impressed Current | 1982-05-09 |  |  | Suction (American)
MURPHY HWY CHEVRON | 7345 MURPHY HWY | MINERAL BLUFF | Fannin | 9055033 | 2 | Ball Float | 1997-09-15 | FALSE | 1997-09-15 | FALSE | Currently in Use | Premium | 6000 | Fiberglass | 1997-09-15 |  | Flex | Pressurized
TARPLEY STORE | 156 MURPHY HWY | MINERAL BLUFF | Fannin | 9055020 | PREM3 | [5 empty] | Removed from Ground | Gas (Historical Use) | 550 | Not Marked/Unknown | 1999-12-01 | 1999-12-01 | Not Marked
COONS COUNTRY STORE | 12305 MORGANTON HWY | MORGANTON | Fannin | 552001 | 2 | Ball Float | 1987-11-04 | FALSE | 2020-11-12 | FALSE | Currently in Use | Regular | 8000 | Galvanic (STIP-3) | 1987-11-04 |  | Fiberglass Reinforced Plastic | Pressurized
COPPER PANTRY | 33 BLUE RIDGE DR | MCCAYSVILLE | Fannin | 1440025 | 2 | [5 empty] | Removed from Ground | Gas (Historical Use) | 3000 | Bare Steel | 1990-03-01 | 1990-03-01 | Bare Steel | Suction (American)
BANO ENTERPRISE #2 | 8200 APPALIACHIAN HWY | MINERAL BLUFF | Fannin | 9055042 | 3 | Ball Float | 2001-08-10 | FALSE | 2001-08-10 | FALSE | Currently in Use | Premium | 10000 | Fiberglass | 2001-08-08 |  | Fiberglass Reinforced Plastic | Pressurized
BANO ENTERPRISE #2 | 8200 APPALIACHIAN HWY | MINERAL BLUFF | Fannin | 9055042 | 4 | Ball Float | 2001-08-10 | FALSE | 2001-08-10 | FALSE | Temporarily out of use | Diesel Off Road | 1000 | Fiberglass | 2001-08-08 |  | Fiberglass Reinforced Plastic | Safe Suction (Euro)
MURPHY HWY MARATHON | 55 MURPHY HWY | MINERAL BLUFF | Fannin | 9055019 | 3 | Ball Float | 1999-12-19 | FALSE | 1999-12-19 | FALSE | Currently in Use | Premium | 6000 | Composite | 1988-05-11 |  | Fiberglass Reinforced Plastic | Pressurized
FOUR MILE GROCERY | 3334 MINERAL BLUFF HWY | MINERAL BLUFF | Fannin | 552000 | 2 | Flapper Valve | 1987-11-04 | FALSE | 1987-11-04 | FALSE | Currently in Use | Regular | 8000 | Galvanic (STIP-3) | 1987-11-04 |  | Fiberglass Reinforced Plastic | Pressurized
COOPERS CREEK STORE | 27880 Morganton Hwy | SUCHES | Fannin | 9055015 | 2 | Flapper Valve | 1998-12-01 | FALSE | 1998-12-01 | FALSE | Currently in Use | Premium | 2000 | Steel-Impressed Current | 1998-12-01 |  | Steel (Impressed Current) | Safe Suction (Euro)
DAVENPORTS | MAIN ST HWY 60 | MORGANTON | Fannin | 550054 | 3 | [5 empty] | Removed from Ground | Other | 550 | Marked Unknown | 2001-10-01 | 2001-10-01 | Unknown
MURPHY HWY MARATHON | 55 MURPHY HWY | MINERAL BLUFF | Fannin | 9055019 | 4 | Ball Float | 1999-02-19 | FALSE | 1999-02-19 | FALSE | Currently in Use | Diesel Off Road | 6000 | Composite | 1988-05-11 |  | Fiberglass Reinforced Plastic | Pressurized
BANO ENTERPRISE #2 | 8200 APPALIACHIAN HWY | MINERAL BLUFF | Fannin | 9055042 | 1 | Ball Float | 2001-08-10 | FALSE | 2001-08-10 | FALSE | Currently in Use | Diesel | 15000 | Fiberglass | 2001-08-08 |  | Fiberglass Reinforced Plastic | Pressurized
BJS ONE STOP | 8101 APPALACHIAN HWY | MINERAL BLUFF | Fannin | 550023 | 2 | Flapper Valve | 1996-02-01 | FALSE | 1996-02-01 | FALSE | Currently in Use | Premium | 8000 | Steel-Impressed Current | 1984-05-01 |  | Double-Walled Flex | Pressurized
THE HANDY KORNER | 610 MADOLA RD | EPWORTH | Fannin | 9055025 | 2 | [5 empty] | Removed from Ground | Gas (Historical Use) | 1000 | Not Marked/Unknown | 1985-01-01 | 2002-01-16 | Not Marked
THE HANDY KORNER | 610 MADOLA RD | EPWORTH | Fannin | 9055025 | 1 | [5 empty] | Removed from Ground | Gas (Historical Use) | 1000 | Not Marked/Unknown | 1985-01-01 | 2002-01-16 | Not Marked
DAVES SERVICE STATION | 7750 OLD HWY 76 | MORGANTOWN | Fannin | 9055017 | 1NOLEAD |  | 1997-04-01 | FALSE | 1997-04-01 | FALSE | Permanently Out of Use - historical purposes | Gas (Historical Use) | 3000 |  | 1997-04-01 |  | Cathodically Protected | Safe Suction (Euro)
DAVES SERVICE STATION | 7750 OLD HWY 76 | MORGANTOWN | Fannin | 9055017 | 3SUPER |  | 1997-04-01 | FALSE | 1997-04-01 | FALSE | Permanently Out of Use - historical purposes | Gas (Historical Use) | 3000 |  | 1997-04-01 |  | Cathodically Protected | Safe Suction (Euro)
DAVES SERVICE STATION | 7750 OLD HWY 76 | MORGANTOWN | Fannin | 9055017 | 2PLUS |  | 1992-01-01 | FALSE | 1992-01-01 | FALSE | Permanently Out of Use - historical purposes | Gas (Historical Use) | 4000 | Epoxy | 1992-01-01 |  | Cathodically Protected | Safe Suction (Euro)
W A CRUSE | GA HWY 60 | HURST | Fannin | 9055003 | 3 | [5 empty] | Permanently Out Of Use | Other | 560 | Bare Steel | 1979-01-01 | 1992-11-12 | Galvanized Steel
DAVES SERVICE STATION | 7750 OLD HWY 76 | MORGANTOWN | Fannin | 9055017 | 9DIESEL |  | 1997-04-01 | FALSE | 1997-04-01 | FALSE | Permanently Out of Use - historical purposes | Diesel | 5000 |  | 1997-01-01 |  | Cathodically Protected | Safe Suction (Euro)
W A CRUSE | GA HWY 60 | HURST | Fannin | 9055003 | 1 | [5 empty] | Permanently Out Of Use | Other | 1000 | Bare Steel | 1979-01-01 | 1992-11-12 | Galvanized Steel | Suction (American)
W A CRUSE | GA HWY 60 | HURST | Fannin | 9055003 | 2 | [5 empty] | Permanently Out Of Use | Other | 560 | Bare Steel | 1979-01-01 | 1992-11-12 | Galvanized Steel
CHEVRON #5 | 6190 BLUE RIDGE DR | BLUE RIDGE | Fannin | 9055016 | 4A | Flapper Valve | 2021-03-16 | FALSE | 2021-03-16 | FALSE | Currently in Use | Regular | 8000 | Composite Double Walled | 2021-03-15 |  | Double-Walled Fiberglass | Pressurized
CHEVRON #5 | 6190 BLUE RIDGE DR | BLUE RIDGE | Fannin | 9055016 | 4A | Flapper Valve | 2021-03-16 | FALSE | 2021-03-16 | FALSE | Currently in Use | Regular | 8000 | Composite Double Walled | 2021-03-15 |  | Double-Walled Fiberglass | Pressurized
CHEVRON #5 | 6190 BLUE RIDGE DR | BLUE RIDGE | Fannin | 9055016 | 4A | Flapper Valve | 2021-03-16 | FALSE | 2021-03-16 | FALSE | Currently in Use | Regular | 8000 | Composite Double Walled | 2021-03-15 |  | Double-Walled Fiberglass | Pressurized
CHEVRON #5 | 6190 BLUE RIDGE DR | BLUE RIDGE | Fannin | 9055016 | 4A | Flapper Valve | 2021-03-16 | FALSE | 2021-03-16 | FALSE | Currently in Use | Regular | 8000 | Composite Double Walled | 2021-03-15 |  | Double-Walled Fiberglass | Pressurized
CHEVRON #5 | 6190 BLUE RIDGE DR | BLUE RIDGE | Fannin | 9055016 | 4A | Flapper Valve | 2021-03-16 | FALSE | 2021-03-16 | FALSE | Currently in Use | Regular | 8000 | Composite Double Walled | 2021-03-15 |  | Double-Walled Fiberglass | Pressurized
CHEVRON #5 | 6190 BLUE RIDGE DR | BLUE RIDGE | Fannin | 9055016 | 4A | Flapper Valve | 2021-03-16 | FALSE | 2021-03-16 | FALSE | Currently in Use | Regular | 8000 | Composite Double Walled | 2021-03-15 |  | Double-Walled Fiberglass | Pressurized
CHEVRON #5 | 6190 BLUE RIDGE DR | BLUE RIDGE | Fannin | 9055016 | 1 | Ball Float | 1988-09-01 | FALSE | 1988-09-01 | FALSE | Currently in Use | Regular | 6000 | Galvanic (STIP-3) | 1988-09-01 |  | Fiberglass Reinforced Plastic | Pressurized
CHEVRON #5 | 6190 BLUE RIDGE DR | BLUE RIDGE | Fannin | 9055016 | 1 | Ball Float | 1988-09-01 | FALSE | 1988-09-01 | FALSE | Currently in Use | Regular | 6000 | Galvanic (STIP-3) | 1988-09-01 |  | Fiberglass Reinforced Plastic | Pressurized
CHEVRON #5 | 6190 BLUE RIDGE DR | BLUE RIDGE | Fannin | 9055016 | 1 | Ball Float | 1988-09-01 | FALSE | 1988-09-01 | FALSE | Currently in Use | Regular | 6000 | Galvanic (STIP-3) | 1988-09-01 |  | Fiberglass Reinforced Plastic | Pressurized
CHEVRON #5 | 6190 BLUE RIDGE DR | BLUE RIDGE | Fannin | 9055016 | 1 | Ball Float | 1988-09-01 | FALSE | 1988-09-01 | FALSE | Currently in Use | Regular | 6000 | Galvanic (STIP-3) | 1988-09-01 |  | Fiberglass Reinforced Plastic | Pressurized
CHEVRON #5 | 6190 BLUE RIDGE DR | BLUE RIDGE | Fannin | 9055016 | 1 | Ball Float | 1988-09-01 | FALSE | 1988-09-01 | FALSE | Currently in Use | Regular | 6000 | Galvanic (STIP-3) | 1988-09-01 |  | Fiberglass Reinforced Plastic | Pressurized
CHEVRON #5 | 6190 BLUE RIDGE DR | BLUE RIDGE | Fannin | 9055016 | 1 | Ball Float | 1988-09-01 | FALSE | 1988-09-01 | FALSE | Currently in Use | Regular | 6000 | Galvanic (STIP-3) | 1988-09-01 |  | Fiberglass Reinforced Plastic | Pressurized
CHEVRON #5 | 6190 BLUE RIDGE DR | BLUE RIDGE | Fannin | 9055016 | 2 | Ball Float | 1988-09-01 | FALSE | 1988-09-01 | FALSE | Currently in Use | Premium | 6000 | Galvanic (STIP-3) | 1988-09-01 |  | Fiberglass Reinforced Plastic | Pressurized
CHEVRON #5 | 6190 BLUE RIDGE DR | BLUE RIDGE | Fannin | 9055016 | 2 | Ball Float | 1988-09-01 | FALSE | 1988-09-01 | FALSE | Currently in Use | Premium | 6000 | Galvanic (STIP-3) | 1988-09-01 |  | Fiberglass Reinforced Plastic | Pressurized
CHEVRON #5 | 6190 BLUE RIDGE DR | BLUE RIDGE | Fannin | 9055016 | 2 | Ball Float | 1988-09-01 | FALSE | 1988-09-01 | FALSE | Currently in Use | Premium | 6000 | Galvanic (STIP-3) | 1988-09-01 |  | Fiberglass Reinforced Plastic | Pressurized
CHEVRON #5 | 6190 BLUE RIDGE DR | BLUE RIDGE | Fannin | 9055016 | 2 | Ball Float | 1988-09-01 | FALSE | 1988-09-01 | FALSE | Currently in Use | Premium | 6000 | Galvanic (STIP-3) | 1988-09-01 |  | Fiberglass Reinforced Plastic | Pressurized
CHEVRON #5 | 6190 BLUE RIDGE DR | BLUE RIDGE | Fannin | 9055016 | 2 | Ball Float | 1988-09-01 | FALSE | 1988-09-01 | FALSE | Currently in Use | Premium | 6000 | Galvanic (STIP-3) | 1988-09-01 |  | Fiberglass Reinforced Plastic | Pressurized
CHEVRON #5 | 6190 BLUE RIDGE DR | BLUE RIDGE | Fannin | 9055016 | 2 | Ball Float | 1988-09-01 | FALSE | 1988-09-01 | FALSE | Currently in Use | Premium | 6000 | Galvanic (STIP-3) | 1988-09-01 |  | Fiberglass Reinforced Plastic | Pressurized
CHEVRON #5 | 6190 BLUE RIDGE DR | BLUE RIDGE | Fannin | 9055016 | 4B | Flapper Valve | 2021-03-16 | FALSE | 2021-03-16 | FALSE | Currently in Use | E-0 | 4000 | Composite Double Walled | 2021-03-15 |  | Double-Walled Fiberglass | Pressurized
CHEVRON #5 | 6190 BLUE RIDGE DR | BLUE RIDGE | Fannin | 9055016 | 4B | Flapper Valve | 2021-03-16 | FALSE | 2021-03-16 | FALSE | Currently in Use | E-0 | 4000 | Composite Double Walled | 2021-03-15 |  | Double-Walled Fiberglass | Pressurized
CHEVRON #5 | 6190 BLUE RIDGE DR | BLUE RIDGE | Fannin | 9055016 | 4B | Flapper Valve | 2021-03-16 | FALSE | 2021-03-16 | FALSE | Currently in Use | E-0 | 4000 | Composite Double Walled | 2021-03-15 |  | Double-Walled Fiberglass | Pressurized
CHEVRON #5 | 6190 BLUE RIDGE DR | BLUE RIDGE | Fannin | 9055016 | 4B | Flapper Valve | 2021-03-16 | FALSE | 2021-03-16 | FALSE | Currently in Use | E-0 | 4000 | Composite Double Walled | 2021-03-15 |  | Double-Walled Fiberglass | Pressurized
CHEVRON #5 | 6190 BLUE RIDGE DR | BLUE RIDGE | Fannin | 9055016 | 4B | Flapper Valve | 2021-03-16 | FALSE | 2021-03-16 | FALSE | Currently in Use | E-0 | 4000 | Composite Double Walled | 2021-03-15 |  | Double-Walled Fiberglass | Pressurized
CHEVRON #5 | 6190 BLUE RIDGE DR | BLUE RIDGE | Fannin | 9055016 | 4B | Flapper Valve | 2021-03-16 | FALSE | 2021-03-16 | FALSE | Currently in Use | E-0 | 4000 | Composite Double Walled | 2021-03-15 |  | Double-Walled Fiberglass | Pressurized
CHEVRON #5 | 6190 BLUE RIDGE DR | BLUE RIDGE | Fannin | 9055016 | 3 | Ball Float | 1988-09-01 | FALSE | 1988-09-01 | FALSE | Currently in Use | Diesel | 6000 | Galvanic (STIP-3) | 1988-09-01 |  | Fiberglass Reinforced Plastic | Pressurized
CHEVRON #5 | 6190 BLUE RIDGE DR | BLUE RIDGE | Fannin | 9055016 | 3 | Ball Float | 1988-09-01 | FALSE | 1988-09-01 | FALSE | Currently in Use | Diesel | 6000 | Galvanic (STIP-3) | 1988-09-01 |  | Fiberglass Reinforced Plastic | Pressurized
CHEVRON #5 | 6190 BLUE RIDGE DR | BLUE RIDGE | Fannin | 9055016 | 3 | Ball Float | 1988-09-01 | FALSE | 1988-09-01 | FALSE | Currently in Use | Diesel | 6000 | Galvanic (STIP-3) | 1988-09-01 |  | Fiberglass Reinforced Plastic | Pressurized
CHEVRON #5 | 6190 BLUE RIDGE DR | BLUE RIDGE | Fannin | 9055016 | 3 | Ball Float | 1988-09-01 | FALSE | 1988-09-01 | FALSE | Currently in Use | Diesel | 6000 | Galvanic (STIP-3) | 1988-09-01 |  | Fiberglass Reinforced Plastic | Pressurized
CHEVRON #5 | 6190 BLUE RIDGE DR | BLUE RIDGE | Fannin | 9055016 | 3 | Ball Float | 1988-09-01 | FALSE | 1988-09-01 | FALSE | Currently in Use | Diesel | 6000 | Galvanic (STIP-3) | 1988-09-01 |  | Fiberglass Reinforced Plastic | Pressurized
CHEVRON #5 | 6190 BLUE RIDGE DR | BLUE RIDGE | Fannin | 9055016 | 3 | Ball Float | 1988-09-01 | FALSE | 1988-09-01 | FALSE | Currently in Use | Diesel | 6000 | Galvanic (STIP-3) | 1988-09-01 |  | Fiberglass Reinforced Plastic | Pressurized
TDS TELECOM CENTRAL OFFICE | 3233 EAST FIRST ST | BLUE RIDGE | Fannin | 10003190 | 2 |  |  | FALSE |  | FALSE | Removed from Ground |  | 600 |  |  | 2022-04-12
TDS TELECOM CENTRAL OFFICE | 3233 EAST FIRST ST | BLUE RIDGE | Fannin | 10003190 | 1 |  |  | FALSE |  | FALSE | Removed from Ground |  | 1100
MCCLENNYS GROCERY | 1485 GA HWY 92 NORTH | FAYETTEVILLE | Fayette | 560065 | 3 | [5 empty] | Removed from Ground | Gas (Historical Use) | 6000 | Bare Steel | 1995-03-15 | 1995-03-15 | Galvanized Steel
Circle K 2745124 | 973 WEST HWY 54 | FAYETTEVILLE | Fayette | 560043 | 3 | [5 empty] | Removed from Ground | Gas (Historical Use) | 6000 | Bare Steel | 1977-05-10 | 1993-02-15 | Galvanized Steel
CREWS BP | 744 N GLYNN ST | FAYETTEVILLE | Fayette | 560030 | 3 | [5 empty] | Removed from Ground | Gas (Historical Use) | 6000 | Bare Steel | 1966-05-07 | 1988-01-01 | Galvanized Steel
MCCLENNYS GROCERY | 1485 GA HWY 92 NORTH | FAYETTEVILLE | Fayette | 560065 | 1 | [5 empty] | Removed from Ground | Gas (Historical Use) | 4000 | Bare Steel | 1995-03-15 | 1995-03-15 | Galvanized Steel
Circle K 2745124 | 973 WEST HWY 54 | FAYETTEVILLE | Fayette | 560043 | 1 | [5 empty] | Removed from Ground | Gas (Historical Use) | 8000 | Bare Steel | 1977-05-10 | 1993-02-15 | Galvanized Steel
TEXACO FOOD MART | 537 GLYNN ST N | FAYETTEVILLE | Fayette | 560032 | 1 |  |  | FALSE |  | FALSE | Removed from Ground | Gas (Historical Use) | 10500 | Bare Steel | 1972-05-08 | 1992-07-24 | Galvanized Steel
GREENWAY #645/THOMAS BP | 450 NORTH GLYNN ST | FAYETTEVILLE | Fayette | 560045 | 4 |  |  | FALSE |  | FALSE | Removed from Ground | Kerosene | 560 | Bare Steel | 1959-05-15 | 1989-06-25 | Galvanized Steel
MCCLENNYS GROCERY | 1485 GA HWY 92 NORTH | FAYETTEVILLE | Fayette | 560065 | 4 | [5 empty] | Removed from Ground | Diesel | 4000 | Bare Steel | 1995-03-15 | 1995-03-15 | Galvanized Steel
BST/FAYETTEVILLE CO/F1440 | 170 SOUTH GLYNN ST | FAYETTEVILLE | Fayette | 560060 | 3 | Flapper Valve | 2000-05-09 | FALSE | 2000-05-09 | FALSE | Currently in Use | Diesel | 6000 | Fiberglass Double Walled | 2000-05-09 |  | Copper/Secondry Containment | Safe Suction (Euro)
Circle K 2745123 | 340 LANIER AVE | FAYETTEVILLE | Fayette | 560042 | 3 | [5 empty] | Removed from Ground | Gas (Historical Use) | 6000 | Bare Steel | 1978-05-10 | 1994-01-10 | Fiberglass Reinforced Plastic | Pressurized
Circle K 2745122 | 760 NORTH GLENN ST | FAYETTEVILLE | Fayette | 560040 | 3 | Flapper Valve | 1995-11-10 | FALSE | 1995-11-10 | FALSE | Currently in Use | Diesel | 6000 | Steel-Impressed Current | 1980-05-09 |  | Fiberglass Reinforced Plastic | Pressurized
City of Fayetteville | 332 First Manassas Mile | Fayetteville | Fayette | 560029 | 1 | Overfill Alarm | 1992-12-01 | FALSE | 1992-12-01 | FALSE | Removed from Ground | Diesel | 1000 | Fiberglass Double Walled | 1992-12-01 |  | Fiberglass Reinforced Plastic | Suction (American)
CREWS BP | 744 N GLYNN ST | FAYETTEVILLE | Fayette | 560030 | 1 |  |  | TRUE |  | TRUE | Removed from Ground | Used Oil | 550 | Bare Steel | 1965-05-07 | 1988-01-01 | Galvanized Steel
CREWS BP | 744 N GLYNN ST | FAYETTEVILLE | Fayette | 560030 | 7 | Ball Float | 1988-01-01 | FALSE | 1988-01-01 | FALSE | Currently in Use | Regular | 10000 | Fiberglass | 1988-01-01 |  | Fiberglass Reinforced Plastic | Pressurized
TEXACO FOOD MART | 537 GLYNN ST N | FAYETTEVILLE | Fayette | 560032 | 4 | Flapper Valve | 1993-01-01 | FALSE | 1993-01-01 | FALSE | Temporarily out of use | E-85 | 4000 | STIP-3/Impressed Current | 2016-12-13 |  | Fiberglass Reinforced Plastic | Pressurized
TEXACO FOOD MART | 537 GLYNN ST N | FAYETTEVILLE | Fayette | 560032 | 7 | Ball Float | 1992-07-01 | FALSE | 1992-07-01 | FALSE | Currently in Use | Diesel | 10000 | Fiberglass | 2015-11-04 |  | Fiberglass Reinforced Plastic | Pressurized
TEXACO FOOD MART | 537 GLYNN ST N | FAYETTEVILLE | Fayette | 560032 | 5 | Ball Float | 1992-07-01 | FALSE | 1992-07-01 | FALSE | Currently in Use | Premium | 10000 | Fiberglass | 2015-11-04 |  | Fiberglass Reinforced Plastic | Pressurized
BFI LANDFILL | 180 ROBERTS RD | FAYETTEVILLE | Fayette | 560010 | 1 | [5 empty] | Removed from Ground | Diesel | 3000 | Bare Steel | 1976-04-20 | 1991-01-01 | Galvanized Steel
MCCLENNYS GROCERY | 1485 GA HWY 92 NORTH | FAYETTEVILLE | Fayette | 560065 | 5 | [5 empty] | Removed from Ground | Kerosene | 1000 | Not Marked/Unknown | 1995-03-15 | 1995-03-15 | Unknown
KOUNTRY STORE | GA HWY 138 | FAYETTEVILLE | Fayette | 560046 | 1 | [5 empty] | Removed from Ground | Gas (Historical Use) | 560 | Bare Steel | 1961-05-14 | 1991-03-01 | Galvanized Steel
Circle K 2745124 | 973 WEST HWY 54 | FAYETTEVILLE | Fayette | 560043 | 4 | Flapper Valve | 1993-03-01 |  | 1993-03-01 |  | Currently in Use | Gas (Historical Use) | 8000 | Composite | 1993-03-01 |  | Double Walled | Pressurized
Circle K 2745124 | 973 WEST HWY 54 | FAYETTEVILLE | Fayette | 560043 | 5 | Flapper Valve | 1993-03-01 |  | 1993-03-01 |  | Currently in Use | Gas (Historical Use) | 8000 | Composite | 1993-03-01 |  | Double Walled | Pressurized
FRED'S FOOD | 1201 GA HWY 54 EAST | FAYETTEVILLE | Fayette | 560036 | 3 | [5 empty] | Removed from Ground | Gas (Historical Use) | 560 | Bare Steel | 1966-05-13 | 1987-01-01 | Galvanized Steel
HESTERS GROCERY #79 | 1499 GA HWY 54 WEST | FAYETTEVILLE | Fayette | 560023 | 1 |  |  | FALSE |  | FALSE | Removed from Ground |  | 10000 | Bare Steel | 1980-05-02 | 1991-12-01 | Bare Steel
City of Fayetteville | 210 STONEWALL AVE | FAYETTEVILLE | Fayette | 560003 | 3 |  |  | FALSE |  | FALSE | Removed from Ground |  | 12000 |  | 1984-01-01 | 1990-10-30 | Bare Steel
FAYETTE COUNTY FLEET MAINTENANCE | 115 MCDONOUGH RD | FAYETTEVILLE | Fayette | 9056047 | 3 | Flapper Valve | 2008-08-13 | FALSE | 2008-08-01 | FALSE | Currently in Use | Diesel | 25000 | Fiberglass Double Walled | 2008-07-16 |  | Double-Walled Fiberglass | Pressurized
BST/FAYETTEVILLE CO/F1440 | 170 SOUTH GLYNN ST | FAYETTEVILLE | Fayette | 560060 | 1 |  |  | FALSE |  | FALSE | Removed from Ground |  | 272 | Bare Steel | 1986-01-01 | 1990-01-01
GREENWAY #645/THOMAS BP | 450 NORTH GLYNN ST | FAYETTEVILLE | Fayette | 560045 | 2 |  |  | FALSE |  | FALSE | Removed from Ground | Gas (Historical Use) | 1066 | Bare Steel | 1959-05-15 | 1989-06-25 | Galvanized Steel
Circle K 2745123 | 340 LANIER AVE | FAYETTEVILLE | Fayette | 560042 | 1 | [5 empty] | Removed from Ground | Gas (Historical Use) | 8000 | Bare Steel | 1978-05-10 | 1994-01-10 | Fiberglass Reinforced Plastic | Pressurized
Circle K 2745123 | 340 LANIER AVE | FAYETTEVILLE | Fayette | 560042 | 4 | Flapper Valve | 1994-01-04 | FALSE | 1994-01-04 | FALSE | Currently in Use | Regular | 10000 | Composite Double Walled | 1994-01-04 |  | Flex | Pressurized
Circle K 2745122 | 760 NORTH GLENN ST | FAYETTEVILLE | Fayette | 560040 | 2 | Flapper Valve | 1995-11-10 | FALSE | 1995-11-10 | FALSE | Currently in Use | Plus | 10000 | Steel-Impressed Current | 1980-05-09 |  | Fiberglass Reinforced Plastic | Pressurized
CREWS BP | 744 N GLYNN ST | FAYETTEVILLE | Fayette | 560030 | 8 | Ball Float | 1988-01-01 | FALSE | 1988-01-01 | FALSE | Currently in Use | Premium | 10000 | Fiberglass | 1988-01-01 |  | Fiberglass Reinforced Plastic | Pressurized
MAJIK MARKET #09183/89183 | 1735 SE GA HWY 138 | FAYETTEVILLE | Fayette | 310276 | 1 | [5 empty] | Removed from Ground | Gas (Historical Use) | 8000 | Bare Steel | 1976-05-15 | 1988-11-01 | Galvanized Steel
MCCLENNYS GROCERY | 1485 GA HWY 92 NORTH | FAYETTEVILLE | Fayette | 560065 | 2 | [5 empty] | Removed from Ground | Gas (Historical Use) | 4000 | Bare Steel | 1995-03-15 | 1995-03-15 | Galvanized Steel
Berrys Good Food Mart | 1467 GA HWY 92 N | FAYETTEVILLE | Fayette | 560052 | 3ULP |  | 1998-12-01 | FALSE | 1998-12-01 | FALSE | Temporarily out of use | Diesel | 4000 | Steel-Impressed Current | 1998-12-01 |  | Double-Walled Fiberglass | Pressurized
GREENWAY #645/THOMAS BP | 450 NORTH GLYNN ST | FAYETTEVILLE | Fayette | 560045 | 9 | Ball Float | 1989-06-27 | FALSE | 1989-06-27 | FALSE | Currently in Use | Diesel | 8000 | Galvanic (STIP-3) | 1989-06-27 |  | Fiberglass Reinforced Plastic | Pressurized
GREENWAY #645/THOMAS BP | 450 NORTH GLYNN ST | FAYETTEVILLE | Fayette | 560045 | 6 | Ball Float | 1989-06-27 | FALSE | 1989-06-27 | FALSE | Currently in Use | Regular | 10000 | Galvanic (STIP-3) | 1989-06-27 |  | Fiberglass Reinforced Plastic | Pressurized
Berrys Good Food Mart | 1467 GA HWY 92 N | FAYETTEVILLE | Fayette | 560052 | 2SUL |  | 1998-12-01 | FALSE | 1998-12-01 | FALSE | Temporarily out of use | Premium | 4000 | Steel-Impressed Current | 1998-12-01 |  | Double-Walled Fiberglass | Pressurized
Circle K 2745122 | 760 NORTH GLENN ST | FAYETTEVILLE | Fayette | 560040 | 1 | Flapper Valve | 1995-11-10 | FALSE | 1995-11-10 | FALSE | Currently in Use | Regular | 10000 | Steel-Impressed Current | 1980-05-09 |  | Fiberglass Reinforced Plastic | Pressurized
MASK SHELL #451 | 360 GLYNN ST | FAYETTEVILLE | Fayette | 560034 | 2 |  | 1998-03-27 |  | 1998-03-27 |  | Removed from Ground | Gas (Historical Use) | 2000 | Steel-Impressed Current | 1966-05-13 | 2013-04-13 | Steel (Impressed Current) | Safe Suction (Euro)
92 HWY CHEVRON | 1488 HWY 92 NORTH | FAYETTEVILLE | Fayette | 9056066 | 1 | Ball Float | 2001-08-31 | FALSE | 2001-08-31 | FALSE | Currently in Use | Diesel | 8000 | Composite | 2001-08-29 |  | Fiberglass Reinforced Plastic | Pressurized
KENWOOD SPLIT SECOND | 1866 HWY 85 N | FAYETTEVILLE | Fayette | 9056070 | 3 |  | 1998-10-15 | FALSE | 1998-10-15 | FALSE | Currently in Use | Premium | 10000 | Composite | 1998-10-15 |  |  | Pressurized
PETROLEUM REALTY V LLC | 350 NORTH GLYNN ST | FAYETTEVILLE | Fayette | 9056004 | 3 | Ball Float | 1994-05-26 |  | 1994-05-26 |  | Removed from Ground | Gas (Historical Use) | 10000 | Galvanic (STIP-3) | 1994-05-26 | 2017-01-19 | Fiberglass Reinforced Plastic | Pressurized
QUICKBUY | 1907 GA HWY 85 | FAYETTEVILLE | Fayette | 560056 | DSL2 | [5 empty] | Removed from Ground | Diesel | 3000 | Bare Steel | 1984-05-08 | 1998-07-01 | Galvanized Steel
Berrys Good Food Mart | 1467 GA HWY 92 N | FAYETTEVILLE | Fayette | 560052 | 1UNL |  | 1998-12-01 | FALSE | 1998-12-01 | FALSE | Temporarily out of use | Regular | 6000 | Steel-Impressed Current | 1998-12-01 |  | Double-Walled Fiberglass | Pressurized
Circle K 2745123 | 340 LANIER AVE | FAYETTEVILLE | Fayette | 560042 | 5 | Flapper Valve | 1994-01-04 | FALSE | 1994-01-04 | FALSE | Currently in Use | Premium | 10000 | Composite | 1994-01-04 |  | Flex | Pressurized
City of Fayetteville | 332 First Manassas Mile | Fayetteville | Fayette | 560029 | 2 | [5 empty] | Removed from Ground | Diesel | 1000 | Bare Steel | 1978-01-01 | 1998-12-18 | Galvanized Steel | Safe Suction (Euro)
CREWS BP | 744 N GLYNN ST | FAYETTEVILLE | Fayette | 560030 | 6 | Ball Float | 1988-01-01 | FALSE | 1988-01-01 | FALSE | Currently in Use | Regular | 10000 | Fiberglass | 1988-01-01 |  | Fiberglass Reinforced Plastic | Pressurized
CREWS BP | 744 N GLYNN ST | FAYETTEVILLE | Fayette | 560030 | 9 |  |  | TRUE |  | TRUE | Permanently Out Of Use | Used Oil | 1000 | Fiberglass | 1988-01-01 | 1990-01-01 | Fiberglass Reinforced Plastic
WALKER CONCRETE | 190 WEST GA AVE | FAYETTEVILLE | Fayette | 9056053 | 3 |  | 1998-11-10 | FALSE | 1998-11-10 | FALSE | Removed from Ground | Diesel | 12000 | Composite | 1998-11-10 | 2015-02-06 | Fiberglass Reinforced Plastic | Pressurized
MAJIK MARKET #09183/89183 | 1735 SE GA HWY 138 | FAYETTEVILLE | Fayette | 310276 | 2 | [5 empty] | Removed from Ground | Gas (Historical Use) | 8000 | Bare Steel | 1976-05-15 | 1988-11-01 | Galvanized Steel
QUICKBUY | 1907 GA HWY 85 | FAYETTEVILLE | Fayette | 560056 | 2 | [5 empty] | Closed in Ground | Diesel | 3000 | Bare Steel | 1984-05-08 | 1998-07-14 | Galvanized Steel
FRED'S FOOD | 1201 GA HWY 54 EAST | FAYETTEVILLE | Fayette | 560036 | 2 | [5 empty] | Removed from Ground | Gas (Historical Use) | 1000 | Bare Steel | 1966-05-13 | 1987-01-01 | Galvanized Steel
TEXACO FOOD MART | 537 GLYNN ST N | FAYETTEVILLE | Fayette | 560032 | 2 |  |  | FALSE |  | FALSE | Removed from Ground | Gas (Historical Use) | 10500 | Bare Steel | 1972-05-08 | 1992-07-24 | Galvanized Steel
SHELL FOOD MART | 765 NORTH GLYNN STREET | FAYETTEVILLE | Fayette | 9056059 | 7 | Ball Float | 1996-01-01 | FALSE | 1996-01-01 | FALSE | Currently in Use | Premium | 10000 | Epoxy | 1996-10-01 |  | Double-Walled Flex | Pressurized
SHELL FOOD MART | 765 NORTH GLYNN STREET | FAYETTEVILLE | Fayette | 9056059 | 5 |  |  | FALSE |  | FALSE | Removed from Ground |  | 10000 |  |  | 1990-01-01
SHELL FOOD MART | 765 NORTH GLYNN STREET | FAYETTEVILLE | Fayette | 9056059 | 4 |  |  | FALSE |  | FALSE | Removed from Ground |  | 10000 |  |  | 1996-01-01
WALKER CONCRETE | 190 WEST GA AVE | FAYETTEVILLE | Fayette | 9056053 | 2 |  |  | FALSE |  | FALSE | Removed from Ground | Diesel | 5000 | Bare Steel | 1985-01-01 | 1998-11-05 | Galvanized Steel | Safe Suction (Euro)
FAYETTE COUNTY FLEET MAINTENANCE | 115 MCDONOUGH RD | FAYETTEVILLE | Fayette | 9056047 | 103163 | Ball Float | 1988-09-16 |  | 1988-09-16 |  | Removed from Ground | Diesel | 10000 | Galvanic (STIP-3) | 1989-09-16 | 2008-06-09 | Fiberglass Reinforced Plastic | Pressurized
KENWOOD SPLIT SECOND | 1866 HWY 85 N | FAYETTEVILLE | Fayette | 9056070 | 1 | Ball Float | 1998-10-15 | FALSE | 1998-10-15 | FALSE | Currently in Use | Regular | 10000 | Composite | 1998-10-15 |  |  | Pressurized
GREENWAY #600-ONE STOP BP | 2950 GA HWY 138/HWY 314 | FAYETTEVILLE | Fayette | 9056012 | 4 | Ball Float | 1987-12-01 | FALSE | 1987-12-01 | FALSE | Closed in Ground | Kerosene | 2000 | Galvanic (STIP-3) | 1987-12-01 |  | Fiberglass Reinforced Plastic | Pressurized
FAYETTE COUNTY SHERIFFS DEPARTME | 155 JOHNSON AVE | FAYETTEVILLE | Fayette | 9056048 | 1 |  | 1998-11-01 |  | 1998-11-01 |  | Removed from Ground | Gas (Historical Use) | 12000 | Double Walled | 1986-06-01 | 2003-08-14 | Cathodically Protected | Pressurized
R W HARRIS GROCERY | 1731 HWY 85 N | FAYETTEVILLE | Fayette | 9056026 | 2 | Flapper Valve | 1998-08-26 | FALSE | 1998-08-26 | FALSE | Removed from Ground | Gas (Historical Use) | 4000 | Steel-Impressed Current | 1985-10-01 |  |  | Suction (American)
PETROLEUM REALTY V LLC | 350 NORTH GLYNN ST | FAYETTEVILLE | Fayette | 9056004 | 2 | Ball Float | 1994-05-26 |  | 1994-05-26 |  | Removed from Ground | Gas (Historical Use) | 10000 | Galvanic (STIP-3) | 1994-05-26 | 2017-01-18 | Fiberglass Reinforced Plastic | Pressurized
CORNERSTONE CHEVRON/NEIGHBORS CH | 95 SOUTH JEFF DAVIS DR | FAYETTEVILLE | Fayette | 9056039 | 1 | Overfill Alarm | 1994-10-01 | FALSE | 1994-10-01 | FALSE | Currently in Use | Regular | 10000 | Composite | 1994-10-01 |  | Fiberglass Reinforced Plastic | Pressurized
Fayette Discount Gas & Tobacco | 535 NORTH GLYNN ST | FAYETTEVILLE | Fayette | 9000261 | 6 | Ball Float | 1990-01-01 | FALSE | 1990-01-01 | FALSE | Currently in Use | Regular | 10000 | Fiberglass | 1990-01-01 |  | Fiberglass Reinforced Plastic | Pressurized
BST/FAYETTEVILLE CO/F1440 | 170 SOUTH GLYNN ST | FAYETTEVILLE | Fayette | 560060 | 2 |  |  | FALSE |  | FALSE | Removed from Ground |  | 2500 |  | 1997-11-07 | 1999-09-21
Circle K 2745123 | 340 LANIER AVE | FAYETTEVILLE | Fayette | 560042 | 2 | [5 empty] | Removed from Ground | Gas (Historical Use) | 8000 | Bare Steel | 1978-05-10 | 1994-01-10 | Fiberglass Reinforced Plastic | Pressurized
FRED'S FOOD | 1201 GA HWY 54 EAST | FAYETTEVILLE | Fayette | 560036 | 1 | [5 empty] | Removed from Ground | Gas (Historical Use) | 1000 | Bare Steel | 1966-05-13 | 1987-01-01 | Galvanized Steel
CHEVRON FOOD MART | 438 S GLYNN ST | FAYETTEVILLE | Fayette | 560025 | 4 | Ball Float | 1995-04-01 | FALSE | 1995-04-01 | FALSE | Temporarily out of use | Kerosene | 2000 | Composite | 1995-04-06 |  | Fiberglass Reinforced Plastic | Pressurized
SHELL FOOD MART | 765 NORTH GLYNN STREET | FAYETTEVILLE | Fayette | 9056059 | 6 | Ball Float | 1996-01-01 | FALSE | 1996-01-01 | FALSE | Currently in Use | Regular | 12000 | Epoxy | 1996-10-01 |  | Double-Walled Flex | Pressurized
FAYETTE COUNTY FLEET MAINTENANCE | 115 MCDONOUGH RD | FAYETTEVILLE | Fayette | 9056047 | 1 |  | 2008-08-01 | TRUE | 2008-08-01 | TRUE | Currently in Use | Used Oil | 5000 | Galvanic (STIP-3) | 1988-09-15 |  | Steel (Impressed Current) | Safe Suction (Euro)
MP CONVENIENCE STORE INC | 1992 HWY 92 S | FAYETTEVILLE | Fayette | 9056027 | 2 |  | 1989-11-01 | FALSE | 1989-11-01 | FALSE | Currently in Use | Gas (Historical Use) | 8200 | Galvanic (STIP-3) | 1989-11-01 |  |  | Pressurized
TLF - 1005 -265 Tyrone Rd.-VILLAGE FOOD MART | 265 TYRONE RD | FAYETTEVILLE | Fayette | 9056028 | 8 | Ball Float | 2005-11-01 | FALSE | 2005-11-01 | FALSE | Removed from Ground | Diesel | 8000 | Composite | 2005-11-01 |  | Double-Walled Fiberglass | Pressurized
TLF - 1005 -265 Tyrone Rd.-VILLAGE FOOD MART | 265 TYRONE RD | FAYETTEVILLE | Fayette | 9056028 | 6 | Ball Float | 2005-11-01 | FALSE | 2005-11-01 | FALSE | Removed from Ground | Gas (Historical Use) | 8000 | Composite | 2005-11-01 |  | Double-Walled Fiberglass | Pressurized
MASK SHELL #451 | 360 GLYNN ST | FAYETTEVILLE | Fayette | 560034 | 1 |  | 1998-03-27 |  | 1998-03-27 |  | Removed from Ground | Gas (Historical Use) | 2000 | Steel-Impressed Current | 1966-05-13 | 2013-04-13 | Steel (Impressed Current) | Safe Suction (Euro)
CREWS BP | 744 N GLYNN ST | FAYETTEVILLE | Fayette | 560030 | 2 | [5 empty] | Removed from Ground | Gas (Historical Use) | 6000 | Bare Steel | 1966-05-07 | 1988-01-01 | Galvanized Steel
CHEVRON FOOD MART | 438 S GLYNN ST | FAYETTEVILLE | Fayette | 560025 | 3 | Ball Float | 1995-04-01 | FALSE | 1995-04-01 | FALSE | Currently in Use | Premium | 8000 | Steel-Impressed Current | 1980-05-02 |  | Fiberglass Reinforced Plastic | Pressurized
City of Fayetteville | 210 STONEWALL AVE | FAYETTEVILLE | Fayette | 560003 | L213239 | Overfill Alarm | 1990-10-30 | FALSE | 1990-10-30 | FALSE | Removed from Ground | Diesel | 12000 | Fiberglass Double Walled | 1990-10-30 | 2018-10-31 | Double-Walled Fiberglass | Pressurized
WETLANDS INVESTMENT, INC. | 775 E LANIER AVE | FAYETTEVILLE | Fayette | 9056052 | 2 | Ball Float | 1994-07-20 | FALSE | 1994-07-20 | FALSE | Currently in Use | Premium | 10000 | Composite | 1994-07-20 |  | Fiberglass Reinforced Plastic | Pressurized
92 HWY CHEVRON | 1488 HWY 92 NORTH | FAYETTEVILLE | Fayette | 9056066 | M145200 | Ball Float | 1997-05-05 | FALSE | 1997-05-05 | FALSE | Currently in Use | Premium | 10000 | Composite | 1997-05-02 |  | Fiberglass Reinforced Plastic | Pressurized
MP CONVENIENCE STORE INC | 1992 HWY 92 S | FAYETTEVILLE | Fayette | 9056027 | 1 |  | 1989-11-01 | FALSE | 1989-11-01 | FALSE | Currently in Use | Gas (Historical Use) | 8200 | Galvanic (STIP-3) | 1989-11-01 |  |  | Pressurized
B&B CONVENIENCE STORE | 695 LANIER AVE | FAYETTEVILLE | Fayette | 9056007 | 2 | [5 empty] | Removed from Ground | Gas (Historical Use) | 8000 | Bare Steel | 1980-01-01 | 1992-01-21 | Galvanized Steel
GREENWAY #645/THOMAS BP | 450 NORTH GLYNN ST | FAYETTEVILLE | Fayette | 560045 | 1 |  |  | FALSE |  | FALSE | Removed from Ground | Gas (Historical Use) | 1990 | Bare Steel | 1959-05-15 | 1989-06-25 | Galvanized Steel
GREENWAY #645/THOMAS BP | 450 NORTH GLYNN ST | FAYETTEVILLE | Fayette | 560045 | 7 | Ball Float | 1989-06-27 | FALSE | 1989-06-27 | FALSE | Currently in Use | Premium | 10000 | Galvanic (STIP-3) | 1989-01-01 |  | Fiberglass Reinforced Plastic | Pressurized
TEXACO FOOD MART | 537 GLYNN ST N | FAYETTEVILLE | Fayette | 560032 | 6 | Ball Float | 1992-07-01 | FALSE | 1992-07-01 | FALSE | Currently in Use | Regular | 10000 | Fiberglass | 2015-11-04 |  | Fiberglass Reinforced Plastic | Pressurized
FAYETTEVILLE/PUBLIC WORKS DEPT | 140 E LANIER AVE | FAYETTEVILLE | Fayette | 560028 | 1 | [5 empty] | Removed from Ground | Gas (Historical Use) | 550 | Bare Steel | 1961-05-11 | 1993-03-01 | Galvanized Steel
HESTERS GROCERY #79 | 1499 GA HWY 54 WEST | FAYETTEVILLE | Fayette | 560023 | 4 | Flapper Valve | 1991-12-01 | FALSE | 1991-12-01 | FALSE | Currently in Use | Premium | 10000 | Composite | 1991-12-01 |  | Double-Walled Fiberglass | Pressurized
HESTERS GROCERY #79 | 1499 GA HWY 54 WEST | FAYETTEVILLE | Fayette | 560023 | 5 | Flapper Valve | 1991-12-01 | FALSE | 1991-12-01 | FALSE | Currently in Use | Diesel | 10000 | Composite | 1991-12-01 |  | Double-Walled Fiberglass | Pressurized
SHELL FOOD MART | 765 NORTH GLYNN STREET | FAYETTEVILLE | Fayette | 9056059 | 3 |  |  | FALSE |  | FALSE | Removed from Ground |  | 10000 |  |  | 1990-01-01
WALKER CONCRETE | 190 WEST GA AVE | FAYETTEVILLE | Fayette | 9056053 | 1 |  |  | FALSE |  | FALSE | Removed from Ground | Diesel | 10000 | Bare Steel | 1985-01-01 | 1998-09-30 | Galvanized Steel
FAYETTE COUNTY SHERIFFS DEPARTME | 155 JOHNSON AVE | FAYETTEVILLE | Fayette | 9056048 | 2 |  | 1998-05-01 |  | 1998-05-01 |  | Closed in Ground | Diesel | 2000 | Double Walled | 1986-06-01 | 2010-06-02 | Galvanized Steel | Safe Suction (Euro)
CITY OF FAYETTEVILLE | 95 JOHNSON AVE | FAYETTEVILLE | Fayette | 9056069 | 1 | [5 empty] | Removed from Ground | Diesel | 500 | Not Marked/Unknown | 1998-12-19 | 1998-12-19 | Not Marked
92 MINI MART | 1493 GA HWY 92 NORTH | FAYETTEVILLE | Fayette | 9056033 | 4 | Ball Float | 1994-08-31 | FALSE | 1994-08-31 | FALSE | Currently in Use | Diesel | 6000 | Composite | 1994-08-31 |  | Double-Walled Fiberglass | Pressurized
GA FC/FAYETTE CO UNIT | 200 ELLIS RD | FAYETTEVILLE | Fayette | 560013 | 1 | [5 empty] | Removed from Ground | Gas (Historical Use) | 560 | Bare Steel | 1961-04-28 | 1992-08-10 | Galvanized Steel | Safe Suction (Euro)
City of Fayetteville | 210 STONEWALL AVE | FAYETTEVILLE | Fayette | 560003 | L213207 | Overfill Alarm | 1990-10-30 | FALSE | 1990-10-30 | FALSE | Removed from Ground | Diesel | 12000 | Fiberglass Double Walled | 1990-10-30 | 2018-10-31 | Double-Walled Fiberglass | Pressurized
ALLIED READY MIX | 574 HWY 314 | FAYETTEVILLE | Fayette | 9056054 | 2 | [5 empty] | Closed in Ground | Diesel | 6000 | Not Marked/Unknown | 1996-05-06 | 1996-05-06 | Not Marked
BST/FAYETTEVILLE CO F1456 | 175 LEE ST | FAYETTEVILLE | Fayette | 9056009 | 1 | [5 empty] | Removed from Ground | Diesel | 272 | Bare Steel | 1973-01-01 | 1988-01-01 | Unknown | Suction (American)
GREENWAY #600-ONE STOP BP | 2950 GA HWY 138/HWY 314 | FAYETTEVILLE | Fayette | 9056012 | 2 | Ball Float | 1987-12-01 | FALSE | 1987-12-01 | FALSE | Currently in Use | Premium | 10000 | Galvanic (STIP-3) | 1987-12-01 |  | Fiberglass Reinforced Plastic | Pressurized
GREENWAY STORES #647-GRADY BP | 610 LANIER AVE WEST | FAYETTEVILLE | Fayette | 9056031 | 4B | Overfill Alarm | 1994-08-01 | FALSE | 1994-08-01 | FALSE | Currently in Use | Kerosene | 2000 | Composite | 1994-01-01 |  | Fiberglass Reinforced Plastic | Pressurized
92 MINI MART | 1493 GA HWY 92 NORTH | FAYETTEVILLE | Fayette | 9056033 | 1 | Ball Float | 1994-08-31 | FALSE | 1994-08-31 | FALSE | Currently in Use | Regular | 10000 | Composite | 1994-08-31 |  | Double-Walled Fiberglass | Pressurized
BEN JONES YORKTOWN CENTER | 101 YORKTOWN RD | FAYETTEVILLE | Fayette | 9056034 | 2 | Flapper Valve | 1994-12-14 |  | 1994-12-14 |  | Removed from Ground | Diesel | 1000 | Fiberglass Double Walled | 1994-12-14 | 2010-10-21 | Fiberglass Reinforced Plastic | Pressurized
PIT STOP #12 | 630 N GLYNN ST | FAYETTEVILLE | Fayette | 9056041 | 4 | Flapper Valve | 1995-04-01 | FALSE | 1995-04-01 | FALSE | Currently in Use | Diesel | 10000 | Steel-Impressed Current | 1982-01-01 |  | Fiberglass Reinforced Plastic | Pressurized
PIT STOP #12 | 630 N GLYNN ST | FAYETTEVILLE | Fayette | 9056041 | 1 | Flapper Valve | 1995-04-01 | FALSE | 1995-04-01 | FALSE | Currently in Use | Regular | 10000 | Steel-Impressed Current | 1982-01-01 |  | Fiberglass Reinforced Plastic | Pressurized
Fayette Discount Gas & Tobacco | 535 NORTH GLYNN ST | FAYETTEVILLE | Fayette | 9000261 | 3 | [5 empty] | Removed from Ground | Gas (Historical Use) | 5000 | Cathodically Protected Steel | 1969-04-27 | 1990-05-01 | Galvanized Steel
J H LEE CO | 1250 GA HWY 314/BEHIND BABB MFG | FAYETTEVILLE | Fayette | 560066 | 1 | [5 empty] | Removed from Ground | Diesel | 4000 | Bare Steel | 1984-01-01 | 1994-10-28 | Galvanized Steel | Gravity Fed
Circle K 2745124 | 973 WEST HWY 54 | FAYETTEVILLE | Fayette | 560043 | 2 | [5 empty] | Removed from Ground | Gas (Historical Use) | 8000 | Bare Steel | 1977-05-10 | 1993-02-15 | Galvanized Steel
CREWS BP | 744 N GLYNN ST | FAYETTEVILLE | Fayette | 560030 | 5 | [5 empty] | Removed from Ground | Gas (Historical Use) | 10000 | Bare Steel | 1979-05-04 | 1988-01-01 | Galvanized Steel
MASK SHELL #451 | 360 GLYNN ST | FAYETTEVILLE | Fayette | 560034 | 3 |  | 1998-03-27 |  | 1998-03-27 |  | Removed from Ground | Gas (Historical Use) | 3000 | Steel-Impressed Current | 1966-05-13 | 2013-04-13 | Steel (Impressed Current) | Safe Suction (Euro)
DOT 10390/FAYETTE CO MAINT HQ | GA HWY 92 SOUTH | FAYETTEVILLE | Fayette | 560015 | 10390-1 | [5 empty] | Removed from Ground | Gas (Historical Use) | 1000 | Bare Steel | 1972-05-02 | 1988-02-01 | Galvanized Steel | Suction (American)
GA FC/FAYETTE CO UNIT | 200 ELLIS RD | FAYETTEVILLE | Fayette | 560013 | 204080 |  | 1992-07-01 |  | 1992-07-01 |  | Removed from Ground | Gas (Historical Use) | 1000 | Cathodically Protected Steel | 1992-07-10 | 1996-09-16 | Cathodically Protected | Safe Suction (Euro)
WETLANDS INVESTMENT, INC. | 775 E LANIER AVE | FAYETTEVILLE | Fayette | 9056052 | 1 | Ball Float | 1994-07-20 | FALSE | 1994-07-20 | FALSE | Currently in Use | Regular | 10000 | Composite | 1994-07-20 |  | Fiberglass Reinforced Plastic | Pressurized
KENWOOD SPLIT SECOND | 1866 HWY 85 N | FAYETTEVILLE | Fayette | 9056070 | 2 | Ball Float | 1998-10-15 | FALSE | 1998-10-15 | FALSE | Currently in Use | Regular | 10000 | Composite | 1998-10-15 |  |  | Pressurized
FAYETTEVILLE/WATER DISTRIBUTION | 140 EAST LANIER AVE | FAYETTEVILLE | Fayette | 9056022 | 1 | [5 empty] | Removed from Ground | Gas (Historical Use) | 500 | Marked Unknown | 1995-03-25 | 1995-03-25 | Unknown
PETROLEUM REALTY V LLC | 350 NORTH GLYNN ST | FAYETTEVILLE | Fayette | 9056004 | 4 | Ball Float | 1994-05-26 |  | 1994-05-26 |  | Removed from Ground | Diesel | 10000 | Galvanic (STIP-3) | 1994-05-26 | 2017-01-20 | Fiberglass Reinforced Plastic | Pressurized
CORNERSTONE CHEVRON/NEIGHBORS CH | 95 SOUTH JEFF DAVIS DR | FAYETTEVILLE | Fayette | 9056039 | 4B | Overfill Alarm | 1994-10-01 | FALSE | 1994-10-01 | FALSE | Currently in Use | Diesel Off Road | 2000 | Composite | 1994-10-01 |  | Fiberglass Reinforced Plastic | Pressurized
BENNETT GROCERY | 1205 GA HWY 54 EAST | FAYETTEVILLE | Fayette | 9000028 | 3 | [5 empty] | Removed from Ground | Gas (Historical Use) | 560 | Bare Steel | 1966-05-13 | 1988-09-01 | Galvanized Steel
KOUNTRY STORE | GA HWY 138 | FAYETTEVILLE | Fayette | 560046 | 2 | [5 empty] | Removed from Ground | Gas (Historical Use) | 560 | Bare Steel | 1961-05-14 | 1991-03-01 | Galvanized Steel
HESTERS GROCERY #79 | 1499 GA HWY 54 WEST | FAYETTEVILLE | Fayette | 560023 | 2 |  |  | FALSE |  | FALSE | Removed from Ground |  | 8000 | Bare Steel | 1980-05-02 | 1991-12-01 | Bare Steel
R W HARRIS GROCERY | 1731 HWY 85 N | FAYETTEVILLE | Fayette | 9056026 | 1 | Flapper Valve | 1998-08-26 | FALSE | 1998-08-26 | FALSE | Removed from Ground | Gas (Historical Use) | 4000 | Steel-Impressed Current | 1985-10-01 |  |  | Suction (American)
PETROLEUM REALTY V LLC | 350 NORTH GLYNN ST | FAYETTEVILLE | Fayette | 9056004 | 1 | Ball Float | 1994-05-26 |  | 1994-05-26 |  | Removed from Ground | Gas (Historical Use) | 10000 | Galvanic (STIP-3) | 1994-05-26 | 2017-01-18 | Fiberglass Reinforced Plastic | Pressurized
GREENWAY STORES #647-GRADY BP | 610 LANIER AVE WEST | FAYETTEVILLE | Fayette | 9056031 | 4A | Overfill Alarm | 1994-08-01 | FALSE | 1994-08-01 | FALSE | Currently in Use | Diesel | 6000 | Composite | 1994-01-01 |  | Fiberglass Reinforced Plastic | Pressurized
GREENWAY STORES #647-GRADY BP | 610 LANIER AVE WEST | FAYETTEVILLE | Fayette | 9056031 | 2 | Overfill Alarm | 1994-08-01 | FALSE | 1994-08-01 | FALSE | Currently in Use | Plus | 10000 | Composite | 1994-01-01 |  | Fiberglass Reinforced Plastic | Pressurized
GREENWAY #645/THOMAS BP | 450 NORTH GLYNN ST | FAYETTEVILLE | Fayette | 560045 | 8 | Ball Float | 1989-06-27 | FALSE | 1989-06-27 | FALSE | Currently in Use | E-0 | 2000 | Galvanic (STIP-3) | 1989-01-01 |  | Fiberglass Reinforced Plastic | Pressurized
Circle K 2745124 | 973 WEST HWY 54 | FAYETTEVILLE | Fayette | 560043 | 6 | Flapper Valve | 1993-03-01 |  | 1993-03-01 |  | Currently in Use | Gas (Historical Use) | 8000 | Composite | 1993-03-01 |  | Double Walled | Pressurized
MASK SHELL #451 | 360 GLYNN ST | FAYETTEVILLE | Fayette | 560034 | 5 |  | 1998-03-27 |  | 1998-03-27 |  | Removed from Ground | Diesel | 1060 | Steel-Impressed Current | 1966-01-01 | 2013-04-13 | Steel (Impressed Current) | Safe Suction (Euro)
MASK SHELL #451 | 360 GLYNN ST | FAYETTEVILLE | Fayette | 560034 | 4 |  | 1998-03-27 |  | 1998-03-27 |  | Removed from Ground | Gas (Historical Use) | 2000 | Steel-Impressed Current | 1966-05-13 | 2013-04-13 | Steel (Impressed Current) | Safe Suction (Euro)
HESTERS GROCERY #79 | 1499 GA HWY 54 WEST | FAYETTEVILLE | Fayette | 560023 | 6 | Flapper Valve | 1991-12-01 | FALSE | 1991-12-01 | FALSE | Currently in Use | Regular | 10000 | Composite | 1991-12-01 |  | Double-Walled Fiberglass | Pressurized
City of Fayetteville | 210 STONEWALL AVE | FAYETTEVILLE | Fayette | 560003 | 2 |  |  | FALSE |  | FALSE | Removed from Ground |  | 12000 | Bare Steel | 1974-05-30 | 1990-10-30 | Galvanized Steel
GOODYEAR DEALER #9537 - KAUFFMAN | NWC GA HWY 85 AND BANKS ROAD | FAYETTEVILLE | Fayette | 9056063 | 1 |  |  | TRUE |  | TRUE | Removed from Ground | Used Oil | 550 | Bare Steel | 1987-12-10 | 1997-09-30 | Not Marked | Gravity Fed
FAYETTE COUNTY FLEET MAINTENANCE | 115 MCDONOUGH RD | FAYETTEVILLE | Fayette | 9056047 | 2 | Flapper Valve | 2008-08-13 | FALSE | 2008-08-01 | FALSE | Currently in Use | Regular | 30000 | Fiberglass Double Walled | 2008-07-16 |  | Double-Walled Fiberglass | Pressurized
Fayette Discount Gas & Tobacco | 535 NORTH GLYNN ST | FAYETTEVILLE | Fayette | 9000261 | 1 | [5 empty] | Removed from Ground | Gas (Historical Use) | 5000 | Bare Steel | 1969-04-27 | 1990-05-01 | Galvanized Steel
FAYETTE PRESBYTERIAN CHURCH | 791 HWY 92 NORTH/INTERSECTS 791 | FAYETTEVILLE | Fayette | 9056032 | 2 | [5 empty] | Removed from Ground | Other | 550 | Bare Steel | 1994-09-01 | 1994-09-01 | Copper | Safe Suction (Euro)
TLF - 1005 -265 Tyrone Rd.-VILLAGE FOOD MART | 265 TYRONE RD | FAYETTEVILLE | Fayette | 9056028 | 3 |  | 1996-06-01 | FALSE | 1996-06-01 | FALSE | Removed from Ground | Gas (Historical Use) | 2000 | Cathodically Protected Steel | 1996-06-01 | 2005-10-29 | Cathodically Protected | Suction (American)
FAYETTE CO FIRE STATION #1 | 1186 NORTH HWY 314 | FAYETTEVILLE | Fayette | 9056035 | 1 | [5 empty] | Removed from Ground | Diesel | 500 | Bare Steel | 1976-01-01 | 1997-06-24 | Galvanized Steel | Safe Suction (Euro)
CORNERSTONE CHEVRON/NEIGHBORS CH | 95 SOUTH JEFF DAVIS DR | FAYETTEVILLE | Fayette | 9056039 | 4A | Overfill Alarm | 1994-10-01 | FALSE | 1994-10-01 | FALSE | Currently in Use | Diesel On Road | 6000 | Composite | 1994-10-01 |  | Fiberglass Reinforced Plastic | Pressurized
BENNETT GROCERY | 1205 GA HWY 54 EAST | FAYETTEVILLE | Fayette | 9000028 | 1 | [5 empty] | Removed from Ground | Gas (Historical Use) | 1100 | Bare Steel | 1966-05-13 | 1988-09-01 | Galvanized Steel
CREWS BP | 744 N GLYNN ST | FAYETTEVILLE | Fayette | 560030 | 4 | [5 empty] | Removed from Ground | Diesel | 6000 | Bare Steel | 1966-05-07 | 1988-01-01 | Galvanized Steel
CHEVRON FOOD MART | 438 S GLYNN ST | FAYETTEVILLE | Fayette | 560025 | 1 | Ball Float | 1995-04-01 | FALSE | 1995-04-01 | FALSE | Currently in Use | Diesel | 8000 | Steel-Impressed Current | 1980-05-02 |  | Fiberglass Reinforced Plastic | Pressurized
HESTERS GROCERY #79 | 1499 GA HWY 54 WEST | FAYETTEVILLE | Fayette | 560023 | 3 |  |  | FALSE |  | FALSE | Removed from Ground |  | 6000 | Bare Steel | 1980-05-02 | 1991-12-01 | Bare Steel
City of Fayetteville | 210 STONEWALL AVE | FAYETTEVILLE | Fayette | 560003 | N/A |  |  | TRUE |  | TRUE | Closed in Ground | Used Oil | 500 | Bare Steel | 1984-01-01 | 1999-06-22 | Unknown | Gravity Fed
SHELL FOOD MART | 765 NORTH GLYNN STREET | FAYETTEVILLE | Fayette | 9056059 | 2 |  |  | FALSE |  | FALSE | Removed from Ground |  | 6000 |  |  | 1990-01-01
B&B CONVENIENCE STORE | 695 LANIER AVE | FAYETTEVILLE | Fayette | 9056007 | 4 | [5 empty] | Removed from Ground | Diesel | 8000 | Bare Steel | 1980-01-01 | 1992-01-21 | Galvanized Steel
CORNERSTONE CHEVRON/NEIGHBORS CH | 95 SOUTH JEFF DAVIS DR | FAYETTEVILLE | Fayette | 9056039 | 2 | Overfill Alarm | 1994-10-01 | FALSE | 1994-10-01 | FALSE | Currently in Use | Premium | 10000 | Composite | 1994-10-01 |  | Fiberglass Reinforced Plastic | Pressurized
PIT STOP #12 | 630 N GLYNN ST | FAYETTEVILLE | Fayette | 9056041 | 3 | Flapper Valve | 1995-04-01 | FALSE | 1995-04-01 | FALSE | Currently in Use | Premium | 10000 | Steel-Impressed Current | 1982-01-01 |  | Fiberglass Reinforced Plastic | Pressurized
CHEVRON #43556 | 460 NORTH GLENN ST | FAYETTEVILLE | Fayette | 9000432 | 3 | [5 empty] | Removed from Ground | Gas (Historical Use) | 10000 | Bare Steel | 1971-04-27 | 1989-12-05 | Galvanized Steel
B&B CONVENIENCE STORE | 695 LANIER AVE | FAYETTEVILLE | Fayette | 9056007 | 3 | [5 empty] | Removed from Ground | Gas (Historical Use) | 8000 | Bare Steel | 1980-01-01 | 1992-01-21 | Galvanized Steel
FAYETTE PRESBYTERIAN CHURCH | 791 HWY 92 NORTH/INTERSECTS 791 | FAYETTEVILLE | Fayette | 9056032 | 1 |  |  | TRUE |  | TRUE | Removed from Ground | Used Oil | 750 | Bare Steel | 1994-09-01 | 1994-09-01 | Copper | Safe Suction (Euro)
TLF - 1005 -265 Tyrone Rd.-VILLAGE FOOD MART | 265 TYRONE RD | FAYETTEVILLE | Fayette | 9056028 | 1 | Ball Float | 1996-06-01 |  | 1996-06-01 |  | Removed from Ground | Diesel | 4000 | Cathodically Protected Steel | 1996-06-01 | 2005-10-29 | Cathodically Protected | Suction (American)
TLF - 1005 -265 Tyrone Rd.-VILLAGE FOOD MART | 265 TYRONE RD | FAYETTEVILLE | Fayette | 9056028 | 7 | Ball Float | 2005-11-01 | FALSE | 2005-11-01 | FALSE | Removed from Ground | Gas (Historical Use) | 4000 | Composite | 2005-11-01 |  | Double-Walled Fiberglass | Pressurized
92 MINI MART | 1493 GA HWY 92 NORTH | FAYETTEVILLE | Fayette | 9056033 | 2 | Ball Float | 1994-08-31 | FALSE | 1994-08-31 | FALSE | Currently in Use | Plus | 10000 | Composite | 1994-08-31 |  | Double-Walled Fiberglass | Pressurized
FAYETTE CO FIRE STATION #8 | 212 FLAT CREEK TRAIL | FAYETTEVILLE | Fayette | 9056036 | 1 |  | 1997-12-01 |  | 1997-12-01 |  | Removed from Ground | Diesel | 1000 | Galvanic (STIP-3) | 1989-04-01 | 2001-06-11 | Fiberglass Reinforced Plastic | Suction (American)
PIT STOP #12 | 630 N GLYNN ST | FAYETTEVILLE | Fayette | 9056041 | 2 | Flapper Valve | 1995-04-01 | FALSE | 1995-04-01 | FALSE | Currently in Use | Regular | 10000 | Steel-Impressed Current | 1982-01-01 |  | Fiberglass Reinforced Plastic | Pressurized
Fayette Discount Gas & Tobacco | 535 NORTH GLYNN ST | FAYETTEVILLE | Fayette | 9000261 | 4 | [5 empty] | Removed from Ground | Gas (Historical Use) | 5000 | Cathodically Protected Steel | 1969-04-27 | 1990-05-01 | Galvanized Steel
Fayette Discount Gas & Tobacco | 535 NORTH GLYNN ST | FAYETTEVILLE | Fayette | 9000261 | 5 |  |  | TRUE |  | TRUE | Removed from Ground | Used Oil | 600 | Bare Steel | 1970-04-27 | 1990-05-01 | Galvanized Steel
Fayette Discount Gas & Tobacco | 535 NORTH GLYNN ST | FAYETTEVILLE | Fayette | 9000261 | 7 | Ball Float | 1990-01-01 | FALSE | 1990-01-01 | FALSE | Currently in Use | Regular | 10000 | Fiberglass | 1990-01-01 |  | Fiberglass Reinforced Plastic | Pressurized
GREENWAY #645/THOMAS BP | 450 NORTH GLYNN ST | FAYETTEVILLE | Fayette | 560045 | 3 |  |  | FALSE |  | FALSE | Removed from Ground | Gas (Historical Use) | 1066 | Bare Steel | 1959-05-15 | 1989-06-25 | Galvanized Steel
Circle K 2745123 | 340 LANIER AVE | FAYETTEVILLE | Fayette | 560042 | 6 | Flapper Valve | 2005-07-27 | FALSE | 2005-07-27 | FALSE | Currently in Use | Diesel | 10000 | Composite | 2005-04-19 |  | Flex | Pressurized
TEXACO FOOD MART | 537 GLYNN ST N | FAYETTEVILLE | Fayette | 560032 | 3 |  |  | FALSE |  | FALSE | Removed from Ground | Gas (Historical Use) | 10500 | Bare Steel | 1972-05-08 | 1992-07-24 | Galvanized Steel
City of Fayetteville | 210 STONEWALL AVE | FAYETTEVILLE | Fayette | 560003 | 1 |  |  | FALSE |  | FALSE | Closed in Ground |  | 7500 | Bare Steel | 1966-01-15 | 1899-12-31 | Bare Steel
92 HWY CHEVRON | 1488 HWY 92 NORTH | FAYETTEVILLE | Fayette | 9056066 | M145174 | Ball Float | 1997-05-05 | FALSE | 1997-05-05 | FALSE | Currently in Use | Regular | 12000 | Composite | 1997-05-02 |  | Fiberglass Reinforced Plastic | Pressurized
TLF - 1005 -265 Tyrone Rd.-VILLAGE FOOD MART | 265 TYRONE RD | FAYETTEVILLE | Fayette | 9056028 | 2 |  | 1996-06-01 | FALSE | 1996-06-01 | FALSE | Removed from Ground | Gas (Historical Use) | 4000 | Cathodically Protected Steel | 1996-06-01 | 2005-10-29 | Cathodically Protected | Suction (American)
Fayette Discount Gas & Tobacco | 535 NORTH GLYNN ST | FAYETTEVILLE | Fayette | 9000261 | 2 | [5 empty] | Removed from Ground | Gas (Historical Use) | 5000 | Cathodically Protected Steel | 1969-04-27 | 1990-05-01 | Galvanized Steel
92 MINI MART | 1493 GA HWY 92 NORTH | FAYETTEVILLE | Fayette | 9056033 | 3 | Ball Float | 1994-08-31 | FALSE | 1994-08-31 | FALSE | Currently in Use | Premium | 10000 | Composite | 1994-08-31 |  | Double-Walled Fiberglass | Pressurized
SEVEN FLAGS SPEEDWAY | 370 DARREN DR | FAYETTEVILLE | Fayette | 9056040 | 1 | [5 empty] | Removed from Ground | Gas (Historical Use) | 2000 | Not Marked/Unknown | 1995-03-01 | 1995-03-01 | Unknown
92 MINI MART | 1493 GA HWY 92 NORTH | FAYETTEVILLE | Fayette | 9056033 | 5 | Ball Float | 1994-08-31 | FALSE | 1994-08-31 | FALSE | Currently in Use | Diesel Off Road | 2000 | Composite | 1994-08-31 |  | Double-Walled Fiberglass | Pressurized
CORNERSTONE CHEVRON/NEIGHBORS CH | 95 SOUTH JEFF DAVIS DR | FAYETTEVILLE | Fayette | 9056039 | 3 | Overfill Alarm | 1994-10-01 | FALSE | 1994-10-01 | FALSE | Currently in Use | E-0 | 10000 | Composite | 1994-10-01 |  | Fiberglass Reinforced Plastic | Pressurized
PIT STOP #12 | 630 N GLYNN ST | FAYETTEVILLE | Fayette | 9056041 | 5 | Flapper Valve | 1995-04-01 | FALSE | 1995-04-01 | FALSE | Currently in Use | Kerosene | 2000 | Composite | 1995-04-01 |  | Fiberglass Reinforced Plastic | Pressurized
CHEVRON #43556 | 460 NORTH GLENN ST | FAYETTEVILLE | Fayette | 9000432 | 2 | [5 empty] | Removed from Ground | Gas (Historical Use) | 10000 | Bare Steel | 1971-04-27 | 1989-12-05 | Galvanized Steel
Fayette Discount Gas & Tobacco | 535 NORTH GLYNN ST | FAYETTEVILLE | Fayette | 9000261 | 8 | Ball Float | 1990-01-01 | FALSE | 1990-01-01 | FALSE | Currently in Use | Premium | 10000 | Fiberglass | 1990-01-01 |  | Fiberglass Reinforced Plastic | Pressurized
CHEVRON #43556 | 460 NORTH GLENN ST | FAYETTEVILLE | Fayette | 9000432 | 4 |  |  | TRUE |  | TRUE | Removed from Ground | Used Oil | 560 | Bare Steel | 1971-04-27 | 1989-12-05 | Galvanized Steel
TLF - 1005 -265 Tyrone Rd.-VILLAGE FOOD MART | 265 TYRONE RD | FAYETTEVILLE | Fayette | 9056028 | 9 | Ball Float | 2005-11-01 | FALSE | 2005-11-01 | FALSE | Removed from Ground | Diesel | 4000 | Composite | 2005-11-01 |  | Double-Walled Fiberglass | Pressurized
BEN JONES YORKTOWN CENTER | 101 YORKTOWN RD | FAYETTEVILLE | Fayette | 9056034 | 1 | [5 empty] | Removed from Ground | Diesel | 550 | Composite | 1987-05-24 | 1994-10-15 | Bare Steel | Safe Suction (Euro)
CHEVRON FOOD MART | 438 S GLYNN ST | FAYETTEVILLE | Fayette | 560025 | 2 | Ball Float | 1995-04-01 | FALSE | 1995-04-01 | FALSE | Currently in Use | Regular | 10000 | Steel-Impressed Current | 1980-05-02 |  | Fiberglass Reinforced Plastic | Pressurized
SHELL FOOD MART | 765 NORTH GLYNN STREET | FAYETTEVILLE | Fayette | 9056059 | 1 |  |  | FALSE |  | FALSE | Removed from Ground | Diesel | 4000 |  |  | 1990-01-01
WETLANDS INVESTMENT, INC. | 775 E LANIER AVE | FAYETTEVILLE | Fayette | 9056052 | 3 | Ball Float | 1994-07-20 | FALSE | 1994-07-20 | FALSE | Currently in Use | Diesel | 6000 | Composite | 1994-07-20 |  | Fiberglass Reinforced Plastic | Pressurized
KENWOOD SPLIT SECOND | 1866 HWY 85 N | FAYETTEVILLE | Fayette | 9056070 | 4 | Ball Float | 1998-10-15 | FALSE | 1998-10-15 | FALSE | Currently in Use | Diesel | 6000 | Composite | 1998-10-15 |  |  | Pressurized
GREENWAY #600-ONE STOP BP | 2950 GA HWY 138/HWY 314 | FAYETTEVILLE | Fayette | 9056012 | 1 | Ball Float | 1987-12-01 | FALSE | 1987-12-01 | FALSE | Currently in Use | Regular | 10000 | Galvanic (STIP-3) | 1987-12-01 |  | Fiberglass Reinforced Plastic | Pressurized
TLF - 1005 -265 Tyrone Rd.-VILLAGE FOOD MART | 265 TYRONE RD | FAYETTEVILLE | Fayette | 9056028 | 4 | Ball Float | 1996-06-01 | FALSE | 1996-06-01 | FALSE | Removed from Ground | Kerosene | 1000 | Cathodically Protected Steel | 1996-06-01 | 2005-10-29 | Cathodically Protected | Suction (American)
TLF - 1005 -265 Tyrone Rd.-VILLAGE FOOD MART | 265 TYRONE RD | FAYETTEVILLE | Fayette | 9056028 | 5 |  | 1996-06-01 | FALSE | 1996-06-01 | FALSE | Removed from Ground | Gas (Historical Use) | 4000 | Cathodically Protected Steel | 1996-06-01 | 2005-10-29 | Cathodically Protected | Suction (American)
GREENWAY #645/THOMAS BP | 450 NORTH GLYNN ST | FAYETTEVILLE | Fayette | 560045 | 5 | Ball Float | 1989-06-27 | FALSE | 1989-06-27 | FALSE | Currently in Use | Regular | 10000 | Galvanic (STIP-3) | 1989-06-27 |  | Fiberglass Reinforced Plastic | Pressurized
TEXACO FOOD MART | 537 GLYNN ST N | FAYETTEVILLE | Fayette | 560032 | 8 | Ball Float | 1992-07-01 | FALSE | 1992-07-01 | FALSE | Currently in Use | Regular | 10000 | Fiberglass | 2015-11-04 |  | Fiberglass Reinforced Plastic | Pressurized
GA FC/FAYETTE CO UNIT | 200 ELLIS RD | FAYETTEVILLE | Fayette | 560013 | 204681 |  | 1992-07-01 |  | 1992-07-01 |  | Removed from Ground | Diesel | 1000 | Cathodically Protected Steel | 1992-07-10 | 1996-09-16 | Cathodically Protected | Safe Suction (Euro)
MP CONVENIENCE STORE INC | 1992 HWY 92 S | FAYETTEVILLE | Fayette | 9056027 | 3 |  | 1989-11-01 | FALSE | 1989-11-01 | FALSE | Currently in Use | Premium | 8200 | Galvanic (STIP-3) | 1989-11-01 |  |  | Pressurized
GREENWAY STORES #647-GRADY BP | 610 LANIER AVE WEST | FAYETTEVILLE | Fayette | 9056031 | 3 | Overfill Alarm | 1994-08-01 | FALSE | 1994-08-01 | FALSE | Currently in Use | Premium | 10000 | Composite | 1994-01-01 |  | Fiberglass Reinforced Plastic | Pressurized
B&B CONVENIENCE STORE | 695 LANIER AVE | FAYETTEVILLE | Fayette | 9056007 | 1 | [5 empty] | Removed from Ground | Gas (Historical Use) | 8000 | Bare Steel | 1980-01-01 | 1992-01-21 | Galvanized Steel
GREENWAY STORES #647-GRADY BP | 610 LANIER AVE WEST | FAYETTEVILLE | Fayette | 9056031 | 1 | Overfill Alarm | 1994-08-01 | FALSE | 1994-08-01 | FALSE | Currently in Use | Regular | 10000 | Composite | 1994-01-01 |  | Fiberglass Reinforced Plastic | Pressurized
FAYETTE COUNTY FLEET MAINTENANCE | 115 MCDONOUGH RD | FAYETTEVILLE | Fayette | 9056047 | 103218 | Ball Float | 1988-09-16 |  | 1988-06-16 |  | Removed from Ground | Gas (Historical Use) | 10000 | Galvanic (STIP-3) | 1988-09-15 | 2008-06-09 | Fiberglass Reinforced Plastic | Pressurized
J H LEE | 131 BETHEA RD BLDG#137 | FAYETTEVILLE | Fayette | 9056075 | 1 |  |  | TRUE |  | TRUE | Removed from Ground | Used Oil | 250 | Bare Steel | 1997-01-01 | 2000-04-30 | Not Marked | Safe Suction (Euro)
MP CONVENIENCE STORE INC | 1992 HWY 92 S | FAYETTEVILLE | Fayette | 9056027 | 4 | Ball Float | 1989-11-01 | FALSE | 1989-11-01 | FALSE | Currently in Use | Diesel | 8200 | Galvanic (STIP-3) | 1989-11-01 |  |  | Pressurized
MP CONVENIENCE STORE INC | 1992 HWY 92 S | FAYETTEVILLE | Fayette | 9056027 | 5 |  | 1989-11-01 | FALSE | 1989-11-01 | FALSE | Currently in Use | Kerosene | 1000 | Galvanic (STIP-3) | 1989-11-01 |  |  | Pressurized
GREENWAY #600-ONE STOP BP | 2950 GA HWY 138/HWY 314 | FAYETTEVILLE | Fayette | 9056012 | 3 | Ball Float | 1987-12-01 | FALSE | 1987-12-01 | FALSE | Currently in Use | Diesel | 10000 | Galvanic (STIP-3) | 1987-12-01 |  | Fiberglass Reinforced Plastic | Pressurized
H&W TRANSFER & CARTAGE SVC | 448 | FAYETTEVILLE | Fayette | 1150038 | 1 | [5 empty] | Permanently Out of Use - historical purposes | Diesel | 1 | Bare Steel |  | 1899-12-31 | Bare Steel
QUICKBUY | 1907 GA HWY 85 N | FAYETTEVILLE | Fayette | 330106 | 1 | [5 empty] | Closed in Ground | Gas (Historical Use) | 5000 | Bare Steel | 1985-04-30 | 1998-07-01 | Galvanized Steel | Pressurized
QUICKBUY | 1907 GA HWY 85 | FAYETTEVILLE | Fayette | 560056 | 1 | [5 empty] | Closed in Ground | Empty | 4000 | Bare Steel | 1984-05-08 | 1998-07-14 | Galvanized Steel
ALLIED READY MIX | 574 HWY 314 | FAYETTEVILLE | Fayette | 9056054 | 1 | [5 empty] | Closed in Ground | Diesel | 6000 | Not Marked/Unknown | 1996-05-06 | 1996-05-06 | Not Marked
CHEVRON #43556 | 460 NORTH GLENN ST | FAYETTEVILLE | Fayette | 9000432 | 1 | [5 empty] | Removed from Ground | Gas (Historical Use) | 5000 | Bare Steel | 1971-04-27 | 1989-12-05 | Galvanized Steel
FAYETTE VILLAGE BP | 1408 HWY 54 W | FAYETTEVILLE | Fayette | 10001070 | 2 | Ball Float | 2005-10-01 | FALSE | 2005-10-01 | FALSE | Currently in Use | Premium | 10000 | Composite | 2005-10-01 |  | Double-Walled Fiberglass | Pressurized
SHELL FOOD MART | 1183 HWY 54 E | FAYETTEVILLE | Fayette | 10000078 | 4 |  | 2002-06-01 | FALSE | 2002-06-01 | FALSE | Temporarily out of use | Empty | 2000 | Composite | 2002-06-01 |  | Double-Walled Fiberglass | Suction (American)
FAYETTE COUNTY SHERIFFS DEPARTMENT | 2 CENTRE DR | FAYETTEVILLE | Fayette | 10000409 | 1 |  | 2002-01-01 | FALSE | 2002-01-01 | FALSE | Currently in Use | Regular | 10000 | Fiberglass Double Walled | 2002-01-01 |  | Double-Walled Fiberglass | Safe Suction (Euro)
QUIKTRIP #807 | 1846 HWY 85 N | FAYETTEVILLE | Fayette | 10000919 | 3 | Flapper Valve | 2005-05-01 | FALSE | 2005-03-01 | FALSE | Currently in Use | Regular | 12000 | Fiberglass Double Walled | 2005-01-01 |  | Double-Walled Fiberglass | Pressurized
SHELL FOOD MART | 1183 HWY 54 E | FAYETTEVILLE | Fayette | 10000078 | 3 | Flapper Valve | 2002-06-01 | FALSE | 2002-06-01 | FALSE | Currently in Use | Diesel | 8000 | Composite | 2002-06-01 |  | Double-Walled Fiberglass | Pressurized
FORMER MASK TIRE COMPANY | 101 WEST STONEWALL AVENUE | FAYETTEVILLE | Fayette | 10001756 | 1 |  |  | FALSE |  | FALSE | Removed from Ground | Not Marked/Tank Removed | 1000 | Bare Steel | 2009-05-01 | 2009-05-01
KROGER-315 | 134 BANKS CROSSING | FAYETTEVILLE | Fayette | 10002243 | 2B | Overfill Alarm | 2013-04-29 | FALSE | 2013-02-15 | FALSE | Currently in Use | Diesel | 8000 | Fiberglass | 2013-04-11 |  | Double-Walled Flex | Pressurized
DEPARTMENT OF TRANSPORTATION 103 | 145 OLD MCDONOUGH RD | FAYETTEVILLE | Fayette | 562000 | 310D1 | [5 empty] | Removed from Ground | Diesel | 2000 | Bare Steel | 1987-11-04 | 2001-07-20 | Galvanized Steel
QUIKTRIP #807 | 1846 HWY 85 N | FAYETTEVILLE | Fayette | 10000919 | 1 | Flapper Valve | 2005-05-01 | FALSE | 2005-03-01 | FALSE | Currently in Use | Premium | 20000 | Fiberglass Double Walled | 2005-01-01 |  | Double-Walled Fiberglass | Pressurized
SHELL FOOD MART | 1183 HWY 54 E | FAYETTEVILLE | Fayette | 10000078 | 1 | Flapper Valve | 2002-06-01 | FALSE | 2002-06-01 | FALSE | Currently in Use | Regular | 12000 | Composite | 2002-06-01 |  | Double-Walled Fiberglass | Pressurized
RaceTrac #192 - Ramah Rd. | 897 HWY 85 SOUTH | FAYETTEVILLE | Fayette | 10001944 | 1 | Overfill Alarm | 2010-12-09 | FALSE | 2010-12-09 | FALSE | Currently in Use | Regular | 20000 | Composite Double Walled | 2010-12-09 |  | Double-Walled Fiberglass | Pressurized
FAYETTE VILLAGE BP | 1408 HWY 54 W | FAYETTEVILLE | Fayette | 10001070 | 1 | Ball Float | 2005-10-01 | FALSE | 2005-10-01 | FALSE | Currently in Use | Regular | 12000 | Composite | 2005-10-01 |  | Fiberglass Reinforced Plastic | Pressurized
KROGER-315 | 134 BANKS CROSSING | FAYETTEVILLE | Fayette | 10002243 | 1 | Overfill Alarm | 2013-04-29 | FALSE | 2013-02-15 | FALSE | Currently in Use | Regular | 20000 | Fiberglass | 2013-04-11 |  | Double-Walled Flex | Pressurized
FAYETTE VILLAGE BP | 1408 HWY 54 W | FAYETTEVILLE | Fayette | 10001070 | 3 | Ball Float | 2005-10-01 | FALSE | 2005-10-01 | FALSE | Currently in Use | Diesel | 8000 | Composite | 2005-10-01 |  | Double-Walled Fiberglass | Pressurized
RaceTrac #192 - Ramah Rd. | 897 HWY 85 SOUTH | FAYETTEVILLE | Fayette | 10001944 | 2 | Overfill Alarm | 2010-12-09 | FALSE | 2010-12-09 | FALSE | Currently in Use | Diesel | 12000 | Composite Double Walled | 2010-12-09 |  | Double-Walled Fiberglass | Pressurized
FAYETTE SELF STORAGE | 136 NEW HOPE ROAD | FAYETTEVILLE | Fayette | 10002343 | 1 |  |  | FALSE |  | FALSE | Removed from Ground | Gas (Historical Use) | 1250 | Unknown | 1961-01-01 | 2014-07-08 | Unknown
GEORGIA FARM AND RANCH SUPPLY | 725 GLYNN STREET SOUTH | FAYETTEVILLE | Fayette | 10000760 | 2 |  |  | FALSE |  | FALSE | Removed from Ground | Gas (Historical Use) | 500 | Bare Steel | 2004-09-01 | 2004-09-01
GEORGIA POWER FAYETTE | 570 GRADY AVE | FAYETTEVILLE | Fayette | 10000132 | 1 |  |  | FALSE |  | FALSE | Permanently Out of Use - historical purposes | Gas (Historical Use) | 1000 | Bare Steel | 1989-08-01 | 1989-08-01
QUIKTRIP #807 | 1846 HWY 85 N | FAYETTEVILLE | Fayette | 10000919 | 2 | Flapper Valve | 2005-05-01 | FALSE | 2005-03-01 | FALSE | Currently in Use | Regular | 20000 | Fiberglass Double Walled | 2005-01-01 |  | Double-Walled Fiberglass | Pressurized
DEPARTMENT OF TRANSPORTATION 103 | 145 OLD MCDONOUGH RD | FAYETTEVILLE | Fayette | 562000 | 310G1 | [5 empty] | Removed from Ground | Gas (Historical Use) | 2000 | Bare Steel | 1987-11-04 | 2001-07-20 | Galvanized Steel
SHELL FOOD MART | 1183 HWY 54 E | FAYETTEVILLE | Fayette | 10000078 | 2 | Flapper Valve | 2002-06-01 | FALSE | 2002-06-01 | FALSE | Currently in Use | Premium | 8000 | Composite | 2002-06-01 |  | Double-Walled Fiberglass | Pressurized
BENNETT GROCERY | 1205 GA HWY 54 EAST | FAYETTEVILLE | Fayette | 9000028 | 2 | [5 empty] | Removed from Ground | Gas (Historical Use) | 1100 | Bare Steel | 1966-05-13 | 1988-09-01 | Galvanized Steel
KROGER GA 490 | 855 S GLYNN ST | FAYETTEVILLE | Fayette | 10002382 | 1 | Overfill Alarm | 2014-09-24 | FALSE | 2014-09-24 | FALSE | Currently in Use | Regular | 20000 | Fiberglass | 2014-08-27 |  | Flex | Pressurized
KROGER-315 | 134 BANKS CROSSING | FAYETTEVILLE | Fayette | 10002243 | 2A | Overfill Alarm | 2013-04-29 | FALSE | 2013-02-15 | FALSE | Currently in Use | Premium | 10000 | Fiberglass | 2013-04-11 |  | Double-Walled Flex | Pressurized
RaceTrac #192 - Ramah Rd. | 897 HWY 85 SOUTH | FAYETTEVILLE | Fayette | 10001944 | 3 | Overfill Alarm | 2010-12-09 | FALSE | 2010-12-09 | FALSE | Currently in Use | Premium | 12000 | Composite Double Walled | 2010-12-09 |  | Double-Walled Fiberglass | Pressurized
FAYETTE VILLAGE BP | 1408 HWY 54 W | FAYETTEVILLE | Fayette | 10001070 | 4 | Ball Float | 2005-10-01 | FALSE | 2005-10-01 | FALSE | Currently in Use | Diesel Off Road | 4000 | Composite | 2005-10-01 |  | Double-Walled Fiberglass | Pressurized
GEORGIA FARM AND RANCH SUPPLY | 725 GLYNN STREET SOUTH | FAYETTEVILLE | Fayette | 10000760 | 1 |  |  | FALSE |  | FALSE | Removed from Ground | Gas (Historical Use) | 500 | Bare Steel | 2004-09-01 | 2004-09-01
FORMER MASK TIRE COMPANY | 101 WEST STONEWALL AVENUE | FAYETTEVILLE | Fayette | 10001756 | 2 |  |  | FALSE |  | FALSE | Removed from Ground | Not Marked/Tank Removed | 1000 | Bare Steel | 2009-05-01 | 2009-05-01
AMCOR SPECIALTY CARTONS AMERICAS LLC | 445 DIVIDEND DRIVE | PEACHTREE CITY | Fayette | 9056073 | 1 | Overfill Alarm | 1996-08-01 | FALSE | 1996-08-01 | FALSE | Currently in Use | Hazardous Substance | 5000 | STIP-3/Impressed Current | 1996-08-22 |  | Steel/FG Secondary containment | Safe Suction (Euro)
GLENLOCH VILLAGE CHEVRON | 2000 A SHAKERAG HILL RD | PEACHTREE CITY | Fayette | 9056067 | 1B | Ball Float | 1993-07-01 | FALSE | 1993-07-01 | FALSE | Currently in Use | Premium | 8000 | Fiberglass | 1993-07-01 |  | Double-Walled Fiberglass | Pressurized
BELLSOUTH TELECOMMUNICATIONS/PEA | 602 GA HWY 54 E | PEACHTREE CITY | Fayette | 560058 | 1 | [5 empty] | Removed from Ground | Other | 3000 | Bare Steel | 1974-07-29 | 1995-10-09 | Galvanized Steel | Suction (American)
LINE CREEK VILLAGE | GA HWY 54 AT LINE CREEK DR | PEACHTREE CITY | Fayette | 9056060 | 1 | [5 empty] | Removed from Ground | Gas (Historical Use) | 0 | Not Marked/Unknown | 1960-01-01 | 1960-01-01 | Not Marked
AMCOR SPECIALTY CARTONS AMERICAS LLC | 445 DIVIDEND DRIVE | PEACHTREE CITY | Fayette | 9056073 | 2 | Overfill Alarm | 1996-08-01 | FALSE | 1996-08-01 | FALSE | Currently in Use | Hazardous Substance | 5000 | STIP-3/Impressed Current | 1996-08-22 |  | Steel/FG Secondary containment | Safe Suction (Euro)
Circle K 2745125 | 1001 CROSSTOWN RD @ GA HWY 74 | PEACHTREE CITY | Fayette | 9056015 | 3 | Flapper Valve | 1994-10-20 | FALSE | 1994-10-20 | FALSE | Currently in Use | Premium | 8000 | Galvanic (STIP-3) | 1988-11-01 |  | Fiberglass Reinforced Plastic | Pressurized
WILLIAMS BROTHERS | 403 -A DIVIDEND DR | PEACHTREE CITY | Fayette | 9056017 | 1 | [5 empty] | Removed from Ground | Gas (Historical Use) | 4000 | Bare Steel | 1992-03-30 | 1992-03-30 | Galvanized Steel | Safe Suction (Euro)
BRAELINN VILLAGE CHEVRON | 1239 ROBINSON RD | PEACHTREE CITY | Fayette | 9056020 | 3 | Ball Float | 1992-01-01 | FALSE | 1992-01-01 | FALSE | Temporarily out of use | Regular | 5000 | Composite | 1992-01-01 |  | Fiberglass Reinforced Plastic | Pressurized
Shop at Stevens Entry | 200 STEVENS ENTRY | PEACHTREE CITY | Fayette | 9056016 | 2 | Ball Float | 1987-01-01 | FALSE | 1987-01-01 | FALSE | Currently in Use | Regular | 10000 | Fiberglass | 1987-04-01 |  | Fiberglass Reinforced Plastic | Pressurized
MR HUGH HUDDLESTON | 2745 HWY 54 WEST | PEACHTREE CITY | Fayette | 9056021 | 2 | [5 empty] | Removed from Ground | Gas (Historical Use) | 4000 | Bare Steel | 1960-01-01 | 1992-04-13 | Bare Steel | Safe Suction (Euro)
GS ROOFING PRODUCTS CO INC | 200 SIERRA DR | PEACHTREE CITY | Fayette | 9000679 | 1 | [5 empty] | Removed from Ground | Diesel | 20000 | Bare Steel | 1976-04-25 | 1990-09-09 | Galvanized Steel
AEROSPEC INC | FALCON FIELD | PEACHTREE CITY | Fayette | 560055 | 1 | [5 empty] | Removed from Ground | Kerosene | 11500 | Bare Steel | 1981-05-09 | 1988-01-01 | Galvanized Steel
PEACHTREE CITY SVCS BLDG | 402 WILLOWBEND RD | PEACHTREE CITY | Fayette | 9056002 | 1 | [5 empty] | Removed from Ground | Other | 0 | Not Marked/Unknown | 1990-01-26 | 1990-01-26 | Not Marked
PITNEY BOWES/ABERDEEN WOODS TRAI | 201 ABERDEEN PKWY | PEACHTREE CITY | Fayette | 9056010 | 1 |  | 1990-01-08 |  | 1990-01-08 |  | Removed from Ground | Diesel | 2000 | Fiberglass | 1983-01-01 | 2008-05-28 | Fiberglass Reinforced Plastic
SECOND CABLEVISION OF GA | 482 GA HWY 74 NORTH | PEACHTREE CITY | Fayette | 9000641 | 2 |  |  | FALSE |  | FALSE | Removed from Ground | Not Marked | 1000 | Not Marked/Unknown | 1990-07-31 | 1990-07-31 | Not Marked
RYDER TRUCK RENTAL INC | 209 HUDDLESTON DR | PEACHTREE CITY | Fayette | 560050 | 3 |  |  | TRUE |  | TRUE | Removed from Ground | Used Oil | 550 | Bare Steel | 1966-04-05 | 1991-11-18 | Galvanized Steel
GEORGIAN PARK SHELL | 1009 GEORGIAN PARK | PEACHTREE CITY | Fayette | 9056071 | 2 | Overfill Alarm | 1998-09-24 | FALSE | 1998-09-24 | FALSE | Currently in Use | Premium | 8000 | Fiberglass Double Walled | 1998-09-07 |  | Double-Walled Fiberglass | Pressurized
PEACHTREE CITY HOLDINGS LLC | 170 GA HWY 74 N | PEACHTREE CITY | Fayette | 560051 | 5 | [5 empty] | Removed from Ground | Diesel | 600 | Cathodically Protected Steel | 1970-05-12 | 1988-01-01 | Bare Steel
PEACHTREE CITY HOLDINGS LLC | 170 GA HWY 74 N | PEACHTREE CITY | Fayette | 560051 | 4 | [5 empty] | Removed from Ground | Diesel | 600 | Cathodically Protected Steel | 1970-05-12 | 1988-01-01 | Bare Steel
AMCOR SPECIALTY CARTONS AMERICAS LLC | 445 DIVIDEND DRIVE | PEACHTREE CITY | Fayette | 9056073 | 4 | Overfill Alarm | 1996-08-01 | FALSE | 1996-08-01 | FALSE | Currently in Use | Hazardous Substance | 5000 | STIP-3/Impressed Current | 1996-08-22 |  | Steel/FG Secondary containment | Safe Suction (Euro)
PEACHTREE CITY SHELL | 307 HWY 74 | PEACHTREE CITY | Fayette | 9056068 | 2 | Ball Float | 1998-07-01 | FALSE | 1998-07-01 | FALSE | Currently in Use | Premium | 8000 | Fiberglass | 1998-07-01 |  | Double-Walled Flex | Pressurized
EXPOSAIC INDUSTRIES INC | 300 DIVIDEND DR | PEACHTREE CITY | Fayette | 560053 | 3 | [5 empty] | Removed from Ground | Empty | 1011 | Bare Steel | 1963-05-11 | 1989-01-01 | Unknown
PEACHTREE CITY HOLDINGS LLC | 170 GA HWY 74 N | PEACHTREE CITY | Fayette | 560051 | 1 |  | 1988-09-01 |  | 1988-09-01 |  | Removed from Ground | Gas (Historical Use) | 8000 | Tank Jacket | 1988-09-01 | 1996-04-10 | Fiberglass Reinforced Plastic | Pressurized
RYDER TRUCK RENTAL INC | 209 HUDDLESTON DR | PEACHTREE CITY | Fayette | 560050 | 1 | [5 empty] | Removed from Ground | Diesel | 10000 | Bare Steel | 1966-04-05 | 1991-11-18 | Galvanized Steel
GREENWAY #646/PEACHTREE CITY BP | 2597 GA HWY 54 | PEACHTREE CITY | Fayette | 560039 | 1 | [5 empty] | Removed from Ground | Gas (Historical Use) | 6000 | Bare Steel | 1976-05-10 | 1991-06-01 | Galvanized Steel
PEACHTREE ANIMAL CLINIC | 343 SENOIA RD | PEACHTREE CITY | Fayette | 9056006 | 2 | [5 empty] | Removed from Ground | Gas (Historical Use) | 1 | Bare Steel | 1961-01-01 | 1899-12-31 | Galvanized Steel
Shop at Stevens Entry | 200 STEVENS ENTRY | PEACHTREE CITY | Fayette | 9056016 | 1 | Ball Float | 1987-01-01 | FALSE | 1987-01-01 | FALSE | Currently in Use | Regular | 10000 | Fiberglass | 1987-04-01 |  | Fiberglass Reinforced Plastic | Pressurized
MR HUGH HUDDLESTON | 2745 HWY 54 WEST | PEACHTREE CITY | Fayette | 9056021 | 4 | [5 empty] | Removed from Ground | Gas (Historical Use) | 4000 | Bare Steel | 1960-01-01 | 1992-04-13 | Bare Steel | Safe Suction (Euro)
GS ROOFING PRODUCTS CO INC | 200 SIERRA DR | PEACHTREE CITY | Fayette | 9000679 | A-1 | [5 empty] | Removed from Ground | Diesel | 500 | Bare Steel | 1974-01-01 | 1990-09-09 | Galvanized Steel
BRAELINN VILLAGE CHEVRON | 1239 ROBINSON RD | PEACHTREE CITY | Fayette | 9056020 | 2 | Ball Float | 1992-01-01 | FALSE | 1992-01-01 | FALSE | Currently in Use | Regular | 10000 | Composite | 1992-01-01 |  | Fiberglass Reinforced Plastic | Pressurized
MR HUGH HUDDLESTON | 2745 HWY 54 WEST | PEACHTREE CITY | Fayette | 9056021 | 1 | [5 empty] | Removed from Ground | Gas (Historical Use) | 4000 | Bare Steel | 1960-01-01 | 1992-04-13 | Bare Steel | Safe Suction (Euro)
SECOND CABLEVISION OF GA | 482 GA HWY 74 NORTH | PEACHTREE CITY | Fayette | 9000641 | 1 | [5 empty] | Removed from Ground | Other | 1000 | Not Marked/Unknown | 1990-07-31 | 1990-07-31 | Not Marked
Circle K 2745125 | 1001 CROSSTOWN RD @ GA HWY 74 | PEACHTREE CITY | Fayette | 9056015 | 2 | Flapper Valve | 1994-10-20 | FALSE | 1994-10-20 | FALSE | Currently in Use | Plus | 8000 | Galvanic (STIP-3) | 1988-11-01 |  | Fiberglass Reinforced Plastic | Pressurized
FAIRBURN READY MIX | 402 DIVIDEND DR | PEACHTREE CITY | Fayette | 600471 | 2 | [5 empty] | Removed from Ground | Used Oil | 2000 | Steel-Impressed Current | 1978-04-19 | 1985-07-01 | Not Marked
AEROSPEC INC | FALCON FIELD | PEACHTREE CITY | Fayette | 560055 | 2 | [5 empty] | Removed from Ground | Gas (Historical Use) | 6000 | Bare Steel | 1972-05-11 | 1988-01-01 | Galvanized Steel
EXPOSAIC INDUSTRIES INC | 300 DIVIDEND DR | PEACHTREE CITY | Fayette | 560053 | 2 | [5 empty] | Removed from Ground | Gas (Historical Use) | 1011 | Bare Steel | 1969-05-09 | 1995-08-30 | Unknown
Circle K 2745125 | 1001 CROSSTOWN RD @ GA HWY 74 | PEACHTREE CITY | Fayette | 9056015 | 1 | Flapper Valve | 1994-10-20 | FALSE | 1994-10-20 | FALSE | Currently in Use | Regular | 8000 | Galvanic (STIP-3) | 1988-11-01 |  | Fiberglass Reinforced Plastic | Pressurized
Circle K 2745125 | 1001 CROSSTOWN RD @ GA HWY 74 | PEACHTREE CITY | Fayette | 9056015 | 4 | Ball Float | 1994-10-20 | FALSE | 1994-10-20 | FALSE | Currently in Use | Diesel | 6000 | Galvanic (STIP-3) | 1988-11-01 |  | Fiberglass Reinforced Plastic | Pressurized
BRAELIN GOLF COURSE | 131 BRAELINN ROAD | PEACHTREE CITY | Fayette | 9038091 | 1 | [5 empty] | Removed from Ground | Gas (Historical Use) | 1000 | Marked Unknown | 1998-11-24 | 1998-11-24 | Not Marked
RYDER TRUCK RENTAL INC | 209 HUDDLESTON DR | PEACHTREE CITY | Fayette | 560050 | 4 |  |  | TRUE |  | TRUE | Removed from Ground | Used Oil | 550 | Bare Steel | 1966-04-05 | 1991-11-18 | Galvanized Steel
PITTS SERVICE STATION | 2584 HWY 54 | PEACHTREE CITY | Fayette | 560033 | 3 |  | 1999-01-25 | FALSE | 1999-01-25 | FALSE | Removed from Ground | Gas (Historical Use) | 2000 |  | 1976-01-01 | 2016-06-21 | Fiberglass Reinforced Plastic | Safe Suction (Euro)
GREENWAY #646/PEACHTREE CITY BP | 2597 GA HWY 54 | PEACHTREE CITY | Fayette | 560039 | 5 | Ball Float | 1993-01-01 | FALSE | 1993-01-01 | FALSE | Currently in Use | Plus | 10000 | Composite | 1993-01-01 |  | Fiberglass Reinforced Plastic | Pressurized
GREENWAY #646/PEACHTREE CITY BP | 2597 GA HWY 54 | PEACHTREE CITY | Fayette | 560039 | 4 | Ball Float | 1993-01-01 | FALSE | 1993-01-01 | FALSE | Currently in Use | Regular | 10000 | Composite | 1993-01-01 |  | Fiberglass Reinforced Plastic | Pressurized
GREENWAY #646/PEACHTREE CITY BP | 2597 GA HWY 54 | PEACHTREE CITY | Fayette | 560039 | 7 | Flapper Valve | 1993-01-01 | FALSE | 1993-01-01 | FALSE | Currently in Use | Diesel | 6000 | Composite | 1993-01-01 |  | Fiberglass Reinforced Plastic | Safe Suction (Euro)
AEROSPEC INC | FALCON FIELD | PEACHTREE CITY | Fayette | 560055 | 4 | [5 empty] | Removed from Ground | Gas (Historical Use) | 500 | Bare Steel | 1972-05-11 | 1988-01-01 | Galvanized Steel
GS ROOFING PRODUCTS CO INC | 200 SIERRA DR | PEACHTREE CITY | Fayette | 9000679 | A | [5 empty] | Removed from Ground | Diesel | 1000 | Bare Steel | 1974-01-01 | 1990-09-09 | Galvanized Steel
PEACHTREE CITY SHELL | 307 HWY 74 | PEACHTREE CITY | Fayette | 9056068 | 1 | Ball Float | 1998-07-01 | FALSE | 1998-07-01 | FALSE | Currently in Use | Regular | 12000 | Fiberglass | 1998-07-01 |  | Double-Walled Flex | Pressurized
PEACHTREE CITY SHELL | 307 HWY 74 | PEACHTREE CITY | Fayette | 9056068 | 4 | Flapper Valve | 1998-07-01 | FALSE | 1998-07-01 | FALSE | Currently in Use | Diesel Off Road | 2000 | Fiberglass | 1998-07-01 |  | Double-Walled Fiberglass | Safe Suction (Euro)
MR HUGH HUDDLESTON | 2745 HWY 54 WEST | PEACHTREE CITY | Fayette | 9056021 | 3 | [5 empty] | Removed from Ground | Gas (Historical Use) | 4000 | Bare Steel | 1960-01-01 | 1992-04-13 | Bare Steel | Safe Suction (Euro)
RYDER TRUCK RENTAL INC | 209 HUDDLESTON DR | PEACHTREE CITY | Fayette | 560050 | 2 | [5 empty] | Removed from Ground | Kerosene | 10000 | Bare Steel | 1986-03-31 | 1991-11-18 | Galvanized Steel
GREENWAY #646/PEACHTREE CITY BP | 2597 GA HWY 54 | PEACHTREE CITY | Fayette | 560039 | 2 | [5 empty] | Removed from Ground | Gas (Historical Use) | 6000 | Bare Steel | 1976-05-10 | 1991-06-01 | Galvanized Steel
FASSON/DIV AVERY IN'TL | 316 GA HWY 74 SOUTH | PEACHTREE CITY | Fayette | 560002 | 13 | [5 empty] | Permanently Out of Use - historical purposes | Other | 8000 | Unknown | 1976-03-07 | 1899-12-31 | Not Marked | Pressurized
AEROSPEC INC | FALCON FIELD | PEACHTREE CITY | Fayette | 560055 | 5 |  |  | TRUE |  | TRUE | Removed from Ground | Used Oil | 250 | Bare Steel | 1972-05-11 | 1988-01-01 | Galvanized Steel
PEACHTREE ANIMAL CLINIC | 343 SENOIA RD | PEACHTREE CITY | Fayette | 9056006 | 1 | [5 empty] | Removed from Ground | Gas (Historical Use) | 1 | Bare Steel | 1961-01-01 | 1899-12-31 | Galvanized Steel
PEACHTREE CITY AIRPORT | PEACHTREE CITY AIRPORT | PEACHTREE CITY | Fayette | 9000155 | 1 | [5 empty] | Removed from Ground | Other | 6000 | Not Marked/Unknown | 1988-09-15 | 1988-09-15 | Not Marked
GREENWAY #646/PEACHTREE CITY BP | 2597 GA HWY 54 | PEACHTREE CITY | Fayette | 560039 | 6 | Ball Float | 1993-01-01 | FALSE | 1993-01-01 | FALSE | Currently in Use | Premium | 10000 | Composite | 1993-01-01 |  | Fiberglass Reinforced Plastic | Pressurized
GREENWAY #646/PEACHTREE CITY BP | 2597 GA HWY 54 | PEACHTREE CITY | Fayette | 560039 | 8 | Flapper Valve | 1993-01-01 | FALSE | 1993-01-01 | FALSE | Currently in Use | Kerosene | 2000 | Composite | 1993-01-01 |  | Fiberglass Reinforced Plastic | Safe Suction (Euro)
FASSON/DIV AVERY IN'TL | 316 GA HWY 74 SOUTH | PEACHTREE CITY | Fayette | 560002 | 10 | [5 empty] | Closed in Ground | Other | 4000 | Unknown | 1976-03-07 | 1993-02-02 | Not Marked | Pressurized
FALCON AIRE MAINTENANCE | 1120 ECHO COURT | PEACHTREE CITY | Fayette | 9056062 | 1 | [5 empty] | Removed from Ground | Gas (Historical Use) | 10000 | Not Marked/Unknown |  | 1899-12-31 | Not Marked
BRAELIN GOLF COURSE | 131 BRAELINN ROAD | PEACHTREE CITY | Fayette | 9038091 | 2 | [5 empty] | Removed from Ground | Diesel | 1000 | Marked Unknown | 1998-11-24 | 1998-11-24 | Not Marked
FAIRBURN READY MIX | 402 DIVIDEND DR | PEACHTREE CITY | Fayette | 600471 | 1 | Ball Float | 1998-09-30 | FALSE | 1998-09-30 | FALSE | Currently in Use | Diesel | 10000 | Steel-Impressed Current | 1984-04-17 |  | Fiberglass Reinforced Plastic | Pressurized
EXPOSAIC INDUSTRIES INC | 300 DIVIDEND DR | PEACHTREE CITY | Fayette | 560053 | 1 | [5 empty] | Removed from Ground | Diesel | 10000 | Bare Steel | 1969-05-09 | 1995-08-30 | Unknown
PITTS SERVICE STATION | 2584 HWY 54 | PEACHTREE CITY | Fayette | 560033 | 5 |  | 1999-01-25 | FALSE | 1999-01-25 | FALSE | Removed from Ground | Diesel | 2000 |  | 1976-01-01 | 2016-06-21 | Fiberglass Reinforced Plastic | Safe Suction (Euro)
Shop at Stevens Entry | 200 STEVENS ENTRY | PEACHTREE CITY | Fayette | 9056016 | 4 |  | 2010-10-22 | FALSE | 1987-01-01 | FALSE | Removed from Ground | Used Oil | 1000 | Fiberglass | 1987-04-01
AEROSPEC INC | FALCON FIELD | PEACHTREE CITY | Fayette | 560055 | 3 | [5 empty] | Removed from Ground | Gas (Historical Use) | 6000 | Bare Steel | 1972-05-11 | 1988-01-01 | Galvanized Steel
PEACHTREE CITY HOLDINGS LLC | 170 GA HWY 74 N | PEACHTREE CITY | Fayette | 560051 | 2 |  | 1988-09-01 |  | 1988-09-01 |  | Removed from Ground | Diesel | 3000 | Tank Jacket | 1988-09-01 | 1996-04-10 | Fiberglass Reinforced Plastic | Pressurized
PITTS SERVICE STATION | 2584 HWY 54 | PEACHTREE CITY | Fayette | 560033 | 2 |  | 1999-01-25 | FALSE | 1999-01-25 | FALSE | Removed from Ground | Gas (Historical Use) | 3000 |  | 1976-01-01 | 2016-06-21 | Fiberglass Reinforced Plastic | Safe Suction (Euro)
PEACHTREE CITY SHELL | 307 HWY 74 | PEACHTREE CITY | Fayette | 9056068 | 3 | Ball Float | 1998-07-01 | FALSE | 1998-07-01 | FALSE | Currently in Use | Diesel On Road | 4000 | Fiberglass | 1998-07-01 |  | Double-Walled Fiberglass | Pressurized
GLENLOCH VILLAGE CHEVRON | 2000 A SHAKERAG HILL RD | PEACHTREE CITY | Fayette | 9056067 | 1A | Ball Float | 1993-07-01 | FALSE | 1993-07-01 | FALSE | Currently in Use | Regular | 12000 | Fiberglass | 1993-07-01 |  | Double-Walled Fiberglass | Pressurized
FAYETTE CO WATER TREATMENT PLANT | 3500 TDK BLVD | PEACHTREE CITY | Fayette | 9056029 | 1 | Flapper Valve | 1994-03-25 | FALSE | 1994-03-25 | FALSE | Currently in Use | Diesel | 2000 | Composite Double Walled | 1994-03-24 |  | Fiberglass Reinforced Plastic | Suction (American)
PITTS SERVICE STATION | 2584 HWY 54 | PEACHTREE CITY | Fayette | 560033 | 4 |  | 1999-01-25 | FALSE | 1999-01-25 | FALSE | Removed from Ground | Gas (Historical Use) | 4000 |  | 1976-01-01 | 2016-06-21 | Fiberglass Reinforced Plastic | Safe Suction (Euro)
GLENLOCH VILLAGE CHEVRON | 2000 A SHAKERAG HILL RD | PEACHTREE CITY | Fayette | 9056067 | 2 | Ball Float | 1993-07-01 | FALSE | 1993-07-01 | FALSE | Currently in Use | Diesel | 4000 | Fiberglass | 1993-07-01 |  | Double-Walled Fiberglass | Pressurized
BRAELINN VILLAGE CHEVRON | 1239 ROBINSON RD | PEACHTREE CITY | Fayette | 9056020 | 1 | Ball Float | 1992-01-01 | FALSE | 1992-01-01 | FALSE | Currently in Use | Premium | 5000 | Composite | 1992-01-01 |  | Fiberglass Reinforced Plastic | Pressurized
FAYETTE CO/KELLY DR WATER PLANT | 114 KELLY DR | PEACHTREE CITY | Fayette | 9056023 | 1 | [5 empty] | Removed from Ground | Gas (Historical Use) | 10000 | Cathodically Protected Steel | 1983-05-26 | 1998-11-10 | Galvanized Steel | Suction (American)
PEACHTREE CITY HOLDINGS LLC | 170 GA HWY 74 N | PEACHTREE CITY | Fayette | 560051 | 3 | [5 empty] | Removed from Ground | Diesel | 600 | Cathodically Protected Steel | 1970-05-12 | 1988-01-01 | Bare Steel
GREENWAY #646/PEACHTREE CITY BP | 2597 GA HWY 54 | PEACHTREE CITY | Fayette | 560039 | 3 | [5 empty] | Removed from Ground | Gas (Historical Use) | 10000 | Bare Steel | 1976-05-10 | 1991-06-01 | Galvanized Steel
GEORGIAN PARK SHELL | 1009 GEORGIAN PARK | PEACHTREE CITY | Fayette | 9056071 | 1 | Overfill Alarm | 1998-09-24 | FALSE | 1998-09-24 | FALSE | Currently in Use | Gas (Historical Use) | 10000 | Fiberglass Double Walled | 1998-09-07 |  | Double-Walled Fiberglass | Pressurized
AMCOR SPECIALTY CARTONS AMERICAS LLC | 445 DIVIDEND DRIVE | PEACHTREE CITY | Fayette | 9056073 | 3 | Overfill Alarm | 1996-08-01 | FALSE | 1996-08-01 | FALSE | Currently in Use | Hazardous Substance | 5000 | STIP-3/Impressed Current | 1996-08-22 |  | Steel/FG Secondary containment | Safe Suction (Euro)
Shop at Stevens Entry | 200 STEVENS ENTRY | PEACHTREE CITY | Fayette | 9056016 | 3 | Ball Float | 1987-01-01 | FALSE | 1987-01-01 | FALSE | Currently in Use | Premium | 10000 | Fiberglass | 1987-04-01 |  | Fiberglass Reinforced Plastic | Pressurized
UPS FAYETTE (UST) | 415 DIVIDEND DR | PEACHTREE CITY | Fayette | 9056045 | RU1 | Flapper Valve | 1990-09-01 | FALSE | 1990-09-01 | FALSE | Currently in Use | Diesel | 10000 | Fiberglass Double Walled | 1990-09-01 |  | Double-Walled Fiberglass | Pressurized
PEACHTREE CITY AIRPORT | PEACHTREE CITY AIRPORT | PEACHTREE CITY | Fayette | 9000155 | 2 | [5 empty] | Removed from Ground | Other | 6000 | Not Marked/Unknown | 1988-09-15 | 1988-09-15 | Not Marked
PITTS SERVICE STATION | 2584 HWY 54 | PEACHTREE CITY | Fayette | 560033 | 1 |  | 1999-01-25 | FALSE | 1999-01-25 | FALSE | Removed from Ground | Gas (Historical Use) | 2000 |  | 1976-01-01 | 2018-02-16 | Fiberglass Reinforced Plastic | Safe Suction (Euro)
PTC TOWN PANTRY | 1211 HWY 74 SOUTH | PEACHTREE CITY | Fayette | 10003294 | 1A | Flapper Valve | 2022-01-08 | FALSE | 2022-01-06 | FALSE | Currently in Use | Regular | 12000 | Composite Double Walled | 2022-11-30 |  | Double-Walled Flex | Pressurized
PTC TOWN PANTRY | 1211 HWY 74 SOUTH | PEACHTREE CITY | Fayette | 10003294 | 1C | Flapper Valve | 2022-01-08 | FALSE | 2022-01-06 | FALSE | Currently in Use | Diesel | 6000 | Composite Double Walled | 2022-11-30 |  | Double-Walled Flex | Pressurized
FASSON/DIV AVERY IN'TL | 316 GA HWY 74 SOUTH | PEACHTREE CITY | Fayette | 560002 | 18 | [5 empty] | Removed from Ground | Diesel | 20000 | Bare Steel | 1976-03-07 | 1993-01-11 | Bare Steel | Pressurized
PIT STOP #1 | 100 PETROL POINT | PEACHTREE CITY | Fayette | 560024 | 1B | Flapper Valve | 1996-04-01 | FALSE | 1996-04-01 | FALSE | Currently in Use | Regular | 8000 | Steel-Impressed Current | 1997-04-01 |  | Fiberglass Reinforced Plastic | Pressurized
FLAT CREEK GOLF CLUB | 600 FLAT CREEK RD-TURF CARE CENTER | PEACHTREE CITY | Fayette | 10000617 | 1 |  |  | FALSE |  | FALSE | Removed from Ground | Empty | 1000 | Cathodically Protected Steel | 1993-01-01 | 2003-09-01 | Galvanized Steel | Suction (American)
PASCHALL EXPORT-IMPORT INC | 1 PASCHALL RD | PEACHTREE CITY | Fayette | 10001828 | 4 |  |  | FALSE |  | FALSE | Removed from Ground | Diesel | 5000 | Bare Steel | 2010-04-16 | 2010-04-16
C W MATTHEWS CONTRACTING CO | 218 ROCKWOOD RD | TYRONE | Fayette | 560008 | 2 | Ball Float | 1996-01-03 | FALSE | 1996-01-03 | FALSE | Removed from Ground | Gas (Historical Use) | 10000 | Fiberglass | 1984-01-01 | 2019-02-26 | Fiberglass Reinforced Plastic | Pressurized
GREENWAY #642-TYRONE BP | 994 TYRONE RD | TYRONE | Fayette | 9056072 | 2 | Ball Float | 1998-10-01 | FALSE | 1998-10-01 | FALSE | Currently in Use | Premium | 6000 | Fiberglass | 1998-10-01 |  | Fiberglass Reinforced Plastic | Pressurized
FASSON/DIV AVERY IN'TL | 316 GA HWY 74 SOUTH | PEACHTREE CITY | Fayette | 560002 | 1 | [5 empty] | Closed in Ground | Other | 15000 | Cathodically Protected Steel | 1976-03-07 | 1993-02-01 | Not Marked | Pressurized
FASSON/DIV AVERY IN'TL | 316 GA HWY 74 SOUTH | PEACHTREE CITY | Fayette | 560002 | 7 | [5 empty] | Closed in Ground | Other | 4000 | Unknown | 1976-03-07 | 1993-02-02 | Not Marked | Pressurized
WYNDHAM PEACHTREE CONFERENCE CEN | 2443 HWY 54 WEST | PEACHTREE CITY | Fayette | 560005 | 1 | [5 empty] | Removed from Ground | Diesel | 300 | Composite | 1984-02-20 | 1999-03-22 | Bare Steel
PIT STOP #28 | 555 HWY 74 SOUTH | PEACHTREE CITY | Fayette | 10001434 | 3B | Flapper Valve | 2007-11-15 | FALSE | 2007-11-15 | FALSE | Currently in Use | Racing Fuel | 5000 | Fiberglass Double Walled | 2007-11-05 |  |  | Pressurized
RaceTrac #2318 - Line Creek | 2722 W HWY 54 | PEACHTREE CITY | Fayette | 10002547 | 1 | Overfill Alarm | 2016-03-08 | FALSE | 2016-03-08 | FALSE | Currently in Use | Regular | 20000 | Fiberglass Double Walled | 2016-03-08 |  | Double-Walled Fiberglass | Pressurized
TYRONE SVC STA | GA HWY 74 | TYRONE | Fayette | 560044 | 3 | [5 empty] | Removed from Ground | Gas (Historical Use) | 1065 | Bare Steel | 1976-05-10 | 1988-01-01 | Galvanized Steel
CITY OF PEACHTREE CITY | 209 MCINTOSH TRL | PEACHTREE CITY | Fayette | 560018 | 2 | Flapper Valve | 1984-04-21 | FALSE | 1993-08-01 | FALSE | Currently in Use | Diesel | 10000 | Fiberglass | 1984-04-21 |  | Fiberglass Reinforced Plastic | Pressurized
FASSON/DIV AVERY IN'TL | 316 GA HWY 74 SOUTH | PEACHTREE CITY | Fayette | 560002 | 2 | [5 empty] | Closed in Ground | Other | 15000 | Cathodically Protected Steel | 1976-03-07 | 1993-02-01 | Not Marked | Pressurized
FASSON/DIV AVERY IN'TL | 316 GA HWY 74 SOUTH | PEACHTREE CITY | Fayette | 560002 | 17 | [5 empty] | Removed from Ground | Diesel | 20000 | Bare Steel | 1976-03-07 | 1993-01-11 | Bare Steel | Pressurized
FASSON/DIV AVERY IN'TL | 316 GA HWY 74 SOUTH | PEACHTREE CITY | Fayette | 560002 | 12 | [5 empty] | Closed in Ground | Other | 3000 | Unknown | 1976-03-07 | 1993-02-02 | Not Marked | Pressurized
FASSON/DIV AVERY IN'TL | 316 GA HWY 74 SOUTH | PEACHTREE CITY | Fayette | 560002 | 6 | [5 empty] | Closed in Ground | Other | 10000 | Unknown | 1976-03-07 | 1993-02-02 | Not Marked | Pressurized
FASSON/DIV AVERY IN'TL | 316 GA HWY 74 SOUTH | PEACHTREE CITY | Fayette | 560002 | 8 | [5 empty] | Closed in Ground | Other | 4000 | Unknown | 1976-03-07 | 1993-02-02 | Not Marked | Pressurized
FASSON/DIV AVERY IN'TL | 316 GA HWY 74 SOUTH | PEACHTREE CITY | Fayette | 560002 | 9 | [5 empty] | Closed in Ground | Other | 4000 | Unknown | 1976-03-07 | 1993-02-02 | Not Marked | Pressurized
GA PACIFIC CORP | 411 DIVIDEND DR | PEACHTREE CITY | Fayette | 560004 | 1 | [5 empty] | Removed from Ground | Diesel | 30000 | Bare Steel | 1979-03-07 | 1899-12-31 | Galvanized Steel
BROOKS STATION/PUTMAN GARAGE | 963 HWY 85 CONN SO | BROOKS | Fayette | 1260015 | 3 | [5 empty] | Removed from Ground | Gas (Historical Use) | 2000 | Cathodically Protected Steel | 1987-07-10 | 1999-03-08 | Galvanized Steel | Suction (American)
PASCHALL EXPORT-IMPORT INC | 1 PASCHALL RD | PEACHTREE CITY | Fayette | 10001828 | 1 |  |  | FALSE |  | FALSE | Removed from Ground | Diesel | 8000 | Bare Steel | 2010-04-16 | 2010-04-16
TYRONE CHEVRON | 193 PALMETTO RD | TYRONE | Fayette | 560038 | 2 | [5 empty] | Closed in Ground | Gas (Historical Use) | 1000 | Bare Steel | 1969-05-12 | 1987-07-10 | Galvanized Steel
DOLLYS STORE INC SHELL FOOD MART | 1012 SENOIA RD | TYRONE | Fayette | 9056049 | 3 | Flapper Valve | 1988-08-01 | FALSE | 1988-08-01 | FALSE | Currently in Use | Diesel | 8000 | Galvanic (STIP-3) | 1988-08-01 |  | Fiberglass Reinforced Plastic | Pressurized
ST JOHN'S CROSSING BP | 1850 SOUTH HWY 85 | FAYETTEVILLE | Fayette | 560054 | 6 | Flapper Valve | 1988-04-19 | FALSE | 1988-04-19 | FALSE | Currently in Use | Diesel | 8000 | Steel-Impressed Current | 1988-04-01 |  | Fiberglass Reinforced Plastic | Pressurized
ST JOHN'S CROSSING BP | 1850 SOUTH HWY 85 | FAYETTEVILLE | Fayette | 560054 | 9 | Ball Float | 1988-04-19 | FALSE | 1988-04-19 | FALSE | Currently in Use | Premium | 8000 | Steel-Impressed Current | 1988-04-01 |  | Fiberglass Reinforced Plastic | Pressurized
CITY OF PEACHTREE CITY | 209 MCINTOSH TRL | PEACHTREE CITY | Fayette | 560018 | 1 | Ball Float | 1984-04-21 | FALSE | 1993-08-01 | FALSE | Currently in Use | Regular | 10000 | Fiberglass | 1984-04-21 |  | Fiberglass Reinforced Plastic | Pressurized
TYRONE SVC STA | GA HWY 74 | TYRONE | Fayette | 560044 | 4 | [5 empty] | Removed from Ground | Diesel | 1990 | Bare Steel | 1976-05-10 | 1988-01-01 | Galvanized Steel
GREENWAY #642-TYRONE BP | 994 TYRONE RD | TYRONE | Fayette | 9056072 | 5 | Ball Float | 1998-10-01 | FALSE | 1998-10-01 | FALSE | Currently in Use | Diesel Off Road | 4000 | Fiberglass | 1998-10-01 |  | Fiberglass Reinforced Plastic | Pressurized
GREENWAY #642-TYRONE BP | 994 TYRONE RD | TYRONE | Fayette | 9056072 | 4 | Ball Float | 1998-10-01 | FALSE | 1998-10-01 | FALSE | Currently in Use | Diesel | 12000 | Fiberglass | 1998-10-01 |  | Fiberglass Reinforced Plastic | Pressurized
PIT STOP #1 | 100 PETROL POINT | PEACHTREE CITY | Fayette | 560024 | 2 | Flapper Valve | 1996-04-01 | FALSE | 1996-04-01 | FALSE | Currently in Use | Premium | 8000 | Steel-Impressed Current | 1997-04-01 |  | Fiberglass Reinforced Plastic | Pressurized
CREEKSIDE CHEVRON | 2763 HWY 54 | PEACHTREE CITY | Fayette | 560019 | 2 | Ball Float | 1997-01-01 | FALSE | 1997-01-01 | FALSE | Removed from Ground | Gas (Historical Use) | 12000 | Steel-Impressed Current | 1981-04-23 |  | Double-Walled Fiberglass | Pressurized
TYRONE SVC STA | GA HWY 74 | TYRONE | Fayette | 560044 | 1 | [5 empty] | Removed from Ground | Gas (Historical Use) | 1065 | Bare Steel | 1976-05-10 | 1988-01-01 | Galvanized Steel
GACC | 916 REDWINE RD | FAYETTEVILLE | Fayette | 10000369 | 1 |  |  | FALSE |  | FALSE | Removed from Ground | Diesel | 1000 | Unknown | 1988-01-01 | 2003-07-10
FAYETTE COUNTY TRANSPORTATION | 939 GOZA RD | FAYETTEVILLE | Fayette | 10002536 | 2 | Flapper Valve | 2015-11-02 | FALSE | 2015-11-02 | FALSE | Currently in Use | Diesel | 20000 | Fiberglass Double Walled | 2015-11-02 |  | Double-Walled Flex | Pressurized
BRENDAS COUNTRY STORE | 1619 HWY 92 S | FAYETTEVILLE | Fayette | 9056044 | LEADED1000 |  |  | FALSE |  | FALSE | Temporarily out of use | Gas (Historical Use) | 1000 |  | 1996-08-27 | 1996-08-27 | Not Marked
WHITEWATER AMOCO | 1552 HWY 85 S | FAYETTEVILLE | Fayette | 9056025 | 4 | Ball Float | 1998-01-01 | FALSE | 1998-01-01 | FALSE | Removed from Ground | Diesel | 8000 | Galvanic (STIP-3) | 1987-04-01 |  | Fiberglass Reinforced Plastic | Pressurized
WHITEWATER AMOCO | 1552 HWY 85 S | FAYETTEVILLE | Fayette | 9056025 | 4 | Ball Float | 1998-01-01 | FALSE | 1998-01-01 | FALSE | Removed from Ground | Diesel | 8000 | Galvanic (STIP-3) | 1987-04-01 |  | Fiberglass Reinforced Plastic | Pressurized
WHITEWATER AMOCO | 1552 HWY 85 S | FAYETTEVILLE | Fayette | 9056025 | 7 |  | 2024-02-01 | FALSE | 2024-02-01 | FALSE | Currently in Use | E-0 | 4000 | Steel-Impressed Current | 2024-02-01 |  | Double-Walled Fiberglass
WHITEWATER AMOCO | 1552 HWY 85 S | FAYETTEVILLE | Fayette | 9056025 | 7 |  | 2024-02-01 | FALSE | 2024-02-01 | FALSE | Currently in Use | E-0 | 4000 | Steel-Impressed Current | 2024-02-01 |  | Double-Walled Fiberglass | Pressurized
FASSON/DIV AVERY IN'TL | 316 GA HWY 74 SOUTH | PEACHTREE CITY | Fayette | 560002 | 11 | [5 empty] | Closed in Ground | Other | 3000 | Unknown | 1976-03-07 | 1993-02-02 | Not Marked | Pressurized
PIT STOP #1 | 100 PETROL POINT | PEACHTREE CITY | Fayette | 560024 | 1A | Ball Float | 1996-04-01 | FALSE | 1996-04-01 | FALSE | Currently in Use | Regular | 8000 | Steel-Impressed Current | 1997-04-01 |  | Fiberglass Reinforced Plastic | Pressurized
PIT STOP #28 | 555 HWY 74 SOUTH | PEACHTREE CITY | Fayette | 10001434 | 4A | Flapper Valve | 2007-11-15 | FALSE | 2007-11-15 | FALSE | Currently in Use | Diesel Off Road | 12000 | Fiberglass Double Walled | 2007-11-05 |  |  | Pressurized
TDK ELECTRONICS CORPORATION DISTRIBUTION CENTER | 611 HIGHWAY 74 SOUTH | PEACHTREE CITY | Fayette | 10001412 | 1 |  |  | FALSE |  | FALSE | Removed from Ground | Diesel | 10000 | Epoxy | 1973-01-01 | 2007-09-07
FLA ROCK/TYRONE QUARRY | OFF HWY 74 ON ROCKWOOD RD | TYRONE | Fayette | 560017 | 1 | [5 empty] | Removed from Ground | Gas (Historical Use) | 1000 | Marked Unknown | 1995-01-04 | 1995-01-04 | Unknown
TYRONE CHEVRON | 193 PALMETTO RD | TYRONE | Fayette | 560038 | 3 | [5 empty] | Closed in Ground | Gas (Historical Use) | 1000 | Bare Steel | 1969-05-12 | 1987-07-10 | Galvanized Steel
DOLLYS STORE INC SHELL FOOD MART | 1012 SENOIA RD | TYRONE | Fayette | 9056049 | 2 | Ball Float | 1988-08-01 | FALSE | 1988-08-01 | FALSE | Currently in Use | Premium | 10000 | Galvanic (STIP-3) | 1988-08-01 |  | Fiberglass Reinforced Plastic | Pressurized
PIT STOP #28 | 555 HWY 74 SOUTH | PEACHTREE CITY | Fayette | 10001434 | 1 | Ball Float | 2007-11-15 | FALSE | 2007-11-15 | FALSE | Currently in Use | Regular | 20000 | Fiberglass Double Walled | 2007-11-05 |  | Double-Walled Fiberglass | Pressurized
GREENWAY #642-TYRONE BP | 994 TYRONE RD | TYRONE | Fayette | 9056072 | 3 | Ball Float | 1998-10-01 | FALSE | 1998-10-01 | FALSE | Currently in Use | E-0 | 6000 | Fiberglass | 1998-10-01 |  | Fiberglass Reinforced Plastic | Pressurized
WHITEWATER AMOCO | 1552 HWY 85 S | FAYETTEVILLE | Fayette | 9056025 | 6 |  |  | FALSE | 2024-02-01 | FALSE | Currently in Use | Regular | 14000 | Steel-Impressed Current | 2024-02-01 |  | Double-Walled Fiberglass
WHITEWATER AMOCO | 1552 HWY 85 S | FAYETTEVILLE | Fayette | 9056025 | 6 |  |  | FALSE | 2024-02-01 | FALSE | Currently in Use | Regular | 14000 | Steel-Impressed Current | 2024-02-01 |  | Double-Walled Fiberglass
SHAN BUISINESS INC | 166 CORINTH RD | JONESBORO | Fayette | 10001240 | 2 | Ball Float | 2006-02-06 | FALSE | 2006-02-06 | FALSE | Currently in Use | Premium | 8000 | Composite | 2006-02-01 |  | Fiberglass Reinforced Plastic | Pressurized
FASSON/DIV AVERY IN'TL | 316 GA HWY 74 SOUTH | PEACHTREE CITY | Fayette | 560002 | 3 | [5 empty] | Closed in Ground | Other | 15000 | Cathodically Protected Steel | 1976-03-07 | 1993-02-01 | Not Marked | Pressurized
PIT STOP #1 | 100 PETROL POINT | PEACHTREE CITY | Fayette | 560024 | 3B | Ball Float | 1996-04-07 | FALSE | 1996-04-07 | FALSE | Currently in Use | E-0 | 2000 | Composite | 1996-04-07 |  | Fiberglass Reinforced Plastic | Safe Suction (Euro)
CREEKSIDE CHEVRON | 2763 HWY 54 | PEACHTREE CITY | Fayette | 560019 | 3 | Flapper Valve | 1997-01-01 | FALSE | 1997-01-01 | FALSE | Removed from Ground | Diesel | 4000 | Steel-Impressed Current | 1981-04-23 |  | Double-Walled Fiberglass | Pressurized
CREEKSIDE CHEVRON | 2763 HWY 54 | PEACHTREE CITY | Fayette | 560019 | 1 | Flapper Valve | 1997-01-01 | FALSE | 1997-01-01 | FALSE | Removed from Ground | Gas (Historical Use) | 12000 | Steel-Impressed Current | 1981-04-23 |  | Double-Walled Fiberglass | Pressurized
KROGER GA- 388 | 564 CROSSTOWN DR | PEACHTREE CITY | Fayette | 10001452 | 1B | Ball Float | 2007-10-19 | FALSE | 2007-10-19 | FALSE | Currently in Use | Premium | 8000 | Fiberglass Double Walled | 2007-09-13 |  |  | Pressurized
TYRONE CHEVRON | 193 PALMETTO RD | TYRONE | Fayette | 560038 | 1 | [5 empty] | Closed in Ground | Gas (Historical Use) | 1000 | Bare Steel | 1969-05-12 | 1987-07-10 | Galvanized Steel
TYRONE POLICE DEPARTMENT | 945 SENOIA RD | TYRONE | Fayette | 560048 | 1 | [5 empty] | Removed from Ground | Gas (Historical Use) | 1000 | Bare Steel | 1978-05-10 | 1990-01-01 | Galvanized Steel
TYRONE SVC STA | GA HWY 74 | TYRONE | Fayette | 560044 | 2 | [5 empty] | Removed from Ground | Gas (Historical Use) | 1065 | Bare Steel | 1976-05-10 | 1988-01-01 | Galvanized Steel
DOLLYS STORE INC SHELL FOOD MART | 1012 SENOIA RD | TYRONE | Fayette | 9056049 | 1 | Flapper Valve | 1988-08-01 | FALSE | 1988-08-01 | FALSE | Currently in Use | Regular | 10000 | Galvanic (STIP-3) | 1988-08-01 |  | Fiberglass Reinforced Plastic | Pressurized
KWICKIE FOOD STORE #85 | 2970 GA HWY 138 W | RIVERDALE | Fayette | 560041 | 2 | [5 empty] | Removed from Ground | Gas (Historical Use) | 8000 | Bare Steel | 1979-05-10 | 1992-12-14 | Galvanized Steel
JACKSONS GENERAL STORE INC | 1646 GA HWY 54 | JONESBORO | Fayette | 560064 | 1 |  | 1998-11-05 |  | 1998-11-05 |  | Removed from Ground | Gas (Historical Use) | 8000 | Steel-Impressed Current | 1974-05-16 | 2014-06-03 | Cathodically Protected | Suction (American)
FLAT CREEK GOLF CLUB | 600 FLAT CREEK RD-TURF CARE CENTER | PEACHTREE CITY | Fayette | 10000617 | A |  |  | FALSE |  | FALSE | Removed from Ground | Gas (Historical Use) | 0 | Unknown | 1993-01-01 | 1993-01-01
PASCHALL EXPORT-IMPORT INC | 1 PASCHALL RD | PEACHTREE CITY | Fayette | 10001828 | 2 |  |  | FALSE |  | FALSE | Removed from Ground | Gas (Historical Use) | 7500 | Bare Steel | 2010-04-16 | 2010-04-16
RaceTrac #2318 - Line Creek | 2722 W HWY 54 | PEACHTREE CITY | Fayette | 10002547 | 2 | Overfill Alarm | 2016-03-18 | FALSE | 2016-03-08 | FALSE | Currently in Use | Premium | 20000 | Fiberglass Double Walled | 2016-03-08 |  | Double-Walled Fiberglass | Pressurized
THE PALMEN COURSE AT STARN'S MILL | 1904 REDWINE RD | FAYETTEVILLE | Fayette | 9056043 | 2 |  | 1999-02-01 |  | 1999-02-01 |  | Removed from Ground | Diesel | 1000 | Galvanic (STIP-3) | 1988-02-10 | 2005-11-07 | Fiberglass Reinforced Plastic | Suction (American)
FASSON/DIV AVERY IN'TL | 316 GA HWY 74 SOUTH | PEACHTREE CITY | Fayette | 560002 | 14 | [5 empty] | Closed in Ground | Other | 10000 | Unknown | 1976-03-07 | 1993-02-02 | Not Marked | Pressurized
FASSON/DIV AVERY IN'TL | 316 GA HWY 74 SOUTH | PEACHTREE CITY | Fayette | 560002 | 16 | [5 empty] | Closed in Ground | Other | 10000 | Unknown | 1976-03-07 | 1993-01-11 | Not Marked | Pressurized
CITY OF PEACHTREE CITY | 209 MCINTOSH TRL | PEACHTREE CITY | Fayette | 560018 | 4 | [5 empty] | Removed from Ground | Gas (Historical Use) | 1000 | Marked Unknown | 1976-04-23 | 1983-12-01 | Unknown
PIT STOP #28 | 555 HWY 74 SOUTH | PEACHTREE CITY | Fayette | 10001434 | 3A | Flapper Valve | 2007-11-15 | FALSE | 2007-11-15 | FALSE | Currently in Use | Premium | 15000 | Fiberglass Double Walled | 2007-11-05 |  |  | Pressurized
GREENWAY #642-TYRONE BP | 994 TYRONE RD | TYRONE | Fayette | 9056072 | 1 | Ball Float | 1998-10-01 | FALSE | 1998-10-01 | FALSE | Currently in Use | Regular | 12000 | Fiberglass | 1998-10-01 |  | Fiberglass Reinforced Plastic | Pressurized
WHITEWATER AMOCO | 1552 HWY 85 S | FAYETTEVILLE | Fayette | 9056025 | 8A |  | 2024-02-01 | FALSE | 2024-02-01 | FALSE | Currently in Use | Diesel | 8000 | Steel-Impressed Current | 2024-02-01 |  | Double-Walled Fiberglass | Pressurized
Mountain Express #369 | 2400 HWY 138 | RIVERDALE | Fayette | 10000494 | 2B | Flapper Valve | 2023-09-25 | FALSE | 2003-02-01 | FALSE | Currently in Use | Diesel | 4000 | Epoxy | 2003-02-02 |  |  | Pressurized
S-ABLE CO LLC | 2664 HWY 92 SOUTH | FAYETTEVILLE | Fayette | 9056046 | 2 | Ball Float | 1990-03-01 | FALSE | 1990-03-01 | FALSE | Temporarily out of use | Plus | 6000 | Composite | 1990-03-01 |  | Fiberglass Reinforced Plastic | Pressurized
WHITEWATER AMOCO | 1552 HWY 85 S | FAYETTEVILLE | Fayette | 9056025 | 5 | Ball Float | 1998-01-01 | FALSE | 1998-01-01 | FALSE | Removed from Ground | Kerosene | 500 | Galvanic (STIP-3) | 1998-01-01 |  | Fiberglass Reinforced Plastic | Safe Suction (Euro)
WHITEWATER AMOCO | 1552 HWY 85 S | FAYETTEVILLE | Fayette | 9056025 | 5 | Ball Float | 1998-01-01 | FALSE | 1998-01-01 | FALSE | Removed from Ground | Kerosene | 500 | Galvanic (STIP-3) | 1998-01-01 |  | Fiberglass Reinforced Plastic | Safe Suction (Euro)
FASSON/DIV AVERY IN'TL | 316 GA HWY 74 SOUTH | PEACHTREE CITY | Fayette | 560002 | 4 | [5 empty] | Closed in Ground | Other | 15000 | Unknown | 1976-03-07 | 1977-10-31 | Not Marked | Pressurized
FASSON/DIV AVERY IN'TL | 316 GA HWY 74 SOUTH | PEACHTREE CITY | Fayette | 560002 | 5 | [5 empty] | Closed in Ground | Other | 10000 | Unknown | 1976-01-01 | 1993-02-02 | Not Marked | Pressurized
PIT STOP #28 | 555 HWY 74 SOUTH | PEACHTREE CITY | Fayette | 10001434 | 2 | Ball Float | 2007-11-15 | FALSE | 2007-11-15 | FALSE | Currently in Use | Diesel | 20000 | Fiberglass Double Walled | 2007-11-05 |  |  | Pressurized
ST JOHN'S CROSSING BP | 1850 SOUTH HWY 85 | FAYETTEVILLE | Fayette | 560054 | 10 | Flapper Valve | 1994-05-10 | FALSE | 1994-05-10 | FALSE | Currently in Use | E-0 | 8000 | Steel-Impressed Current | 1994-05-10 |  | Fiberglass Reinforced Plastic | Pressurized
S-ABLE CO LLC | 2664 HWY 92 SOUTH | FAYETTEVILLE | Fayette | 9056046 | 1 | Ball Float | 1990-03-01 | FALSE | 1990-03-01 | FALSE | Currently in Use | Regular | 8000 | Composite | 1990-03-01 |  | Fiberglass Reinforced Plastic | Pressurized
ROLLINGBROOK CHRISTIAN FOUNDATIO | 176 PROVIDENCE RD | FAYETTEVILLE | Fayette | 9056065 | 1 | [5 empty] | Removed from Ground | Gas (Historical Use) | 2000 | Bare Steel | 1981-01-01 | 1997-12-01 | Galvanized Steel | Safe Suction (Euro)
SHAN BUISINESS INC | 166 CORINTH RD | JONESBORO | Fayette | 10001240 | 1 | Ball Float | 2006-02-06 | FALSE | 2006-02-06 | FALSE | Currently in Use | Regular | 10000 | Composite | 2006-02-01 |  | Fiberglass Reinforced Plastic | Pressurized
SHAN BUISINESS INC | 166 CORINTH RD | JONESBORO | Fayette | 10001240 | 4 |  | 2006-02-06 | FALSE | 2006-02-06 | FALSE | Currently in Use | Diesel Off Road | 6000 | Composite | 2006-02-01 |  | Fiberglass Reinforced Plastic | Pressurized
VACANT 2.4 ACRE TRACT SR 85 & HW | SR 85 & 85 CONNECTOR | BROOKS | Fayette | 9056074 | 2 | [5 empty] | Removed from Ground | Empty | 250 | Bare Steel | 1940-01-01 | 2000-03-01 | Unknown
FAYETTE COUNTY FIRE STATION #6 | 114 MCINTOSH RD | BROOKS | Fayette | 9056037 | 1 | [5 empty] | Removed from Ground | Gas (Historical Use) | 1000 | Bare Steel | 1981-01-01 | 1998-12-23 | Galvanized Steel | Safe Suction (Euro)
ST JOHN'S CROSSING BP | 1850 SOUTH HWY 85 | FAYETTEVILLE | Fayette | 560054 | 7 | Ball Float | 1988-04-01 | FALSE | 1988-04-01 | FALSE | Currently in Use | Regular | 8000 | Steel-Impressed Current | 1988-04-01 |  | Fiberglass Reinforced Plastic | Pressurized
ST JOHN'S CROSSING BP | 1850 SOUTH HWY 85 | FAYETTEVILLE | Fayette | 560054 | 1 | [5 empty] | Removed from Ground | Diesel | 1990 | Bare Steel | 1971-05-09 | 1988-06-01 | Unknown
BRENDAS COUNTRY STORE | 1619 HWY 92 S | FAYETTEVILLE | Fayette | 9056044 | DIESEL |  |  | FALSE |  | FALSE | Temporarily out of use | Used Oil | 1000 |  | 1996-08-27 | 1996-08-27 | Cathodically Protected
BRENDAS COUNTRY STORE | 1619 HWY 92 S | FAYETTEVILLE | Fayette | 9056044 | PREM6000 | Ball Float | 1998-02-01 | FALSE | 1998-02-01 | FALSE | Temporarily out of use | Gas (Historical Use) | 6000 | Fiberglass | 1985-03-05 |  | Fiberglass Reinforced Plastic | Pressurized
CHEF CORP | 320 DIVIDEND DR | PEACHTREE CITY | Fayette | 560031 | 1 | [5 empty] | Removed from Ground | Gas (Historical Use) | 500 | Marked Unknown | 1964-05-10 | 1989-09-14 | Unknown
KROGER GA 422 | 1101 PEACHTREE PKWY | PEACHTREE CITY | Fayette | 10001325 | 2 | Flapper Valve | 2007-04-19 | FALSE | 2007-04-19 | FALSE | Currently in Use | Premium | 8000 | Fiberglass Double Walled | 2007-04-24 |  | Double-Walled Flex | Pressurized
FAYETTE COUNTY TRANSPORTATION | 939 GOZA RD | FAYETTEVILLE | Fayette | 10002536 | 1 | Flapper Valve | 2015-11-02 | FALSE | 2015-11-02 | FALSE | Currently in Use | Diesel | 20000 | Fiberglass Double Walled | 2015-11-02 |  | Double-Walled Flex | Pressurized
S-ABLE CO LLC | 2664 HWY 92 SOUTH | FAYETTEVILLE | Fayette | 9056046 | 3 | Ball Float | 1990-03-01 | FALSE | 1990-03-01 | FALSE | Currently in Use | Premium | 6000 | Composite | 1990-03-01 |  | Fiberglass Reinforced Plastic | Pressurized
WHITEWATER AMOCO | 1552 HWY 85 S | FAYETTEVILLE | Fayette | 9056025 | 8A |  | 2024-02-01 | FALSE | 2024-02-01 | FALSE | Currently in Use | Diesel | 8000 | Steel-Impressed Current | 2024-02-01 |  | Double-Walled Fiberglass | Pressurized
FLAT CREEK GOLF CLUB | 600 FLAT CREEK RD-TURF CARE CENTER | PEACHTREE CITY | Fayette | 10000617 | 2 |  |  | FALSE |  | FALSE | Removed from Ground | Empty | 1000 | Cathodically Protected Steel | 1993-01-01 | 2003-09-01 | Galvanized Steel | Suction (American)
PASCHALL EXPORT-IMPORT INC | 1 PASCHALL RD | PEACHTREE CITY | Fayette | 10001828 | 3 |  |  | FALSE |  | FALSE | Removed from Ground | Gas (Historical Use) | 1000 | Bare Steel | 2010-04-16 | 2010-04-16
C W MATTHEWS CONTRACTING CO | 218 ROCKWOOD RD | TYRONE | Fayette | 560008 | 3 | Ball Float | 1996-01-03 | FALSE | 1996-01-03 | FALSE | Removed from Ground | Diesel | 10000 | Fiberglass | 1984-01-01 | 2019-02-26 | Fiberglass Reinforced Plastic | Pressurized
COUNTY LINE COUNTRY STORE INC | 2708 GA HWY 92 S | FAYETTEVILLE | Fayette | 9000172 | 5 | Flapper Valve | 1989-01-01 | FALSE | 1989-01-01 | FALSE | Currently in Use | Diesel Off Road | 6000 | Steel-Impressed Current | 1989-01-12 |  | Steel (Impressed Current) | Pressurized
ST JOHN'S CROSSING BP | 1850 SOUTH HWY 85 | FAYETTEVILLE | Fayette | 560054 | 3 | [5 empty] | Removed from Ground | Gas (Historical Use) | 6016 | Bare Steel | 1971-05-09 | 1988-06-01 | Unknown
BRENDAS COUNTRY STORE | 1619 HWY 92 S | FAYETTEVILLE | Fayette | 9056044 | UL8000 | Ball Float | 1998-02-01 | FALSE | 1998-02-01 | FALSE | Temporarily out of use | Gas (Historical Use) | 8000 | Fiberglass | 1985-03-05 |  | Fiberglass Reinforced Plastic | Pressurized
WHITEWATER AMOCO | 1552 HWY 85 S | FAYETTEVILLE | Fayette | 9056025 | 2 | Ball Float | 1998-01-01 | FALSE | 1998-01-01 | FALSE | Removed from Ground | Premium | 6000 | Galvanic (STIP-3) | 1987-04-01 |  | Fiberglass Reinforced Plastic | Pressurized
WHITEWATER AMOCO | 1552 HWY 85 S | FAYETTEVILLE | Fayette | 9056025 | 2 | Ball Float | 1998-01-01 | FALSE | 1998-01-01 | FALSE | Removed from Ground | Premium | 6000 | Galvanic (STIP-3) | 1987-04-01 |  | Fiberglass Reinforced Plastic | Pressurized
HARP GRADING COMPANY INC | 1117 HWY 92 S | FAYETTEVILLE | Fayette | 9056055 | 1 | [5 empty] | Removed from Ground | Gas (Historical Use) | 4000 | Marked Unknown | 1998-06-01 | 1998-06-01 | Galvanized Steel
BROOKS STATION/PUTMAN GARAGE | 963 HWY 85 CONN SO | BROOKS | Fayette | 1260015 | 2 | [5 empty] | Removed from Ground | Gas (Historical Use) | 1000 | Bare Steel | 1970-02-22 | 1999-03-08 | Bare Steel | Suction (American)
HARP GRADING COMPANY INC | 1117 HWY 92 S | FAYETTEVILLE | Fayette | 9056055 | 3 | [5 empty] | Removed from Ground | Diesel | 6000 | Marked Unknown | 1998-06-01 | 1998-06-01 | Unknown
ST JOHN'S CROSSING BP | 1850 SOUTH HWY 85 | FAYETTEVILLE | Fayette | 560054 | 8 | Ball Float | 1988-04-01 | FALSE | 1988-04-01 | FALSE | Currently in Use | Regular | 8000 | Steel-Impressed Current | 1988-04-01 |  | Fiberglass Reinforced Plastic | Pressurized
COUNTY LINE COUNTRY STORE INC | 2708 GA HWY 92 S | FAYETTEVILLE | Fayette | 9000172 | 4 | Flapper Valve | 1998-11-01 | FALSE | 1998-11-01 | FALSE | Temporarily out of use | Kerosene | 1000 | Steel-Impressed Current | 1982-03-10 |  | Steel (Impressed Current) | Safe Suction (Euro)
JACKSONS GENERAL STORE INC | 1646 GA HWY 54 | JONESBORO | Fayette | 560064 | 3 |  | 1998-11-05 |  | 1998-11-05 |  | Removed from Ground | Gas (Historical Use) | 1000 | Steel-Impressed Current | 1974-05-16 | 2014-06-03 | Cathodically Protected | Suction (American)
TYRONE POLICE DEPARTMENT | 945 SENOIA RD | TYRONE | Fayette | 560048 | 2 |  | 1990-01-01 |  | 1990-01-01 |  | Removed from Ground | Gas (Historical Use) | 3000 | Cathodically Protected Steel | 1990-01-01 | 2004-07-09 | Galvanized Steel | Suction (American)
VACANT 2.4 ACRE TRACT SR 85 & HW | SR 85 & 85 CONNECTOR | BROOKS | Fayette | 9056074 | 1 | [5 empty] | Removed from Ground | Empty | 250 | Bare Steel | 1940-01-01 | 2000-03-01 | Unknown
KWICKIE FOOD STORE #85 | 2970 GA HWY 138 W | RIVERDALE | Fayette | 560041 | 1 | [5 empty] | Removed from Ground | Gas (Historical Use) | 8000 | Bare Steel | 1979-05-10 | 1992-12-14 | Galvanized Steel
H R LANGFORD | MAIN ST | BROOKS | Fayette | 560037 | 2 | [5 empty] | Closed in Ground | Gas (Historical Use) | 560 | Bare Steel | 1987-09-11 | 1987-09-11 | Galvanized Steel
Mountain Express #369 | 2400 HWY 138 | RIVERDALE | Fayette | 10000494 | 1 | Flapper Valve | 2023-09-25 | FALSE |  | FALSE | [6 empty] | Double-Walled Fiberglass | Pressurized
FAYETTE COUNTY TRANSPORTATION | 939 GOZA RD | FAYETTEVILLE | Fayette | 10002536 | 3 | Flapper Valve | 2015-11-02 | FALSE | 2015-11-02 | FALSE | Currently in Use | Regular | 10000 | Fiberglass Double Walled | 2015-11-02 |  | Double-Walled Flex | Pressurized
THE PALMEN COURSE AT STARN'S MILL | 1904 REDWINE RD | FAYETTEVILLE | Fayette | 9056043 | 1 |  | 1999-02-01 |  | 1999-02-01 |  | Removed from Ground | Gas (Historical Use) | 3000 | Galvanic (STIP-3) | 1988-02-10 | 2005-11-07 | Fiberglass Reinforced Plastic | Suction (American)
ROLLINGBROOK CHRISTIAN FOUNDATIO | 176 PROVIDENCE RD | FAYETTEVILLE | Fayette | 9056065 | 2 | [5 empty] | Removed from Ground | Gas (Historical Use) | 2000 | Bare Steel | 1981-01-01 | 1997-12-01 | Galvanized Steel | Safe Suction (Euro)
HARP GRADING COMPANY INC | 1117 HWY 92 S | FAYETTEVILLE | Fayette | 9056055 | 4 | [5 empty] | Removed from Ground | Diesel | 8000 | Marked Unknown | 1998-06-01 | 1998-06-01 | Unknown
COUNTY LINE COUNTRY STORE INC | 2708 GA HWY 92 S | FAYETTEVILLE | Fayette | 9000172 | 3 | Flapper Valve | 1998-11-01 | FALSE | 1998-11-01 | FALSE | Currently in Use | Diesel On Road | 3000 | Steel-Impressed Current | 1982-03-10 |  | Steel (Impressed Current) | Pressurized
JACKSONS GENERAL STORE INC | 1646 GA HWY 54 | JONESBORO | Fayette | 560064 | 2 |  | 1998-11-05 |  | 1998-11-05 |  | Removed from Ground | Gas (Historical Use) | 6000 | Steel-Impressed Current | 1974-05-16 | 2014-06-03 | Cathodically Protected | Suction (American)
HARP GRADING COMPANY INC | 1117 HWY 92 S | FAYETTEVILLE | Fayette | 9056055 | 2 | [5 empty] | Removed from Ground | Diesel | 8000 | Marked Unknown | 1998-06-01 | 1998-06-01 | Unknown
FASSON/DIV AVERY IN'TL | 316 GA HWY 74 SOUTH | PEACHTREE CITY | Fayette | 560002 | 15 | [5 empty] | Closed in Ground | Other | 10000 | Unknown | 1976-03-07 | 1993-02-02 | Not Marked | Pressurized
PIT STOP #1 | 100 PETROL POINT | PEACHTREE CITY | Fayette | 560024 | 3A | Ball Float | 1996-04-07 | FALSE | 1996-04-07 | FALSE | Currently in Use | Diesel | 6000 | Steel-Impressed Current | 1996-04-07 |  | Fiberglass Reinforced Plastic | Pressurized
KROGER GA- 388 | 564 CROSSTOWN DR | PEACHTREE CITY | Fayette | 10001452 | 1A | Ball Float | 2007-10-19 | FALSE | 2007-10-19 | FALSE | Currently in Use | Regular | 20000 | Fiberglass Double Walled | 2007-09-13 |  |  | Pressurized
RaceTrac #2318 - Line Creek | 2722 W HWY 54 | PEACHTREE CITY | Fayette | 10002547 | 3 | Overfill Alarm | 2016-03-08 | FALSE | 2016-03-08 | FALSE | Currently in Use | E-85 | 20000 | Fiberglass Double Walled | 2016-03-08 |  | Double-Walled Fiberglass | Pressurized
ST JOHN'S CROSSING BP | 1850 SOUTH HWY 85 | FAYETTEVILLE | Fayette | 560054 | 4 | [5 empty] | Removed from Ground | Gas (Historical Use) | 4000 | Bare Steel | 1984-05-05 | 1988-06-01 | Unknown
ST JOHN'S CROSSING BP | 1850 SOUTH HWY 85 | FAYETTEVILLE | Fayette | 560054 | 5 | [5 empty] | Removed from Ground | Gas (Historical Use) | 4000 | Bare Steel | 1984-05-05 | 1988-06-01 | Unknown
WHITEWATER AMOCO | 1552 HWY 85 S | FAYETTEVILLE | Fayette | 9056025 | 3 | Ball Float | 1998-01-01 | FALSE | 1998-01-01 | FALSE | Removed from Ground | Diesel Off Road | 6000 | Galvanic (STIP-3) | 1987-04-01 |  | Fiberglass Reinforced Plastic | Pressurized
KWICKIE FOOD STORE #85 | 2970 GA HWY 138 W | RIVERDALE | Fayette | 560041 | 3 | [5 empty] | Removed from Ground | Gas (Historical Use) | 6000 | Bare Steel | 1979-05-10 | 1992-12-14 | Galvanized Steel
ST JOHN'S CROSSING BP | 1850 SOUTH HWY 85 | FAYETTEVILLE | Fayette | 560054 | 2 | [5 empty] | Removed from Ground | Diesel | 1990 | Bare Steel | 1971-05-09 | 1988-06-01 | Unknown
WHITEWATER AMOCO | 1552 HWY 85 S | FAYETTEVILLE | Fayette | 9056025 | 1 | Ball Float | 1998-01-01 | FALSE | 1998-01-01 | FALSE | Removed from Ground | Regular | 6000 | Galvanic (STIP-3) | 1987-04-01 |  | Fiberglass Reinforced Plastic | Pressurized
WHITEWATER AMOCO | 1552 HWY 85 S | FAYETTEVILLE | Fayette | 9056025 | 1 | Ball Float | 1998-01-01 | FALSE | 1998-01-01 | FALSE | Removed from Ground | Regular | 6000 | Galvanic (STIP-3) | 1987-04-01 |  | Fiberglass Reinforced Plastic | Pressurized
WHITEWATER AMOCO | 1552 HWY 85 S | FAYETTEVILLE | Fayette | 9056025 | 8B |  | 2024-02-01 | FALSE | 2024-02-01 | FALSE | Currently in Use | Premium | 6000 | Steel-Impressed Current | 2024-02-01 |  | Double-Walled Fiberglass | Pressurized
WHITEWATER AMOCO | 1552 HWY 85 S | FAYETTEVILLE | Fayette | 9056025 | 8B |  | 2024-02-01 | FALSE | 2024-02-01 | FALSE | Currently in Use | Premium | 6000 | Steel-Impressed Current | 2024-02-01 |  | Double-Walled Fiberglass | Pressurized
WHITEWATER AMOCO | 1552 HWY 85 S | FAYETTEVILLE | Fayette | 9056025 | 3 | Ball Float | 1998-01-01 | FALSE | 1998-01-01 | FALSE | Removed from Ground | Diesel Off Road | 6000 | Galvanic (STIP-3) | 1987-04-01 |  | Fiberglass Reinforced Plastic | Pressurized
COUNTY LINE COUNTRY STORE INC | 2708 GA HWY 92 S | FAYETTEVILLE | Fayette | 9000172 | 1 | Flapper Valve | 1998-11-01 | FALSE | 1998-11-01 | FALSE | Currently in Use | Regular | 4000 | Steel-Impressed Current | 1982-01-14 |  | Steel (Impressed Current) | Pressurized
GREENWAY #642-TYRONE BP | 994 TYRONE RD | TYRONE | Fayette | 9056072 | 6 | Ball Float | 1998-10-01 | FALSE | 1998-10-01 | FALSE | Currently in Use | Kerosene | 2000 | Fiberglass | 1998-10-01 |  | Fiberglass Reinforced Plastic | Pressurized
H R LANGFORD | MAIN ST | BROOKS | Fayette | 560037 | 1 | [5 empty] | Closed in Ground | Gas (Historical Use) | 560 | Bare Steel | 1987-09-11 | 1987-09-11 | Galvanized Steel
S-ABLE CO LLC | 2664 HWY 92 SOUTH | FAYETTEVILLE | Fayette | 9056046 | 4 | Ball Float | 1990-03-01 | FALSE | 1990-03-01 | FALSE | Currently in Use | Diesel | 6000 | Composite | 1990-03-01 |  | Fiberglass Reinforced Plastic | Pressurized
COUNTY LINE COUNTRY STORE INC | 2708 GA HWY 92 S | FAYETTEVILLE | Fayette | 9000172 | 2 | Flapper Valve | 1998-11-01 | FALSE | 1998-11-01 | FALSE | Currently in Use | Premium | 4000 | Steel-Impressed Current | 1982-01-14 |  | Steel (Impressed Current) | Pressurized
PTC TOWN PANTRY | 1211 HWY 74 SOUTH | PEACHTREE CITY | Fayette | 10003294 | 1B | Flapper Valve | 2022-01-08 | FALSE | 2022-01-06 | FALSE | Currently in Use | Premium | 6000 | Composite Double Walled | 2022-11-30 |  | Double-Walled Flex | Pressurized
BROOKS STATION/PUTMAN GARAGE | 963 HWY 85 CONN SO | BROOKS | Fayette | 1260015 | 1 | [5 empty] | Removed from Ground | Diesel | 560 | Bare Steel | 1970-02-22 | 1999-03-08 | Bare Steel | Suction (American)
PIT STOP #28 | 555 HWY 74 SOUTH | PEACHTREE CITY | Fayette | 10001434 | 4B |  | 2007-11-15 | FALSE | 2007-11-15 | FALSE | Currently in Use | E-0 | 3000 | Fiberglass Double Walled | 2007-11-05 |  |  | Pressurized
KROGER GA 422 | 1101 PEACHTREE PKWY | PEACHTREE CITY | Fayette | 10001325 | 1 | Flapper Valve | 2007-04-19 | FALSE | 2007-04-19 | FALSE | Currently in Use | Regular | 20000 | Fiberglass Double Walled | 2007-04-24 |  | Double-Walled Flex | Pressurized
PEACHTREE CITY #21 | 2120 GA HWY 54 WEST | FAYETTEVILLE | Fayette | 9056011 | 1 |  | 1997-12-30 |  | 1997-12-30 |  | Removed from Ground | Diesel | 275 | Cathodically Protected Steel | 1986-01-01 | 2001-10-31 | Double Walled
Mountain Express #369 | 2400 HWY 138 | RIVERDALE | Fayette | 10000494 | 2A | Flapper Valve | 2023-09-25 | FALSE | 2003-02-01 | FALSE | Currently in Use | Premium | 8000 | Epoxy | 2003-02-02 |  |  | Pressurized
SHAN BUISINESS INC | 166 CORINTH RD | JONESBORO | Fayette | 10001240 | 3 | Ball Float | 2006-02-06 | FALSE | 2006-02-06 | FALSE | Currently in Use | Diesel | 6000 | Composite | 2006-02-01 |  | Fiberglass Reinforced Plastic | Pressurized
WHITEWATER AMOCO | 1552 HWY 85 S | FAYETTEVILLE | Fayette | 9056025 | 6 | Flapper Valve |  | FALSE | 2024-02-01 | FALSE | Currently in Use | Regular | 14000 | Tank Jacket Double Walled | 2024-02-01 |  | Double-Walled Fiberglass
WHITEWATER AMOCO | 1552 HWY 85 S | FAYETTEVILLE | Fayette | 9056025 | 8A | Flapper Valve | 2024-02-01 | FALSE | 2024-02-01 | FALSE | Currently in Use | Diesel | 8000 | Tank Jacket Double Walled | 2024-02-01 |  | Double-Walled Fiberglass | Pressurized
WHITEWATER AMOCO | 1552 HWY 85 S | FAYETTEVILLE | Fayette | 9056025 | 8A | Flapper Valve | 2024-02-01 | FALSE | 2024-02-01 | FALSE | Currently in Use | Diesel | 8000 | Tank Jacket Double Walled | 2024-02-01 |  | Double-Walled Fiberglass | Pressurized
WHITEWATER AMOCO | 1552 HWY 85 S | FAYETTEVILLE | Fayette | 9056025 | 6 | Flapper Valve |  | FALSE | 2024-02-01 | FALSE | Currently in Use | Regular | 14000 | Tank Jacket Double Walled | 2024-02-01 |  | Double-Walled Fiberglass
WHITEWATER AMOCO | 1552 HWY 85 S | FAYETTEVILLE | Fayette | 9056025 | 8B | Flapper Valve | 2024-02-01 | FALSE | 2024-02-01 | FALSE | Currently in Use | Premium | 6000 | Tank Jacket Double Walled | 2024-02-01 |  | Double-Walled Fiberglass | Pressurized
WHITEWATER AMOCO | 1552 HWY 85 S | FAYETTEVILLE | Fayette | 9056025 | 8B | Flapper Valve | 2024-02-01 | FALSE | 2024-02-01 | FALSE | Currently in Use | Premium | 6000 | Tank Jacket Double Walled | 2024-02-01 |  | Double-Walled Fiberglass | Pressurized
WHITEWATER AMOCO | 1552 HWY 85 S | FAYETTEVILLE | Fayette | 9056025 | 1 | Ball Float | 1998-01-01 | FALSE | 1998-01-01 | FALSE | Removed from Ground | Regular | 6000 | Galvanic (STIP-3) | 1987-04-01 |  | Fiberglass Reinforced Plastic | Pressurized
WHITEWATER AMOCO | 1552 HWY 85 S | FAYETTEVILLE | Fayette | 9056025 | 1 | Ball Float | 1998-01-01 | FALSE | 1998-01-01 | FALSE | Removed from Ground | Regular | 6000 | Galvanic (STIP-3) | 1987-04-01 |  | Fiberglass Reinforced Plastic | Pressurized
WHITEWATER AMOCO | 1552 HWY 85 S | FAYETTEVILLE | Fayette | 9056025 | 2 | Ball Float | 1998-01-01 | FALSE | 1998-01-01 | FALSE | Removed from Ground | Premium | 6000 | Galvanic (STIP-3) | 1987-04-01 |  | Fiberglass Reinforced Plastic | Pressurized
WHITEWATER AMOCO | 1552 HWY 85 S | FAYETTEVILLE | Fayette | 9056025 | 2 | Ball Float | 1998-01-01 | FALSE | 1998-01-01 | FALSE | Removed from Ground | Premium | 6000 | Galvanic (STIP-3) | 1987-04-01 |  | Fiberglass Reinforced Plastic | Pressurized
WHITEWATER AMOCO | 1552 HWY 85 S | FAYETTEVILLE | Fayette | 9056025 | 7 | Flapper Valve | 2024-02-01 | FALSE | 2024-02-01 | FALSE | Currently in Use | E-0 | 4000 | Tank Jacket Double Walled | 2024-02-01 |  | Double-Walled Fiberglass
WHITEWATER AMOCO | 1552 HWY 85 S | FAYETTEVILLE | Fayette | 9056025 | 7 | Flapper Valve | 2024-02-01 | FALSE | 2024-02-01 | FALSE | Currently in Use | E-0 | 4000 | Tank Jacket Double Walled | 2024-02-01 |  | Double-Walled Fiberglass | Pressurized
WHITEWATER AMOCO | 1552 HWY 85 S | FAYETTEVILLE | Fayette | 9056025 | 4 | Ball Float | 1998-01-01 | FALSE | 1998-01-01 | FALSE | Removed from Ground | Diesel | 8000 | Galvanic (STIP-3) | 1987-04-01 |  | Fiberglass Reinforced Plastic | Pressurized
WHITEWATER AMOCO | 1552 HWY 85 S | FAYETTEVILLE | Fayette | 9056025 | 4 | Ball Float | 1998-01-01 | FALSE | 1998-01-01 | FALSE | Removed from Ground | Diesel | 8000 | Galvanic (STIP-3) | 1987-04-01 |  | Fiberglass Reinforced Plastic | Pressurized
WHITEWATER AMOCO | 1552 HWY 85 S | FAYETTEVILLE | Fayette | 9056025 | 5 | Ball Float | 1998-01-01 | FALSE | 1998-01-01 | FALSE | Removed from Ground | Kerosene | 500 | Galvanic (STIP-3) | 1998-01-01 |  | Fiberglass Reinforced Plastic | Safe Suction (Euro)
WHITEWATER AMOCO | 1552 HWY 85 S | FAYETTEVILLE | Fayette | 9056025 | 5 | Ball Float | 1998-01-01 | FALSE | 1998-01-01 | FALSE | Removed from Ground | Kerosene | 500 | Galvanic (STIP-3) | 1998-01-01 |  | Fiberglass Reinforced Plastic | Safe Suction (Euro)
WHITEWATER AMOCO | 1552 HWY 85 S | FAYETTEVILLE | Fayette | 9056025 | 3 | Ball Float | 1998-01-01 | FALSE | 1998-01-01 | FALSE | Removed from Ground | Diesel Off Road | 6000 | Galvanic (STIP-3) | 1987-04-01 |  | Fiberglass Reinforced Plastic | Pressurized
WHITEWATER AMOCO | 1552 HWY 85 S | FAYETTEVILLE | Fayette | 9056025 | 3 | Ball Float | 1998-01-01 | FALSE | 1998-01-01 | FALSE | Removed from Ground | Diesel Off Road | 6000 | Galvanic (STIP-3) | 1987-04-01 |  | Fiberglass Reinforced Plastic | Pressurized
RaceTrac #2575- Banks Crossing | 1075 Ga. Hwy 85 N | Fayetteville | Fayette | 10003010 | 3A | Overfill Alarm | 2019-12-31 | FALSE |  | FALSE | Currently in Use | E-85 | 12000 | Fiberglass Double Walled | 2019-12-12 |  | Double-Walled Fiberglass | Pressurized
RaceTrac #2575- Banks Crossing | 1075 Ga. Hwy 85 N | Fayetteville | Fayette | 10003010 | 3B | Overfill Alarm | 2019-12-31 | FALSE |  | FALSE | Currently in Use | Premium | 12000 | Fiberglass Double Walled | 2019-12-12 |  | Double-Walled Fiberglass | Pressurized
RaceTrac #2575- Banks Crossing | 1075 Ga. Hwy 85 N | Fayetteville | Fayette | 10003010 | 1 | Overfill Alarm | 2019-12-31 | FALSE |  | FALSE | Currently in Use | Regular | 20000 | Fiberglass Double Walled | 2019-12-12 |  | Double-Walled Fiberglass | Pressurized
RaceTrac #2575- Banks Crossing | 1075 Ga. Hwy 85 N | Fayetteville | Fayette | 10003010 | 2B | Overfill Alarm | 2019-12-31 | FALSE |  | FALSE | Currently in Use | Diesel | 12000 | Fiberglass Double Walled | 2019-12-12 |  | Double-Walled Fiberglass | Pressurized
RaceTrac #2575- Banks Crossing | 1075 Ga. Hwy 85 N | Fayetteville | Fayette | 10003010 | 2A | Overfill Alarm | 2019-12-31 | FALSE |  | FALSE | Currently in Use | Diesel | 12000 | Fiberglass Double Walled | 2019-12-12 |  | Double-Walled Fiberglass | Pressurized
HI TECH | 7130 NEW CALHOUN RD (CURRENT ADD | ROME | Floyd | 570258 | 4 |  | 1992-01-07 | FALSE | 1992-01-07 | FALSE | Currently in Use | Diesel Off Road | 2005 | Composite | 1992-01-07 |  | Fiberglass Reinforced Plastic | Pressurized
Gas Express #273 | 4818 ALABAMA HWY | ROME | Floyd | 570032 | 4 | Flapper Valve | 1997-02-01 | FALSE | 1997-02-01 | FALSE | Currently in Use | Kerosene | 2000 | Galvanic (STIP-3) | 1987-12-01 |  | Double-Walled Flex | Pressurized
Gas Express #273 | 4818 ALABAMA HWY | ROME | Floyd | 570032 | 1 | [5 empty] | Removed from Ground | Gas (Historical Use) | 10000 | Bare Steel | 1982-03-25 | 1997-01-01 | Galvanized Steel | Pressurized
Gas Express #273 | 4818 ALABAMA HWY | ROME | Floyd | 570032 | 7 | Ball Float | 1997-02-01 | FALSE | 1997-02-01 | FALSE | Currently in Use | Regular | 10000 | Composite | 1997-02-01 |  | Double-Walled Flex | Pressurized
CIRCLE K #2723637 | 2221 SHORTER AVE | ROME | Floyd | 570004 | 2 | Ball Float | 1996-09-01 | FALSE | 1996-09-01 | FALSE | Currently in Use | Diesel | 5000 | Steel-Impressed Current | 1966-04-28 |  | Fiberglass Reinforced Plastic | Pressurized
GA0056 1808 DEAN AVE | 1808 DEAN AVE | ROME | Floyd | 570005 | 3 | Ball Float | 1996-06-01 | FALSE | 1996-06-01 | FALSE | Currently in Use | Plus | 8000 | Steel-Impressed Current | 1966-04-28 |  | Steel (Impressed Current) | Pressurized
ROME QUARRY | 1300 REDMOND RD | ROME | Floyd | 570044 | 1 | [5 empty] | Removed from Ground | Gas (Historical Use) | 4000 | Bare Steel | 1975-06-01 | 1992-10-01 | Galvanized Steel
JET | 1905 MAPLE ST | ROME | Floyd | 570046 | 1 | [5 empty] | Removed from Ground | Gas (Historical Use) | 10000 | Fiberglass | 1984-04-17 | 1988-04-01 | Galvanized Steel
PANTRY #3532 DBA GOLDEN GALLON | 2006 REDMOND CIR | ROME | Floyd | 570031 | 1 |  | 1998-11-23 |  | 1998-11-23 |  | Removed from Ground | Gas (Historical Use) | 10000 | Bare Steel | 1981-03-25 | 1998-11-01 | Galvanized Steel | Suction (American)
MORGAN & HUNT OIL CO INC | 1401 SHORTER AVE | ROME | Floyd | 570098 | 5 | [5 empty] | Removed from Ground | Empty | 2000 | Bare Steel | 1966-03-31 | 1986-05-01 | Galvanized Steel
ITT LESTER INDUSTRIES INC | 29 WESTSIDE IND BLVD | ROME | Floyd | 570108 | 2 | [5 empty] | Removed from Ground | Diesel | 10500 | Bare Steel | 1979-05-02 | 1990-06-01 | Bare Steel
COMCAST | 707 E FIRST ST | ROME | Floyd | 570113 | 3 |  | 1991-04-24 |  | 1991-04-24 |  | Removed from Ground | Diesel | 3000 | Composite | 1991-04-01 | 2000-12-11 | Fiberglass Reinforced Plastic | Safe Suction (Euro)
MORGAN & HUNT OIL CO INC | 22 SHORTER AVE | ROME | Floyd | 570090 | 1 | [5 empty] | Removed from Ground | Gas (Historical Use) | 1000 | Bare Steel | 1961-04-01 | 1987-03-01 | Galvanized Steel
MORGAN & HUNT OIL CO INC | 1903 N BROAD ST | ROME | Floyd | 570101 | 1 | Flapper Valve | 1998-08-28 | FALSE | 1998-08-28 | FALSE | Currently in Use | Regular | 20000 | Steel-Impressed Current | 1979-03-28 |  | Fiberglass Reinforced Plastic | Pressurized
Martha1501 LLC dba Berry Shop-n-Go | 1501 MARTHA BERRY HWY | ROME | Floyd | 9057068 | 2 | [5 empty] | Removed from Ground | Gas (Historical Use) | 3000 | Bare Steel | 1995-01-19 | 1995-01-19 | Bare Steel | Pressurized
FORMER GULF STATION | 1909 MAPLE STREET | ROME | Floyd | 9057120 | 6 |  |  | TRUE |  | TRUE | Permanently Out Of Use | Used Oil | 500 | Marked Unknown | 1955-01-01 | 1997-11-17 | Unknown
CUMMUNITY QUICK ONE STOP | RT 6 KINGSTON RD | ROME | Floyd | 9057123 | 1 | [5 empty] | Removed from Ground | Gas (Historical Use) | 3000 | Not Marked/Unknown | 1998-05-01 | 1998-05-01 | Not Marked
MINGE CONSTRUCTION COMPANY | EAST 12 STREET | ROME | Floyd | 9057124 | 2 | [5 empty] | Removed from Ground | Diesel | 2000 | Bare Steel | 1998-06-16 | 1998-07-06 | Galvanized Steel | Suction (American)
G & L AUTO SALES | 2435 SHORTER AVE | ROME | Floyd | 9057097 | 3 |  |  | FALSE |  | FALSE | Removed from Ground | Not Marked/Tank Removed | 0 | Unknown | 2002-04-24 | 2002-04-24 | Unknown
ROME PROPERTIES GROUP LLC | 3264 FOSTERS MILL RD | ROME | Floyd | 9057130 | 2 | Flapper Valve | 1997-07-02 | FALSE | 1997-07-02 | FALSE | Currently in Use | Premium | 8000 | Galvanic (STIP-3) | 1997-07-01 |  |  | Pressurized
ROME PROPERTIES GROUP LLC | 3264 FOSTERS MILL RD | ROME | Floyd | 9057130 | 2 | Flapper Valve | 1997-07-02 | FALSE | 1997-07-02 | FALSE | Currently in Use | Premium | 8000 | Galvanic (STIP-3) | 1997-07-01 |  |  | Pressurized
ROME PROPERTIES GROUP LLC | 3264 FOSTERS MILL RD | ROME | Floyd | 9057130 | 2 | Flapper Valve | 1997-07-02 | FALSE | 1997-07-02 | FALSE | Currently in Use | Premium | 8000 | Galvanic (STIP-3) | 1997-07-01 |  |  | Pressurized
ROME PROPERTIES GROUP LLC | 3264 FOSTERS MILL RD | ROME | Floyd | 9057130 | 2 | Flapper Valve | 1997-07-02 | FALSE | 1997-07-02 | FALSE | Currently in Use | Premium | 8000 | Galvanic (STIP-3) | 1997-07-01 |  |  | Pressurized
SOUTHLAND BEVERAGE CO | ELIZABETH ST | ROME | Floyd | 7000090 | 2 | [5 empty] | Removed from Ground | Gas (Historical Use) | 1000 | Bare Steel | 1983-02-04 | 1987-01-01 | Galvanized Steel
TRIANGLE GROC | 3314 BLACK BLUFF RD | ROME | Floyd | 7000087 | 3 | [5 empty] | Removed from Ground | Gas (Historical Use) | 2000 | Bare Steel | 1984-02-04 | 2013-02-08 | Galvanized Steel
MARTHA BERRY TEXACO | 1701 MARTHA BERRY BLVD | ROME | Floyd | 7000094 | 6 | [5 empty] | Permanently Out of Use - historical purposes | Gas (Historical Use) | 3000 | Bare Steel | 1980-02-05 | 1899-12-31 | Galvanized Steel
COOSA TEXACO | RTE #5 ALA RD | ROME | Floyd | 7000095 | 3 | [5 empty] | Removed from Ground | Gas (Historical Use) | 1000 | Bare Steel | 1961-01-07 | 1996-11-01 | Galvanized Steel | Suction (American)
REESE EXXON | 1915 SHORTER AVE | ROME | Floyd | 7000027 | 3 | [5 empty] | Removed from Ground | Gas (Historical Use) | 5000 | Bare Steel | 1966-03-15 | 1992-12-08 | Bare Steel | Pressurized
KROGER GA-667 | 1476 TURNER MCCALL BLVD | ROME | Floyd | 10000495 | 1A | Ball Float | 2003-09-05 | FALSE | 2003-09-05 | FALSE | Currently in Use | Regular | 20000 | Fiberglass Double Walled | 2003-09-02 |  | Double-Walled Flex | Pressurized
MURPHY USA #7735 | 741 CARTERSVILLE HWY | ROME | Floyd | 10000599 | 4A | Flapper Valve | 2019-06-14 | FALSE | 2019-06-14 | FALSE | Currently in Use | Premium | 8000 | Fiberglass Double Walled | 2019-06-05 |  | Double-Walled Fiberglass | Pressurized
MATHIS GROCERY | 1730 CHULIO RD | ROME | Floyd | 9057080 | 1 |  | 1999-02-11 |  | 1999-02-11 |  | Removed from Ground | Gas (Historical Use) | 1000 | Steel-Impressed Current | 1982-08-01 | 2012-02-03 | Cathodically Protected | Safe Suction (Euro)
BIG H FOOD STORE | 127 E 12TH ST | ROME | Floyd | 9057081 | 3 |  | 1998-06-18 | FALSE | 1998-06-18 | FALSE | Temporarily out of use | Gas (Historical Use) | 6000 | Steel-Impressed Current | 1998-06-16 |  | Cathodically Protected | Pressurized
RICKS FOOD MART 293 | 1407 KINGSTON HWY NE | ROME | Floyd | 9057062 | 1 | Ball Float | 1988-08-18 | FALSE | 1988-08-18 | FALSE | Currently in Use | Regular | 8000 | Galvanic (STIP-3) | 2001-08-23 |  | Fiberglass Reinforced Plastic | Pressurized
RICKS FOOD MART 293 | 1407 KINGSTON HWY NE | ROME | Floyd | 9057062 | 1 | Ball Float | 1988-08-18 | FALSE | 1988-08-18 | FALSE | Currently in Use | Regular | 8000 | Galvanic (STIP-3) | 2001-08-23 |  | Fiberglass Reinforced Plastic | Pressurized
RICKS FOOD MART 293 | 1407 KINGSTON HWY NE | ROME | Floyd | 9057062 | 1 | Ball Float | 1988-08-18 | FALSE | 1988-08-18 | FALSE | Currently in Use | Regular | 8000 | Galvanic (STIP-3) | 2001-08-23 |  | Fiberglass Reinforced Plastic | Pressurized
RICKS FOOD MART 293 | 1407 KINGSTON HWY NE | ROME | Floyd | 9057062 | 1 | Ball Float | 1988-08-18 | FALSE | 1988-08-18 | FALSE | Currently in Use | Regular | 8000 | Galvanic (STIP-3) | 2001-08-23 |  | Fiberglass Reinforced Plastic | Pressurized
LOWE OLDSMOBILE CADILLAC JEEP EA | 100 HIGHWAY 411 EAST | ROME | Floyd | 9057117 | 5 |  |  | TRUE |  | TRUE | Removed from Ground | Used Oil | 550 | Bare Steel |  | 1899-12-31 | Bare Steel
KINGSTON HWY LLC, | 1994 KINGSTON RD | ROME | Floyd | 9057094 | 2 | Ball Float | 1998-11-01 | FALSE | 1998-11-01 | FALSE | Currently in Use | Gas (Historical Use) | 6110 | Galvanic (STIP-3) | 1987-06-01 |  |  | Pressurized
Highway 101 Food Mart | 3007 ROCKMART RD SE | ROME | Floyd | 9057092 | 3 | Flapper Valve | 1998-06-01 | FALSE | 1988-09-01 | FALSE | Abandoned-No Known Release | Diesel | 6000 | Steel-Impressed Current | 1988-09-01 |  | Steel (Impressed Current) | Pressurized
EAST BEND | 102 HICKS DR | ROME | Floyd | 9057138 | 1 |  | 2001-07-01 | FALSE | 2001-07-01 | FALSE | Removed from Ground | Gas (Historical Use) | 10000 |  | 2001-07-01 | 2019-07-10 |  | Pressurized
TRIANGLE GROC | 3314 BLACK BLUFF RD | ROME | Floyd | 7000087 | 1 | [5 empty] | Removed from Ground | Gas (Historical Use) | 2000 | Bare Steel | 1984-02-04 | 2013-02-08 | Galvanized Steel
TRIANGLE GROC | 3314 BLACK BLUFF RD | ROME | Floyd | 7000087 | 4 | [5 empty] | Removed from Ground | Kerosene | 500 | Bare Steel | 1966-02-08 | 2013-02-08 | Galvanized Steel
REESE EXXON | 1915 SHORTER AVE | ROME | Floyd | 7000027 | 1 | [5 empty] | Removed from Ground | Gas (Historical Use) | 3000 | Bare Steel | 1966-03-15 | 1992-12-08 | Bare Steel | Pressurized
HI TECH 108 | 4400 MARTHA BERRY BLVD | ROME | Floyd | 570003 | 2 | Flapper Valve | 1996-05-01 | FALSE | 1996-05-01 | FALSE | Currently in Use | Plus | 6000 | Steel-Impressed Current | 1971-04-27 |  | Steel (Impressed Current) | Pressurized
BEKAERT CORP | 301 DARLINGTON DR | ROME | Floyd | 570008 | 1 | [5 empty] | Removed from Ground | Gas (Historical Use) | 1000 | Bare Steel | 1971-03-08 | 1990-04-01 | Galvanized Steel
MARMAC TEXACO | 4662 US 27 NORTH | ROME | Floyd | 9057074 | 4 |  | 1998-11-01 |  | 1998-11-01 |  | Removed from Ground | Gas (Historical Use) | 4000 | Cathodically Protected Steel | 1988-01-01 | 2012-05-10 | Fiberglass Reinforced Plastic | Suction (American)
BIG H FOOD STORE | 29 E MAIN ST | ROME | Floyd | 9057077 | 2 |  | 1998-03-01 |  | 1998-03-01 |  | Removed from Ground | Gas (Historical Use) | 8000 | Cathodically Protected Steel | 2001-08-23 | 2005-03-13 | Cathodically Protected | Safe Suction (Euro)
STARR MATTHEWS | 301 EAST SECOND AVE | ROME | Floyd | 9057059 | 1 | [5 empty] | Removed from Ground | Gas (Historical Use) | 500 | Bare Steel | 1994-03-09 | 1994-03-09 | Bare Steel | Safe Suction (Euro)
CALHOUN AVE QUICK STOP | 1120 CALHOUN AVENUE NE | ROME | Floyd | 9057061 | 2 | Flapper Valve | 1999-01-12 | FALSE | 1999-01-12 | FALSE | Currently in Use | Premium | 8000 | Galvanic (STIP-3) | 1988-12-01 |  | Galvanized Steel | Pressurized
RICKS FOOD MART 293 | 1407 KINGSTON HWY NE | ROME | Floyd | 9057062 | 3 | Ball Float | 1988-08-18 | FALSE | 1988-08-18 | FALSE | Currently in Use | Regular | 8000 | Galvanic (STIP-3) | 1988-08-17 |  | Fiberglass Reinforced Plastic | Pressurized
RICKS FOOD MART 293 | 1407 KINGSTON HWY NE | ROME | Floyd | 9057062 | 3 | Ball Float | 1988-08-18 | FALSE | 1988-08-18 | FALSE | Currently in Use | Regular | 8000 | Galvanic (STIP-3) | 1988-08-17 |  | Fiberglass Reinforced Plastic | Pressurized
RICKS FOOD MART 293 | 1407 KINGSTON HWY NE | ROME | Floyd | 9057062 | 3 | Ball Float | 1988-08-18 | FALSE | 1988-08-18 | FALSE | Currently in Use | Regular | 8000 | Galvanic (STIP-3) | 1988-08-17 |  | Fiberglass Reinforced Plastic | Pressurized
RYDER TRANSPORTATION SERVICES #0 | 101 JOHN DAVENPORT DR | ROME | Floyd | 570006 | 3 | [5 empty] | Removed from Ground | Gas (Historical Use) | 5000 | Bare Steel | 1965-03-22 | 1993-09-16 | Galvanized Steel
DMS CONSTRUCTION CO | 100 ROGERS DR | ROME | Floyd | 570007 | 3 | [5 empty] | Removed from Ground | Gas (Historical Use) | 2000 | Bare Steel | 1978-03-12 | 1998-03-01 | Galvanized Steel | Safe Suction (Euro)
FLOYD COUNTY BOARD OF EDUCATION | 600 RIVERSIDE PKWY NE | ROME | Floyd | 570013 | 1 | Flapper Valve | 2015-09-16 | FALSE | 1997-07-17 | FALSE | Currently in Use | Diesel | 10000 | Steel-Impressed Current | 1983-02-04 |  |  | Safe Suction (Euro)
FLOYD COUNTY BOARD OF EDUCATION | 600 RIVERSIDE PKWY NE | ROME | Floyd | 570013 | 4 | Exempted | 1997-07-17 | TRUE | 1997-07-17 | TRUE | Currently in Use | Used Oil | 2000 | Steel-Impressed Current | 1983-02-01 |  |  | Suction (American)
PANTRY #3532 DBA GOLDEN GALLON | 2006 REDMOND CIR | ROME | Floyd | 570031 | 3 |  | 1998-11-23 |  | 1998-11-23 |  | Removed from Ground | Gas (Historical Use) | 6000 | Steel-Impressed Current | 1981-03-25 | 2004-02-19 | Cathodically Protected | Suction (American)
CIRCLE K #2723537 | 4350 MARTHA BERRY HWY | ROME | Floyd | 570033 | 1 | [5 empty] | Removed from Ground | Gas (Historical Use) | 10000 | Bare Steel | 1982-03-25 | 1994-09-12 | Galvanized Steel
CIRCLE K #2723537 | 4350 MARTHA BERRY HWY | ROME | Floyd | 570033 | 7 | Ball Float | 1994-09-16 | FALSE | 1994-09-16 | FALSE | Currently in Use | Diesel | 10000 | Composite | 1994-09-16 |  | Double-Walled Flex | Pressurized
CITGO FOOD MART | 1701 TURNER MCCALL BLVD | ROME | Floyd | 570102 | 1 | Flapper Valve | 1998-12-01 | FALSE | 1998-12-01 | FALSE | Currently in Use | Regular | 5000 | Steel-Impressed Current | 1968-03-30 |  | Fiberglass Reinforced Plastic | Pressurized
ITT LESTER INDUSTRIES INC | 29 WESTSIDE IND BLVD | ROME | Floyd | 570108 | 5 | [5 empty] | Removed from Ground | Diesel | 50000 | Bare Steel | 1979-05-02 | 1990-06-01 | Bare Steel
N BROAD BP | 1026 N BROAD ST | ROME | Floyd | 570127 | 2 | [5 empty] | Removed from Ground | Empty | 3000 | Bare Steel | 1956-05-06 | 1998-05-20 | Galvanized Steel
ROME BP | 701 TURNER MCCALL BLVD | ROME | Floyd | 570125 | 4 |  |  | TRUE |  | TRUE | Removed from Ground | Used Oil | 550 | Bare Steel | 1970-05-03 | 1995-03-01 | Galvanized Steel
BPS 10602 ROME MAINT HQ | SUNSET LANE OFF US HWY 411 WEST | ROME | Floyd | 570084 | 602G2 | [5 empty] | Removed from Ground | Gas (Historical Use) | 1000 | Cathodically Protected Steel | 1988-01-01 | 2001-06-07 | Galvanized Steel | Safe Suction (Euro)
FAVORITE MARKET #203 | 600 EAST SECOND AVE | ROME | Floyd | 570257 | SUL |  | 1998-10-06 |  | 1998-10-06 |  | Removed from Ground | Gas (Historical Use) | 10008 | Cathodically Protected Steel | 1984-05-08 | 2002-04-04 | Cathodically Protected
FAVORITE MARKET #203 | 600 EAST SECOND AVE | ROME | Floyd | 570257 | UNL |  | 1998-10-06 |  | 1998-10-06 |  | Removed from Ground | Gas (Historical Use) | 10008 | Cathodically Protected Steel | 1984-05-08 | 2002-04-04 | Cathodically Protected
HI TECH 108 | 4400 MARTHA BERRY BLVD | ROME | Floyd | 570003 | 4 | Flapper Valve | 1996-05-01 | FALSE | 1996-05-01 | FALSE | Currently in Use | Diesel | 4000 | Steel-Impressed Current | 1978-04-25 |  | Steel (Impressed Current) | Safe Suction (Euro)
RYDER TRANSPORTATION SERVICES #0 | 101 JOHN DAVENPORT DR | ROME | Floyd | 570006 | 1 | [5 empty] | Removed from Ground | Diesel | 10000 | Bare Steel | 1963-03-22 | 1996-10-01 | Bare Steel | Safe Suction (Euro)
DMS CONSTRUCTION CO | 100 ROGERS DR | ROME | Floyd | 570007 | 1 | [5 empty] | Removed from Ground | Diesel | 20000 | Bare Steel | 1974-03-13 | 1998-03-01 | Galvanized Steel | Pressurized
TRICO II SE PETROLEUM CORP | 911 SHORTER AVE | ROME | Floyd | 570048 | 2 | [5 empty] | Removed from Ground | Gas (Historical Use) | 10000 | Fiberglass | 1979-04-13 | 1998-12-31 | Galvanized Steel | Pressurized
ROME/LATHAM PLUMBING HEATING CO | 208 WEST 6TH ST | ROME | Floyd | 570034 | 2 | [5 empty] | Removed from Ground | Gas (Historical Use) | 1000 | Bare Steel | 1972-03-10 | 1992-08-05 | Galvanized Steel
CITGO FOOD MART | 1701 TURNER MCCALL BLVD | ROME | Floyd | 570102 | 3 | Flapper Valve | 1998-12-01 | FALSE | 1998-12-01 | FALSE | Currently in Use | Premium | 5000 | Steel-Impressed Current | 1968-03-30 |  | Fiberglass Reinforced Plastic | Pressurized
G & R TOWING | 1801 DEAN ST | ROME | Floyd | 570103 | 3 |  | 1999-03-15 |  | 1999-03-15 |  | Removed from Ground | Gas (Historical Use) | 1000 | Steel-Impressed Current | 1961-04-01 | 2016-02-12 | Cathodically Protected | Suction (American)
CONTINENTAL BAKING/FORMER HOSTES | 75 EDEN VALLEY RD | ROME | Floyd | 570114 | 1 | [5 empty] | Removed from Ground | Diesel | 15000 | Bare Steel | 1976-04-18 | 1994-01-18 | Galvanized Steel
N BROAD BP | 1026 N BROAD ST | ROME | Floyd | 570127 | 5 |  |  | TRUE |  | TRUE | Removed from Ground | Empty | 550 | Bare Steel | 1956-05-06 | 1998-05-20 | Galvanized Steel
N BROAD BP | 1026 N BROAD ST | ROME | Floyd | 570127 | 4 | [5 empty] | Removed from Ground | Empty | 3000 | Bare Steel | 1956-05-06 | 1998-05-20 | Galvanized Steel
MORGAN & HUNT OIL CO INC | 1800 MAPLE ST | ROME | Floyd | 570097 | 2 | [5 empty] | Removed from Ground | Empty | 6000 | Bare Steel | 1974-03-29 | 1986-07-01 | Galvanized Steel
PAHARI PROPERTIES LLC | 1901 N BROAD ST | ROME | Floyd | 570100 | 1 | Ball Float | 1996-08-01 | FALSE | 1996-08-01 | FALSE | Currently in Use | Regular | 6000 | Steel-Impressed Current | 1971-03-30 |  | Fiberglass Reinforced Plastic | Pressurized
PAHARI PROPERTIES LLC | 1901 N BROAD ST | ROME | Floyd | 570100 | 1 | Ball Float | 1996-08-01 | FALSE | 1996-08-01 | FALSE | Currently in Use | Regular | 6000 | Steel-Impressed Current | 1971-03-30 |  | Fiberglass Reinforced Plastic | Pressurized
RICKS FOOD MART 293 | 1407 KINGSTON HWY NE | ROME | Floyd | 9057062 | 3 | Ball Float | 1988-08-18 | FALSE | 1988-08-18 | FALSE | Currently in Use | Regular | 8000 | Galvanic (STIP-3) | 1988-08-17 |  | Fiberglass Reinforced Plastic | Pressurized
HI TECH | 2000 N BROAD STREET | ROME | Floyd | 9057115 | 3 | Ball Float | 1996-12-14 | FALSE | 1996-12-14 | FALSE | Currently in Use | Gas (Historical Use) | 10000 | Composite | 1996-12-12 |  | Double Walled | Pressurized
HI TECH | 2000 N BROAD STREET | ROME | Floyd | 9057115 | 3 | Ball Float | 1996-12-14 | FALSE | 1996-12-14 | FALSE | Currently in Use | Gas (Historical Use) | 10000 | Composite | 1996-12-12 |  | Double Walled | Pressurized
HI TECH | 2000 N BROAD STREET | ROME | Floyd | 9057115 | 3 | Ball Float | 1996-12-14 | FALSE | 1996-12-14 | FALSE | Currently in Use | Gas (Historical Use) | 10000 | Composite | 1996-12-12 |  | Double Walled | Pressurized
HI TECH | 2000 N BROAD STREET | ROME | Floyd | 9057115 | 3 | Ball Float | 1996-12-14 | FALSE | 1996-12-14 | FALSE | Currently in Use | Gas (Historical Use) | 10000 | Composite | 1996-12-12 |  | Double Walled | Pressurized
CIRCLE K #2723678 | 5880 NEW CALHOUN HWY | ROME | Floyd | 9057098 | 2 | Flapper Valve | 1995-11-01 | FALSE | 1995-11-01 | FALSE | Currently in Use | Premium | 10000 | Composite | 1995-10-13 |  | Double-Walled Flex | Pressurized
RICHARD B RUSSELL AIRPORT | 304 RUSSELL FIELD RD/HWY 27 | ROME | Floyd | 9000202 | 1 | [5 empty] | Removed from Ground | Kerosene | 8000 | Bare Steel | 1978-03-12 | 1899-12-31 | Unknown
DARLINGTON SCHOOL | CAVE SPRING RD | ROME | Floyd | 4080046 | 2 | [5 empty] | Removed from Ground | Gas (Historical Use) | 2000 | Bare Steel | 1975-03-08 | 1988-07-01 | Galvanized Steel
ALABAMA RD TEXACO | 3850 ALA HWY | ROME | Floyd | 7000093 | 2 | [5 empty] | Removed from Ground | Gas (Historical Use) | 6000 | Bare Steel | 1958-02-10 | 1988-02-01 | Galvanized Steel
CIRCLE K #2723659 | 1425 TURNER MCCALL BLVD | ROME | Floyd | 7000096 | 7 |  |  | TRUE |  | TRUE | Removed from Ground | Used Oil | 500 | Bare Steel | 1965-01-01 | 1999-05-03 | Galvanized Steel
CIRCLE K #2723659 | 1425 TURNER MCCALL BLVD | ROME | Floyd | 7000096 | 4 | [5 empty] | Removed from Ground | Gas (Historical Use) | 4000 | Cathodically Protected Steel | 1965-02-08 | 1999-04-01 | Cathodically Protected
PLANTS 2-5-6/INTEGRATED PRODUCTS | 22 KIRTON ST | ROME | Floyd | 9000129 | 2-TRUCK | [5 empty] | Removed from Ground | Diesel | 10000 | Bare Steel | 1972-04-14 | 1989-03-20 | Galvanized Steel
BIG H FOOD STORE | 127 E 12TH ST | ROME | Floyd | 9057081 | 2 |  | 1998-06-18 | FALSE | 1998-06-18 | FALSE | Temporarily out of use | Gas (Historical Use) | 6000 | Steel-Impressed Current | 1998-06-16 |  | Cathodically Protected | Pressurized
AT &T | 1975 CALHOUN RD | ROME | Floyd | 9057084 | 1AST | [5 empty] | Currently in Use | Diesel | 650 | Bare Steel | 1987-01-01 |  | Copper | Suction (American)
LOWE OLDSMOBILE CADILLAC JEEP EA | 100 HIGHWAY 411 EAST | ROME | Floyd | 9057117 | 3 | [5 empty] | Removed from Ground | Other | 550 | Bare Steel |  | 1899-12-31 | Bare Steel | Pressurized
FORMER GULF STATION | 1909 MAPLE STREET | ROME | Floyd | 9057120 | 3 | [5 empty] | Permanently Out Of Use | Gas (Historical Use) | 1000 | Marked Unknown | 1955-01-01 | 1997-11-17 | Unknown
CIRCLE K #2723678 | 5880 NEW CALHOUN HWY | ROME | Floyd | 9057098 | 1 | Ball Float | 1995-11-01 | FALSE | 1995-11-01 | FALSE | Currently in Use | Regular | 20000 | Composite | 1995-10-13 |  | Double-Walled Flex | Pressurized
CIRCLE K 2723720 | 2995 CEDARTOWN HWY SE | ROME | Floyd | 9057126 | 2 | Ball Float | 1998-03-01 | FALSE | 1998-03-01 | FALSE | Currently in Use | Premium | 8000 | Fiberglass | 1998-03-01 |  | Fiberglass Reinforced Plastic | Pressurized
SOUTHLAND BEVERAGE CO | ELIZABETH ST | ROME | Floyd | 7000090 | 1 | [5 empty] | Removed from Ground | Diesel | 5000 | Bare Steel | 1981-02-04 | 1987-01-01 | Galvanized Steel
HI TECH | 7130 NEW CALHOUN RD (CURRENT ADD | ROME | Floyd | 570258 | 2 |  | 1992-01-07 | FALSE | 1992-01-07 | FALSE | Currently in Use | Premium | 10152 | Composite | 1992-01-07 |  | Fiberglass Reinforced Plastic | Pressurized
SOUTHEAST TERMINAL | 2671 CALHOUN RD | ROME | Floyd | 570027 | 2 | [5 empty] | Removed from Ground | Other | 2000 | Bare Steel | 1981-03-04 | 1988-11-01 | Galvanized Steel
HI TECH 108 | 4400 MARTHA BERRY BLVD | ROME | Floyd | 570003 | 1 | Flapper Valve | 1996-05-01 | FALSE | 1996-05-01 | FALSE | Currently in Use | Regular | 6000 | Steel-Impressed Current | 1971-04-27 |  | Steel (Impressed Current) | Pressurized
CHARLES H POWELL INC DBA POWELL | 2108 CAVESPRING RD SW | ROME | Floyd | 570009 | 2 | [5 empty] | Removed from Ground | Gas (Historical Use) | 4020 | Bare Steel | 1961-03-09 | 1993-10-27 | Galvanized Steel
RYDER TRANSPORTATION SERVICES #0 | 101 JOHN DAVENPORT DR | ROME | Floyd | 570006 | 5 |  |  | TRUE |  | TRUE | Removed from Ground | Used Oil | 2000 | Bare Steel | 1963-03-22 | 1994-10-25 | Bare Steel | Pressurized
RYDER TRANSPORTATION SERVICES #0 | 101 JOHN DAVENPORT DR | ROME | Floyd | 570006 | 4 | [5 empty] | Removed from Ground | Other | 6110 | Bare Steel | 1979-01-01 | 1994-10-25 | Bare Steel | Safe Suction (Euro)
RYDER TRANSPORTATION SERVICES #0 | 101 JOHN DAVENPORT DR | ROME | Floyd | 570006 | 6AST | [5 empty] | Removed from Ground | Other | 10000 | Bare Steel | 1977-01-01 | 1899-12-31 | Bare Steel | Pressurized
SHELL | 145 HWY 411 E | ROME | Floyd | 9057110 | 4 | Ball Float | 1996-07-01 | FALSE | 1996-07-01 | FALSE | Currently in Use | Kerosene | 4000 | Composite | 1996-07-10 |  | Double-Walled Flex | Pressurized
KINGSTON HWY LLC, | 1994 KINGSTON RD | ROME | Floyd | 9057094 | 1 | Ball Float | 1998-11-01 | FALSE | 1998-11-01 | FALSE | Currently in Use | Gas (Historical Use) | 6110 | Galvanic (STIP-3) | 1987-06-01 |  |  | Pressurized
CIRCLE K #2723678 | 5880 NEW CALHOUN HWY | ROME | Floyd | 9057098 | 4 | Ball Float | 1995-11-01 |  | 1995-11-01 |  | Currently in Use | Kerosene | 4000 | Composite | 1995-10-13 |  | Double-Walled Flex | Pressurized
EAST BEND | 102 HICKS DR | ROME | Floyd | 9057138 | 2 |  | 2001-07-01 | FALSE | 2001-07-01 | FALSE | Removed from Ground | Gas (Historical Use) | 20000 |  | 2001-07-01 | 2019-07-09 |  | Pressurized
RICHARD B RUSSELL AIRPORT | 304 RUSSELL FIELD RD/HWY 27 | ROME | Floyd | 9000202 | 3 | [5 empty] | Removed from Ground | Gas (Historical Use) | 10000 | Bare Steel | 1981-03-11 | 1998-10-30 | Unknown
GLENWOOD SHOPPING CENTER | 3365 MARTHA BERRY HWY | ROME | Floyd | 7057001 | 1 | [5 empty] | Removed from Ground | Gas (Historical Use) | 10000 | Bare Steel | 1993-03-25 | 1993-03-25 | Fiberglass Reinforced Plastic
ALABAMA RD TEXACO | 3850 ALA HWY | ROME | Floyd | 7000093 | 5 |  |  | TRUE |  | TRUE | Removed from Ground | Used Oil | 500 | Bare Steel | 1958-02-10 | 1988-02-01 | Galvanized Steel
COOSA TEXACO | RTE #5 ALA RD | ROME | Floyd | 7000095 | 6 | [5 empty] | Removed from Ground | Kerosene | 280 | Bare Steel | 1961-01-07 | 1996-11-01 | Galvanized Steel | Suction (American)
GENERAL ELECTRIC CO | 1935 REDMOND CIR | ROME | Floyd | 570041 | 1 | [5 empty] | Removed from Ground | Other | 10000 | Bare Steel | 1966-03-29 | 1989-12-01 | Bare Steel
JET | 1905 MAPLE ST | ROME | Floyd | 570046 | 3 | [5 empty] | Removed from Ground | Gas (Historical Use) | 10000 | Fiberglass | 1984-04-17 | 1988-04-01 | Galvanized Steel
ITT LESTER INDUSTRIES INC | 29 WESTSIDE IND BLVD | ROME | Floyd | 570108 | 1 | [5 empty] | Removed from Ground | Diesel | 10500 | Bare Steel | 1979-05-02 | 1990-06-01 | Bare Steel
ITT LESTER INDUSTRIES INC | 29 WESTSIDE IND BLVD | ROME | Floyd | 570108 | 4 | [5 empty] | Removed from Ground | Diesel | 50000 | Bare Steel | 1979-05-02 | 1990-06-01 | Bare Steel
ITT LESTER INDUSTRIES INC | 29 WESTSIDE IND BLVD | ROME | Floyd | 570108 | 7 | [5 empty] | Removed from Ground | Diesel | 50000 | Bare Steel | 1979-05-02 | 1990-06-01 | Bare Steel
LOYDS SERVICE CENTER | 1501 TURNER MCCALL BLVD | ROME | Floyd | 570128 | 2B | [11 empty] | Double-Walled Fiberglass | Pressurized
ROME BP | 701 TURNER MCCALL BLVD | ROME | Floyd | 570125 | 2 | [5 empty] | Removed from Ground | Gas (Historical Use) | 6000 | Bare Steel | 1983-04-30 | 1995-03-01 | Galvanized Steel
MORGAN & HUNT OIL CO INC | 1903 N BROAD ST | ROME | Floyd | 570101 | 2 | Flapper Valve | 1998-08-28 | FALSE | 1998-08-28 | FALSE | Currently in Use | Regular | 20000 | Steel-Impressed Current | 1979-03-28 |  | Fiberglass Reinforced Plastic | Pressurized
BIG H FOOD STORE | 29 E MAIN ST | ROME | Floyd | 9057077 | 3 |  | 1998-03-01 |  | 1998-03-01 |  | Removed from Ground | Gas (Historical Use) | 10000 | Cathodically Protected Steel | 1998-03-01 | 2005-03-13 | Fiberglass Reinforced Plastic | Safe Suction (Euro)
BIG H FOOD STORE | 127 E 12TH ST | ROME | Floyd | 9057081 | 1 |  | 1998-06-18 | FALSE | 1998-06-18 | FALSE | Currently in Use | Regular | 6000 | Steel-Impressed Current | 1998-06-16 |  |  | Pressurized
STARR MATTHEWS | 301 EAST SECOND AVE | ROME | Floyd | 9057059 | 2 | [5 empty] | Removed from Ground | Gas (Historical Use) | 500 | Bare Steel | 1994-03-09 | 1994-03-09 | Bare Steel | Safe Suction (Euro)
CALHOUN AVE QUICK STOP | 1120 CALHOUN AVENUE NE | ROME | Floyd | 9057061 | 1 | Flapper Valve | 1999-01-12 | FALSE | 1999-01-12 | FALSE | Currently in Use | Regular | 8000 | Galvanic (STIP-3) | 1988-12-01 |  | Galvanized Steel | Pressurized
FAVORITE MARKET #76 | 204 NORTH ELM ST | ROME | Floyd | 7000130 | R | [5 empty] | Removed from Ground | Gas (Historical Use) | 8084 | Bare Steel | 1980-04-17 | 1997-02-15 | Galvanized Steel
BINKLEYS AUTO REPAIR | 1219 CALHOUN AVE | ROME | Floyd | 7000004 | 4 |  | 1998-12-16 | FALSE | 1998-12-16 | FALSE | Removed from Ground | Diesel | 3000 |  | 1971-03-14 |  | Cathodically Protected | Safe Suction (Euro)
BINKLEYS AUTO REPAIR | 1219 CALHOUN AVE | ROME | Floyd | 7000004 | 5 |  |  | FALSE |  | FALSE | Temporarily out of use | Kerosene | 2000 | STIP-3/Impressed Current | 1971-03-14 | 1987-01-01 | Steel (Impressed Current) | Suction (American)
SOUTH BROAD MINI MART | 410 S BROAD ST | ROME | Floyd | 10000541 | 2 | Ball Float | 2003-10-26 | FALSE | 2003-10-26 | FALSE | Currently in Use | Premium | 8000 | Composite | 2003-10-26 |  | Fiberglass Reinforced Plastic | Pressurized
MURPHY USA #7735 | 741 CARTERSVILLE HWY | ROME | Floyd | 10000599 | 1 |  | 2004-02-20 | FALSE | 2004-02-20 | FALSE | Removed from Ground | Regular | 20000 | Fiberglass Double Walled | 2004-01-20 |  |  | Pressurized
UNKNOWN | 618 SHORTER AVENUE | ROME | Floyd | 10002355 | 4 |  |  | FALSE |  | FALSE | Removed from Ground | Not Marked/Tank Removed | 750 | Unknown | 2014-08-05 | 2014-08-05
RICKS FOOD MART 293 | 1407 KINGSTON HWY NE | ROME | Floyd | 9057062 | 2 | Ball Float | 1988-08-18 | FALSE | 1988-08-18 | FALSE | Currently in Use | Premium | 8000 | Galvanic (STIP-3) | 1988-08-17 |  | Fiberglass Reinforced Plastic | Pressurized
RICKS FOOD MART 293 | 1407 KINGSTON HWY NE | ROME | Floyd | 9057062 | 2 | Ball Float | 1988-08-18 | FALSE | 1988-08-18 | FALSE | Currently in Use | Premium | 8000 | Galvanic (STIP-3) | 1988-08-17 |  | Fiberglass Reinforced Plastic | Pressurized
RICKS FOOD MART 293 | 1407 KINGSTON HWY NE | ROME | Floyd | 9057062 | 2 | Ball Float | 1988-08-18 | FALSE | 1988-08-18 | FALSE | Currently in Use | Premium | 8000 | Galvanic (STIP-3) | 1988-08-17 |  | Fiberglass Reinforced Plastic | Pressurized
RICKS FOOD MART 293 | 1407 KINGSTON HWY NE | ROME | Floyd | 9057062 | 2 | Ball Float | 1988-08-18 | FALSE | 1988-08-18 | FALSE | Currently in Use | Premium | 8000 | Galvanic (STIP-3) | 1988-08-17 |  | Fiberglass Reinforced Plastic | Pressurized
Rhino Waste & Recycling Inc | 200 OLD LINDALE ROAD | ROME | Floyd | 9057116 | 1 | Ball Float | 1990-06-25 | FALSE | 1990-06-25 | FALSE | Currently in Use | Diesel | 20000 | Galvanic (STIP-3) | 1990-06-25 |  | Fiberglass Reinforced Plastic | Pressurized
The Rock Convenience Store | 3403 Kingston Hwy NE | Rome | Floyd | 9057136 | 3A | Flapper Valve | 2001-05-25 | FALSE | 2001-05-25 | TRUE | Currently in Use | Diesel | 3000 | Composite | 2001-05-25 |  | Fiberglass Reinforced Plastic | Pressurized
RICHARD B RUSSELL AIRPORT | 304 RUSSELL FIELD RD/HWY 27 | ROME | Floyd | 9000202 | 2 | [5 empty] | Removed from Ground | Kerosene | 8000 | Bare Steel | 1978-03-12 | 1899-12-31 | Unknown
TENNECO #05009 | 1600 MAPLE ST | ROME | Floyd | 9000241 | 1 | [5 empty] | Removed from Ground | Other | 0 | Not Marked/Unknown |  | 1899-12-31 | Not Marked
GLENWOOD SHOPPING CENTER | 3365 MARTHA BERRY HWY | ROME | Floyd | 7057001 | 2 | [5 empty] | Removed from Ground | Gas (Historical Use) | 10000 | Bare Steel | 1993-03-25 | 1993-03-25 | Fiberglass Reinforced Plastic
ALABAMA RD TEXACO | 3850 ALA HWY | ROME | Floyd | 7000093 | 3 | [5 empty] | Removed from Ground | Gas (Historical Use) | 2000 | Bare Steel | 1976-02-06 | 1988-02-01 | Galvanized Steel
CIRCLE K #2723659 | 1425 TURNER MCCALL BLVD | ROME | Floyd | 7000096 | 6 | [5 empty] | Removed from Ground | Diesel | 4000 | Bare Steel | 1965-01-01 | 1999-05-03 | Galvanized Steel
CIRCLE K #2723659 | 1425 TURNER MCCALL BLVD | ROME | Floyd | 7000096 | 10 | Ball Float | 2000-04-02 | FALSE | 2000-04-20 | FALSE | Currently in Use | Diesel | 6000 | Composite | 2000-04-01 |  | Double-Walled Fiberglass | Pressurized
ALABAMA RD TEXACO | 3850 ALA HWY | ROME | Floyd | 7000093 | 1 | [5 empty] | Removed from Ground | Gas (Historical Use) | 6000 | Bare Steel | 1958-02-10 | 1988-02-01 | Galvanized Steel
ALABAMA RD TEXACO | 3850 ALA HWY | ROME | Floyd | 7000093 | 4 | [5 empty] | Removed from Ground | Kerosene | 500 | Bare Steel | 1958-02-10 | 1988-02-01 | Galvanized Steel
COOSA TEXACO | RTE #5 ALA RD | ROME | Floyd | 7000095 | 2 | [5 empty] | Removed from Ground | Gas (Historical Use) | 1000 | Bare Steel | 1961-01-07 | 1996-11-01 | Galvanized Steel
REESE EXXON | 2773 MARTHA BERRY BLVD | ROME | Floyd | 7000028 | 5 |  |  | FALSE |  | FALSE | Removed from Ground | Not Marked/Tank Removed | 1000 | Unknown | 2005-07-19 | 2005-07-19
BINKLEYS AUTO REPAIR | 1219 CALHOUN AVE | ROME | Floyd | 7000004 | 1 | Flapper Valve | 1998-11-25 | FALSE | 1998-11-25 | FALSE | Temporarily out of use | Empty | 3000 | STIP-3/Impressed Current | 1971-03-14 |  | Steel (Impressed Current) | Safe Suction (Euro)
FORMER PHILLIPS 66 STATION | 1709 MARTHA BERRY HIGHWAY | ROME | Floyd | 10001175 | B |  |  | FALSE |  | FALSE | Removed from Ground | Gas (Historical Use) | 0 | Bare Steel | 1960-01-01 | 1984-01-01
REESE EXXON | 2773 MARTHA BERRY BLVD | ROME | Floyd | 7000028 | 3 |  | 1989-06-01 |  | 1989-06-01 |  | Removed from Ground | Gas (Historical Use) | 6000 | Steel-Impressed Current | 1966-03-15 | 2005-07-19 | Cathodically Protected | Pressurized
FORMER WATKINS AUTO | 32 EAST MAIN STREET | ROME | Floyd | 10002217 | 2 |  |  | FALSE |  | FALSE | Removed from Ground | Gas (Historical Use) | 1000 | Bare Steel | 1950-01-01 | 2013-04-17 | Bare Steel
UNKNOWN | 618 SHORTER AVENUE | ROME | Floyd | 10002355 | 2 |  |  | FALSE |  | FALSE | Removed from Ground | Not Marked/Tank Removed | 1000 | Unknown | 2014-08-05 | 2014-08-05
MATHIS GROCERY | 1730 CHULIO RD | ROME | Floyd | 9057080 | 2 |  | 1999-02-11 |  | 1999-02-11 |  | Removed from Ground | Gas (Historical Use) | 1000 | Steel-Impressed Current | 1982-08-01 | 2012-02-03 | Cathodically Protected | Safe Suction (Euro)
TOM BURNS PONTIAC/HERITAGE PONTI | 1709 /1711 MARTHA BERRY BLVD | ROME | Floyd | 9057060 | 1 |  |  | TRUE |  | TRUE | Closed in Ground | Used Oil | 550 | Not Marked/Unknown | 1995-06-01 | 1995-06-01 | Unknown
Martha1501 LLC dba Berry Shop-n-Go | 1501 MARTHA BERRY HWY | ROME | Floyd | 9057068 | 6 | Flapper Valve | 1995-03-01 | FALSE | 1995-03-01 | FALSE | Currently in Use | Premium | 10000 | Composite | 1995-03-01 |  | Fiberglass Reinforced Plastic | Pressurized
STARR MATTHEWS | 301 EAST SECOND AVE | ROME | Floyd | 9057059 | 4 | [5 empty] | Removed from Ground | Gas (Historical Use) | 1000 | Bare Steel | 1994-03-09 | 1994-03-09 | Bare Steel | Safe Suction (Euro)
STARR MATTHEWS | 301 EAST SECOND AVE | ROME | Floyd | 9057059 | 5 | [5 empty] | Removed from Ground | Gas (Historical Use) | 1000 | Bare Steel | 1994-03-09 | 1994-03-09 | Bare Steel | Safe Suction (Euro)
Martha1501 LLC dba Berry Shop-n-Go | 1501 MARTHA BERRY HWY | ROME | Floyd | 9057068 | 1 | [5 empty] | Removed from Ground | Gas (Historical Use) | 3000 | Bare Steel | 1995-01-19 | 1995-01-19 | Bare Steel | Pressurized
SHELL | 145 HWY 411 E | ROME | Floyd | 9057110 | 1 | Ball Float | 1996-07-01 | FALSE | 1996-07-01 | FALSE | Currently in Use | Regular | 20000 | Composite | 1996-07-10 |  | Double-Walled Flex | Pressurized
BINKLEYS AUTO REPAIR | 1219 CALHOUN AVE | ROME | Floyd | 7000004 | 2 | Flapper Valve | 1998-11-25 | FALSE | 1998-11-25 | FALSE | Temporarily out of use | Gas (Historical Use) | 3000 | STIP-3/Impressed Current | 1971-03-14 |  | Steel (Impressed Current) | Safe Suction (Euro)
Rome Cotton Seed Oil Mill - Spears Bedding CO. | 3 East 12th Street | ROME | Floyd | 10000110 | 1 |  |  | FALSE |  | FALSE | Removed from Ground | Diesel | 10000 | Unknown | 1984-01-01 | 2002-06-07
FORMER WATKINS AUTO | 32 EAST MAIN STREET | ROME | Floyd | 10002217 | 4 |  |  | FALSE |  | FALSE | Removed from Ground | Gas (Historical Use) | 1000 | Bare Steel | 1950-01-01 | 2013-04-17 | Bare Steel
FORMER WATKINS AUTO | 32 EAST MAIN STREET | ROME | Floyd | 10002217 | 1 |  |  | FALSE |  | FALSE | Removed from Ground | Gas (Historical Use) | 1000 | Bare Steel | 1950-01-01 | 2013-04-17 | Bare Steel
EMORY BARNS | 2277 MARTHA BERRY HIGHWAY | ROME | Floyd | 10001564 | 3 |  |  | FALSE |  | FALSE | Temporarily out of use | Diesel | 500 | Unknown | 2008-10-09
NORTHEAST GEORGIA REGIONAL HOSPITAL | 1305 REDMOND CIR | ROME | Floyd | 10001273 | T1 |  |  | FALSE |  | FALSE | Removed from Ground | Diesel | 5000 | Bare Steel | 1943-01-01 | 1996-03-27 | Unknown
HANDY STORES (MARATHON) | 17 SMITH RD | ROME | Floyd | 10001901 | 1A | Ball Float | 2007-03-01 | FALSE | 2012-11-22 | FALSE | Currently in Use | Regular | 8000 | Composite | 2007-02-01 |  | Double-Walled Fiberglass | Pressurized
HANDY STORES (MARATHON) | 17 SMITH RD | ROME | Floyd | 10001901 | 1A | Ball Float | 2007-03-01 | FALSE | 2012-11-22 | FALSE | Currently in Use | Regular | 8000 | Composite | 2007-02-01 |  | Double-Walled Fiberglass | Pressurized
LOWE OLDSMOBILE CADILLAC JEEP EA | 100 HIGHWAY 411 EAST | ROME | Floyd | 9057117 | 4 | [5 empty] | Removed from Ground | Other | 550 | Bare Steel |  | 1899-12-31 | Bare Steel | Pressurized
FORMER GULF STATION | 1909 MAPLE STREET | ROME | Floyd | 9057120 | 5 | [5 empty] | Permanently Out Of Use | Kerosene | 500 | Marked Unknown | 1955-01-01 | 1997-11-17 | Unknown
FORMER GULF STATION | 1909 MAPLE STREET | ROME | Floyd | 9057120 | 4 | [5 empty] | Permanently Out Of Use | Gas (Historical Use) | 1000 | Marked Unknown | 1955-01-01 | 1997-11-17 | Unknown
MINGE CONSTRUCTION COMPANY | EAST 12 STREET | ROME | Floyd | 9057124 | 1 | [5 empty] | Removed from Ground | Gas (Historical Use) | 2000 | Bare Steel | 1998-06-16 | 1998-07-06 | Galvanized Steel | Suction (American)
ROME PROPERTIES GROUP LLC | 3264 FOSTERS MILL RD | ROME | Floyd | 9057130 | 3 | Flapper Valve | 1997-07-02 | FALSE | 1997-07-02 | FALSE | Currently in Use | Diesel | 8000 | Galvanic (STIP-3) | 1997-07-01 |  |  | Pressurized
ROME PROPERTIES GROUP LLC | 3264 FOSTERS MILL RD | ROME | Floyd | 9057130 | 3 | Flapper Valve | 1997-07-02 | FALSE | 1997-07-02 | FALSE | Currently in Use | Diesel | 8000 | Galvanic (STIP-3) | 1997-07-01 |  |  | Pressurized
BIG H FOOD STORE | 29 E MAIN ST | ROME | Floyd | 9057077 | 1 |  | 1998-03-01 |  | 1998-03-01 |  | Removed from Ground | Gas (Historical Use) | 8000 | Cathodically Protected Steel | 1998-03-01 | 2005-03-13 | Cathodically Protected | Safe Suction (Euro)
CALHOUN AVE QUICK STOP | 1120 CALHOUN AVENUE NE | ROME | Floyd | 9057061 | 3 | Flapper Valve | 1999-01-12 | FALSE | 1999-01-12 | FALSE | Temporarily out of use | Gas (Historical Use) | 8000 | Galvanic (STIP-3) | 1988-12-01 |  | Galvanized Steel | Pressurized
Martha1501 LLC dba Berry Shop-n-Go | 1501 MARTHA BERRY HWY | ROME | Floyd | 9057068 | 7 | Ball Float | 1995-03-01 | FALSE | 1995-03-01 | FALSE | Currently in Use | Diesel | 4000 | Composite | 1995-03-01 |  | Fiberglass Reinforced Plastic | Pressurized
Martha1501 LLC dba Berry Shop-n-Go | 1501 MARTHA BERRY HWY | ROME | Floyd | 9057068 | 5 | Flapper Valve | 1995-03-01 | FALSE | 1995-03-01 | FALSE | Currently in Use | Regular | 15000 | Composite | 1995-03-01 |  | Fiberglass Reinforced Plastic | Pressurized
Martha1501 LLC dba Berry Shop-n-Go | 1501 MARTHA BERRY HWY | ROME | Floyd | 9057068 | 4 | [5 empty] | Removed from Ground | Gas (Historical Use) | 3000 | Bare Steel | 1995-01-19 | 1995-01-19 | Bare Steel | Pressurized
G & L AUTO SALES | 2435 SHORTER AVE | ROME | Floyd | 9057097 | 1 | [5 empty] | Closed in Ground | Gas (Historical Use) | 0 | Not Marked/Unknown |  | 1899-12-31 | Not Marked
ROME PEPSI COLA | 4900 NEW CALHOUN HWY | ROME | Floyd | 9057090 | 2 | [5 empty] | Removed from Ground | Diesel | 10000 | Fiberglass | 1987-01-01 | 1997-05-12 | Galvanized Steel | Suction (American)
ATLANTA GAS LIGHT CO | 100 WEST FIRST STREET | ROME | Floyd | 9057134 | 1 | [5 empty] | Removed from Ground | Diesel | 1000 | Not Marked/Unknown | 1999-07-21 | 1999-07-21 | Not Marked
FAVORITE MARKET #76 | 204 NORTH ELM ST | ROME | Floyd | 7000130 | 3 | [5 empty] | Removed from Ground | Empty | 8084 | Bare Steel | 1980-04-17 | 1989-10-01 | Galvanized Steel
MATHIS GROCERY | 1730 CHULIO RD | ROME | Floyd | 9057080 | 3 |  | 1999-02-11 |  | 1999-02-11 |  | Removed from Ground | Gas (Historical Use) | 1000 | Steel-Impressed Current | 1982-08-01 | 2012-02-03 | Cathodically Protected | Safe Suction (Euro)
Martha1501 LLC dba Berry Shop-n-Go | 1501 MARTHA BERRY HWY | ROME | Floyd | 9057068 | 3 | [5 empty] | Removed from Ground | Gas (Historical Use) | 3000 | Bare Steel | 1995-01-19 | 1995-01-19 | Bare Steel | Pressurized
SHELL | 145 HWY 411 E | ROME | Floyd | 9057110 | 3 | Ball Float | 1996-07-01 | FALSE | 1996-07-01 | FALSE | Currently in Use | Diesel | 12000 | Composite | 1996-07-10 |  | Double-Walled Flex | Pressurized
HI TECH | 2000 N BROAD STREET | ROME | Floyd | 9057115 | 2 | Ball Float | 1996-12-14 | FALSE | 1996-12-14 | FALSE | Currently in Use | Gas (Historical Use) | 10000 | Composite | 1996-12-12 |  | Double Walled | Pressurized
HI TECH | 2000 N BROAD STREET | ROME | Floyd | 9057115 | 2 | Ball Float | 1996-12-14 | FALSE | 1996-12-14 | FALSE | Currently in Use | Gas (Historical Use) | 10000 | Composite | 1996-12-12 |  | Double Walled | Pressurized
HI TECH | 2000 N BROAD STREET | ROME | Floyd | 9057115 | 2 | Ball Float | 1996-12-14 | FALSE | 1996-12-14 | FALSE | Currently in Use | Gas (Historical Use) | 10000 | Composite | 1996-12-12 |  | Double Walled | Pressurized
HI TECH | 2000 N BROAD STREET | ROME | Floyd | 9057115 | 2 | Ball Float | 1996-12-14 | FALSE | 1996-12-14 | FALSE | Currently in Use | Gas (Historical Use) | 10000 | Composite | 1996-12-12 |  | Double Walled | Pressurized
G & L AUTO SALES | 2435 SHORTER AVE | ROME | Floyd | 9057097 | 2 |  |  | FALSE |  | FALSE | Removed from Ground | Not Marked/Tank Removed | 0 | Unknown | 2002-04-24 | 2002-04-24 | Unknown
ROME PEPSI COLA | 4900 NEW CALHOUN HWY | ROME | Floyd | 9057090 | 1 | [5 empty] | Removed from Ground | Gas (Historical Use) | 10000 | Fiberglass | 1987-01-01 | 1997-05-12 | Galvanized Steel | Suction (American)
FORMER PHILLIPS 66 STATION | 1709 MARTHA BERRY HIGHWAY | ROME | Floyd | 10001175 | A |  |  | FALSE |  | FALSE | Removed from Ground | Gas (Historical Use) | 0 | Bare Steel | 1960-01-01 | 1984-01-01
UNKNOWN | 618 SHORTER AVENUE | ROME | Floyd | 10002355 | 5 |  |  | FALSE |  | FALSE | Removed from Ground | Not Marked/Tank Removed | 750 | Unknown | 2014-08-05 | 2014-08-05
CONSTRUCTION SITE | EAST 12TH STREET & MCLIN STREET | ROME | Floyd | 10000672 | 1 |  |  | FALSE |  | FALSE | Removed from Ground | Kerosene | 600 | Bare Steel | 2004-06-01 | 2004-06-01
CUMMUNITY QUICK ONE STOP | RT 6 KINGSTON RD | ROME | Floyd | 9057123 | 2 | [5 empty] | Removed from Ground | Gas (Historical Use) | 3000 | Not Marked/Unknown | 1998-05-01 | 1998-05-01 | Not Marked
The Rock Convenience Store | 3403 Kingston Hwy NE | Rome | Floyd | 9057136 | 3B | Flapper Valve | 2001-05-25 | FALSE | 2001-05-25 | TRUE | Currently in Use | Diesel Off Road | 1000 | Composite | 2001-05-25 |  | Fiberglass Reinforced Plastic | Safe Suction (Euro)
MARTHA BERRY TEXACO | 1701 MARTHA BERRY BLVD | ROME | Floyd | 7000094 | 3 | [5 empty] | Permanently Out of Use - historical purposes | Empty | 4000 | Bare Steel | 1972-02-07 | 1899-12-31 | Galvanized Steel | Suction (American)
CIRCLE K #2723659 | 1425 TURNER MCCALL BLVD | ROME | Floyd | 7000096 | 3 | [5 empty] | Removed from Ground | Gas (Historical Use) | 4000 | Cathodically Protected Steel | 1965-02-08 | 1999-04-01 | Cathodically Protected | Suction (American)
MURPHY USA #7735 | 741 CARTERSVILLE HWY | ROME | Floyd | 10000599 | 2A |  | 2004-02-20 | FALSE | 2004-02-20 | FALSE | Removed from Ground | Diesel | 12000 | Fiberglass Double Walled | 2004-01-20 |  |  | Pressurized
UNKNOWN | 113 BROAD STREET | ROME | Floyd | 10001333 | 1 |  |  | FALSE |  | FALSE | Removed from Ground | Gas (Historical Use) | 0 | Unknown |  | 1899-12-31
EMORY BARNS | 2277 MARTHA BERRY HIGHWAY | ROME | Floyd | 10001564 | 2 |  |  | FALSE |  | FALSE | Removed from Ground | Diesel | 1000 | Unknown | 2008-05-29 | 2008-05-29 | Unknown
COMMERCIAL BUILDING | 212 N 3RD ST | ROME | Floyd | 10002456 | 1 |  |  | FALSE |  | FALSE | Removed from Ground | Not Marked/Tank Removed | 1000 | Bare Steel | 2015-06-22 | 2015-06-22 | Bare Steel
ALAN'S LUCKY MART | 7748 ALABAMA HWY NW | ROME | Floyd | 10000382 | 1 | Flapper Valve | 1997-03-06 | FALSE | 1997-03-06 | FALSE | Currently in Use | Regular | 8000 | Epoxy | 1997-03-06 |  | Fiberglass Reinforced Plastic | Suction (American)
ELLEM STOP & SHOP | 1492 LITTLE TEXAS VALLEY RD | ROME | Floyd | 9057122 | 1 | [5 empty] | Removed from Ground | Gas (Historical Use) | 1000 | Bare Steel | 1998-04-21 | 1998-04-21 | Not Marked
CCA INDUSTRIES/FOX MANUFACTURING | DOUGLAS ST @ OLD LINDALE RD | ROME | Floyd | 9057075 | 1 | [5 empty] | Removed from Ground | Gas (Historical Use) | 1000 | Epoxy | 1995-06-01 | 1995-06-01 | Galvanized Steel | Suction (American)
STARR MATTHEWS | 301 EAST SECOND AVE | ROME | Floyd | 9057059 | 6 | [5 empty] | Removed from Ground | Gas (Historical Use) | 1000 | Bare Steel | 1994-03-09 | 1994-03-09 | Bare Steel | Safe Suction (Euro)
LOWE OLDSMOBILE CADILLAC JEEP EA | 100 HIGHWAY 411 EAST | ROME | Floyd | 9057117 | 1 | [5 empty] | Removed from Ground | Gas (Historical Use) | 1000 | Bare Steel | 1981-01-01 | 1899-12-31 | Bare Steel | Suction (American)
FORMER GULF STATION | 1909 MAPLE STREET | ROME | Floyd | 9057120 | 1 | [5 empty] | Permanently Out Of Use | Gas (Historical Use) | 1000 | Marked Unknown | 1955-01-01 | 1997-11-17 | Unknown
CIRCLE K #2723678 | 5880 NEW CALHOUN HWY | ROME | Floyd | 9057098 | 3 | Ball Float | 1995-11-01 |  | 1995-11-01 |  | Currently in Use | Diesel | 20000 | Composite | 1995-10-13 |  | Double-Walled Flex | Pressurized
Highway 101 Food Mart | 3007 ROCKMART RD SE | ROME | Floyd | 9057092 | 2 | Flapper Valve | 1998-06-01 | FALSE | 1988-09-01 | FALSE | Abandoned-No Known Release | Gas (Historical Use) | 10000 | Steel-Impressed Current | 1988-09-01 |  | Steel (Impressed Current) | Pressurized
RIDDLE COPIERS | 419 2ND AVE | ROME | Floyd | 7000091 | 1 | [5 empty] | Removed from Ground | Gas (Historical Use) | 2000 | Bare Steel | 1966-02-08 | 1998-05-01 | Galvanized Steel | Suction (American)
COOSA TEXACO | RTE #5 ALA RD | ROME | Floyd | 7000095 | 4 | [5 empty] | Removed from Ground | Empty | 1000 | Bare Steel | 1961-01-07 | 1996-11-01 | Galvanized Steel | Suction (American)
HANDY STORES (MARATHON) | 17 SMITH RD | ROME | Floyd | 10001901 | 1A | Ball Float | 2007-03-01 | FALSE | 2012-11-22 | FALSE | Currently in Use | Regular | 8000 | Composite | 2007-02-01 |  | Double-Walled Fiberglass | Pressurized
HANDY STORES (MARATHON) | 17 SMITH RD | ROME | Floyd | 10001901 | 1A | Ball Float | 2007-03-01 | FALSE | 2012-11-22 | FALSE | Currently in Use | Regular | 8000 | Composite | 2007-02-01 |  | Double-Walled Fiberglass | Pressurized
FORMERLY HERITAGE AUTO | 1310 MARTHA BERRY HIGHWAY | ROME | Floyd | 10001020 | 1 |  |  | FALSE |  | FALSE | Removed from Ground | Not Marked/Tank Removed | 1000 | Unknown | 2005-09-20 | 2005-09-20 | Unknown
ELLEM STOP & SHOP | 1492 LITTLE TEXAS VALLEY RD | ROME | Floyd | 9057122 | 3 | [5 empty] | Removed from Ground | Gas (Historical Use) | 1000 | Bare Steel | 1998-04-21 | 1998-04-21 | Not Marked
MARTINS REAL ESTATE | 1324 MARTHA BERRY BLVD | ROME | Floyd | 9057107 | 3 |  | 1996-06-05 | FALSE | 1996-06-05 | FALSE | Currently in Use | Gas (Historical Use) | 10000 | Galvanic (STIP-3) | 1996-06-05 |  | Double Walled
FLOYD MEDICAL CENTER | 304 TURNER MCCALL BLVD | ROME | Floyd | 9057078 | 1 | [5 empty] | Closed in Ground | Empty | 1000 | Bare Steel | 1956-01-01 | 1979-01-01 | Galvanized Steel
WEST ROME DYEHOUSE | 438 LAVENDER DR | ROME | Floyd | 9057044 | GAS | [5 empty] | Removed from Ground | Gas (Historical Use) | 1000 | Not Marked/Unknown | 1974-01-01 | 1993-07-19 | Bare Steel | Pressurized
REDMOND REG MED CTR/REDMOND PK H | 501 REDMOND RD | ROME | Floyd | 570074 | 3 | Flapper Valve | 1995-06-01 | FALSE | 1995-06-01 | FALSE | Currently in Use | Diesel | 20000 | Fiberglass | 1995-06-01 |  | Double-Walled Fiberglass | Suction (American)
SHELL | 145 HWY 411 E | ROME | Floyd | 9057110 | 2 | Ball Float | 1996-07-01 | FALSE | 1996-07-01 | FALSE | Currently in Use | Premium | 10000 | Composite | 1996-07-10 |  | Double-Walled Flex | Pressurized
KINGSTON HWY LLC, | 1994 KINGSTON RD | ROME | Floyd | 9057094 | 3 | Ball Float | 1998-11-01 | FALSE | 1998-11-01 | FALSE | Currently in Use | Gas (Historical Use) | 6110 | Galvanic (STIP-3) | 1987-06-01 |  |  | Pressurized
RICHARD B RUSSELL AIRPORT | 304 RUSSELL FIELD RD/HWY 27 | ROME | Floyd | 9000202 | 5 | [5 empty] | Removed from Ground | Gas (Historical Use) | 2000 | Bare Steel | 1976-03-12 | 1998-10-30 | Galvanized Steel
RICHARD B RUSSELL AIRPORT | 304 RUSSELL FIELD RD/HWY 27 | ROME | Floyd | 9000202 | 4 | [5 empty] | Removed from Ground | Gas (Historical Use) | 2000 | Bare Steel | 1976-03-12 | 1998-10-30 | Galvanized Steel
MARTHA BERRY TEXACO | 1701 MARTHA BERRY BLVD | ROME | Floyd | 7000094 | 2 | [5 empty] | Permanently Out of Use - historical purposes | Empty | 4000 | Bare Steel | 1972-02-07 | 1899-12-31 | Galvanized Steel | Suction (American)
CIRCLE K #2723659 | 1425 TURNER MCCALL BLVD | ROME | Floyd | 7000096 | 5 | [5 empty] | Removed from Ground | Gas (Historical Use) | 4000 | Cathodically Protected Steel | 1965-02-08 | 1999-04-01 | Cathodically Protected | Suction (American)
REESE EXXON | 2773 MARTHA BERRY BLVD | ROME | Floyd | 7000028 | 2 |  | 1989-06-01 |  | 1989-06-01 |  | Removed from Ground | Gas (Historical Use) | 6000 | Steel-Impressed Current | 1966-03-15 | 2005-07-19 | Cathodically Protected | Pressurized
UNKNOWN | 618 SHORTER AVENUE | ROME | Floyd | 10002355 | 3 |  |  | FALSE |  | FALSE | Removed from Ground | Not Marked/Tank Removed | 1000 | Unknown | 2014-08-05 | 2014-08-05
FORMER SERVICE STATION PROPERTY | 907 CALHOUN AVE | ROME | Floyd | 10001423 | 1 |  |  | FALSE |  | FALSE | Removed from Ground | Gas (Historical Use) | 2000 | Bare Steel | 1968-01-01 | 2007-10-17 | Bare Steel
ALAN'S LUCKY MART | 7748 ALABAMA HWY NW | ROME | Floyd | 10000382 | 2 | Flapper Valve | 1997-03-06 | FALSE | 1997-03-06 | FALSE | Currently in Use | Diesel | 4000 | Epoxy | 1997-03-06 |  | Fiberglass Reinforced Plastic | Suction (American)
THOMAS H GLENN USARC | 2405 REDMOND CIRCLE | ROME | Floyd | 9057132 | 1 |  |  | TRUE |  | TRUE | Removed from Ground | Used Oil | 250 | Not Marked/Unknown | 1998-12-30 | 1998-12-30 | Not Marked
KROGER GA-667 | 1476 TURNER MCCALL BLVD | ROME | Floyd | 10000495 | 2 | Ball Float | 2012-08-08 | FALSE | 2012-08-08 | FALSE | Currently in Use | Diesel | 10000 | Fiberglass Double Walled | 2012-07-11 |  | Double-Walled Flex | Pressurized
MURPHY USA #7735 | 741 CARTERSVILLE HWY | ROME | Floyd | 10000599 | 4B | Flapper Valve | 2019-06-14 | FALSE | 2019-06-14 | FALSE | Currently in Use | Diesel | 10000 | Fiberglass Double Walled | 2019-06-05 |  | Double-Walled Fiberglass | Pressurized
MR C'S | 6280 Martha Berry Highway | Armuchee | Floyd | 10001159 | 3 | Ball Float | 2006-03-15 | FALSE | 2006-03-15 | FALSE | Currently in Use | Diesel | 4000 | Composite | 2006-03-15 |  | Fiberglass Reinforced Plastic | Pressurized
WEST ROME DYEHOUSE | 438 LAVENDER DR | ROME | Floyd | 9057044 | V23 | [5 empty] | Removed from Ground | Diesel | 20000 | Bare Steel | 1964-01-01 | 1993-07-22 | Bare Steel | Pressurized
CHEVRON STATION (FORMER) | 2216 SHORTER AVE | ROME | Floyd | 9057038 | 1 | [5 empty] | Permanently Out of Use - historical purposes | Other | 1 | Marked Unknown |  | 1899-12-31 | Unknown
MARMAC TEXACO | 4662 US 27 NORTH | ROME | Floyd | 9057074 | 1 |  | 1998-11-01 |  | 1998-11-01 |  | Removed from Ground | Gas (Historical Use) | 2000 | Steel-Impressed Current | 1980-01-01 | 2012-05-10 | Cathodically Protected | Suction (American)
LOWE OLDSMOBILE CADILLAC JEEP EA | 100 HIGHWAY 411 EAST | ROME | Floyd | 9057117 | 2 | [5 empty] | Removed from Ground | Diesel | 550 | Bare Steel |  | 1899-12-31 | Bare Steel | Suction (American)
FORMER GULF STATION | 1909 MAPLE STREET | ROME | Floyd | 9057120 | 2 | [5 empty] | Permanently Out Of Use | Gas (Historical Use) | 1000 | Marked Unknown | 1955-01-01 | 1997-11-17 | Unknown
CUMMUNITY QUICK ONE STOP | RT 6 KINGSTON RD | ROME | Floyd | 9057123 | 4 | [5 empty] | Removed from Ground | Diesel | 500 | Not Marked/Unknown | 1998-05-01 | 1998-05-01 | Not Marked
Highway 101 Food Mart | 3007 ROCKMART RD SE | ROME | Floyd | 9057092 | 1 | Flapper Valve | 1988-06-01 | FALSE | 1988-09-01 | FALSE | Abandoned-No Known Release | Gas (Historical Use) | 10000 | Steel-Impressed Current | 1988-09-01 |  | Steel (Impressed Current) | Pressurized
CIRCLE K 2723720 | 2995 CEDARTOWN HWY SE | ROME | Floyd | 9057126 | 3 | Ball Float | 1998-03-01 | FALSE | 1998-03-01 | FALSE | Currently in Use | Diesel | 6000 | Fiberglass | 1998-03-01 |  | Fiberglass Reinforced Plastic | Pressurized
CIRCLE K #2723659 | 1425 TURNER MCCALL BLVD | ROME | Floyd | 7000096 | 1 | [5 empty] | Removed from Ground | Gas (Historical Use) | 4000 | Cathodically Protected Steel | 1965-02-08 | 1999-04-01 | Cathodically Protected | Suction (American)
MURPHY USA #7735 | 741 CARTERSVILLE HWY | ROME | Floyd | 10000599 | 4C | Flapper Valve | 2019-06-14 | FALSE | 2019-06-14 | FALSE | Currently in Use | E-0 | 8000 | Fiberglass Double Walled | 2019-06-05 |  | Double-Walled Fiberglass | Pressurized
ROY H BARRON | 513 SHORTER AVENUE | ROME | Floyd | 10000556 | 2 |  |  | FALSE |  | FALSE | Removed from Ground | Gas (Historical Use) | 0 | Unknown | 1996-11-24 | 1996-11-24
ROME PROPERTIES LLC GROUP | 329 HUFFAKER RD | ROME | Floyd | 9057087 | 1 | Flapper Valve | 1994-07-05 | FALSE | 1994-07-05 | FALSE | Currently in Use | Regular | 8000 | Galvanic (STIP-3) | 1994-07-05 |  | Galvanized Steel | Pressurized
ROME PROPERTIES LLC GROUP | 329 HUFFAKER RD | ROME | Floyd | 9057087 | 1 | Flapper Valve | 1994-07-05 | FALSE | 1994-07-05 | FALSE | Currently in Use | Regular | 8000 | Galvanic (STIP-3) | 1994-07-05 |  | Galvanized Steel | Pressurized
ROME PROPERTIES GROUP LLC | 3264 FOSTERS MILL RD | ROME | Floyd | 9057130 | 3 | Flapper Valve | 1997-07-02 | FALSE | 1997-07-02 | FALSE | Currently in Use | Diesel | 8000 | Galvanic (STIP-3) | 1997-07-01 |  |  | Pressurized
ROME PROPERTIES GROUP LLC | 3264 FOSTERS MILL RD | ROME | Floyd | 9057130 | 3 | Flapper Valve | 1997-07-02 | FALSE | 1997-07-02 | FALSE | Currently in Use | Diesel | 8000 | Galvanic (STIP-3) | 1997-07-01 |  |  | Pressurized
The Rock Convenience Store | 3403 Kingston Hwy NE | Rome | Floyd | 9057136 | 2 | Ball Float | 2001-05-25 | FALSE | 2001-05-25 | TRUE | Currently in Use | Premium | 8000 | Composite | 2001-05-25 |  | Fiberglass Reinforced Plastic | Pressurized
TRIANGLE GROC | 3314 BLACK BLUFF RD | ROME | Floyd | 7000087 | 2 | [5 empty] | Removed from Ground | Gas (Historical Use) | 1000 | Bare Steel | 1966-02-08 | 2013-02-08 | Galvanized Steel
REESE EXXON | 1915 SHORTER AVE | ROME | Floyd | 7000027 | 2 | [5 empty] | Removed from Ground | Gas (Historical Use) | 5000 | Bare Steel | 1966-03-15 | 1992-12-08 | Bare Steel | Pressurized
MURPHY USA #7735 | 741 CARTERSVILLE HWY | ROME | Floyd | 10000599 | 3 | Flapper Valve | 2019-06-14 | FALSE | 2019-06-14 | FALSE | Currently in Use | Regular | 25000 | Fiberglass Double Walled | 2019-06-05 |  | Double-Walled Fiberglass | Pressurized
INTEGRATED PRODUCTS INC | 5 N SYCAMORE ST | ROME | Floyd | 570049 | 1 | [5 empty] | Permanently Out of Use - historical purposes | Diesel | 20000 | Bare Steel | 1974-04-14 | 1899-12-31 | Galvanized Steel
FORMER BANK PROPERTY | ADJOINING 2939 MARTHA BERRY HIGHWAY | ROME | Floyd | 10002545 | 1 |  |  | FALSE |  | FALSE | Removed from Ground |  | 4000 | Bare Steel | 2016-03-01 | 2016-03-01
EVANS BIOFUEL | 5680 ALABAMA HWY | ROME | Floyd | 9057133 | 1 |  | 1988-12-01 |  | 1988-12-01 |  | Currently in Use | Gas (Historical Use) | 6000 | Galvanic (STIP-3) | 1999-05-06 |  | Fiberglass Reinforced Plastic | Pressurized
FORMER INTEGRATED PRODUCTS INC | 15 OLD AIRPORT RD | ROME | Floyd | 9057064 | 1 | [5 empty] | Removed from Ground | Diesel | 10000 | Fiberglass | 1994-06-30 | 1994-06-30 | Cathodically Protected | Suction (American)
EVANS BIOFUEL | 5680 ALABAMA HWY | ROME | Floyd | 9057133 | 5 | Ball Float | 2006-07-01 | FALSE | 2006-07-01 | FALSE | Currently in Use | Diesel | 12000 | Composite | 2006-07-01 |  | Fiberglass Reinforced Plastic | Pressurized
EVANS BIOFUEL | 5680 ALABAMA HWY | ROME | Floyd | 9057133 | 4 |  | 1988-12-01 |  | 1988-12-01 |  | Currently in Use | Diesel | 12000 | Galvanic (STIP-3) | 1999-05-06 |  | Fiberglass Reinforced Plastic | Pressurized
EVANS BIOFUEL | 5680 ALABAMA HWY | ROME | Floyd | 9057133 | 7 |  | 2007-02-01 | FALSE | 2007-02-01 | FALSE | Currently in Use | Diesel | 20000 | Composite | 2007-02-01 |  | Fiberglass Reinforced Plastic | Safe Suction (Euro)
ROY BARRON | 800 MARTHA BERRY BLVD | ROME | Floyd | 9057065 | 1 | [5 empty] | Removed from Ground | Gas (Historical Use) | 1000 | Not Marked/Unknown | 1996-12-04 | 1996-12-04 | Not Marked
COOSA TEXACO | RTE #5 ALA RD | ROME | Floyd | 7000095 | 5 | [5 empty] | Removed from Ground | Gas (Historical Use) | 1000 | Fiberglass | 1977-01-03 | 1996-11-01 | Galvanized Steel
SUNTRUST BANK REAL ESTATE TRUST | 300 EAST SECOND AVENUE | ROME | Floyd | 10001505 | 1 |  |  | FALSE |  | FALSE | Removed from Ground | Not Marked/Tank Removed | 500 | Unknown |  | 1899-12-31 | Unknown
MR C'S | 6280 Martha Berry Highway | Armuchee | Floyd | 10001159 | 2 | Ball Float | 2006-03-15 | FALSE | 2006-03-15 | FALSE | Currently in Use | Premium | 8000 | Composite | 2006-03-15 |  | Fiberglass Reinforced Plastic | Pressurized
CITGO FOOD MART #11 | 5646 ALA HWY NW | ROME | Floyd | 9057082 | 4 | Flapper Valve | 1994-03-01 | FALSE | 1994-03-01 | FALSE | Currently in Use | Kerosene | 1000 | Steel-Impressed Current | 1994-03-01 |  | Fiberglass Reinforced Plastic | Safe Suction (Euro)
CITGO FOOD MART #11 | 5646 ALA HWY NW | ROME | Floyd | 9057082 | 4 | Flapper Valve | 1994-03-01 | FALSE | 1994-03-01 | FALSE | Currently in Use | Kerosene | 1000 | Steel-Impressed Current | 1994-03-01 |  | Fiberglass Reinforced Plastic | Safe Suction (Euro)
CITGO FOOD MART #11 | 5646 ALA HWY NW | ROME | Floyd | 9057082 | 4 | Flapper Valve | 1994-03-01 | FALSE | 1994-03-01 | FALSE | Currently in Use | Kerosene | 1000 | Steel-Impressed Current | 1994-03-01 |  | Fiberglass Reinforced Plastic | Safe Suction (Euro)
CITGO FOOD MART #11 | 5646 ALA HWY NW | ROME | Floyd | 9057082 | 4 | Flapper Valve | 1994-03-01 | FALSE | 1994-03-01 | FALSE | Currently in Use | Kerosene | 1000 | Steel-Impressed Current | 1994-03-01 |  | Fiberglass Reinforced Plastic | Safe Suction (Euro)
REDMOND FOOD MART | 1389 REDMOND CIR | ROME | Floyd | 9057031 | 3 | Ball Float | 1992-05-01 | FALSE | 1992-05-01 | FALSE | Currently in Use | Diesel | 10000 | Galvanic (STIP-3) | 1992-05-01 |  | Fiberglass Reinforced Plastic | Pressurized
ROME PROPERTIES GROUP LLC | 3264 FOSTERS MILL RD | ROME | Floyd | 9057130 | 1 | Flapper Valve | 1997-07-02 | FALSE | 1997-07-02 | FALSE | Currently in Use | Regular | 8000 | Galvanic (STIP-3) | 1997-07-01 |  |  | Pressurized
ROME PROPERTIES GROUP LLC | 3264 FOSTERS MILL RD | ROME | Floyd | 9057130 | 1 | Flapper Valve | 1997-07-02 | FALSE | 1997-07-02 | FALSE | Currently in Use | Regular | 8000 | Galvanic (STIP-3) | 1997-07-01 |  |  | Pressurized
ROME PROPERTIES GROUP LLC | 3264 FOSTERS MILL RD | ROME | Floyd | 9057130 | 1 | Flapper Valve | 1997-07-02 | FALSE | 1997-07-02 | FALSE | Currently in Use | Regular | 8000 | Galvanic (STIP-3) | 1997-07-01 |  |  | Pressurized
ROME PROPERTIES GROUP LLC | 3264 FOSTERS MILL RD | ROME | Floyd | 9057130 | 1 | Flapper Valve | 1997-07-02 | FALSE | 1997-07-02 | FALSE | Currently in Use | Regular | 8000 | Galvanic (STIP-3) | 1997-07-01 |  |  | Pressurized
ROME PROPERTIES LLC GROUP | 329 HUFFAKER RD | ROME | Floyd | 9057087 | 1 | Flapper Valve | 1994-07-05 | FALSE | 1994-07-05 | FALSE | Currently in Use | Regular | 8000 | Galvanic (STIP-3) | 1994-07-05 |  | Galvanized Steel | Pressurized
ROME PROPERTIES LLC GROUP | 329 HUFFAKER RD | ROME | Floyd | 9057087 | 1 | Flapper Valve | 1994-07-05 | FALSE | 1994-07-05 | FALSE | Currently in Use | Regular | 8000 | Galvanic (STIP-3) | 1994-07-05 |  | Galvanized Steel | Pressurized
CITGO FOOD MART #11 | 5646 ALA HWY NW | ROME | Floyd | 9057082 | 3 | Ball Float | 1994-03-01 | FALSE | 1994-03-01 | FALSE | Currently in Use | Diesel | 12000 | Steel-Impressed Current | 1994-03-01 |  | Fiberglass Reinforced Plastic | Pressurized
CITGO FOOD MART #11 | 5646 ALA HWY NW | ROME | Floyd | 9057082 | 3 | Ball Float | 1994-03-01 | FALSE | 1994-03-01 | FALSE | Currently in Use | Diesel | 12000 | Steel-Impressed Current | 1994-03-01 |  | Fiberglass Reinforced Plastic | Pressurized
CITGO FOOD MART #11 | 5646 ALA HWY NW | ROME | Floyd | 9057082 | 3 | Ball Float | 1994-03-01 | FALSE | 1994-03-01 | FALSE | Currently in Use | Diesel | 12000 | Steel-Impressed Current | 1994-03-01 |  | Fiberglass Reinforced Plastic | Pressurized
CITGO FOOD MART #11 | 5646 ALA HWY NW | ROME | Floyd | 9057082 | 3 | Ball Float | 1994-03-01 | FALSE | 1994-03-01 | FALSE | Currently in Use | Diesel | 12000 | Steel-Impressed Current | 1994-03-01 |  | Fiberglass Reinforced Plastic | Pressurized
MCCOLLUM FAMILY TRUST | 2619 SHORTER AV | ROME | Floyd | 570185 | 2 | [5 empty] | Removed from Ground | Gas (Historical Use) | 10000 | Bare Steel | 1963-05-14 | 1998-10-01 | Bare Steel | Suction (American)
CIRCLE K #2723659 | 1425 TURNER MCCALL BLVD | ROME | Floyd | 7000096 | 9 | Ball Float | 2000-04-02 | FALSE | 2000-04-20 | FALSE | Currently in Use | Regular | 10000 | Composite | 2000-04-01 |  | Double-Walled Fiberglass | Pressurized
FAVORITE MARKET #76 | 204 NORTH ELM ST | ROME | Floyd | 7000130 | 1 | [5 empty] | Removed from Ground | Used Oil | 0 | Not Marked/Unknown | 1989-10-01 | 1989-10-01 | Not Marked
REESE EXXON | 2773 MARTHA BERRY BLVD | ROME | Floyd | 7000028 | 4 |  |  | FALSE |  | FALSE | Removed from Ground | Not Marked/Tank Removed | 2000 | Unknown | 2005-07-19 | 2005-07-19
REESE EXXON | 2773 MARTHA BERRY BLVD | ROME | Floyd | 7000028 | 1 |  | 1989-06-01 |  | 1989-06-01 |  | Removed from Ground | Gas (Historical Use) | 6000 | Steel-Impressed Current | 1966-03-15 | 2005-07-19 | Cathodically Protected | Pressurized
BINKLEYS AUTO REPAIR | 1219 CALHOUN AVE | ROME | Floyd | 7000004 | 3 | Flapper Valve | 1998-12-01 | FALSE | 1998-12-01 | FALSE | Temporarily out of use | Gas (Historical Use) | 3000 | STIP-3/Impressed Current | 1971-03-14 |  | Steel (Impressed Current) | Safe Suction (Euro)
SOUTH BROAD MINI MART | 410 S BROAD ST | ROME | Floyd | 10000541 | 1 | Ball Float | 2003-10-26 | FALSE | 2003-10-26 | FALSE | Currently in Use | Regular | 15000 | Composite | 2003-10-26 |  | Fiberglass Reinforced Plastic | Pressurized
FORMER SERVICE STATION PROPERTY | 907 CALHOUN AVE | ROME | Floyd | 10001423 | 2 |  |  | FALSE |  | FALSE | Removed from Ground | Gas (Historical Use) | 1000 | Bare Steel | 1968-01-01 | 2007-10-17 | Bare Steel
COMMERCIAL BUILDING | 212 N 3RD ST | ROME | Floyd | 10002456 | 2 |  |  | FALSE |  | FALSE | Removed from Ground | Not Marked/Tank Removed | 1000 | Bare Steel | 2015-06-22 | 2015-06-22 | Bare Steel
CUMMUNITY QUICK ONE STOP | RT 6 KINGSTON RD | ROME | Floyd | 9057123 | 3 | [5 empty] | Removed from Ground | Gas (Historical Use) | 1000 | Not Marked/Unknown | 1998-05-01 | 1998-05-01 | Not Marked
CIRCLE K 2723720 | 2995 CEDARTOWN HWY SE | ROME | Floyd | 9057126 | 1 | Ball Float | 1998-03-01 | FALSE | 1998-03-01 | FALSE | Currently in Use | Regular | 12000 | Fiberglass | 1998-03-01 |  | Fiberglass Reinforced Plastic | Pressurized
The Rock Convenience Store | 3403 Kingston Hwy NE | Rome | Floyd | 9057136 | 1 |  | 2001-05-25 | FALSE | 2001-05-25 | TRUE | Currently in Use | Regular | 15000 | Composite | 2001-05-25 |  | Fiberglass Reinforced Plastic | Pressurized
COOSA TEXACO | RTE #5 ALA RD | ROME | Floyd | 7000095 | 1 | [5 empty] | Removed from Ground | Gas (Historical Use) | 1000 | Bare Steel | 1987-01-01 | 1996-11-01 | Galvanized Steel | Suction (American)
SOUTH BROAD MINI MART | 410 S BROAD ST | ROME | Floyd | 10000541 | 3 | Ball Float | 2003-10-26 | FALSE | 2003-10-26 | FALSE | Currently in Use | Diesel | 4000 | Composite | 2003-10-26 |  | Fiberglass Reinforced Plastic | Pressurized
VALLEY FARMS SUPPLY | 16 DARLINGTON AVE | ROME | Floyd | 10000612 | 1 |  |  | FALSE |  | FALSE | Removed from Ground | Gas (Historical Use) | 0 | Bare Steel | 2004-04-27 | 2004-06-07 | Bare Steel
TRI-JACK LLC | 617 MARTHA BERRY BOULEVARD | ROME | Floyd | 10000044 | 1 |  |  | FALSE |  | FALSE | Removed from Ground | Not Marked/Tank Removed | 0 | Unknown | 1983-01-01 | 1899-12-31 | Unknown
ROY H BARRON | 513 SHORTER AVENUE | ROME | Floyd | 10000556 | 1 |  |  | FALSE |  | FALSE | Removed from Ground | Gas (Historical Use) | 0 | Unknown | 1996-11-24 | 1996-11-24
EVANS BIOFUEL | 5680 ALABAMA HWY | ROME | Floyd | 9057133 | 9 |  | 2007-02-01 | FALSE | 2007-02-01 | FALSE | Currently in Use | Diesel | 20000 | Composite | 2007-02-01 |  | Fiberglass Reinforced Plastic | Pressurized
DARLINGTON SCHOOL | CAVE SPRING RD | ROME | Floyd | 4080046 | 1 | [5 empty] | Removed from Ground | Gas (Historical Use) | 1000 | Bare Steel | 1975-03-08 | 1988-07-01 | Galvanized Steel
MARTHA BERRY TEXACO | 1701 MARTHA BERRY BLVD | ROME | Floyd | 7000094 | 4 | [5 empty] | Permanently Out of Use - historical purposes | Gas (Historical Use) | 1000 | Bare Steel | 1960-02-10 | 1899-12-31 | Galvanized Steel
MARTHA BERRY TEXACO | 1701 MARTHA BERRY BLVD | ROME | Floyd | 7000094 | 5 | [5 empty] | Permanently Out of Use - historical purposes | Gas (Historical Use) | 1000 | Bare Steel | 1960-02-10 | 1899-12-31 | Galvanized Steel
CIRCLE K #2723659 | 1425 TURNER MCCALL BLVD | ROME | Floyd | 7000096 | 2 | [5 empty] | Removed from Ground | Gas (Historical Use) | 4000 | Cathodically Protected Steel | 1965-02-08 | 1999-04-01 | Cathodically Protected | Suction (American)
CIRCLE K #2723659 | 1425 TURNER MCCALL BLVD | ROME | Floyd | 7000096 | 8 | Ball Float | 2000-04-02 | FALSE | 2000-04-20 | FALSE | Currently in Use | Premium | 15000 | Composite | 2000-04-01 |  | Double-Walled Fiberglass | Pressurized
FAVORITE MARKET #76 | 204 NORTH ELM ST | ROME | Floyd | 7000130 | UNL | [5 empty] | Removed from Ground | Gas (Historical Use) | 8084 | Bare Steel | 1980-04-17 | 1997-02-15 | Galvanized Steel
FAVORITE MARKET #76 | 204 NORTH ELM ST | ROME | Floyd | 7000130 | SUL | [5 empty] | Removed from Ground | Gas (Historical Use) | 7896 | Cathodically Protected Steel | 1989-01-01 | 1997-02-15 | Fiberglass Reinforced Plastic
FORMER BANK PROPERTY | ADJOINING 2939 MARTHA BERRY HIGHWAY | ROME | Floyd | 10002545 | 2 |  |  | FALSE |  | FALSE | Removed from Ground | Gas (Historical Use) | 1000 | Unknown |  | 1899-12-31
WEST ROME DYEHOUSE | 438 LAVENDER DR | ROME | Floyd | 9057044 | V22 | [5 empty] | Removed from Ground | Diesel | 30000 | Bare Steel | 1978-01-01 | 1993-07-20 | Bare Steel | Pressurized
DULANEYS MAGIC TOUCH CAR WASH IN | 701 SHORTER AVE | ROME | Floyd | 9057024 | 2 | [5 empty] | Removed from Ground | Gas (Historical Use) | 5000 | Not Marked/Unknown | 1992-04-13 | 1992-04-13 | Not Marked
ZARTIC INC | 432 LAVENDER DRIVE | ROME | Floyd | 570129 | 1 | [5 empty] | Removed from Ground | Diesel | 2000 | Bare Steel | 1971-04-27 | 1998-12-18 | Unknown
GA DEPT PUBLIC SAFETY/GA STATE P | RT 1 BOX 5400 | ROME | Floyd | 570016 | 1 | [5 empty] | Removed from Ground | Empty | 4000 | Bare Steel | 1981-03-07 | 2002-06-21 | Galvanized Steel
C&M GROCERY | 809 BURNETT FERRY ROAD | ROME | Floyd | 10000396 | 2 |  |  | FALSE |  | FALSE | Removed from Ground | Gas (Historical Use) | 1000 | Bare Steel | 1966-01-01 | 2003-05-01 | Bare Steel
EVANS BIOFUEL | 5680 ALABAMA HWY | ROME | Floyd | 9057133 | 3 |  | 1988-12-01 |  | 1988-12-01 |  | Currently in Use | Gas (Historical Use) | 6000 | Galvanic (STIP-3) | 1999-05-06 |  | Fiberglass Reinforced Plastic | Pressurized
COLONIAL BREAD WAREHOUSE | 2885 MARTHA BERRY HIGHWAY | ROME | Floyd | 9057131 | 1 | [5 empty] | Removed from Ground | Gas (Historical Use) | 1000 | Bare Steel | 1998-06-01 | 1998-06-01 | Bare Steel
MARTINS REAL ESTATE | 1324 MARTHA BERRY BLVD | ROME | Floyd | 9057107 | 1 |  | 1996-06-05 | FALSE | 1996-06-05 | FALSE | Currently in Use | Gas (Historical Use) | 10000 | Galvanic (STIP-3) | 1996-06-05 |  | Double Walled
ROME FOOD MART LLC | 1810 REDMOND CIR | ROME | Floyd | 570095 | 2 | Flapper Valve | 1999-03-31 | FALSE | 1999-03-31 | FALSE | Currently in Use | E-0 | 10000 | Fiberglass | 1979-03-28 |  | Fiberglass Reinforced Plastic | Pressurized
DISCOUNT BEVERAGE | 1801 SHORTER AVE | ROME | Floyd | 570035 | 2 |  | 1988-08-01 |  | 1988-08-01 |  | Removed from Ground | Gas (Historical Use) | 4000 | Cathodically Protected Steel | 1963-01-01 | 1998-01-09 | Galvanized Steel | Pressurized
NW GA REGIONAL HOSPITAL | 1305 REDMOND CIR | ROME | Floyd | 570021 | 2 | [5 empty] | Removed from Ground | Gas (Historical Use) | 2000 | Bare Steel | 1956-02-14 | 1997-05-26 | Galvanized Steel | Suction (American)
CHEVRON | 507 TURNER MCCALL BLVD | ROME | Floyd | 570153 | 2 | [5 empty] | Removed from Ground | Gas (Historical Use) | 10000 | Bare Steel | 1978-05-09 | 1995-01-01 | Galvanized Steel | Pressurized
C&M GROCERY | 809 BURNETT FERRY ROAD | ROME | Floyd | 10000396 | 1 |  |  | FALSE |  | FALSE | Removed from Ground | Gas (Historical Use) | 1000 | Bare Steel | 1966-01-01 | 2003-05-01 | Bare Steel
ELLEM STOP & SHOP | 1492 LITTLE TEXAS VALLEY RD | ROME | Floyd | 9057122 | 2 | [5 empty] | Removed from Ground | Gas (Historical Use) | 1000 | Bare Steel | 1998-04-21 | 1998-04-21 | Not Marked
MARTINS REAL ESTATE | 1324 MARTHA BERRY BLVD | ROME | Floyd | 9057107 | 2 |  | 1996-06-05 | FALSE | 1996-06-05 | FALSE | Currently in Use | Gas (Historical Use) | 10000 | Galvanic (STIP-3) | 1996-06-05 |  | Double Walled
ROME FOOD MART LLC | 1810 REDMOND CIR | ROME | Floyd | 570095 | 3 | Flapper Valve | 1999-03-31 | FALSE | 1999-03-31 | FALSE | Currently in Use | Premium | 4000 | Steel-Impressed Current | 1979-03-28 |  | Fiberglass Reinforced Plastic | Pressurized
MCCOLLUM FAMILY TRUST | 2619 SHORTER AV | ROME | Floyd | 570185 | 3 | [5 empty] | Removed from Ground | Diesel | 4000 | Bare Steel | 1963-05-14 | 1997-05-10 | Bare Steel | Suction (American)
CITGO QUICK STOP | 3173 MARTHA BERRY BLVD | ROME | Floyd | 570152 | 4 | [5 empty] | Removed from Ground | Diesel | 10000 | Bare Steel | 1979-05-09 | 1997-08-15 | Galvanized Steel | Pressurized
ROME FOOD MART LLC | 1810 REDMOND CIR | ROME | Floyd | 570095 | 4 | Flapper Valve | 1999-03-31 | FALSE | 1999-03-31 | FALSE | Currently in Use | Diesel | 3000 | Steel-Impressed Current | 1974-03-29 |  | Fiberglass Reinforced Plastic | Safe Suction (Euro)
CITGO QUICK STOP | 3173 MARTHA BERRY BLVD | ROME | Floyd | 570152 | 6 | Flapper Valve | 1997-09-19 | FALSE | 1997-09-19 | FALSE | Currently in Use | Premium | 10000 | Composite | 1997-09-15 |  | Fiberglass Reinforced Plastic | Pressurized
CHEVRON | 507 TURNER MCCALL BLVD | ROME | Floyd | 570153 | 7 | Ball Float | 1996-02-01 | FALSE | 1996-02-01 | FALSE | Currently in Use | Diesel | 10000 | Composite | 1996-02-01 |  | Double-Walled Fiberglass | Pressurized
CHEVRON | 507 TURNER MCCALL BLVD | ROME | Floyd | 570153 | 4 | [5 empty] | Removed from Ground | Diesel | 5000 | Bare Steel | 1978-05-09 | 1995-01-01 | Galvanized Steel | Pressurized
CHEVRON | 507 TURNER MCCALL BLVD | ROME | Floyd | 570153 | 5 | Ball Float | 1996-02-01 | FALSE | 1996-02-01 | FALSE | Currently in Use | Regular | 20000 | Composite | 1996-02-01 |  | Double-Walled Fiberglass | Pressurized
MR C'S | 6280 Martha Berry Highway | Armuchee | Floyd | 10001159 | 1 | Ball Float | 2006-03-15 | FALSE | 2006-03-15 | FALSE | Currently in Use | Regular | 12000 | Composite | 2006-03-15 |  | Fiberglass Reinforced Plastic | Pressurized
ROME ELECTRIC MOTOR WORKS | 36 WESTSIDE IND BLVD | ROME | Floyd | 9057063 | 1 | [5 empty] | Removed from Ground | Gas (Historical Use) | 500 | Not Marked/Unknown | 1992-11-13 | 1992-11-13 | Not Marked
REDMOND FOOD MART | 1389 REDMOND CIR | ROME | Floyd | 9057031 | 4 | Flapper Valve | 1992-05-01 | FALSE | 1992-05-01 | FALSE | Currently in Use | Kerosene | 2000 | Galvanic (STIP-3) | 1992-05-01 |  | Fiberglass Reinforced Plastic | Pressurized
REDMOND FOOD MART | 1389 REDMOND CIR | ROME | Floyd | 9057031 | 1 |  | 1992-05-01 | FALSE | 1992-05-01 | FALSE | Currently in Use | Regular | 10000 | Galvanic (STIP-3) | 1992-05-01 |  | Fiberglass Reinforced Plastic | Pressurized
DISCOUNT BEVERAGE | 1801 SHORTER AVE | ROME | Floyd | 570035 | 1 |  | 1988-08-01 |  | 1988-08-01 |  | Removed from Ground | Gas (Historical Use) | 4000 | Cathodically Protected Steel | 1963-01-01 | 1998-01-09 | Galvanized Steel | Pressurized
MIDAS MUFFLER (FORMERLY) | 1000 TURNER MCCALL BOULEVARD | ROME | Floyd | 10001876 | 1 |  |  | FALSE |  | FALSE | Removed from Ground | Used Oil | 0 | Unknown | 2010-07-19 | 2010-07-19 | Unknown
EVANS BIOFUEL | 5680 ALABAMA HWY | ROME | Floyd | 9057133 | 2 |  | 1988-12-01 |  | 1988-12-01 |  | Currently in Use | Diesel | 6000 | Galvanic (STIP-3) | 1999-05-06 |  | Fiberglass Reinforced Plastic | Pressurized
ROME NEWS CO INC | 12 REDMOND CT | ROME | Floyd | 9057085 | RU12 | [5 empty] | Removed from Ground | Gas (Historical Use) | 6000 | Bare Steel | 1980-05-01 | 1997-01-20 | Galvanized Steel | Safe Suction (Euro)
CHARLES LEE AUTO SALES | 1212 MARTHA BERRY BLVD | ROME | Floyd | 9057073 | 1 | [5 empty] | Removed from Ground | Gas (Historical Use) | 6000 | Not Marked/Unknown | 1995-02-23 | 1995-02-23 | Unknown
REDMOND FOOD MART | 1389 REDMOND CIR | ROME | Floyd | 9057031 | 2 | Ball Float | 1992-05-01 | FALSE | 1992-05-01 | FALSE | Currently in Use | Premium | 10000 | Galvanic (STIP-3) | 1992-05-01 |  | Fiberglass Reinforced Plastic | Pressurized
ROME FOOD MART LLC | 1810 REDMOND CIR | ROME | Floyd | 570095 | 1 | Flapper Valve | 1999-03-31 | FALSE | 1999-03-31 | FALSE | Currently in Use | Regular | 10000 | Fiberglass | 1979-03-28 |  | Fiberglass Reinforced Plastic | Pressurized
MCCOLLUM FAMILY TRUST | 2619 SHORTER AV | ROME | Floyd | 570185 | 4 | [5 empty] | Removed from Ground | Diesel | 2700 | Bare Steel | 1963-05-14 | 1998-10-01 | Bare Steel | Suction (American)
CITGO QUICK STOP | 3173 MARTHA BERRY BLVD | ROME | Floyd | 570152 | 3 | [5 empty] | Removed from Ground | Gas (Historical Use) | 10000 | Bare Steel | 1979-05-09 | 1997-08-15 | Galvanized Steel | Pressurized
CHEVRON | 507 TURNER MCCALL BLVD | ROME | Floyd | 570153 | 1 | [5 empty] | Removed from Ground | Gas (Historical Use) | 12000 | Bare Steel | 1978-05-09 | 1995-01-01 | Galvanized Steel | Pressurized
EVANS BIOFUEL | 5680 ALABAMA HWY | ROME | Floyd | 9057133 | 6 | Ball Float | 2006-07-01 | FALSE | 2006-07-01 | FALSE | Currently in Use | Diesel | 12000 | Composite | 2006-07-01 |  | Fiberglass Reinforced Plastic | Pressurized
EVANS BIOFUEL | 5680 ALABAMA HWY | ROME | Floyd | 9057133 | 8 |  | 2007-02-01 | FALSE | 2007-02-01 | FALSE | Currently in Use | Diesel | 20000 | Composite | 2007-02-01 |  | Fiberglass Reinforced Plastic | Safe Suction (Euro)
ROME PROPERTIES LLC GROUP | 329 HUFFAKER RD | ROME | Floyd | 9057087 | 2 | Flapper Valve | 1994-07-05 | FALSE | 1994-07-05 | FALSE | Currently in Use | Premium | 6000 | Galvanic (STIP-3) | 1994-07-05 |  | Galvanized Steel | Pressurized
ROME PROPERTIES LLC GROUP | 329 HUFFAKER RD | ROME | Floyd | 9057087 | 2 | Flapper Valve | 1994-07-05 | FALSE | 1994-07-05 | FALSE | Currently in Use | Premium | 6000 | Galvanic (STIP-3) | 1994-07-05 |  | Galvanized Steel | Pressurized
ROME PROPERTIES LLC GROUP | 329 HUFFAKER RD | ROME | Floyd | 9057087 | 2 | Flapper Valve | 1994-07-05 | FALSE | 1994-07-05 | FALSE | Currently in Use | Premium | 6000 | Galvanic (STIP-3) | 1994-07-05 |  | Galvanized Steel | Pressurized
ROME PROPERTIES LLC GROUP | 329 HUFFAKER RD | ROME | Floyd | 9057087 | 2 | Flapper Valve | 1994-07-05 | FALSE | 1994-07-05 | FALSE | Currently in Use | Premium | 6000 | Galvanic (STIP-3) | 1994-07-05 |  | Galvanized Steel | Pressurized
CHARLES LEE AUTO SALES | 1212 MARTHA BERRY BLVD | ROME | Floyd | 9057073 | 4 | [5 empty] | Removed from Ground | Gas (Historical Use) | 6000 | Not Marked/Unknown | 1995-02-25 | 1995-02-25 | Unknown
Avion Food and Fuel #104 | 2930 MARTHA BERRY BLVD | ROME | Floyd | 570256 | UNL | Ball Float | 1998-08-08 | FALSE | 1998-08-08 | FALSE | Currently in Use | Regular | 10008 | Steel-Impressed Current | 1984-05-08 |  | Bare Steel | Pressurized
FORMER WATKINS AUTO | 32 EAST MAIN STREET | ROME | Floyd | 10002217 | 3 |  |  | FALSE |  | FALSE | Removed from Ground | Gas (Historical Use) | 1000 | Bare Steel | 1950-01-01 | 2013-04-17 | Bare Steel
UNKNOWN | 618 SHORTER AVENUE | ROME | Floyd | 10002355 | 1 |  |  | FALSE |  | FALSE | Removed from Ground | Not Marked/Tank Removed | 1000 | Unknown | 2014-08-05 | 2014-08-05
HANDY STORES (MARATHON) | 17 SMITH RD | ROME | Floyd | 10001901 | 1B | Ball Float | 2007-02-01 | FALSE | 2012-11-22 | FALSE | Currently in Use | Gas (Historical Use) | 4000 | Composite | 2006-02-01 |  | Double-Walled Fiberglass | Pressurized
HANDY STORES (MARATHON) | 17 SMITH RD | ROME | Floyd | 10001901 | 1B | Ball Float | 2007-02-01 | FALSE | 2012-11-22 | FALSE | Currently in Use | Gas (Historical Use) | 4000 | Composite | 2006-02-01 |  | Double-Walled Fiberglass | Pressurized
HANDY STORES (MARATHON) | 17 SMITH RD | ROME | Floyd | 10001901 | 1B | Ball Float | 2007-02-01 | FALSE | 2012-11-22 | FALSE | Currently in Use | Gas (Historical Use) | 4000 | Composite | 2006-02-01 |  | Double-Walled Fiberglass | Pressurized
HANDY STORES (MARATHON) | 17 SMITH RD | ROME | Floyd | 10001901 | 1B | Ball Float | 2007-02-01 | FALSE | 2012-11-22 | FALSE | Currently in Use | Gas (Historical Use) | 4000 | Composite | 2006-02-01 |  | Double-Walled Fiberglass | Pressurized
CITGO FOOD MART #11 | 5646 ALA HWY NW | ROME | Floyd | 9057082 | 2 | Ball Float | 1994-03-01 | FALSE | 1994-03-01 | FALSE | Currently in Use | Premium | 8000 | Steel-Impressed Current | 1994-03-01 |  | Fiberglass Reinforced Plastic | Pressurized
CITGO FOOD MART #11 | 5646 ALA HWY NW | ROME | Floyd | 9057082 | 2 | Ball Float | 1994-03-01 | FALSE | 1994-03-01 | FALSE | Currently in Use | Premium | 8000 | Steel-Impressed Current | 1994-03-01 |  | Fiberglass Reinforced Plastic | Pressurized
CITGO FOOD MART #11 | 5646 ALA HWY NW | ROME | Floyd | 9057082 | 2 | Ball Float | 1994-03-01 | FALSE | 1994-03-01 | FALSE | Currently in Use | Premium | 8000 | Steel-Impressed Current | 1994-03-01 |  | Fiberglass Reinforced Plastic | Pressurized
CITGO FOOD MART #11 | 5646 ALA HWY NW | ROME | Floyd | 9057082 | 2 | Ball Float | 1994-03-01 | FALSE | 1994-03-01 | FALSE | Currently in Use | Premium | 8000 | Steel-Impressed Current | 1994-03-01 |  | Fiberglass Reinforced Plastic | Pressurized
FLOYD MEDICAL CENTER | 304 TURNER MCCALL BLVD | ROME | Floyd | 9057078 | 2 | [5 empty] | Removed from Ground | Diesel | 15000 | Bare Steel | 1975-01-01 | 1998-06-01 | Copper | Suction (American)
WEST ROME DYEHOUSE | 438 LAVENDER DR | ROME | Floyd | 9057044 | PROP | [5 empty] | Removed from Ground | Propane | 500 | Marked Unknown | 1974-01-01 | 1993-07-19 | Bare Steel | Pressurized
FOSTERS MILL GROCERY | 5536 BLACKS BLUFF RD | ROME | Floyd | 9057007 | 1 |  | 1998-12-01 |  | 1998-12-01 |  | Removed from Ground | Gas (Historical Use) | 1000 | Steel-Impressed Current | 1977-01-01 | 2013-01-21 | Fiberglass Reinforced Plastic | Suction (American)
CHEVRON | 507 TURNER MCCALL BLVD | ROME | Floyd | 570153 | 9 | [5 empty] | Removed from Ground | Gas (Historical Use) | 1000 | Not Marked/Unknown |  | 1899-12-31 | Not Marked
CHEVRON | 507 TURNER MCCALL BLVD | ROME | Floyd | 570153 | 11 | [5 empty] | Removed from Ground | Gas (Historical Use) | 1000 | Not Marked/Unknown |  | 1899-12-31 | Not Marked
CHEVRON | 507 TURNER MCCALL BLVD | ROME | Floyd | 570153 | 8 | [5 empty] | Removed from Ground | Gas (Historical Use) | 1000 | Not Marked/Unknown |  | 1899-12-31 | Not Marked
CHEVRON | 507 TURNER MCCALL BLVD | ROME | Floyd | 570153 | 6 | Ball Float | 1996-02-01 | FALSE | 1996-02-01 | FALSE | Currently in Use | Premium | 10000 | Composite | 1996-02-01 |  | Double-Walled Fiberglass | Pressurized
BFI SERVICE LLC | 14 REDMOND CT | ROME | Floyd | 9057021 | 3 |  |  | TRUE |  | TRUE | Removed from Ground | Used Oil | 0 | Marked Unknown | 1989-11-29 | 1989-11-29 | Unknown
N GA DISTRIBUTING CO | 3 VILLA DR | ROME | Floyd | 570019 | 1 | Flapper Valve | 1998-09-18 | FALSE | 1998-09-18 | FALSE | Removed from Ground | Regular | 12000 | Steel-Impressed Current | 1980-02-23 | 2020-01-15 | Steel (Impressed Current) | Safe Suction (Euro)
CITGO QUICK STOP | 3173 MARTHA BERRY BLVD | ROME | Floyd | 570152 | 2 | [5 empty] | Removed from Ground | Gas (Historical Use) | 8000 | Bare Steel | 1979-05-09 | 1997-08-15 | Galvanized Steel | Pressurized
WE PUMP IT/SMILE GAS #6 | 2000 REDMOND RD | ROME | Floyd | 570154 | 2 | [5 empty] | Removed from Ground | Gas (Historical Use) | 8084 | Bare Steel | 1972-05-11 | 1998-03-01 | Galvanized Steel | Pressurized
CITGO FOOD MART #11 | 5646 ALA HWY NW | ROME | Floyd | 9057082 | 1 | Ball Float | 1994-03-01 | FALSE | 1994-03-01 | FALSE | Currently in Use | Regular | 12000 | Steel-Impressed Current | 1994-03-01 |  | Fiberglass Reinforced Plastic | Pressurized
CITGO FOOD MART #11 | 5646 ALA HWY NW | ROME | Floyd | 9057082 | 1 | Ball Float | 1994-03-01 | FALSE | 1994-03-01 | FALSE | Currently in Use | Regular | 12000 | Steel-Impressed Current | 1994-03-01 |  | Fiberglass Reinforced Plastic | Pressurized
CITGO FOOD MART #11 | 5646 ALA HWY NW | ROME | Floyd | 9057082 | 1 | Ball Float | 1994-03-01 | FALSE | 1994-03-01 | FALSE | Currently in Use | Regular | 12000 | Steel-Impressed Current | 1994-03-01 |  | Fiberglass Reinforced Plastic | Pressurized
CITGO FOOD MART #11 | 5646 ALA HWY NW | ROME | Floyd | 9057082 | 1 | Ball Float | 1994-03-01 | FALSE | 1994-03-01 | FALSE | Currently in Use | Regular | 12000 | Steel-Impressed Current | 1994-03-01 |  | Fiberglass Reinforced Plastic | Pressurized
FOSTERS MILL GROCERY | 5536 BLACKS BLUFF RD | ROME | Floyd | 9057007 | 2 |  | 1998-12-01 |  | 1998-12-01 |  | Removed from Ground | Gas (Historical Use) | 1000 | Not Marked/Unknown | 1977-01-01 | 2013-01-21 | Fiberglass Reinforced Plastic | Suction (American)
BFI SERVICE LLC | 14 REDMOND CT | ROME | Floyd | 9057021 | 5 |  | 1990-01-05 |  | 1990-01-05 |  | Removed from Ground | Diesel | 10000 | Galvanic (STIP-3) | 1990-01-05 | 2011-03-01 | Cathodically Protected | Suction (American)
CITGO QUICK STOP | 3173 MARTHA BERRY BLVD | ROME | Floyd | 570152 | 5 | Flapper Valve | 1997-09-19 | FALSE | 1997-09-19 | FALSE | Currently in Use | Regular | 12000 | Composite | 1997-09-15 |  | Fiberglass Reinforced Plastic | Pressurized
CITGO QUICK STOP | 3173 MARTHA BERRY BLVD | ROME | Floyd | 570152 | 7 | Flapper Valve | 1997-09-19 | FALSE | 1997-09-19 | FALSE | Currently in Use | Diesel | 12000 | Composite | 1997-09-15 |  | Fiberglass Reinforced Plastic | Pressurized
Gas Express #273 | 4818 ALABAMA HWY | ROME | Floyd | 570032 | 2 | [5 empty] | Removed from Ground | Gas (Historical Use) | 10000 | Bare Steel | 1982-03-25 | 1997-01-01 | Galvanized Steel | Pressurized
COOSA MIDDLE SCHOOL | 5041 ALABAMA HWY SW | ROME | Floyd | 570002 | 2 | [5 empty] | Removed from Ground | Gas (Historical Use) | 550 | Bare Steel | 1984-02-04 | 1986-01-01 | Galvanized Steel
DESIGN CONCRETE INC | 935 N 2ND AVE | ROME | Floyd | 570012 | 1 | [5 empty] | Removed from Ground | Diesel | 2000 | Bare Steel | 1976-02-16 | 1998-02-08 | Galvanized Steel | Safe Suction (Euro)
GENERAL ELECTRIC CO | 1935 REDMOND CIR | ROME | Floyd | 570041 | 3 | [5 empty] | Removed from Ground | Gas (Historical Use) | 1000 | Bare Steel | 1981-03-25 | 1989-12-01 | Bare Steel
G & R TOWING | 1801 DEAN ST | ROME | Floyd | 570103 | 1 |  | 1999-03-15 |  | 1999-03-15 |  | Removed from Ground | Gas (Historical Use) | 8000 | Steel-Impressed Current | 1976-03-28 | 2016-02-11 | Cathodically Protected | Suction (American)
G & R TOWING | 1801 DEAN ST | ROME | Floyd | 570103 | 4 |  | 1999-03-15 |  | 1999-03-15 |  | Removed from Ground | Gas (Historical Use) | 1000 | Steel-Impressed Current | 1961-04-01 | 2016-02-12 | Cathodically Protected | Suction (American)
COOSA VALLEY PETROLEUM INC | 307 CEDAR AVE | ROME | Floyd | 570118 | 1 | [5 empty] | Closed in Ground | Gas (Historical Use) | 550 | Bare Steel | 1956-05-06 | 1988-12-01 | Galvanized Steel
LOYDS SERVICE CENTER | 1501 TURNER MCCALL BLVD | ROME | Floyd | 570128 | 1 | Flapper Valve | 1998-10-12 | FALSE | 1998-10-12 | FALSE | Temporarily out of use | Gas (Historical Use) | 1000 | Steel-Impressed Current | 1973-05-02 |  | Double-Walled Fiberglass | Pressurized
LOYDS SERVICE CENTER | 1501 TURNER MCCALL BLVD | ROME | Floyd | 570128 | 1 | [11 empty] | Double-Walled Fiberglass | Pressurized
CIRCLE K #2723637 | 2221 SHORTER AVE | ROME | Floyd | 570004 | 3 | Ball Float | 1996-09-01 | FALSE | 1996-09-01 | FALSE | Currently in Use | Plus | 5000 | Steel-Impressed Current | 1966-04-28 |  | Fiberglass Reinforced Plastic | Pressurized
GA0056 1808 DEAN AVE | 1808 DEAN AVE | ROME | Floyd | 570005 | 2 | Ball Float | 1996-06-01 | FALSE | 1996-06-01 | FALSE | Currently in Use | Premium | 8000 | Steel-Impressed Current | 1966-04-28 |  | Steel (Impressed Current) | Pressurized
GENERAL ELECTRIC CO | 1935 REDMOND CIR | ROME | Floyd | 570041 | 4 | [5 empty] | Removed from Ground | Diesel | 500 | Bare Steel | 1959-03-31 | 1989-12-01 | Bare Steel
GENERAL ELECTRIC CO | 1935 REDMOND CIR | ROME | Floyd | 570041 | 5 | [5 empty] | Closed in Ground | Gas (Historical Use) | 2000 | Bare Steel | 1964-03-29 | 1980-04-01 | Bare Steel
CONSOLIDATED FREIGHTWAYS | 3297 MARTHA BERRY HWY/HWY 27 NOR | ROME | Floyd | 570043 | D-3 | [5 empty] | Removed from Ground | Diesel | 5000 | Bare Steel | 1966-04-21 | 1989-01-01 | Bare Steel
ROME QUARRY | 1300 REDMOND RD | ROME | Floyd | 570044 | 2 |  |  | TRUE |  | TRUE | Removed from Ground | Used Oil | 6000 | Bare Steel | 1978-01-01 | 1978-01-01 | Unknown
ROME FEDERAL COURTHOUSE | 600 E 1st ST | ROME | Floyd | 570038 | 1 | Flapper Valve | 1994-06-01 | FALSE | 1994-06-01 | FALSE | Currently in Use | Diesel | 550 | Fiberglass | 1983-02-06 |  | Flex | Suction (American)
INLAND CONTAINER CORP | 238 MAYS BRIDGE RD SW | ROME | Floyd | 570017 | 1 | [5 empty] | Removed from Ground | Diesel | 20049 | Bare Steel | 1979-02-15 | 1994-05-04 | Galvanized Steel
CIRCLE K #2723637 | 2221 SHORTER AVE | ROME | Floyd | 570004 | 4 | Ball Float | 1996-09-01 | FALSE | 1996-09-01 | FALSE | Currently in Use | Premium | 5000 | Steel-Impressed Current | 1966-04-28 |  | Fiberglass Reinforced Plastic | Pressurized
CONSOLIDATED FREIGHTWAYS | 3297 MARTHA BERRY HWY/HWY 27 NOR | ROME | Floyd | 570043 | D-1 | [5 empty] | Removed from Ground | Diesel | 10000 | Bare Steel | 1972-04-19 | 1994-05-11 | Bare Steel | Suction (American)
TRICO II SE PETROLEUM CORP | 911 SHORTER AVE | ROME | Floyd | 570048 | 4 | [5 empty] | Removed from Ground | Gas (Historical Use) | 10000 | Fiberglass | 1979-04-13 | 1998-12-31 | Galvanized Steel | Pressurized
SNG ROME DISTRICT | 1564 KINGSTON RD SE | ROME | Floyd | 570045 | 1 | [5 empty] | Removed from Ground | Gas (Historical Use) | 1000 | Cathodically Protected Steel | 1960-01-01 | 1989-11-02 | Galvanized Steel
MORGAN & HUNT OIL CO INC | 1401 SHORTER AVE | ROME | Floyd | 570098 | 2 | [5 empty] | Removed from Ground | Empty | 5000 | Bare Steel | 1974-03-29 | 1986-05-01 | Galvanized Steel
PAHARI PROPERTIES LLC | 1901 N BROAD ST | ROME | Floyd | 570100 | 3 | Flapper Valve | 1996-08-01 | FALSE | 1996-08-01 | FALSE | Currently in Use | Premium | 6000 | Steel-Impressed Current | 1985-03-26 |  | Fiberglass Reinforced Plastic | Pressurized
DULANEYS MAGIC TOUCH CAR WASH IN | 701 SHORTER AVE | ROME | Floyd | 9057024 | 1 | [5 empty] | Removed from Ground | Gas (Historical Use) | 5000 | Not Marked/Unknown | 1992-04-13 | 1992-04-13 | Not Marked
DULANEYS MAGIC TOUCH CAR WASH IN | 701 SHORTER AVE | ROME | Floyd | 9057024 | 4 | [5 empty] | Removed from Ground | Gas (Historical Use) | 5000 | Not Marked/Unknown | 1992-04-13 | 1992-04-13 | Not Marked
NW GA REGIONAL HOSPITAL | 1305 REDMOND CIR | ROME | Floyd | 570021 | 4 |  |  | TRUE |  | TRUE | Removed from Ground | Used Oil | 550 | Bare Steel | 1974-02-09 | 1997-05-26 | Unknown | Gravity Fed
NW GA REGIONAL HOSPITAL | 1305 REDMOND CIR | ROME | Floyd | 570021 | 5 |  | 1997-05-08 | FALSE | 1997-05-08 | FALSE | Removed from Ground | Gas (Historical Use) | 2500 | Fiberglass Double Walled | 1997-05-08 | 2020-07-30 | Fiberglass Reinforced Plastic | Safe Suction (Euro)
WE PUMP IT/SMILE GAS #6 | 2000 REDMOND RD | ROME | Floyd | 570154 | 3 | [5 empty] | Removed from Ground | Diesel | 6500 | Bare Steel | 1972-05-11 | 1998-03-01 | Galvanized Steel | Pressurized
COOSA MIDDLE SCHOOL | 5041 ALABAMA HWY SW | ROME | Floyd | 570002 | 1 | [5 empty] | Removed from Ground | Diesel | 1000 | Bare Steel | 1985-02-04 | 1986-01-01 | Galvanized Steel
BEKAERT CORP | 301 DARLINGTON DR | ROME | Floyd | 570008 | 3 |  | 1995-09-26 |  | 1995-09-26 |  | Removed from Ground | Diesel | 1000 | Cathodically Protected Steel | 1989-12-29 | 1999-05-25 | Fiberglass Reinforced Plastic | Safe Suction (Euro)
SOUTHEAST TERMINAL | 2671 CALHOUN RD | ROME | Floyd | 570027 | 1 | [5 empty] | Removed from Ground | Kerosene | 1000 | Bare Steel | 1975-03-06 | 1988-11-01 | Galvanized Steel
SOUTHEAST TERMINAL | 2671 CALHOUN RD | ROME | Floyd | 570027 | 4 | [5 empty] | Removed from Ground | Empty | 1000 | Bare Steel | 1980-03-04 | 1988-11-01 | Galvanized Steel
RYDER TRANSPORTATION SERVICES #0 | 101 JOHN DAVENPORT DR | ROME | Floyd | 570006 | 2 | [5 empty] | Removed from Ground | Diesel | 6110 | Bare Steel | 1963-03-22 | 1996-10-01 | Bare Steel | Safe Suction (Euro)
GENERAL ELECTRIC CO | 1935 REDMOND CIR | ROME | Floyd | 570041 | 2 | [5 empty] | Removed from Ground | Other | 10000 | Bare Steel | 1966-03-29 | 1989-12-01 | Bare Steel
MODEL ELEM SCHOOL | 4644 CALHOUN RD | ROME | Floyd | 570039 | 1 | [5 empty] | Removed from Ground | Gas (Historical Use) | 3000 | Bare Steel | 1961-01-01 | 1899-12-31 | Galvanized Steel
CITGO FOOD MART | 1701 TURNER MCCALL BLVD | ROME | Floyd | 570102 | 2 | Flapper Valve | 1998-12-01 | FALSE | 1998-12-01 | FALSE | Currently in Use | Regular | 5000 | Steel-Impressed Current | 1968-03-30 |  | Fiberglass Reinforced Plastic | Pressurized
ITT LESTER INDUSTRIES INC | 29 WESTSIDE IND BLVD | ROME | Floyd | 570108 | 3 | [5 empty] | Removed from Ground | Diesel | 10500 | Bare Steel | 1979-05-02 | 1990-06-01 | Bare Steel
HI TECH | 7130 NEW CALHOUN RD (CURRENT ADD | ROME | Floyd | 570258 | 1 |  | 1992-01-07 | FALSE | 1992-01-07 | FALSE | Currently in Use | Regular | 10152 | Composite | 1992-01-07 |  | Fiberglass Reinforced Plastic | Pressurized
SOUTHEAST TERMINAL | 2671 CALHOUN RD | ROME | Floyd | 570027 | 3 | [5 empty] | Removed from Ground | Kerosene | 2000 | Bare Steel | 1975-03-06 | 1988-11-01 | Galvanized Steel
DESIGN CONCRETE INC | 935 N 2ND AVE | ROME | Floyd | 570012 | 2 | [5 empty] | Removed from Ground | Gas (Historical Use) | 2000 | Bare Steel | 1976-02-16 | 1998-02-08 | Galvanized Steel | Safe Suction (Euro)
CONSOLIDATED FREIGHTWAYS | 3297 MARTHA BERRY HWY/HWY 27 NOR | ROME | Floyd | 570043 | D-2 | [5 empty] | Removed from Ground | Diesel | 5000 | Bare Steel | 1966-04-21 | 1989-01-01 | Bare Steel
RIDDLE INC | 232 GLENN MILNER BLVD | ROME | Floyd | 570040 | 1 | [5 empty] | Removed from Ground | Gas (Historical Use) | 2000 | Bare Steel | 1978-03-26 | 1998-05-13 | Galvanized Steel
CIRCLE K #2723537 | 4350 MARTHA BERRY HWY | ROME | Floyd | 570033 | 2 | [5 empty] | Removed from Ground | Gas (Historical Use) | 10000 | Bare Steel | 1982-03-25 | 1994-09-12 | Galvanized Steel
DMS CONSTRUCTION CO | 100 ROGERS DR | ROME | Floyd | 570007 | 5 |  |  | TRUE |  | TRUE | Removed from Ground | Used Oil | 500 | Bare Steel | 1974-03-13 | 1998-03-01 | Galvanized Steel | Gravity Fed
DMS CONSTRUCTION CO | 100 ROGERS DR | ROME | Floyd | 570007 | 4 | [5 empty] | Removed from Ground | Other | 2000 | Bare Steel | 1978-03-12 | 1998-03-01 | Galvanized Steel | Safe Suction (Euro)
FLOYD COUNTY BOARD OF EDUCATION | 600 RIVERSIDE PKWY NE | ROME | Floyd | 570013 | 3 | Flapper Valve | 1997-07-17 | FALSE | 1997-07-17 | FALSE | Currently in Use | Regular | 10000 | Steel-Impressed Current | 1983-02-04 |  |  | Safe Suction (Euro)
NORTHRIDGE STOP N SHOP | 2355 CALHOUN RD NE | ROME | Floyd | 570110 | 1 | Flapper Valve | 1995-12-01 | FALSE | 1995-12-01 | FALSE | Currently in Use | Regular | 8000 | Steel-Impressed Current | 1986-04-07 |  | Fiberglass Reinforced Plastic | Pressurized
LT PITTS GROCERY | RT 2 HWY 53 | ROME | Floyd | 570122 | 3 | [5 empty] | Removed from Ground | Kerosene | 280 | Bare Steel | 1956-05-06 | 1988-12-01 | Galvanized Steel
N BROAD BP | 1026 N BROAD ST | ROME | Floyd | 570127 | 1 | [5 empty] | Removed from Ground | Empty | 3000 | Bare Steel | 1956-05-06 | 1998-05-20 | Galvanized Steel | Safe Suction (Euro)
LOYDS SERVICE CENTER | 1501 TURNER MCCALL BLVD | ROME | Floyd | 570128 | 6 |  |  | TRUE |  | TRUE | Not regulated- Currently in use | Used Oil | 550 | Bare Steel | 1956-05-06 | 1979-12-01 | Galvanized Steel
CHULIO GREWAL LLC | 581 CHULIO RD | ROME | Floyd | 570070 | 5 | Flapper Valve | 2014-12-17 | FALSE | 2014-12-17 | FALSE | Currently in Use | Premium | 3000 | Galvanic (STIP-3) | 1996-03-01 |  | Double-Walled Flex | Pressurized
CHULIO GREWAL LLC | 581 CHULIO RD | ROME | Floyd | 570070 | 4 | Flapper Valve | 2014-12-17 | FALSE | 2014-12-17 | FALSE | Currently in Use | Diesel | 3000 | Galvanic (STIP-3) | 1996-03-01 |  | Double-Walled Flex | Pressurized
SMART MART #1 | 1007 TURNER MCCALL BLVD | ROME | Floyd | 570056 | 3 | [5 empty] | Removed from Ground | Gas (Historical Use) | 10000 | Fiberglass | 1982-04-24 | 1993-02-02 | Fiberglass Reinforced Plastic | Pressurized
D & D OIL CO INC | 81 THOMAS RD NE | ROME | Floyd | 570059 | 2 | [5 empty] | Removed from Ground | Diesel | 2000 | Bare Steel | 1971-04-27 | 1988-11-01 | Galvanized Steel
CIRCLE K #2723655 | 2401 GARDEN LAKES BLVD | ROME | Floyd | 9057017 | 3 | [5 empty] | Removed from Ground | Diesel | 2005 | Bare Steel | 1970-01-01 | 1899-12-31 | Galvanized Steel
MANIS BUILDING CENTER | ELIZABETH ST | ROME | Floyd | 570262 | 1 | [5 empty] | Removed from Ground | Empty | 1000 | Bare Steel | 1966-06-01 | 1987-03-01 | Bare Steel
Gas Express #273 | 4818 ALABAMA HWY | ROME | Floyd | 570032 | 5 | Ball Float | 1997-02-01 | FALSE | 1997-02-01 | FALSE | Currently in Use | Diesel | 10000 | Composite | 1997-02-01 |  | Double-Walled Flex | Pressurized
FLOYD COUNTY BOARD OF EDUCATION | 600 RIVERSIDE PKWY NE | ROME | Floyd | 570013 | 2 | Flapper Valve | 1997-07-17 | FALSE | 1997-07-17 | FALSE | Currently in Use | Regular | 10000 | Steel-Impressed Current | 1983-02-04 |  |  | Safe Suction (Euro)
TRICO II SE PETROLEUM CORP | 911 SHORTER AVE | ROME | Floyd | 570048 | 3 | [5 empty] | Removed from Ground | Kerosene | 10000 | Fiberglass | 1979-04-13 | 1998-12-31 | Galvanized Steel | Pressurized
MORGAN & HUNT OIL CO INC | 1401 SHORTER AVE | ROME | Floyd | 570098 | 4 | [5 empty] | Removed from Ground | Empty | 2000 | Bare Steel | 1966-03-31 | 1986-05-01 | Galvanized Steel
MORGAN & HUNT OIL CO INC | 1401 SHORTER AVE | ROME | Floyd | 570098 | 1 | [5 empty] | Removed from Ground | Empty | 5000 | Bare Steel | 1974-03-29 | 1986-05-01 | Galvanized Steel
WAYNE BLACKWOOD L/M | 101 US HWY 411 E | ROME | Floyd | 570117 | 2 | [5 empty] | Removed from Ground | Empty | 550 | Bare Steel | 1972-04-26 | 1899-12-31 | Unknown
LT PITTS GROCERY | RT 2 HWY 53 | ROME | Floyd | 570122 | 1 | [5 empty] | Removed from Ground | Gas (Historical Use) | 550 | Bare Steel | 1956-05-06 | 1988-12-01 | Galvanized Steel
N BROAD BP | 1026 N BROAD ST | ROME | Floyd | 570127 | 3 | [5 empty] | Removed from Ground | Empty | 3000 | Bare Steel | 1956-05-06 | 1998-05-20 | Galvanized Steel
LOYDS SERVICE CENTER | 1501 TURNER MCCALL BLVD | ROME | Floyd | 570128 | 2A | [11 empty] | Double-Walled Fiberglass | Pressurized
HUGH FREEMAN GROCERY | 2130 KINGSTON AVE SE | ROME | Floyd | 570096 | 3 | [5 empty] | Removed from Ground | Gas (Historical Use) | 550 | Bare Steel | 1971-03-30 | 2000-01-12 | Galvanized Steel | Safe Suction (Euro)
CHULIO GREWAL LLC | 581 CHULIO RD | ROME | Floyd | 570070 | 6 | Flapper Valve | 2014-12-17 | FALSE | 2014-12-17 | FALSE | Currently in Use | Regular | 8000 | Composite Double Walled | 2014-12-12 |  | Double-Walled Flex | Pressurized
DOWNTOWN FOOD MART | 610 BROAD ST | ROME | Floyd | 570053 | 2 |  | 1996-04-01 | FALSE | 1996-04-01 | FALSE | Temporarily out of use | Gas (Historical Use) | 2000 | Steel-Impressed Current | 1960-01-01 |  | Galvanized Steel | Suction (American)
CIRCLE K #2723655 | 2401 GARDEN LAKES BLVD | ROME | Floyd | 9057017 | 6 | Ball Float | 1999-06-30 | FALSE | 1999-06-30 | FALSE | Currently in Use | Premium | 10000 | Composite | 1999-06-30 |  | Fiberglass Reinforced Plastic | Pressurized
JET | 1905 MAPLE ST | ROME | Floyd | 570046 | 2 | [5 empty] | Removed from Ground | Gas (Historical Use) | 10000 | Fiberglass | 1984-04-17 | 1988-04-01 | Galvanized Steel
CIRCLE K #2723537 | 4350 MARTHA BERRY HWY | ROME | Floyd | 570033 | 4 | [5 empty] | Removed from Ground | Kerosene | 2000 | Cathodically Protected Steel | 1987-12-01 | 1994-09-12 | Fiberglass Reinforced Plastic
CIRCLE K #2723537 | 4350 MARTHA BERRY HWY | ROME | Floyd | 570033 | 5 | Ball Float | 1994-09-16 | FALSE | 1994-09-16 | FALSE | Currently in Use | Regular | 10000 | Composite | 1994-09-16 |  | Double-Walled Flex | Pressurized
CITGO FOOD MART | 1701 TURNER MCCALL BLVD | ROME | Floyd | 570102 | 4 | Flapper Valve | 1998-12-01 | FALSE | 1998-12-01 | FALSE | Currently in Use | Diesel On Road | 5000 | Steel-Impressed Current | 1968-03-30 |  | Fiberglass Reinforced Plastic | Pressurized
CITGO FOOD MART | 1701 TURNER MCCALL BLVD | ROME | Floyd | 570102 | 5 |  |  | FALSE |  | FALSE | Removed from Ground |  | 500 |  |  | 2021-02-15
WAYNE BLACKWOOD L/M | 101 US HWY 411 E | ROME | Floyd | 570117 | 1 | [5 empty] | Removed from Ground | Other | 1000 | Bare Steel | 1972-04-26 | 1899-12-31 | Unknown
ROME BP | 701 TURNER MCCALL BLVD | ROME | Floyd | 570125 | 1 | [5 empty] | Removed from Ground | Gas (Historical Use) | 6000 | Bare Steel | 1983-04-30 | 1995-03-01 | Galvanized Steel
PAHARI PROPERTIES LLC | 1901 N BROAD ST | ROME | Floyd | 570100 | 2 | Ball Float | 1996-08-01 | FALSE | 1996-08-01 | FALSE | Currently in Use | Plus | 6000 | Steel-Impressed Current | 1971-03-30 |  | Fiberglass Reinforced Plastic | Pressurized
PAHARI PROPERTIES LLC | 1901 N BROAD ST | ROME | Floyd | 570100 | 2 | Ball Float | 1996-08-01 | FALSE | 1996-08-01 | FALSE | Currently in Use | Plus | 6000 | Steel-Impressed Current | 1971-03-30 |  | Fiberglass Reinforced Plastic | Pressurized
ROME FEDERAL COURTHOUSE | 600 E 1st ST | ROME | Floyd | 570038 | 1 | Flapper Valve | 1994-06-01 | FALSE | 1994-06-01 | FALSE | Currently in Use | Diesel | 550 | Fiberglass | 1983-02-06 |  | Flex | Suction (American)
RIDDLE INC | 232 GLENN MILNER BLVD | ROME | Floyd | 570040 | 2 | [5 empty] | Removed from Ground | Gas (Historical Use) | 2000 | Not Marked/Unknown | 1998-05-01 | 1998-05-01 | Not Marked
PANTRY #3532 DBA GOLDEN GALLON | 2006 REDMOND CIR | ROME | Floyd | 570031 | 2 |  | 1998-11-23 |  | 1998-11-23 |  | Removed from Ground | Gas (Historical Use) | 10000 | Steel-Impressed Current | 1981-03-25 | 2004-02-20 | Cathodically Protected | Suction (American)
BPS 10602 ROME MAINT HQ | SUNSET LANE OFF US HWY 411 WEST | ROME | Floyd | 570084 | 602D1 | [5 empty] | Removed from Ground | Diesel | 1000 | Bare Steel | 1961-05-05 | 2001-06-05 | Unknown | Safe Suction (Euro)
HUGH FREEMAN GROCERY | 2130 KINGSTON AVE SE | ROME | Floyd | 570096 | 1 | [5 empty] | Removed from Ground | Gas (Historical Use) | 3000 | Bare Steel | 1981-03-27 | 2000-01-12 | Galvanized Steel | Safe Suction (Euro)
KMART 7348 | 2338 SHORTER AVE | ROME | Floyd | 570077 | 1 |  |  | TRUE |  | TRUE | Removed from Ground | Used Oil | 1000 | Not Marked/Unknown | 1993-12-13 | 1993-12-13 | Not Marked
MATTHES ASHLEY/ALLENS GULF | 1601 TURNER MCCALL BLVD | ROME | Floyd | 570062 | 2 | [5 empty] | Removed from Ground | Gas (Historical Use) | 5000 | Bare Steel | 1966-04-28 | 1995-06-22 | Galvanized Steel | Safe Suction (Euro)
MARKET ON 2ND LLC | 401 E SECOND AVE | ROME | Floyd | 570054 | 2 |  | 1998-08-01 | FALSE | 1996-08-01 | FALSE | Currently in Use | Plus | 4010 | Steel-Impressed Current | 1964-04-28 |  | Steel (Impressed Current) | Pressurized
NORTHRIDGE STOP N SHOP | 2355 CALHOUN RD NE | ROME | Floyd | 570110 | 2 | Flapper Valve | 1995-12-01 | FALSE | 1995-12-01 | FALSE | Currently in Use | Premium | 8000 | Steel-Impressed Current | 1986-04-07 |  | Fiberglass Reinforced Plastic | Pressurized
LT PITTS GROCERY | RT 2 HWY 53 | ROME | Floyd | 570122 | 2 | [5 empty] | Removed from Ground | Gas (Historical Use) | 550 | Bare Steel | 1956-05-06 | 1988-12-01 | Galvanized Steel
CHULIO GREWAL LLC | 581 CHULIO RD | ROME | Floyd | 570070 | 3 | Flapper Valve | 2014-12-17 | FALSE | 2014-12-17 | FALSE | Currently in Use | Diesel Off Road | 6000 | Galvanic (STIP-3) | 1996-03-01 |  | Double-Walled Flex | Pressurized
DEMPSEY TRUCKING CO | 1200 N 5TH AVE | ROME | Floyd | 570067 | 2 | [5 empty] | Permanently Out of Use - historical purposes | Empty | 7500 | Bare Steel | 1966-04-28 | 1899-12-31 | Unknown
OUTDOOR COMMUNICATIONS INC | 205 US HWY 411 EAST | ROME | Floyd | 570079 | 1 | [5 empty] | Permanently Out of Use - historical purposes | Gas (Historical Use) | 2000 | Bare Steel | 1983-04-09 | 1899-12-31 | Galvanized Steel
CIRCLE K #2723655 | 2401 GARDEN LAKES BLVD | ROME | Floyd | 9057017 | 4 | [5 empty] | Removed from Ground | Diesel | 2005 | Bare Steel | 1970-01-01 | 1899-12-31 | Galvanized Steel
CIRCLE K #2723655 | 2401 GARDEN LAKES BLVD | ROME | Floyd | 9057017 | 5 | Ball Float | 1999-06-30 | FALSE | 1999-06-30 | FALSE | Currently in Use | Regular | 15000 | Composite | 1999-06-30 |  | Fiberglass Reinforced Plastic | Pressurized
ROME MAGIC TOUCH CAR WASH INC | 915 NORTH BROAD ST | ROME | Floyd | 9057013 | 1 | [5 empty] | Removed from Ground | Gas (Historical Use) | 10000 | Bare Steel | 1973-01-01 | 1996-09-03 | Galvanized Steel
EXPERT TIRE | 712 BROAD ST | ROME | Floyd | 570111 | 1 |  |  | TRUE |  | TRUE | Removed from Ground | Used Oil | 250 | Bare Steel | 1983-03-27 | 1995-04-19 | Galvanized Steel
ITT LESTER INDUSTRIES INC | 29 WESTSIDE IND BLVD | ROME | Floyd | 570108 | 6 | [5 empty] | Removed from Ground | Diesel | 50000 | Bare Steel | 1979-05-02 | 1990-06-01 | Bare Steel
ROME BP | 701 TURNER MCCALL BLVD | ROME | Floyd | 570125 | 3 | [5 empty] | Removed from Ground | Gas (Historical Use) | 6000 | Bare Steel | 1983-04-30 | 1995-03-01 | Galvanized Steel
ROSEDALE GENERAL STORE | HWY 156 | ROME | Floyd | 570071 | 1 | [5 empty] | Removed from Ground | Gas (Historical Use) | 3000 | Bare Steel | 1961-04-29 | 1988-10-01 | Galvanized Steel | Safe Suction (Euro)
JOHNS GROCERY | 3218 Kingston Hwy SE | ROME | Floyd | 570068 | 1 | Flapper Valve | 1996-09-01 | FALSE | 1996-09-01 | FALSE | Currently in Use | Regular | 4100 | Steel-Impressed Current | 1974-04-26 |  | Steel (Impressed Current) | Safe Suction (Euro)
MATTHES ASHLEY/ALLENS GULF | 1601 TURNER MCCALL BLVD | ROME | Floyd | 570062 | 1 | [5 empty] | Removed from Ground | Gas (Historical Use) | 5000 | Bare Steel | 1966-04-28 | 1995-06-22 | Galvanized Steel
STALLION #147 | 1424 EAST MCCALL BLVD | ROME | Floyd | 570047 | 3 |  | 1984-10-01 |  | 1988-04-01 |  | Removed from Ground | Gas (Historical Use) | 10000 | Fiberglass | 1984-04-17 | 2006-02-28 | Fiberglass Reinforced Plastic | Pressurized
BURNETT FERRY QUICK STOP | 500 BURNETT FERRY RD SW | ROME | Floyd | 9057015 | 2 | Ball Float | 1996-06-01 | FALSE | 1996-06-01 | FALSE | Currently in Use | Premium | 6110 | Steel-Impressed Current | 2003-08-25 |  | Fiberglass Reinforced Plastic | Pressurized
PAHARI PROPERTIES LLC | 1901 N BROAD ST | ROME | Floyd | 570100 | 2 | Ball Float | 1996-08-01 | FALSE | 1996-08-01 | FALSE | Currently in Use | Plus | 6000 | Steel-Impressed Current | 1971-03-30 |  | Fiberglass Reinforced Plastic | Pressurized
PAHARI PROPERTIES LLC | 1901 N BROAD ST | ROME | Floyd | 570100 | 2 | Ball Float | 1996-08-01 | FALSE | 1996-08-01 | FALSE | Currently in Use | Plus | 6000 | Steel-Impressed Current | 1971-03-30 |  | Fiberglass Reinforced Plastic | Pressurized
DEMPSEY TRUCKING CO | 1200 N 5TH AVE | ROME | Floyd | 570067 | 3 | [5 empty] | Permanently Out of Use - historical purposes | Empty | 10000 | Bare Steel | 1966-04-28 | 1899-12-31 | Unknown
DOWNTOWN FOOD MART | 610 BROAD ST | ROME | Floyd | 570053 | 5 | Flapper Valve | 2007-01-11 | TRUE | 1996-04-01 | TRUE | Currently in Use | Diesel | 600 | Steel-Impressed Current | 1960-04-29 |  | Galvanized Steel | Safe Suction (Euro)
DOWNTOWN FOOD MART | 610 BROAD ST | ROME | Floyd | 570053 | 4 | Flapper Valve | 1996-04-01 | FALSE | 1996-04-01 | FALSE | Currently in Use | Premium | 2000 | Bare Steel | 1960-01-01 |  | Galvanized Steel | Suction (American)
WHITE ELECTRICAL CONST CO | 12 WESTSIDE IND BLVD | ROME | Floyd | 9057020 | 1 | [5 empty] | Removed from Ground | Gas (Historical Use) | 1000 | Bare Steel | 1971-01-01 | 1991-01-01 | Galvanized Steel
SMOKEY JOE'S RACING FRAMES | 800 A CALHOUN AVE | ROME | Floyd | 9057014 | 1 | [5 empty] | Removed from Ground | Gas (Historical Use) | 2000 | Cathodically Protected Steel | 1988-05-26 | 1993-02-01 | Galvanized Steel | Suction (American)
SOUTHEAST TERMINAL | 2671 CALHOUN RD | ROME | Floyd | 570027 | 5 | [5 empty] | Removed from Ground | Empty | 550 | Bare Steel | 1941-03-14 | 1988-11-01 | Galvanized Steel
HI TECH 108 | 4400 MARTHA BERRY BLVD | ROME | Floyd | 570003 | 3 | Flapper Valve | 1996-05-01 | FALSE | 1996-05-01 | FALSE | Currently in Use | Premium | 6000 | Steel-Impressed Current | 1971-04-27 |  | Steel (Impressed Current) | Pressurized
COOKS PEST CONTROL INC | 203 US HWY 411 EAST | ROME | Floyd | 570010 | 1 |  | 1997-10-22 |  | 1997-10-22 |  | Removed from Ground | Gas (Historical Use) | 10000 | Cathodically Protected Steel | 1977-02-28 | 2012-06-13 | Steel (Impressed Current) | Suction (American)
BEKAERT CORP | 301 DARLINGTON DR | ROME | Floyd | 570008 | 2 |  | 1995-09-26 |  | 1995-09-26 |  | Removed from Ground | Gas (Historical Use) | 1000 | Cathodically Protected Steel | 1989-12-29 | 1999-05-25 | Fiberglass Reinforced Plastic | Safe Suction (Euro)
TRICO II SE PETROLEUM CORP | 911 SHORTER AVE | ROME | Floyd | 570048 | 1 | [5 empty] | Removed from Ground | Gas (Historical Use) | 10000 | Fiberglass | 1979-04-13 | 1998-12-31 | Fiberglass Reinforced Plastic | Pressurized
CIRCLE K #2723537 | 4350 MARTHA BERRY HWY | ROME | Floyd | 570033 | 3 | [5 empty] | Removed from Ground | Gas (Historical Use) | 10000 | Bare Steel | 1982-03-25 | 1994-09-12 | Galvanized Steel
J SUPPLY CO/MORGAN & HUNT OIL CO | 88 ADDINGTON DRIVE | ROME | Floyd | 570093 | 1 | [5 empty] | Removed from Ground | Gas (Historical Use) | 3000 | Bare Steel | 1979-03-28 | 1997-07-05 | Galvanized Steel | Suction (American)
DOWNTOWN FOOD MART | 610 BROAD ST | ROME | Floyd | 570053 | 6 |  | 2007-01-11 | TRUE | 2007-01-11 | TRUE | Temporarily out of use | Used Oil | 600 | Bare Steel | 1960-04-29 |  |  | Safe Suction (Euro)
CIRCLE K #2723655 | 2401 GARDEN LAKES BLVD | ROME | Floyd | 9057017 | 2 | [5 empty] | Removed from Ground | Gas (Historical Use) | 6100 | Bare Steel | 1970-01-01 | 1899-12-31 | Galvanized Steel
BURNETT FERRY QUICK STOP | 500 BURNETT FERRY RD SW | ROME | Floyd | 9057015 | 3 | Ball Float | 1996-06-01 | FALSE | 1996-06-01 | FALSE | Currently in Use | Plus | 8000 | Steel-Impressed Current | 2003-08-25 |  | Fiberglass Reinforced Plastic | Pressurized
KELLER DYE & FINISHING | 1501 REDMOND CR | ROME | Floyd | 9057023 | 1 | [5 empty] | Permanently Out Of Use | Diesel | 1000 | Bare Steel | 1968-01-01 | 1970-01-01 | Unknown
U-HAUL CENTER #77675 | 2447 SHORTER AVE | ROME | Floyd | 570087 | 1 | [5 empty] | Removed from Ground | Gas (Historical Use) | 6000 | Marked Unknown | 1986-04-23 | 1995-01-01 | Unknown
HUGH FREEMAN GROCERY | 2130 KINGSTON AVE SE | ROME | Floyd | 570096 | 2 | [5 empty] | Removed from Ground | Gas (Historical Use) | 550 | Bare Steel | 1971-03-30 | 2000-01-12 | Galvanized Steel | Safe Suction (Euro)
MORGAN OIL CO INC | 25 EXCUSIAR ST | ROME | Floyd | 570094 | 2 | [5 empty] | Removed from Ground | Diesel | 1000 | Bare Steel | 1969-03-30 | 1988-04-01 | Galvanized Steel
REDMOND BP | 1924 REDMOND CIR | ROME | Floyd | 570082 | 4 |  |  | TRUE |  | TRUE | Closed in Ground | Used Oil | 500 | Bare Steel | 1971-04-04 | 1998-06-01 | Galvanized Steel
SMART MART #1 | 1007 TURNER MCCALL BLVD | ROME | Floyd | 570056 | 8 |  | 1994-11-15 |  | 1994-11-15 |  | Removed from Ground | Gas (Historical Use) | 10000 | Epoxy | 1994-11-15 | 2006-03-30 | Fiberglass Reinforced Plastic | Pressurized
SMART MART #1 | 1007 TURNER MCCALL BLVD | ROME | Floyd | 570056 | 6 |  | 1994-11-15 |  | 1994-11-15 |  | Removed from Ground | Gas (Historical Use) | 10000 | Epoxy | 1994-11-15 | 2006-03-30 | Fiberglass Reinforced Plastic | Pressurized
ROSEDALE GENERAL STORE | HWY 156 | ROME | Floyd | 570071 | 4 | [5 empty] | Removed from Ground | Diesel | 1000 | Bare Steel | 1961-04-29 | 1988-10-01 | Galvanized Steel | Safe Suction (Euro)
REDMOND BP | 1924 REDMOND CIR | ROME | Floyd | 570082 | 1 |  | 1996-09-01 |  | 1996-09-01 |  | Removed from Ground | Gas (Historical Use) | 6000 | Cathodically Protected Steel | 1971-04-04 | 2000-04-05 | Galvanized Steel | Pressurized
SMART MART #1 | 1007 TURNER MCCALL BLVD | ROME | Floyd | 570056 | 2 | [5 empty] | Removed from Ground | Gas (Historical Use) | 10000 | Fiberglass | 1982-04-24 | 1993-02-02 | Fiberglass Reinforced Plastic | Pressurized
MARKET ON 2ND LLC | 401 E SECOND AVE | ROME | Floyd | 570054 | 3 |  | 1996-08-01 | FALSE | 1996-08-01 | FALSE | Currently in Use | Premium | 4010 | Steel-Impressed Current | 1964-04-28 |  | Steel (Impressed Current) | Pressurized
MARKET ON 2ND LLC | 401 E SECOND AVE | ROME | Floyd | 570054 | 6006 |  |  | TRUE | 1996-08-01 | TRUE | Removed from Ground | Used Oil | 600 | Steel-Impressed Current | 1963-04-29 | 2006-05-05 | Cathodically Protected
DOWNTOWN FOOD MART | 610 BROAD ST | ROME | Floyd | 570053 | 3 |  |  | FALSE |  | FALSE | Temporarily out of use | Gas (Historical Use) | 2000 | Bare Steel | 1960-01-01 | 1992-01-01 | Galvanized Steel
WALKER MOUNTAIN STORE | 2342 CEDARTOWN HWY | ROME | Floyd | 9057010 | 2 | Flapper Valve | 1998-04-10 | FALSE | 1998-04-10 | TRUE | Currently in Use | Premium | 8000 | Steel-Impressed Current | 1986-07-01 |  | Fiberglass Reinforced Plastic | Pressurized
WQTU-FM TRANSMITTER | MT ALTO RD | ROME | Floyd | 570029 | 1 | [5 empty] | Removed from Ground | Diesel | 2000 | Bare Steel | 1984-02-28 | 1996-12-17 | Bare Steel | Safe Suction (Euro)
SOUTHEAST TERMINAL | 2671 CALHOUN RD | ROME | Floyd | 570027 | 1R1 | [5 empty] | Closed in Ground | Empty | 1000 | Fiberglass | 1988-12-15 | 1998-12-14 | Galvanized Steel | Suction (American)
Gas Express #273 | 4818 ALABAMA HWY | ROME | Floyd | 570032 | 6 | Ball Float | 1997-02-01 | FALSE | 1997-02-01 | FALSE | Currently in Use | Premium | 10000 | Composite | 1997-02-01 |  | Double-Walled Flex | Pressurized
CHARLES H POWELL INC DBA POWELL | 2108 CAVESPRING RD SW | ROME | Floyd | 570009 | 1 | [5 empty] | Removed from Ground | Gas (Historical Use) | 4020 | Bare Steel | 1961-03-09 | 1993-10-27 | Galvanized Steel
MORGAN & HUNT OIL CO INC | 1401 SHORTER AVE | ROME | Floyd | 570098 | 3 | [5 empty] | Removed from Ground | Empty | 2000 | Bare Steel | 1966-03-31 | 1986-05-01 | Galvanized Steel
G & R TOWING | 1801 DEAN ST | ROME | Floyd | 570103 | 5 |  | 1999-03-15 |  | 1999-03-15 |  | Removed from Ground | Diesel | 1000 | Steel-Impressed Current | 1961-04-01 | 2016-02-12 | Cathodically Protected | Suction (American)
COMCAST | 707 E FIRST ST | ROME | Floyd | 570113 | 2 |  | 1991-04-24 |  | 1991-04-24 |  | Removed from Ground | Gas (Historical Use) | 3000 | Composite | 1991-04-01 | 2000-12-11 | Fiberglass Reinforced Plastic | Safe Suction (Euro)
MORGAN & HUNT OIL CO INC | 1800 MAPLE ST | ROME | Floyd | 570097 | 1 | [5 empty] | Removed from Ground | Empty | 6000 | Bare Steel | 1974-03-29 | 1986-07-01 | Galvanized Steel
JOHNS GROCERY | 3218 Kingston Hwy SE | ROME | Floyd | 570068 | 2 | Flapper Valve | 1996-09-01 | FALSE | 1996-09-01 | FALSE | Currently in Use | Diesel | 4100 | Steel-Impressed Current | 1974-04-26 |  | Steel (Impressed Current) | Safe Suction (Euro)
PAHARI PROPERTIES LLC | 1901 N BROAD ST | ROME | Floyd | 570100 | 3 | Flapper Valve | 1996-08-01 | FALSE | 1996-08-01 | FALSE | Currently in Use | Premium | 6000 | Steel-Impressed Current | 1985-03-26 |  | Fiberglass Reinforced Plastic | Pressurized
PAHARI PROPERTIES LLC | 1901 N BROAD ST | ROME | Floyd | 570100 | 3 | Flapper Valve | 1996-08-01 | FALSE | 1996-08-01 | FALSE | Currently in Use | Premium | 6000 | Steel-Impressed Current | 1985-03-26 |  | Fiberglass Reinforced Plastic | Pressurized
PAHARI PROPERTIES LLC | 1901 N BROAD ST | ROME | Floyd | 570100 | 3 | Flapper Valve | 1996-08-01 | FALSE | 1996-08-01 | FALSE | Currently in Use | Premium | 6000 | Steel-Impressed Current | 1985-03-26 |  | Fiberglass Reinforced Plastic | Pressurized
JOHNS GROCERY | 3218 Kingston Hwy SE | ROME | Floyd | 570068 | 3 | Flapper Valve | 1996-09-01 | FALSE | 1996-09-01 | FALSE | Currently in Use | Regular | 2000 | Steel-Impressed Current | 1974-04-26 |  | Steel (Impressed Current) | Safe Suction (Euro)
REDMOND BP | 1924 REDMOND CIR | ROME | Floyd | 570082 | 3 |  | 1996-09-01 |  | 1996-09-01 |  | Removed from Ground | Gas (Historical Use) | 6000 | Cathodically Protected Steel | 1971-04-04 | 2000-04-05 | Galvanized Steel | Pressurized
SMART MART #1 | 1007 TURNER MCCALL BLVD | ROME | Floyd | 570056 | 7 |  | 1994-11-15 |  | 1994-11-15 |  | Removed from Ground | Gas (Historical Use) | 10000 | Epoxy | 1994-11-15 | 2006-03-30 | Fiberglass Reinforced Plastic | Pressurized
SMART MART #1 | 1007 TURNER MCCALL BLVD | ROME | Floyd | 570056 | 5 |  |  | TRUE |  | TRUE | Removed from Ground | Used Oil | 1000 | Fiberglass | 1982-04-24 | 1993-02-02 | Fiberglass Reinforced Plastic | Pressurized
SMART MART #1 | 1007 TURNER MCCALL BLVD | ROME | Floyd | 570056 | 4 | [5 empty] | Removed from Ground | Diesel | 10000 | Fiberglass | 1982-04-24 | 1993-02-02 | Fiberglass Reinforced Plastic | Pressurized
STALLION #147 | 1424 EAST MCCALL BLVD | ROME | Floyd | 570047 | 4 |  | 1984-10-01 |  | 1988-04-01 |  | Removed from Ground | Diesel | 10000 | Fiberglass | 1984-04-17 | 2006-02-28 | Fiberglass Reinforced Plastic | Pressurized
CIRCLE K #2723564 | 3070 CEDARTOWN HWY SW | ROME | Floyd | 9057025 | 1 |  | 1992-02-24 |  | 1992-02-24 |  | Currently in Use | Gas (Historical Use) | 10000 | Composite | 1992-02-01 |  | Double Walled/Sec. Containment | Pressurized
MUFFLER SHOP/ABANDONED | CORNER KINGSTON HWY/BEARD LAKE R | ROME | Floyd | 9057028 | A | [5 empty] | Removed from Ground | Gas (Historical Use) | 4000 | Bare Steel | 1979-01-01 | 1984-01-01 | Unknown
MARTINS AUTO/US 411 FACTORY OUTL | 3601 CARTERSVILLE HWY | ROME | Floyd | 9057004 | 1 | [5 empty] | Removed from Ground | Gas (Historical Use) | 2000 | Marked Unknown | 1992-03-10 | 1992-03-31 | Unknown
RHONDA'S SHOPETTE #1 | 1203 CAVE SPRING RD | ROME | Floyd | 9057054 | 1 | Flapper Valve | 1986-03-01 | FALSE | 1986-03-01 | FALSE | Currently in Use | Regular | 6000 | STIP-3/Impressed Current | 1986-03-01 |  | Fiberglass Reinforced Plastic | Pressurized
ROME PROPERTIES GROUP LLC | 2039 MAPLE RD SE | ROME | Floyd | 9057055 | 1 | Ball Float | 1991-12-01 | FALSE | 1991-12-01 | FALSE | Currently in Use | Premium | 10000 | Galvanic (STIP-3) | 1991-12-01 |  | Fiberglass Reinforced Plastic | Pressurized
ROME PROPERTIES GROUP LLC | 2039 MAPLE RD SE | ROME | Floyd | 9057055 | 1 | Ball Float | 1991-12-01 | FALSE | 1991-12-01 | FALSE | Currently in Use | Premium | 10000 | Galvanic (STIP-3) | 1991-12-01 |  | Fiberglass Reinforced Plastic | Pressurized
ROME PROPERTIES GROUP LLC | 2039 MAPLE RD SE | ROME | Floyd | 9057055 | 1 | Ball Float | 1991-12-01 | FALSE | 1991-12-01 | FALSE | Currently in Use | Premium | 10000 | Galvanic (STIP-3) | 1991-12-01 |  | Fiberglass Reinforced Plastic | Pressurized
ROME PROPERTIES GROUP LLC | 2039 MAPLE RD SE | ROME | Floyd | 9057055 | 1 | Ball Float | 1991-12-01 | FALSE | 1991-12-01 | FALSE | Currently in Use | Premium | 10000 | Galvanic (STIP-3) | 1991-12-01 |  | Fiberglass Reinforced Plastic | Pressurized
SOUTHEASTERN MILLS | 100 EAST FIRST AVE | ROME | Floyd | 9057051 | 5 |  |  | TRUE |  | TRUE | Removed from Ground | Used Oil | 500 | Bare Steel | 1983-01-01 | 1993-12-13 | Galvanized Steel
SOUTHEASTERN MILLS | 100 EAST FIRST AVE | ROME | Floyd | 9057051 | 4 | [5 empty] | Removed from Ground | Gas (Historical Use) | 1000 | Bare Steel | 1974-01-01 | 1993-12-13 | Galvanized Steel | Safe Suction (Euro)
CITY OF ROME GA | 105 E CALLAHAN ST | ROME | Floyd | 9057125 | 2 | [5 empty] | Removed from Ground | Other | 0 | Not Marked/Unknown | 1998-08-06 | 1998-08-06 | Not Marked
WORLD CARPETS/ROME SPINNING MILL | 1751 LAVENDER DR | ROME | Floyd | 9000655 | 1 | [5 empty] | Removed from Ground | Other | 20000 | Bare Steel | 1973-03-22 | 1990-09-10 | Bare Steel
BPS 10602 ROME MAINT HQ | SUNSET LANE OFF US HWY 411 WEST | ROME | Floyd | 570084 | 602G1 | [5 empty] | Removed from Ground | Gas (Historical Use) | 1000 | Bare Steel | 1983-04-30 | 2001-06-05 | Unknown | Safe Suction (Euro)
ROSEDALE GENERAL STORE | HWY 156 | ROME | Floyd | 570071 | 2 | [5 empty] | Removed from Ground | Gas (Historical Use) | 2000 | Bare Steel | 1961-04-29 | 1988-10-01 | Galvanized Steel | Safe Suction (Euro)
ELBERT J ROBERSON AUTO COLLISION | 1115 F 2ND AVE | ROME | Floyd | 570075 | 1 | [5 empty] | Removed from Ground | Gas (Historical Use) | 2000 | Bare Steel | 1976-04-10 | 1899-12-31 | Unknown
D & D OIL CO INC | 81 THOMAS RD NE | ROME | Floyd | 570059 | 1 | [5 empty] | Removed from Ground | Gas (Historical Use) | 2000 | Bare Steel | 1971-04-27 | 1988-11-01 | Galvanized Steel
DOWNTOWN FOOD MART | 610 BROAD ST | ROME | Floyd | 570053 | 1 | Flapper Valve | 1996-04-01 | FALSE | 1996-04-01 | FALSE | Currently in Use | Regular | 2000 | Bare Steel | 1960-01-01 |  | Galvanized Steel | Suction (American)
SOUTHEAST TERMINAL | 2671 CALHOUN RD | ROME | Floyd | 570027 | OW-14 | [5 empty] | Removed from Ground | Diesel | 1000 | Not Marked/Unknown | 1999-08-05 | 1999-08-05 | Not Marked
INLAND CONTAINER CORP | 238 MAYS BRIDGE RD SW | ROME | Floyd | 570017 | 2 |  |  | FALSE |  | FALSE | Removed from Ground | Diesel | 2000 | Unknown | 2015-07-09 | 2015-07-09 | Unknown
CIRCLE K #2723537 | 4350 MARTHA BERRY HWY | ROME | Floyd | 570033 | 8 | Flapper Valve | 1994-09-16 | FALSE | 1994-09-16 | FALSE | Currently in Use | Kerosene | 2000 | Composite | 1994-09-16 |  | Double-Walled Flex | Pressurized
CIRCLE K #2723537 | 4350 MARTHA BERRY HWY | ROME | Floyd | 570033 | 6 | Ball Float | 1994-09-16 | FALSE | 1994-09-16 | FALSE | Currently in Use | Premium | 10000 | Composite | 1994-09-16 |  | Double-Walled Flex | Pressurized
G & R TOWING | 1801 DEAN ST | ROME | Floyd | 570103 | 2 |  | 1999-03-15 |  | 1999-03-15 |  | Removed from Ground | Gas (Historical Use) | 8000 | Steel-Impressed Current | 1976-03-28 | 2016-02-11 | Cathodically Protected | Suction (American)
CONTINENTAL BAKING/FORMER HOSTES | 75 EDEN VALLEY RD | ROME | Floyd | 570114 | 2 | [5 empty] | Removed from Ground | Diesel | 10000 | Bare Steel | 1976-04-18 | 1899-12-31 | Unknown
COOSA COUNTRY CLUB | 110 BRAHAM AVE | ROME | Floyd | 570092 | 2 | [5 empty] | Removed from Ground | Diesel | 1000 | Bare Steel | 1974-03-29 | 1997-06-06 | Galvanized Steel | Suction (American)
MORGAN OIL CO INC | 25 EXCUSIAR ST | ROME | Floyd | 570094 | 1 | [5 empty] | Removed from Ground | Gas (Historical Use) | 1000 | Bare Steel | 1969-03-30 | 1988-04-01 | Galvanized Steel
ROME COCA-COLA BTLG CO | US HWY 411 SOUTH/US HWY 27/GA HW | ROME | Floyd | 570078 | 3 | [5 empty] | Removed from Ground | Other | 1000 | Not Marked/Unknown | 1986-04-09 | 1993-07-23 | Not Marked
HOSPITAL GULF | 618 MARTHA BERRY BLVD | ROME | Floyd | 570061 | 1 | [5 empty] | Removed from Ground | Gas (Historical Use) | 1000 | Bare Steel | 1961-04-29 | 1986-02-01 | Galvanized Steel
ROME COCA-COLA BTLG CO | US HWY 411 SOUTH/US HWY 27/GA HW | ROME | Floyd | 570078 | 1 | [5 empty] | Removed from Ground | Diesel | 12000 | Cathodically Protected Steel | 1986-04-09 | 1993-07-23 | Galvanized Steel
MATTHES ASHLEY/ALLENS GULF | 1601 TURNER MCCALL BLVD | ROME | Floyd | 570062 | 4 |  |  | TRUE |  | TRUE | Removed from Ground | Used Oil | 550 | Marked Unknown | 1995-06-22 | 1995-06-22 | Unknown
HOSPITAL GULF | 618 MARTHA BERRY BLVD | ROME | Floyd | 570061 | 3 | [5 empty] | Removed from Ground | Gas (Historical Use) | 1000 | Bare Steel | 1961-04-29 | 1986-02-01 | Galvanized Steel
ROME MAGIC TOUCH CAR WASH INC | 915 NORTH BROAD ST | ROME | Floyd | 9057013 | 2 | [5 empty] | Removed from Ground | Gas (Historical Use) | 10000 | Bare Steel | 1973-01-01 | 1996-09-03 | Galvanized Steel
MAYFIELD DAIRY FARMS | 15 EDEN VALLEY RD SE | ROME | Floyd | 9057029 | 1 | Ball Float | 1990-01-01 |  | 1990-01-01 |  | Removed from Ground | Diesel | 10000 | Fiberglass | 1990-01-01 | 2015-03-24 | Fiberglass Reinforced Plastic | Pressurized
5850 Village Fuels LLC | 5850 NEW CALHOUN HWY NE | ROME | Floyd | 9057026 | 1 | Flapper Valve | 1990-01-01 | FALSE | 1990-01-01 | FALSE | Currently in Use | Premium | 10000 | Fiberglass | 1990-01-01 |  | Fiberglass Reinforced Plastic | Pressurized
CIRCLE K #2723564 | 3070 CEDARTOWN HWY SW | ROME | Floyd | 9057025 | 3 |  | 1992-02-24 |  | 1992-02-24 |  | Currently in Use | Diesel | 10000 | Composite | 1992-02-24 |  | Double Walled/Sec. Containment | Pressurized
COCA-COLA ENTERPRISES | US HWY 411 SOUTH | ROME | Floyd | 9057030 | 2 | [5 empty] | Removed from Ground | Other | 1000 | Double Walled | 1988-01-01 | 1993-07-26 | Fiberglass Reinforced Plastic | Pressurized
SHORTER BP | 12 SHORTER AVE | ROME | Floyd | 570201 | 2 | [5 empty] | Removed from Ground | Gas (Historical Use) | 8000 | Bare Steel | 1983-05-09 | 1993-11-11 | Bare Steel | Pressurized
CIRCLE K #2723655 | 2401 GARDEN LAKES BLVD | ROME | Floyd | 9057017 | 1 | [5 empty] | Removed from Ground | Gas (Historical Use) | 6100 | Bare Steel | 1970-01-01 | 1899-12-31 | Galvanized Steel
CIRCLE K #2723655 | 2401 GARDEN LAKES BLVD | ROME | Floyd | 9057017 | 7 | Ball Float | 1999-06-30 | FALSE | 1999-06-30 | FALSE | Currently in Use | Diesel | 6000 | Composite | 1999-06-30 |  | Fiberglass Reinforced Plastic | Pressurized
CITGO FOOD MART | 3560 ALABAMA HWY | ROME | Floyd | 9057009 | 3 |  | 1998-12-01 |  | 1998-12-01 |  | Currently in Use | Gas (Historical Use) | 8000 | Cathodically Protected Steel | 1986-01-01 |  | Fiberglass Reinforced Plastic | Pressurized
CITGO FOOD MART | 3560 ALABAMA HWY | ROME | Floyd | 9057009 | 3 |  | 1998-12-01 |  | 1998-12-01 |  | Currently in Use | Gas (Historical Use) | 8000 | Cathodically Protected Steel | 1986-01-01 |  | Fiberglass Reinforced Plastic | Pressurized
CITGO FOOD MART | 3560 ALABAMA HWY | ROME | Floyd | 9057009 | 3 |  | 1998-12-01 |  | 1998-12-01 |  | Currently in Use | Gas (Historical Use) | 8000 | Cathodically Protected Steel | 1986-01-01 |  | Fiberglass Reinforced Plastic | Pressurized
CITGO FOOD MART | 3560 ALABAMA HWY | ROME | Floyd | 9057009 | 3 |  | 1998-12-01 |  | 1998-12-01 |  | Currently in Use | Gas (Historical Use) | 8000 | Cathodically Protected Steel | 1986-01-01 |  | Fiberglass Reinforced Plastic | Pressurized
COCA-COLA ENTERPRISES | US HWY 411 SOUTH | ROME | Floyd | 9057030 | 3 | [5 empty] | Removed from Ground | Gas (Historical Use) | 12000 | Double Walled | 1988-01-01 | 1993-07-26 | Fiberglass Reinforced Plastic | Suction (American)
ROME PROPERTIES LLC | 1714 TURNER MCCALL BLVD | ROME | Floyd | 9057056 | 1 |  | 1992-09-01 | FALSE | 1992-09-01 | FALSE | Currently in Use | Regular | 10000 | Galvanic (STIP-3) | 1992-09-01 |  | Fiberglass Reinforced Plastic | Pressurized
ROME PROPERTIES LLC | 1714 TURNER MCCALL BLVD | ROME | Floyd | 9057056 | 1 |  | 1992-09-01 | FALSE | 1992-09-01 | FALSE | Currently in Use | Regular | 10000 | Galvanic (STIP-3) | 1992-09-01 |  | Fiberglass Reinforced Plastic | Pressurized
ROME PROPERTIES LLC | 1714 TURNER MCCALL BLVD | ROME | Floyd | 9057056 | 1 |  | 1992-09-01 | FALSE | 1992-09-01 | FALSE | Currently in Use | Regular | 10000 | Galvanic (STIP-3) | 1992-09-01 |  | Fiberglass Reinforced Plastic | Pressurized
ROME PROPERTIES LLC | 1714 TURNER MCCALL BLVD | ROME | Floyd | 9057056 | 1 |  | 1992-09-01 | FALSE | 1992-09-01 | FALSE | Currently in Use | Regular | 10000 | Galvanic (STIP-3) | 1992-09-01 |  | Fiberglass Reinforced Plastic | Pressurized
5850 Village Fuels LLC | 5850 NEW CALHOUN HWY NE | ROME | Floyd | 9057026 | 2 | Flapper Valve | 1990-01-01 | FALSE | 1990-01-01 | FALSE | Currently in Use | E-0 | 10000 | Fiberglass | 1990-01-01 |  | Fiberglass Reinforced Plastic | Pressurized
MUFFLER SHOP/ABANDONED | CORNER KINGSTON HWY/BEARD LAKE R | ROME | Floyd | 9057028 | B | [5 empty] | Removed from Ground | Gas (Historical Use) | 4000 | Bare Steel | 1979-01-01 | 1984-01-01 | Unknown
COCA-COLA ENTERPRISES | US HWY 411 SOUTH | ROME | Floyd | 9057030 | 1 | [5 empty] | Removed from Ground | Diesel | 12000 | Double Walled | 1988-01-01 | 1993-07-01 | Fiberglass Reinforced Plastic | Pressurized
GA FC RICHARD B RUSSELL AIRPORT | RICHARD B RUSSELL AIRPORT | ROME | Floyd | 9057039 | 1 | [5 empty] | Removed from Ground | Other | 2000 | Bare Steel | 1992-09-01 | 1992-09-01 | Galvanized Steel | Safe Suction (Euro)
CHUCKS CORNER | 200 S BROAD ST | ROME | Floyd | 9057040 | 1 |  | 1991-07-01 | FALSE | 1991-07-01 | FALSE | Currently in Use | Premium | 8000 | Galvanic (STIP-3) | 1991-07-01 |  | Fiberglass Reinforced Plastic | Pressurized
GA FC-FLOYD CO UNIT | 141 WILSHIRE RD | ROME | Floyd | 9057049 | 3 | [5 empty] | Removed from Ground | Gas (Historical Use) | 1 | Bare Steel | 1993-10-11 | 1993-10-11 | Galvanized Steel | Safe Suction (Euro)
GA FC-FLOYD CO UNIT | 141 WILSHIRE RD | ROME | Floyd | 9057049 | 204703 |  | 1993-10-15 |  | 1993-10-15 |  | Removed from Ground | Gas (Historical Use) | 1000 | Galvanic (STIP-3) | 1993-10-15 | 2002-06-18 | Cathodically Protected | Safe Suction (Euro)
ROME PEPSI-COLA | GA HWY 53 & WEST HERMITAGE RD | ROME | Floyd | 9057047 | 1 | [5 empty] | Removed from Ground | Gas (Historical Use) | 10000 | Fiberglass | 1986-10-29 | 1997-05-20 | Fiberglass Reinforced Plastic | Safe Suction (Euro)
BST/R3407/ROMEGASS | 413 NORTH AVE | ROME | Floyd | 9057048 | 2 | [5 empty] | Removed from Ground | Gas (Historical Use) | 3000 | Bare Steel | 1974-01-01 | 1987-08-01 | Unknown | Pressurized
SHORTER BP | 12 SHORTER AVE | ROME | Floyd | 570201 | 7 | Ball Float | 2012-11-01 | FALSE | 2012-11-01 | FALSE | Currently in Use | Premium | 6000 | Fiberglass Double Walled | 2012-11-01 |  | Double-Walled Fiberglass | Pressurized
GA FC-FLOYD CO UNIT | 141 WILSHIRE RD | ROME | Floyd | 9057049 | 1 | [5 empty] | Removed from Ground | Gas (Historical Use) | 2000 | Bare Steel | 1993-10-14 | 1993-10-14 | Galvanized Steel | Safe Suction (Euro)
ROME PEPSI-COLA | GA HWY 53 & WEST HERMITAGE RD | ROME | Floyd | 9057047 | 2 | [5 empty] | Removed from Ground | Diesel | 10000 | Fiberglass | 1986-10-29 | 1997-05-20 | Fiberglass Reinforced Plastic | Safe Suction (Euro)
SHORTER BP | 12 SHORTER AVE | ROME | Floyd | 570201 | 1 |  | 1993-12-01 |  | 1993-12-01 |  | Removed from Ground | Diesel | 8000 | Cathodically Protected Steel | 1983-05-09 | 2012-09-07 | Cathodically Protected | Pressurized
BST/ROME SOC R3426/BELL SOUTH | 8 WEST IND BLVD | ROME | Floyd | 570232 | 1 | [5 empty] | Removed from Ground | Gas (Historical Use) | 3000 | Bare Steel | 1972-01-05 | 1988-01-26 | Unknown | Pressurized
SOUTHERN PRIDE NO 2 | 3510 MARTHA BERRY HWY | ROME | Floyd | 570224 | 2 | Flapper Valve | 1998-10-29 | FALSE | 1998-10-29 | FALSE | Currently in Use | Premium | 10000 | Steel-Impressed Current | 1981-05-09 |  | Fiberglass Reinforced Plastic | Pressurized
N W GA EXP STATION | 300 BATTERY FARM RD NE | ROME | Floyd | 570020 | 1 | [5 empty] | Removed from Ground | Gas (Historical Use) | 1000 | Bare Steel | 1965-01-01 | 1990-02-01 | Galvanized Steel
PAHARI PROPERTIES LLC | 1901 N BROAD ST | ROME | Floyd | 570100 | 1 | Ball Float | 1996-08-01 | FALSE | 1996-08-01 | FALSE | Currently in Use | Regular | 6000 | Steel-Impressed Current | 1971-03-30 |  | Fiberglass Reinforced Plastic | Pressurized
PAHARI PROPERTIES LLC | 1901 N BROAD ST | ROME | Floyd | 570100 | 1 | Ball Float | 1996-08-01 | FALSE | 1996-08-01 | FALSE | Currently in Use | Regular | 6000 | Steel-Impressed Current | 1971-03-30 |  | Fiberglass Reinforced Plastic | Pressurized
CHULIO GREWAL LLC | 581 CHULIO RD | ROME | Floyd | 570070 | 1 | [5 empty] | Removed from Ground | Gas (Historical Use) | 4000 | Bare Steel | 1980-04-24 | 1989-10-01 | Galvanized Steel | Safe Suction (Euro)
DEMPSEY TRUCKING CO | 1200 N 5TH AVE | ROME | Floyd | 570067 | 1 | [5 empty] | Permanently Out of Use - historical purposes | Empty | 7500 | Bare Steel | 1966-04-28 | 1899-12-31 | Unknown
HOSPITAL GULF | 618 MARTHA BERRY BLVD | ROME | Floyd | 570061 | 2 | [5 empty] | Removed from Ground | Gas (Historical Use) | 1000 | Bare Steel | 1961-04-29 | 1986-02-01 | Galvanized Steel
ROME MAGIC TOUCH CAR WASH INC | 915 NORTH BROAD ST | ROME | Floyd | 9057013 | 3 | [5 empty] | Removed from Ground | Gas (Historical Use) | 5000 | Bare Steel | 1973-01-01 | 1996-09-03 | Galvanized Steel
PRECISION TUNE | 1401 SHORTER AVE | ROME | Floyd | 9057022 | 2 | [5 empty] | Removed from Ground | Gas (Historical Use) | 5000 | Bare Steel | 1992-01-14 | 1992-01-14 | Galvanized Steel | Safe Suction (Euro)
CIRCLE K #2723564 | 3070 CEDARTOWN HWY SW | ROME | Floyd | 9057025 | 2 |  | 1992-02-24 |  | 1992-02-24 |  | Currently in Use | Gas (Historical Use) | 10000 | Composite | 1992-02-24 |  | Double Walled/Sec. Containment | Pressurized
LORANES 76 | HWY 9 | ROME | Floyd | 9057006 | 1 | [5 empty] | Removed from Ground | Gas (Historical Use) | 1000 | Bare Steel | 1976-01-01 | 2015-11-01 | Galvanized Steel
Circle K 2709342 | 1050 CARTERSVILLE HWY | ROME | Floyd | 9057046 | 4 | Exempted | 1993-04-23 | FALSE | 1993-04-23 | FALSE | Closed in Ground | Kerosene | 2000 | Composite | 1993-04-23 |  | Fiberglass Reinforced Plastic | Pressurized
N W GA EXP STATION | 300 BATTERY FARM RD NE | ROME | Floyd | 570020 | 5 |  | 1997-06-20 | FALSE | 1997-06-20 | FALSE | Removed from Ground | Diesel | 1000 |  | 1989-01-01 | 2007-10-30 | Fiberglass Reinforced Plastic | Safe Suction (Euro)
N W GA EXP STATION | 300 BATTERY FARM RD NE | ROME | Floyd | 570020 | 4 |  | 1997-06-20 | FALSE | 1997-06-20 | FALSE | Removed from Ground | Diesel | 1000 |  | 1989-01-01 | 2007-10-30 | Fiberglass Reinforced Plastic | Safe Suction (Euro)
N W GA EXP STATION | 300 BATTERY FARM RD NE | ROME | Floyd | 570020 | 7 | Flapper Valve | 2007-10-20 | FALSE | 2007-10-20 | FALSE | Currently in Use | Diesel | 2500 | Epoxy Double-Walled | 2007-10-10 |  | Double-Walled Fiberglass | Safe Suction (Euro)
FORMERLY ECHOTA REALTY COMPANY INC | 418 EAST SECOND AVENUE | ROME | Floyd | 10000626 | 1 |  |  | FALSE |  | FALSE | Removed from Ground | Not Marked/Tank Removed | 17000 | Unknown | 2004-02-24 | 2004-02-24
ROME PROPITIES GROUP LLC | 2406 GADSDEN HWY | CAVE SPRING | Floyd | 10001133 | 3 | Ball Float | 2002-01-01 | FALSE | 2002-01-01 | FALSE | Currently in Use | Diesel | 8000 | Composite | 2002-01-01 |  | Fiberglass Reinforced Plastic | Pressurized
ROME PROPITIES GROUP LLC | 2406 GADSDEN HWY | CAVE SPRING | Floyd | 10001133 | 3 | Ball Float | 2002-01-01 | FALSE | 2002-01-01 | FALSE | Currently in Use | Diesel | 8000 | Composite | 2002-01-01 |  | Fiberglass Reinforced Plastic | Pressurized
CHARLES LEE AUTO SALES | 1212 MARTHA BERRY BLVD | ROME | Floyd | 9057073 | 3 | [5 empty] | Removed from Ground | Gas (Historical Use) | 6000 | Not Marked/Unknown | 1995-02-23 | 1995-02-23 | Unknown
ZARTIC INC | 432 LAVENDER DRIVE | ROME | Floyd | 570129 | 2 | [5 empty] | Closed in Ground | Empty | 1000 | Bare Steel | 1971-04-27 | 1998-12-18 | Unknown
DISCOUNT BEVERAGE | 1801 SHORTER AVE | ROME | Floyd | 570035 | 6 |  |  | TRUE |  | TRUE | Permanently Out Of Use | Used Oil | 500 | Bare Steel | 1965-03-12 | 1988-08-01 | Galvanized Steel
N GA DISTRIBUTING CO | 3 VILLA DR | ROME | Floyd | 570019 | 2 | Flapper Valve | 1998-09-18 | FALSE | 1998-09-18 | FALSE | Removed from Ground | Diesel | 12000 | Steel-Impressed Current | 1980-02-23 | 2020-01-15 | Steel (Impressed Current) | Safe Suction (Euro)
HI TECH | 7130 NEW CALHOUN RD (CURRENT ADD | ROME | Floyd | 570258 | 3 |  | 1992-01-07 | FALSE | 1992-01-07 | FALSE | Currently in Use | Diesel | 10152 | Composite | 1992-01-07 |  | Fiberglass Reinforced Plastic | Pressurized
Gas Express #273 | 4818 ALABAMA HWY | ROME | Floyd | 570032 | 3 |  |  | FALSE |  | FALSE | Removed from Ground | Diesel | 10000 | Bare Steel | 1997-01-01 | 1997-01-01 | Galvanized Steel | Pressurized
COOSA MIDDLE SCHOOL | 5041 ALABAMA HWY SW | ROME | Floyd | 570002 | 3 |  | 1997-07-17 |  | 1997-07-17 |  | Removed from Ground | Diesel | 8000 | Steel-Impressed Current | 1986-08-15 | 2013-10-16 | Cathodically Protected | Safe Suction (Euro)
CIRCLE K #2723637 | 2221 SHORTER AVE | ROME | Floyd | 570004 | 1 | Ball Float | 1996-09-01 | FALSE | 1996-09-01 | FALSE | Currently in Use | Regular | 10000 | Steel-Impressed Current | 1984-04-23 |  | Fiberglass Reinforced Plastic | Pressurized
GA0056 1808 DEAN AVE | 1808 DEAN AVE | ROME | Floyd | 570005 | 1 | Ball Float | 1996-06-01 | FALSE | 1996-06-01 | FALSE | Currently in Use | Regular | 6000 | Steel-Impressed Current | 1984-04-23 |  | Steel (Impressed Current) | Pressurized
DMS CONSTRUCTION CO | 100 ROGERS DR | ROME | Floyd | 570007 | 2 | [5 empty] | Removed from Ground | Diesel | 20000 | Bare Steel | 1974-03-13 | 1998-03-01 | Galvanized Steel | Pressurized
ROME/LATHAM PLUMBING HEATING CO | 208 WEST 6TH ST | ROME | Floyd | 570034 | 1 | [5 empty] | Removed from Ground | Gas (Historical Use) | 1000 | Bare Steel | 1972-03-10 | 1992-08-05 | Galvanized Steel
WEST ROME DYEHOUSE | 438 LAVENDER DR | ROME | Floyd | 9057044 | V24 | [5 empty] | Closed in Ground | Diesel | 20000 | Bare Steel | 1969-01-01 | 1993-07-19 | Bare Steel | Pressurized
DULANEYS MAGIC TOUCH CAR WASH IN | 701 SHORTER AVE | ROME | Floyd | 9057024 | 3 | [5 empty] | Removed from Ground | Gas (Historical Use) | 5000 | Not Marked/Unknown | 1992-04-13 | 1992-04-13 | Not Marked
Avion Food and Fuel #104 | 2930 MARTHA BERRY BLVD | ROME | Floyd | 570256 | DSL | Ball Float |  | FALSE |  | FALSE | Removed from Ground | Diesel | 10008 | Bare Steel | 1984-05-08 | 1994-06-01 | Galvanized Steel | Suction (American)
G & R TOWING | 1801 DEAN ST | ROME | Floyd | 570103 | 6 |  | 1999-03-15 |  | 1999-03-15 |  | Removed from Ground | Diesel | 1000 | Steel-Impressed Current | 1961-04-01 | 2016-02-12 | Cathodically Protected | Suction (American)
NORTHRIDGE STOP N SHOP | 2355 CALHOUN RD NE | ROME | Floyd | 570110 | 3 | Flapper Valve | 1995-12-01 | FALSE | 1995-12-01 | FALSE | Currently in Use | Diesel | 8000 | Steel-Impressed Current | 1986-04-07 |  | Fiberglass Reinforced Plastic | Pressurized
COMCAST | 707 E FIRST ST | ROME | Floyd | 570113 | 1 | [5 empty] | Removed from Ground | Gas (Historical Use) | 2000 | Bare Steel | 1966-01-01 | 1991-03-26 | Galvanized Steel | Suction (American)
COOSA COUNTRY CLUB | 110 BRAHAM AVE | ROME | Floyd | 570092 | 1 | [5 empty] | Removed from Ground | Gas (Historical Use) | 1000 | Bare Steel | 1974-03-29 | 1997-06-06 | Galvanized Steel | Suction (American)
ROSEDALE GENERAL STORE | HWY 156 | ROME | Floyd | 570071 | 3 | [5 empty] | Removed from Ground | Diesel | 1000 | Bare Steel | 1961-04-29 | 1988-10-01 | Galvanized Steel | Safe Suction (Euro)
CHULIO GREWAL LLC | 581 CHULIO RD | ROME | Floyd | 570070 | 2 | [5 empty] | Removed from Ground | Gas (Historical Use) | 4000 | Bare Steel | 1980-04-24 | 1988-10-01 | Galvanized Steel | Safe Suction (Euro)
MATTHES ASHLEY/ALLENS GULF | 1601 TURNER MCCALL BLVD | ROME | Floyd | 570062 | 3 | [5 empty] | Removed from Ground | Diesel | 5000 | Bare Steel | 1966-04-28 | 1995-06-22 | Galvanized Steel | Safe Suction (Euro)
ROY BARRON | 800 MARTHA BERRY BLVD | ROME | Floyd | 9057065 | 2 | [5 empty] | Removed from Ground | Gas (Historical Use) | 1000 | Not Marked/Unknown | 1996-12-04 | 1996-12-04 | Not Marked
FLOYD MEDICAL CENTER | 304 TURNER MCCALL BLVD | ROME | Floyd | 9057078 | 4 |  | 1998-06-01 |  | 1998-06-01 |  | Removed from Ground | Diesel | 4000 | Fiberglass | 1998-06-01 | 2004-01-20 | Fiberglass Reinforced Plastic | Safe Suction (Euro)
FLOYD MEDICAL CENTER | 304 TURNER MCCALL BLVD | ROME | Floyd | 9057078 | 5 |  | 1998-06-01 |  | 1998-06-01 |  | Removed from Ground | Diesel | 15000 | Steel-Impressed Current | 1972-01-01 | 2004-01-20 | Double Walled | Safe Suction (Euro)
DISCOUNT BEVERAGE | 1801 SHORTER AVE | ROME | Floyd | 570035 | 3 |  | 1988-08-01 |  | 1988-08-01 |  | Removed from Ground | Gas (Historical Use) | 4000 | Cathodically Protected Steel | 1963-01-01 | 1998-01-09 | Galvanized Steel | Pressurized
BFI SERVICE LLC | 14 REDMOND CT | ROME | Floyd | 9057021 | 1 | [5 empty] | Removed from Ground | Diesel | 10000 | Marked Unknown | 1989-11-29 | 1989-11-29 | Unknown
BFI SERVICE LLC | 14 REDMOND CT | ROME | Floyd | 9057021 | 4 |  |  | TRUE |  | TRUE | Removed from Ground | Used Oil | 1000 | Not Marked/Unknown | 1993-05-19 | 1993-05-19 | Not Marked
NW GA REGIONAL HOSPITAL | 1305 REDMOND CIR | ROME | Floyd | 570021 | 1 | [5 empty] | Removed from Ground | Gas (Historical Use) | 4000 | Bare Steel | 1974-02-09 | 1997-05-26 | Unknown | Suction (American)
CITGO QUICK STOP | 3173 MARTHA BERRY BLVD | ROME | Floyd | 570152 | 1 | [5 empty] | Removed from Ground | Gas (Historical Use) | 10000 | Bare Steel | 1979-05-09 | 1997-08-15 | Galvanized Steel | Pressurized
CHEVRON | 507 TURNER MCCALL BLVD | ROME | Floyd | 570153 | 3 | [5 empty] | Removed from Ground | Gas (Historical Use) | 5000 | Bare Steel | 1978-05-09 | 1995-01-01 | Galvanized Steel | Pressurized
WE PUMP IT/SMILE GAS #6 | 2000 REDMOND RD | ROME | Floyd | 570154 | 1 | [5 empty] | Removed from Ground | Gas (Historical Use) | 10027 | Bare Steel | 1984-05-07 | 1998-03-01 | Galvanized Steel | Pressurized
CHARLES LEE AUTO SALES | 1212 MARTHA BERRY BLVD | ROME | Floyd | 9057073 | 2 | [5 empty] | Removed from Ground | Gas (Historical Use) | 6000 | Not Marked/Unknown | 1995-02-23 | 1995-02-23 | Unknown
DISCOUNT BEVERAGE | 1801 SHORTER AVE | ROME | Floyd | 570035 | 5 | [5 empty] | Closed in Ground | Diesel | 500 | Bare Steel | 1965-03-12 | 1988-08-01 | Galvanized Steel
DISCOUNT BEVERAGE | 1801 SHORTER AVE | ROME | Floyd | 570035 | 4 | [5 empty] | Closed in Ground | Kerosene | 500 | Bare Steel | 1965-03-12 | 1988-08-01 | Galvanized Steel
Avion Food and Fuel #104 | 2930 MARTHA BERRY BLVD | ROME | Floyd | 570256 | SUL | Ball Float | 1998-08-08 | FALSE | 1998-08-08 | FALSE | Currently in Use | Diesel On Road | 10008 | Steel-Impressed Current | 1984-05-08 |  | Steel (Impressed Current) | Pressurized
MCCOLLUM FAMILY TRUST | 2619 SHORTER AV | ROME | Floyd | 570185 | 1 | [5 empty] | Removed from Ground | Gas (Historical Use) | 10000 | Bare Steel | 1963-05-14 | 1998-10-01 | Bare Steel | Suction (American)
CHEVRON | 507 TURNER MCCALL BLVD | ROME | Floyd | 570153 | 10 | [5 empty] | Removed from Ground | Gas (Historical Use) | 1000 | Not Marked/Unknown |  | 1899-12-31 | Not Marked
CIRCLE K #2723655 | 2401 GARDEN LAKES BLVD | ROME | Floyd | 9057017 | 8 | Ball Float | 1999-06-30 | FALSE | 1999-06-30 | FALSE | Currently in Use |  | 5000 | Composite | 1999-06-30 |  | Fiberglass Reinforced Plastic | Pressurized
5850 Village Fuels LLC | 5850 NEW CALHOUN HWY NE | ROME | Floyd | 9057026 | 3 | Flapper Valve | 1990-01-01 | FALSE | 1990-01-01 | FALSE | Currently in Use | Regular | 10000 | Fiberglass | 1990-01-01 |  | Fiberglass Reinforced Plastic | Pressurized
WALKER MOUNTAIN STORE | 2342 CEDARTOWN HWY | ROME | Floyd | 9057010 | 3 | Flapper Valve | 1998-04-10 | FALSE | 1998-04-10 | TRUE | Currently in Use | Diesel | 8000 | Steel-Impressed Current | 1986-07-01 |  | Fiberglass Reinforced Plastic | Pressurized
OLD ATLANTA DAIRY (CLOSED) | 1504 DEAN ST | ROME | Floyd | 9057011 | 1 | [5 empty] | Removed from Ground | Gas (Historical Use) | 5000 | Bare Steel | 1990-08-07 | 1990-08-07 | Bare Steel
CITGO FOOD MART | 3560 ALABAMA HWY | ROME | Floyd | 9057009 | 2 |  | 1998-12-01 | FALSE | 1998-12-01 | FALSE | Currently in Use | Gas (Historical Use) | 8000 |  | 1987-02-01 |  | Fiberglass Reinforced Plastic | Pressurized
CITGO FOOD MART | 3560 ALABAMA HWY | ROME | Floyd | 9057009 | 2 |  | 1998-12-01 | FALSE | 1998-12-01 | FALSE | Currently in Use | Gas (Historical Use) | 8000 |  | 1987-02-01 |  | Fiberglass Reinforced Plastic | Pressurized
CITGO FOOD MART | 3560 ALABAMA HWY | ROME | Floyd | 9057009 | 2 |  | 1998-12-01 | FALSE | 1998-12-01 | FALSE | Currently in Use | Gas (Historical Use) | 8000 |  | 1987-02-01 |  | Fiberglass Reinforced Plastic | Pressurized
CITGO FOOD MART | 3560 ALABAMA HWY | ROME | Floyd | 9057009 | 2 |  | 1998-12-01 | FALSE | 1998-12-01 | FALSE | Currently in Use | Gas (Historical Use) | 8000 |  | 1987-02-01 |  | Fiberglass Reinforced Plastic | Pressurized
CHUCKS CORNER | 200 S BROAD ST | ROME | Floyd | 9057040 | 2 |  | 1991-07-01 | FALSE | 1991-07-01 | FALSE | Currently in Use | Regular | 8000 | Galvanic (STIP-3) | 1991-07-01 |  | Fiberglass Reinforced Plastic | Pressurized
KERN BAKERY INC | THIRD SHORTER IND BLVD | ROME | Floyd | 570135 | 2 | [5 empty] | Removed from Ground | Diesel | 5000 | Bare Steel | 1982-04-30 | 1994-03-22 | Galvanized Steel
SHORTER BP | 12 SHORTER AVE | ROME | Floyd | 570201 | 10 | Ball Float | 2012-11-01 | FALSE | 2012-11-01 | FALSE | Currently in Use | Diesel Off Road | 5000 | Fiberglass Double Walled | 2012-11-01 |  | Double-Walled Fiberglass | Pressurized
REDMOND BP | 1924 REDMOND CIR | ROME | Floyd | 570082 | 2 |  | 1996-09-01 |  | 1996-09-01 |  | Removed from Ground | Gas (Historical Use) | 6000 | Cathodically Protected Steel | 1971-04-04 | 2000-04-05 | Galvanized Steel | Pressurized
ROME COCA-COLA BTLG CO | US HWY 411 SOUTH/US HWY 27/GA HW | ROME | Floyd | 570078 | 2 | [5 empty] | Removed from Ground | Gas (Historical Use) | 12000 | Not Marked/Unknown | 1986-04-09 | 1993-07-23 | Not Marked
HOSPITAL GULF | 618 MARTHA BERRY BLVD | ROME | Floyd | 570061 | 6 | [5 empty] | Removed from Ground | Gas (Historical Use) | 1000 | Bare Steel | 1961-04-29 | 1986-02-01 | Galvanized Steel
STALLION #147 | 1424 EAST MCCALL BLVD | ROME | Floyd | 570047 | 2 |  | 1984-10-01 |  | 1988-04-01 |  | Removed from Ground | Gas (Historical Use) | 10000 | Fiberglass | 1984-04-17 | 2006-02-28 | Fiberglass Reinforced Plastic | Pressurized
BURNETT FERRY QUICK STOP | 500 BURNETT FERRY RD SW | ROME | Floyd | 9057015 | 1 | Ball Float | 1996-06-01 | FALSE | 1996-06-01 | FALSE | Currently in Use | Diesel | 5000 | Steel-Impressed Current | 2003-08-25 |  | Fiberglass Reinforced Plastic | Pressurized
KELLER DYE & FINISHING | 1501 REDMOND CR | ROME | Floyd | 9057023 | 3 | [5 empty] | Permanently Out Of Use | Diesel | 1000 | Bare Steel | 1968-01-01 | 1970-01-01 | Unknown
PRECISION TUNE | 1401 SHORTER AVE | ROME | Floyd | 9057022 | 6 |  |  | TRUE |  | TRUE | Removed from Ground | Used Oil | 550 | Bare Steel | 1992-01-14 | 1992-01-14 | Galvanized Steel | Gravity Fed
Circle K 2709342 | 1050 CARTERSVILLE HWY | ROME | Floyd | 9057046 | 1 | Ball Float | 1993-04-23 | FALSE | 1993-04-23 | FALSE | Currently in Use | Regular | 10000 | Composite | 1993-04-23 |  | Fiberglass Reinforced Plastic | Pressurized
KERN BAKERY INC | THIRD SHORTER IND BLVD | ROME | Floyd | 570135 | 1 | [5 empty] | Removed from Ground | Gas (Historical Use) | 10000 | Bare Steel | 1982-04-30 | 1994-03-22 | Galvanized Steel
MAPCO EXPRESS 3606 | 2500 SHORTER AVE | ROME | Floyd | 570203 | SUL | Flapper Valve | 1998-08-08 | FALSE | 1998-08-08 | FALSE | Currently in Use | Diesel | 10008 | Steel-Impressed Current | 1984-05-08 |  |  | Pressurized
HUNGRY HARVEY (FORMER) | 900 NORTH BROAD ST | ROME | Floyd | 570028 | 1 | [5 empty] | Removed from Ground | Gas (Historical Use) | 4000 | Marked Unknown | 1993-08-01 | 1993-08-01 | Unknown
WORLD CARPETS/ROME SPINNING MILL | 1751 LAVENDER DR | ROME | Floyd | 9000655 | 2 | [5 empty] | Removed from Ground | Other | 16000 | Bare Steel | 1975-03-22 | 1988-12-01 | Unknown
THE TRADING POST | HENSON RD | CAVE SPRING | Floyd | 9057070 | 1 | [5 empty] | Removed from Ground | Gas (Historical Use) | 1000 | Bare Steel | 1969-01-01 | 1994-06-18 | Galvanized Steel | Safe Suction (Euro)
CITY OF CAVE SPRING | 13 ROME STREET | CAVE SPRING | Floyd | 570161 | 3 | Flapper Valve | 2005-07-15 | FALSE | 2005-07-15 | FALSE | Temporarily out of use | Diesel | 10000 | Epoxy | 1950-07-15 |  | Fiberglass Reinforced Plastic | Safe Suction (Euro)
LORANES 76 | HWY 9 | ROME | Floyd | 9057006 | 2 | [5 empty] | Removed from Ground | Gas (Historical Use) | 1000 | Bare Steel | 1976-01-01 | 1994-11-15 | Galvanized Steel
MARTINS AUTO/US 411 FACTORY OUTL | 3601 CARTERSVILLE HWY | ROME | Floyd | 9057004 | 3 | [5 empty] | Removed from Ground | Diesel | 2000 | Marked Unknown | 1992-03-10 | 1992-03-31 | Unknown
SOUTHEASTERN MILLS | 100 EAST FIRST AVE | ROME | Floyd | 9057051 | 1 | [5 empty] | Removed from Ground | Gas (Historical Use) | 10000 | Bare Steel | 1974-01-01 | 1993-12-13 | Galvanized Steel | Pressurized
BST/R3407/ROMEGASS | 413 NORTH AVE | ROME | Floyd | 9057048 | 1 | [5 empty] | Removed from Ground | Gas (Historical Use) | 12000 | Bare Steel | 1980-03-01 | 1991-06-01 | Unknown | Pressurized
SHORTER BP | 12 SHORTER AVE | ROME | Floyd | 570201 | 9 | Ball Float | 2012-11-01 | FALSE | 2012-11-01 | FALSE | Currently in Use | Diesel | 5000 | Fiberglass Double Walled | 2012-11-01 |  | Double-Walled Fiberglass | Pressurized
SHORTER BP | 12 SHORTER AVE | ROME | Floyd | 570201 | 8 | Ball Float | 2012-11-01 | FALSE | 2012-11-01 | FALSE | Currently in Use | E-85 | 5000 | Fiberglass Double Walled | 2012-11-01 |  | Double-Walled Fiberglass | Pressurized
SHORTER BP | 12 SHORTER AVE | ROME | Floyd | 570201 | 6 | Ball Float | 2012-11-01 | FALSE | 2012-11-01 | FALSE | Currently in Use | Regular | 15000 | Fiberglass Double Walled | 2012-11-01 |  | Double-Walled Fiberglass | Pressurized
BST/ROME SOC R3426/BELL SOUTH | 8 WEST IND BLVD | ROME | Floyd | 570232 | 2 | [5 empty] | Removed from Ground | Gas (Historical Use) | 12000 | Bare Steel | 1981-01-02 | 1988-01-26 | Unknown | Pressurized
SOUTHERN PRIDE NO 2 | 3510 MARTHA BERRY HWY | ROME | Floyd | 570224 | 3 |  | 1998-10-29 | FALSE | 1998-10-29 | FALSE | Currently in Use | Regular | 10000 | Steel-Impressed Current | 1981-05-09 |  | Fiberglass Reinforced Plastic | Pressurized
COUNTRY CUPBOARD #17 | 618 CALHOUN AVE | ROME | Floyd | 570143 | 1701 | Flapper Valve | 1996-11-01 | FALSE | 1996-11-01 | FALSE | Currently in Use | Regular | 10000 | Steel-Impressed Current | 1983-01-01 |  | Fiberglass Reinforced Plastic | Pressurized
CAPTAIN'S (CAPITANS) CORNER/INOP | 318 GADSDEN HWY | CAVE SPRING | Floyd | 9057058 | 1 | [5 empty] | Permanently Out of Use - historical purposes | Gas (Historical Use) | 1000 | Marked Unknown |  | 1899-12-31 | Unknown
HARBINS MARKET | 15 ROME ST SW | CAVE SPRING | Floyd | 570194 | 3 | [5 empty] | Removed from Ground | Gas (Historical Use) | 1000 | Bare Steel | 1974-05-11 | 1998-06-21 | Galvanized Steel | Safe Suction (Euro)
GA SCHOOL FOR DEAF/VEHICLE FUELING | 232 PERRY FARM RD GORDON CAMPUS | CAVE SPRING | Floyd | 570052 | 2 | [5 empty] | Removed from Ground | Gas (Historical Use) | 1000 | Bare Steel | 1976-01-19 | 1997-05-21 | Galvanized Steel
ROME OPERATING HQ | 224 HOLMES RD | ROME | Floyd | 570144 | 3 |  |  | TRUE |  | TRUE | Removed from Ground | Used Oil | 500 | Bare Steel | 1966-05-12 | 1990-07-01 | Unknown
MARKET ON 2ND LLC | 401 E SECOND AVE | ROME | Floyd | 570054 | 1 |  | 1996-08-01 | FALSE | 1996-08-01 | FALSE | Currently in Use | Regular | 4010 | Steel-Impressed Current | 1964-04-28 |  | Steel (Impressed Current) | Pressurized
MARKET ON 2ND LLC | 401 E SECOND AVE | ROME | Floyd | 570054 | 4 |  | 1996-08-01 | FALSE | 1996-08-01 | FALSE | Currently in Use | Diesel | 4010 | Steel-Impressed Current | 1964-04-28 |  | Steel (Impressed Current) | Pressurized
RHONDA'S SHOPETTE #1 | 1203 CAVE SPRING RD | ROME | Floyd | 9057054 | 2 | Flapper Valve | 1986-03-01 | FALSE | 1986-03-01 | FALSE | Currently in Use | E-0 | 6000 | STIP-3/Impressed Current | 1986-03-01 |  | Fiberglass Reinforced Plastic | Pressurized
HUNGRY HARVEY (FORMER) | 900 NORTH BROAD ST | ROME | Floyd | 570028 | 3 | [5 empty] | Removed from Ground | Gas (Historical Use) | 4000 | Marked Unknown | 1993-08-01 | 1993-08-01 | Unknown
COUNTRY CUPBOARD #17 | 618 CALHOUN AVE | ROME | Floyd | 570143 | 1702 | Flapper Valve | 1996-11-01 | FALSE | 1996-11-01 | FALSE | Currently in Use | Premium | 6000 | Steel-Impressed Current | 1983-01-01 |  | Fiberglass Reinforced Plastic | Pressurized
FORMERLY ECHOTA REALTY COMPANY INC | 418 EAST SECOND AVENUE | ROME | Floyd | 10000626 | 2 |  |  | FALSE |  | FALSE | Removed from Ground | Not Marked/Tank Removed | 1100 | Unknown | 2004-02-24 | 2004-02-24
ROME PROPITIES GROUP LLC | 2406 GADSDEN HWY | CAVE SPRING | Floyd | 10001133 | 4 | Ball Float | 2002-01-01 | FALSE | 2002-01-01 | FALSE | Currently in Use | Diesel | 2000 | Composite | 2002-01-01 |  | Fiberglass Reinforced Plastic | Pressurized
ROME PROPITIES GROUP LLC | 2406 GADSDEN HWY | CAVE SPRING | Floyd | 10001133 | 4 | Ball Float | 2002-01-01 | FALSE | 2002-01-01 | FALSE | Currently in Use | Diesel | 2000 | Composite | 2002-01-01 |  | Fiberglass Reinforced Plastic | Pressurized
ROME PROPITIES GROUP LLC | 2406 GADSDEN HWY | CAVE SPRING | Floyd | 10001133 | 4 | Ball Float | 2002-01-01 | FALSE | 2002-01-01 | FALSE | Currently in Use | Diesel | 2000 | Composite | 2002-01-01 |  | Fiberglass Reinforced Plastic | Pressurized
ROME PROPITIES GROUP LLC | 2406 GADSDEN HWY | CAVE SPRING | Floyd | 10001133 | 4 | Ball Float | 2002-01-01 | FALSE | 2002-01-01 | FALSE | Currently in Use | Diesel | 2000 | Composite | 2002-01-01 |  | Fiberglass Reinforced Plastic | Pressurized
ROME PROPITIES GROUP LLC | 2406 GADSDEN HWY | CAVE SPRING | Floyd | 10001133 | 5 | Ball Float | 2002-01-01 | FALSE | 2002-01-01 | FALSE | Currently in Use | Plus | 5000 | Composite | 2002-01-01 |  | Fiberglass Reinforced Plastic | Pressurized
ROME PROPITIES GROUP LLC | 2406 GADSDEN HWY | CAVE SPRING | Floyd | 10001133 | 5 | Ball Float | 2002-01-01 | FALSE | 2002-01-01 | FALSE | Currently in Use | Plus | 5000 | Composite | 2002-01-01 |  | Fiberglass Reinforced Plastic | Pressurized
ROME PROPITIES GROUP LLC | 2406 GADSDEN HWY | CAVE SPRING | Floyd | 10001133 | 5 | Ball Float | 2002-01-01 | FALSE | 2002-01-01 | FALSE | Currently in Use | Plus | 5000 | Composite | 2002-01-01 |  | Fiberglass Reinforced Plastic | Pressurized
ROME PROPITIES GROUP LLC | 2406 GADSDEN HWY | CAVE SPRING | Floyd | 10001133 | 5 | Ball Float | 2002-01-01 | FALSE | 2002-01-01 | FALSE | Currently in Use | Plus | 5000 | Composite | 2002-01-01 |  | Fiberglass Reinforced Plastic | Pressurized
GADUS INC D/B/A FOOD MART | 2382 GADSDEN RD | CAVE SPRING | Floyd | 9057137 | 2 | Flapper Valve | 2001-10-15 | FALSE | 2001-10-15 | FALSE | Currently in Use | Premium | 8000 | Epoxy | 2001-10-15 |  | Fiberglass Reinforced Plastic | Pressurized
CITY OF CAVE SPRING | BEHIND 10 THRU 14 BROAD ST | CAVE SPRING | Floyd | 9057066 | 1 | [5 empty] | Removed from Ground | Gas (Historical Use) | 1000 | Marked Unknown | 1998-02-13 | 1998-02-13 | Bare Steel | Safe Suction (Euro)
HARBINS MARKET | 15 ROME ST SW | CAVE SPRING | Floyd | 570194 | 1 | [5 empty] | Removed from Ground | Gas (Historical Use) | 2000 | Cathodically Protected Steel | 1984-05-08 | 1998-06-21 | Galvanized Steel | Safe Suction (Euro)
BURNETT FERRY QUICK STOP | 500 BURNETT FERRY RD SW | ROME | Floyd | 9057015 | 4 | Flapper Valve | 1996-06-01 | FALSE | 1996-06-01 | FALSE | Currently in Use | Regular | 10000 | Steel-Impressed Current | 2003-08-25 |  | Fiberglass Reinforced Plastic | Pressurized
WALKER MOUNTAIN STORE | 2342 CEDARTOWN HWY | ROME | Floyd | 9057010 | 1 | Flapper Valve | 1998-04-10 | FALSE | 1998-04-10 | TRUE | Currently in Use | Regular | 8000 | Steel-Impressed Current | 1986-07-01 |  | Fiberglass Reinforced Plastic | Pressurized
OLD ATLANTA DAIRY (CLOSED) | 1504 DEAN ST | ROME | Floyd | 9057011 | 3 | [5 empty] | Removed from Ground | Gas (Historical Use) | 584 | Bare Steel | 1990-08-07 | 1990-08-07 | Bare Steel
GA FC RICHARD B RUSSELL AIRPORT | RICHARD B RUSSELL AIRPORT | ROME | Floyd | 9057039 | 205931 |  | 1992-09-01 |  | 1992-09-01 |  | Removed from Ground | Other | 2000 | Galvanic (STIP-3) | 1992-09-16 | 1998-10-30 | Cathodically Protected | Safe Suction (Euro)
MARTINS WAREHOUSE | 1905 N BROAD ST | ROME | Floyd | 9057042 | 1 | [5 empty] | Removed from Ground | Empty | 500 | Not Marked/Unknown | 1993-05-06 | 1993-05-06 | Not Marked
ROME PROPERTIES GROUP LLC | 2039 MAPLE RD SE | ROME | Floyd | 9057055 | 2 | Ball Float | 1991-12-01 | FALSE | 1991-12-01 | FALSE | Currently in Use | Regular | 6000 | Galvanic (STIP-3) | 1991-12-01 |  | Fiberglass Reinforced Plastic | Pressurized
ROME PROPERTIES GROUP LLC | 2039 MAPLE RD SE | ROME | Floyd | 9057055 | 2 | Ball Float | 1991-12-01 | FALSE | 1991-12-01 | FALSE | Currently in Use | Regular | 6000 | Galvanic (STIP-3) | 1991-12-01 |  | Fiberglass Reinforced Plastic | Pressurized
ROME PROPERTIES GROUP LLC | 2039 MAPLE RD SE | ROME | Floyd | 9057055 | 2 | Ball Float | 1991-12-01 | FALSE | 1991-12-01 | FALSE | Currently in Use | Regular | 6000 | Galvanic (STIP-3) | 1991-12-01 |  | Fiberglass Reinforced Plastic | Pressurized
ROME PROPERTIES GROUP LLC | 2039 MAPLE RD SE | ROME | Floyd | 9057055 | 2 | Ball Float | 1991-12-01 | FALSE | 1991-12-01 | FALSE | Currently in Use | Regular | 6000 | Galvanic (STIP-3) | 1991-12-01 |  | Fiberglass Reinforced Plastic | Pressurized
MAPCO EXPRESS 3606 | 2500 SHORTER AVE | ROME | Floyd | 570203 | UNLPLUS | Flapper Valve | 1998-06-08 | FALSE | 1998-06-08 | FALSE | Currently in Use | Regular | 10008 | Steel-Impressed Current | 1984-05-08 |  |  | Pressurized
HUNGRY HARVEY (FORMER) | 900 NORTH BROAD ST | ROME | Floyd | 570028 | 4 | [5 empty] | Removed from Ground | Gas (Historical Use) | 4000 | Marked Unknown | 1993-08-01 | 1993-08-01 | Unknown
ATLAF POPATYA | 1818 DEAN Ave | ROME | Floyd | 570141 | 18001 | Flapper Valve | 1998-11-01 | FALSE | 1998-11-01 | FALSE | Currently in Use | Regular | 10027 | Steel-Impressed Current | 1984-05-05 |  | Double-Walled Fiberglass | Pressurized
GADUS INC D/B/A FOOD MART | 2382 GADSDEN RD | CAVE SPRING | Floyd | 9057137 | 1 | Ball Float | 2001-10-15 | FALSE | 2001-10-15 | FALSE | Currently in Use | Regular | 12000 | Epoxy | 2001-10-15 |  | Fiberglass Reinforced Plastic | Pressurized
PAHARI PROPERTIES LLC | 19 CEDARTOWN ST | CAVE SPRING | Floyd | 570107 | 3 | Flapper Valve | 1996-05-15 | FALSE | 1996-05-15 | FALSE | Currently in Use | Diesel | 3000 | Steel-Impressed Current | 1961-04-01 |  | Steel (Impressed Current) | Suction (American)
PAHARI PROPERTIES LLC | 19 CEDARTOWN ST | CAVE SPRING | Floyd | 570107 | 3 | Flapper Valve | 1996-05-15 | FALSE | 1996-05-15 | FALSE | Currently in Use | Diesel | 3000 | Steel-Impressed Current | 1961-04-01 |  | Steel (Impressed Current) | Suction (American)
PAHARI PROPERTIES LLC | 19 CEDARTOWN ST | CAVE SPRING | Floyd | 570107 | 3 | Flapper Valve | 1996-05-15 | FALSE | 1996-05-15 | FALSE | Currently in Use | Diesel | 3000 | Steel-Impressed Current | 1961-04-01 |  | Steel (Impressed Current) | Suction (American)
PAHARI PROPERTIES LLC | 19 CEDARTOWN ST | CAVE SPRING | Floyd | 570107 | 3 | Flapper Valve | 1996-05-15 | FALSE | 1996-05-15 | FALSE | Currently in Use | Diesel | 3000 | Steel-Impressed Current | 1961-04-01 |  | Steel (Impressed Current) | Suction (American)
ALCAN EXTRUSIONS USA | ANDERSON RD | ROME | Floyd | 570132 | 2 |  |  | TRUE |  | TRUE | Removed from Ground | Other | 1000 | Bare Steel | 1983-01-01 | 1992-12-16 | Not Marked
FLOYD COLLEGE PHYSICAL PLANT | 3175 /3715 CEDARTOWN HWY | ROME | Floyd | 9057067 | 1 | [5 empty] | Removed from Ground | Gas (Historical Use) | 1000 | Bare Steel | 1990-10-01 | 1994-09-01 | Galvanized Steel | Pressurized
GLAZE SUPPLY | 711 BROAD ST | ROME | Floyd | 9057127 | 1 |  |  | FALSE |  | FALSE | Orphan- Contamination | Gas (Historical Use) | 0 | Bare Steel | 1930-01-01 | 1960-01-01 | Not Marked
ROME PROPITIES GROUP LLC | 2406 GADSDEN HWY | CAVE SPRING | Floyd | 10001133 | 2 | Ball Float | 2002-01-01 | FALSE | 2002-01-01 | FALSE | Currently in Use | Regular | 10000 | Composite | 2002-01-01 |  | Fiberglass Reinforced Plastic | Pressurized
ROME PROPITIES GROUP LLC | 2406 GADSDEN HWY | CAVE SPRING | Floyd | 10001133 | 2 | Ball Float | 2002-01-01 | FALSE | 2002-01-01 | FALSE | Currently in Use | Regular | 10000 | Composite | 2002-01-01 |  | Fiberglass Reinforced Plastic | Pressurized
ROME PROPITIES GROUP LLC | 2406 GADSDEN HWY | CAVE SPRING | Floyd | 10001133 | 2 | Ball Float | 2002-01-01 | FALSE | 2002-01-01 | FALSE | Currently in Use | Regular | 10000 | Composite | 2002-01-01 |  | Fiberglass Reinforced Plastic | Pressurized
ROME PROPITIES GROUP LLC | 2406 GADSDEN HWY | CAVE SPRING | Floyd | 10001133 | 2 | Ball Float | 2002-01-01 | FALSE | 2002-01-01 | FALSE | Currently in Use | Regular | 10000 | Composite | 2002-01-01 |  | Fiberglass Reinforced Plastic | Pressurized
ROME PETROLEUM CPROV LLC | 150 GADSDEN RD SW | CAVE SPRING | Floyd | 9057057 | 2 | Ball Float | 1990-09-01 | FALSE | 1990-09-01 | FALSE | Currently in Use | Premium | 8000 | Galvanic (STIP-3) | 1990-09-01 |  | Fiberglass Reinforced Plastic | Pressurized
ROME PETROLEUM CPROV LLC | 150 GADSDEN RD SW | CAVE SPRING | Floyd | 9057057 | 2 | Ball Float | 1990-09-01 | FALSE | 1990-09-01 | FALSE | Currently in Use | Premium | 8000 | Galvanic (STIP-3) | 1990-09-01 |  | Fiberglass Reinforced Plastic | Pressurized
ROME PETROLEUM CPROV LLC | 150 GADSDEN RD SW | CAVE SPRING | Floyd | 9057057 | 2 | Ball Float | 1990-09-01 | FALSE | 1990-09-01 | FALSE | Currently in Use | Premium | 8000 | Galvanic (STIP-3) | 1990-09-01 |  | Fiberglass Reinforced Plastic | Pressurized
ROME PETROLEUM CPROV LLC | 150 GADSDEN RD SW | CAVE SPRING | Floyd | 9057057 | 2 | Ball Float | 1990-09-01 | FALSE | 1990-09-01 | FALSE | Currently in Use | Premium | 8000 | Galvanic (STIP-3) | 1990-09-01 |  | Fiberglass Reinforced Plastic | Pressurized
40559 | 1106 SHORTER | ROME | Floyd | 570055 | 4 | [5 empty] | Removed from Ground | Gas (Historical Use) | 6000 | Bare Steel | 1953-05-01 | 1899-12-31 | Fiberglass Reinforced Plastic
40559 | 1106 SHORTER | ROME | Floyd | 570055 | 5 |  |  | TRUE |  | TRUE | Removed from Ground | Used Oil | 550 | Bare Steel | 1953-05-01 | 1899-12-31 | Galvanized Steel
ROME DIVISION GARAGE | 224 HOLMES RD | ROME | Floyd | 570146 | 4 | [5 empty] | Removed from Ground | Other | 500 | Bare Steel | 1976-05-09 | 1990-01-01 | Unknown
ROME DIVISION GARAGE | 224 HOLMES RD | ROME | Floyd | 570146 | 5 | [5 empty] | Removed from Ground | Other | 1000 | Bare Steel | 1971-05-11 | 1990-01-01 | Unknown
KELLER DYE & FINISHING | 1501 REDMOND CR | ROME | Floyd | 9057023 | 2 | [5 empty] | Permanently Out Of Use | Diesel | 1000 | Bare Steel | 1968-01-01 | 1970-01-01 | Unknown
5850 Village Fuels LLC | 5850 NEW CALHOUN HWY NE | ROME | Floyd | 9057026 | 5 | Flapper Valve | 1990-01-01 | FALSE | 1990-01-01 | FALSE | Currently in Use | Diesel Off Road | 2000 | Fiberglass | 1990-01-01 |  | Fiberglass Reinforced Plastic | Suction (American)
5850 Village Fuels LLC | 5850 NEW CALHOUN HWY NE | ROME | Floyd | 9057026 | 4 | Flapper Valve | 1990-01-01 | FALSE | 1990-01-01 | FALSE | Currently in Use | Diesel | 10000 | Fiberglass | 1990-01-01 |  | Fiberglass Reinforced Plastic | Pressurized
OLD ATLANTA DAIRY (CLOSED) | 1504 DEAN ST | ROME | Floyd | 9057011 | 2 | [5 empty] | Removed from Ground | Gas (Historical Use) | 2000 | Bare Steel | 1990-08-07 | 1990-08-07 | Bare Steel
MARTINS AUTO/US 411 FACTORY OUTL | 3601 CARTERSVILLE HWY | ROME | Floyd | 9057004 | 2 | [5 empty] | Removed from Ground | Gas (Historical Use) | 2000 | Marked Unknown | 1992-03-10 | 1992-03-31 | Unknown
SOUTHEASTERN MILLS | 100 EAST FIRST AVE | ROME | Floyd | 9057051 | 2 | [5 empty] | Removed from Ground | Gas (Historical Use) | 10000 | Bare Steel | 1974-01-01 | 1993-12-13 | Galvanized Steel | Pressurized
N W GA EXP STATION | 300 BATTERY FARM RD NE | ROME | Floyd | 570020 | 3 |  | 1997-06-20 | FALSE | 1997-06-20 | FALSE | Removed from Ground | Gas (Historical Use) | 1000 |  | 1989-01-01 | 2007-10-30 | Fiberglass Reinforced Plastic | Suction (American)
GAARNG/CO A 1-108TH ARMOR | 340 WILSHIRE RD | ROME | Floyd | 570139 | 1 | [5 empty] | Removed from Ground | Gas (Historical Use) | 500 | Marked Unknown | 1966-05-06 | 1899-12-31 | Unknown
FLOYD COLLEGE PHYSICAL PLANT | 3175 /3715 CEDARTOWN HWY | ROME | Floyd | 9057067 | 2 | [5 empty] | Removed from Ground | Diesel | 1000 | Bare Steel | 1970-10-01 | 1994-09-01 | Galvanized Steel | Pressurized
WORLD CARPETS/ROME SPINNING MILL | 1751 LAVENDER DR | ROME | Floyd | 9000655 | 3 | [5 empty] | Removed from Ground | Empty | 10000 | Bare Steel | 1969-03-23 | 1988-12-01 | Unknown
ROME PROPITIES GROUP LLC | 2406 GADSDEN HWY | CAVE SPRING | Floyd | 10001133 | 3 | Ball Float | 2002-01-01 | FALSE | 2002-01-01 | FALSE | Currently in Use | Diesel | 8000 | Composite | 2002-01-01 |  | Fiberglass Reinforced Plastic | Pressurized
ROME PROPITIES GROUP LLC | 2406 GADSDEN HWY | CAVE SPRING | Floyd | 10001133 | 3 | Ball Float | 2002-01-01 | FALSE | 2002-01-01 | FALSE | Currently in Use | Diesel | 8000 | Composite | 2002-01-01 |  | Fiberglass Reinforced Plastic | Pressurized
ROME PETROLEUM CPROV LLC | 150 GADSDEN RD SW | CAVE SPRING | Floyd | 9057057 | 3 | Ball Float | 1990-09-01 | FALSE | 1990-09-01 | FALSE | Currently in Use | Regular | 8000 | Galvanic (STIP-3) | 1990-09-01 |  | Fiberglass Reinforced Plastic
ROME PETROLEUM CPROV LLC | 150 GADSDEN RD SW | CAVE SPRING | Floyd | 9057057 | 3 | Ball Float | 1990-09-01 | FALSE | 1990-09-01 | FALSE | Currently in Use | Regular | 8000 | Galvanic (STIP-3) | 1990-09-01 |  | Fiberglass Reinforced Plastic
ROME PETROLEUM CPROV LLC | 150 GADSDEN RD SW | CAVE SPRING | Floyd | 9057057 | 3 | Ball Float | 1990-09-01 | FALSE | 1990-09-01 | FALSE | Currently in Use | Regular | 8000 | Galvanic (STIP-3) | 1990-09-01 |  | Fiberglass Reinforced Plastic
ROME PETROLEUM CPROV LLC | 150 GADSDEN RD SW | CAVE SPRING | Floyd | 9057057 | 3 | Ball Float | 1990-09-01 | FALSE | 1990-09-01 | FALSE | Currently in Use | Regular | 8000 | Galvanic (STIP-3) | 1990-09-01 |  | Fiberglass Reinforced Plastic
GA SCHOOL FOR DEAF/VEHICLE FUELING | 232 PERRY FARM RD GORDON CAMPUS | CAVE SPRING | Floyd | 570052 | 1 | [5 empty] | Removed from Ground | Gas (Historical Use) | 4000 | Bare Steel | 1980-04-18 | 1997-01-01 | Galvanized Steel
ROME DIVISION GARAGE | 224 HOLMES RD | ROME | Floyd | 570146 | 3 | [5 empty] | Removed from Ground | Other | 1000 | Bare Steel | 1976-05-09 | 1990-01-01 | Unknown
STALLION #147 | 1424 EAST MCCALL BLVD | ROME | Floyd | 570047 | 5 |  | 1988-01-01 |  | 1988-04-01 |  | Removed from Ground | Kerosene | 4000 | Fiberglass | 1988-01-01 | 2006-02-28 | Fiberglass Reinforced Plastic | Pressurized
PRECISION TUNE | 1401 SHORTER AVE | ROME | Floyd | 9057022 | 4 | [5 empty] | Removed from Ground | Gas (Historical Use) | 5000 | Bare Steel | 1992-01-14 | 1992-01-14 | Galvanized Steel | Safe Suction (Euro)
PRECISION TUNE | 1401 SHORTER AVE | ROME | Floyd | 9057022 | 7 | [5 empty] | Removed from Ground | Other | 550 | Bare Steel | 1992-01-14 | 1992-01-14 | Galvanized Steel | Gravity Fed
PRECISION TUNE | 1401 SHORTER AVE | ROME | Floyd | 9057022 | 5 | [5 empty] | Removed from Ground | Gas (Historical Use) | 5000 | Bare Steel | 1992-10-14 | 1992-10-14 | Galvanized Steel | Safe Suction (Euro)
CIRCLE K #2723564 | 3070 CEDARTOWN HWY SW | ROME | Floyd | 9057025 | 4 |  | 1992-02-24 |  | 1992-02-24 |  | Currently in Use | Gas (Historical Use) | 2000 | Composite | 1992-02-24 |  | Double Walled | Pressurized
RENTEX INC | 1700 MAPLE AVE | ROME | Floyd | 572000 | 1 | [5 empty] | Removed from Ground | Diesel | 20000 | Bare Steel | 1987-11-04 | 1996-02-15 | Galvanized Steel
SHORTER BP | 12 SHORTER AVE | ROME | Floyd | 570201 | 3 |  | 1993-12-01 |  | 1993-12-01 |  | Removed from Ground | Gas (Historical Use) | 8000 | Cathodically Protected Steel | 1983-05-09 | 2012-09-07 | Cathodically Protected | Pressurized
ATLAF POPATYA | 1818 DEAN Ave | ROME | Floyd | 570141 | 18003 | Flapper Valve | 1998-11-01 | FALSE | 1998-11-01 | FALSE | Currently in Use | Diesel | 6110 | Steel-Impressed Current | 1984-05-05 |  | Double-Walled Fiberglass | Pressurized
ROME DIVISION GARAGE | 224 HOLMES RD | ROME | Floyd | 570146 | 1 | [5 empty] | Removed from Ground | Gas (Historical Use) | 10000 | Bare Steel | 1976-05-09 | 1988-09-01 | Unknown
ROME DIVISION GARAGE | 224 HOLMES RD | ROME | Floyd | 570146 | 7 |  |  | TRUE |  | TRUE | Removed from Ground | Used Oil | 500 | Bare Steel | 1976-05-09 | 1990-08-01 | Unknown
S I STOREY LUMBER CO INC | 285 SIKES STORY RD | ARMUCHEE | Floyd | 570091 | 1 | [5 empty] | Removed from Ground | Gas (Historical Use) | 1000 | Bare Steel | 1976-03-28 | 2000-01-11 | Galvanized Steel | Suction (American)
TOMMY ROBERTS TRUCKING INC | 1057 FLOYD SPRINGS RD | ARMUCHEE | Floyd | 9057083 | 1 | [5 empty] | Removed from Ground | Diesel | 4000 | Bare Steel | 1986-04-01 | 1998-10-12 | Galvanized Steel | Safe Suction (Euro)
STEVE'S GARAGE | 5415 MARTHA BERRY HWY | ROME | Floyd | 570119 | 4 |  | 1998-10-28 | FALSE | 1998-10-28 | FALSE | Removed from Ground | Diesel | 3000 |  | 1982-01-01 | 2016-12-15 | Cathodically Protected | Suction (American)
PRECISION TUNE | 1401 SHORTER AVE | ROME | Floyd | 9057022 | 3 | [5 empty] | Removed from Ground | Gas (Historical Use) | 5000 | Bare Steel | 1992-01-14 | 1992-01-14 | Galvanized Steel | Safe Suction (Euro)
CITGO FOOD MART | 3560 ALABAMA HWY | ROME | Floyd | 9057009 | 1 |  | 1998-12-01 |  | 1998-12-01 |  | Currently in Use | Gas (Historical Use) | 8000 | Cathodically Protected Steel | 1987-02-01 |  | Fiberglass Reinforced Plastic | Pressurized
CITGO FOOD MART | 3560 ALABAMA HWY | ROME | Floyd | 9057009 | 1 |  | 1998-12-01 |  | 1998-12-01 |  | Currently in Use | Gas (Historical Use) | 8000 | Cathodically Protected Steel | 1987-02-01 |  | Fiberglass Reinforced Plastic | Pressurized
CITGO FOOD MART | 3560 ALABAMA HWY | ROME | Floyd | 9057009 | 1 |  | 1998-12-01 |  | 1998-12-01 |  | Currently in Use | Gas (Historical Use) | 8000 | Cathodically Protected Steel | 1987-02-01 |  | Fiberglass Reinforced Plastic | Pressurized
CITGO FOOD MART | 3560 ALABAMA HWY | ROME | Floyd | 9057009 | 1 |  | 1998-12-01 |  | 1998-12-01 |  | Currently in Use | Gas (Historical Use) | 8000 | Cathodically Protected Steel | 1987-02-01 |  | Fiberglass Reinforced Plastic | Pressurized
HUNGRY HARVEY (FORMER) | 900 NORTH BROAD ST | ROME | Floyd | 570028 | 2 | [5 empty] | Removed from Ground | Gas (Historical Use) | 4000 | Marked Unknown | 1993-08-01 | 1993-08-01 | Unknown
NORTH BROAD BAPTIST CHURCH | 1201 & 1203 N BROAD ST | ROME | Floyd | 9057041 | 1 | [5 empty] | Removed from Ground | Diesel | 550 | Not Marked/Unknown | 1993-06-01 | 1993-06-01 | Not Marked | Suction (American)
MARMAC TEXACO | 4662 US 27 NORTH | ROME | Floyd | 9057074 | 3 |  | 1998-11-01 |  | 1998-11-01 |  | Removed from Ground | Diesel | 12000 | Fiberglass | 1988-01-01 | 2012-05-10 | Fiberglass Reinforced Plastic | Suction (American)
SHORTER BP | 12 SHORTER AVE | ROME | Floyd | 570201 | 4 |  | 1993-12-01 |  | 1993-12-01 |  | Removed from Ground | Gas (Historical Use) | 8000 | Cathodically Protected Steel | 1983-05-09 | 2012-09-07 | Cathodically Protected | Pressurized
SHORTER BP | 12 SHORTER AVE | ROME | Floyd | 570201 | 5 |  | 1993-12-01 |  | 1993-12-01 |  | Removed from Ground | Diesel | 4000 | Cathodically Protected Steel | 1983-05-09 | 2012-09-07 | Cathodically Protected | Pressurized
SOUTHERN PRIDE NO 2 | 3510 MARTHA BERRY HWY | ROME | Floyd | 570224 | 1 |  | 1998-10-29 |  | 1998-10-29 |  | Closed in Ground | Gas (Historical Use) | 10000 | Steel-Impressed Current | 1981-05-09 | 2008-01-23 | Fiberglass Reinforced Plastic | Pressurized
HARBINS MARKET | 15 ROME ST SW | CAVE SPRING | Floyd | 570194 | 4 | Ball Float | 1998-07-03 | FALSE | 1998-07-03 | FALSE | Currently in Use | Regular | 10000 | Fiberglass | 1998-07-03 |  | Fiberglass Reinforced Plastic | Pressurized
ROME OPERATING HQ | 224 HOLMES RD | ROME | Floyd | 570144 | 0 |  | 1987-04-10 |  | 1987-04-10 |  | Removed from Ground | Diesel | 10000 | Double Walled | 1987-04-10 | 1995-11-01 | Fiberglass Reinforced Plastic | Pressurized
ROME OPERATING HQ | 224 HOLMES RD | ROME | Floyd | 570144 | 1 | [5 empty] | Removed from Ground | Diesel | 4000 | Bare Steel | 1966-05-12 | 1987-04-01 | Unknown
Circle K 2709342 | 1050 CARTERSVILLE HWY | ROME | Floyd | 9057046 | 2 | Ball Float | 1993-04-23 | FALSE | 1993-04-23 | FALSE | Currently in Use | Plus | 10000 | Composite | 1993-04-23 |  | Fiberglass Reinforced Plastic | Pressurized
EDGEWATER PARKING LOT | 511 WEST FIRST STREET | ROME | Floyd | 9057111 | 1 | [5 empty] | Removed from Ground | Diesel | 3000 | Not Marked/Unknown |  | 1899-12-31 | Not Marked
ROME PROPITIES GROUP LLC | 2406 GADSDEN HWY | CAVE SPRING | Floyd | 10001133 | 1 | Ball Float | 2002-01-01 | FALSE | 2002-01-01 | FALSE | Currently in Use | Premium | 5000 | Composite | 2006-06-23 |  | Fiberglass Reinforced Plastic | Pressurized
ALCAN EXTRUSIONS USA | ANDERSON RD | ROME | Floyd | 570132 | 1 | [5 empty] | Removed from Ground | Kerosene | 0 | Bare Steel | 1983-01-01 | 1989-09-15 | Bare Steel
ROME DIVISION GARAGE | 224 HOLMES RD | ROME | Floyd | 570146 | 6 |  |  | TRUE |  | TRUE | Removed from Ground | Used Oil | 1000 | Bare Steel | 1976-05-09 | 1990-01-01 | Unknown
GA DNR GAME MGMT/REG I | 2592 FLOYD RD NE | ARMUCHEE | Floyd | 570088 | 1 | [5 empty] | Removed from Ground | Gas (Historical Use) | 1000 | Bare Steel | 1970-04-13 | 2002-06-17 | Galvanized Steel | Safe Suction (Euro)
N W GA EXP STATION | 300 BATTERY FARM RD NE | ROME | Floyd | 570020 | 6 | Flapper Valve | 2007-10-20 | FALSE | 2007-10-20 | FALSE | Currently in Use | Regular | 2500 | Epoxy Double-Walled | 2007-10-10 |  | Double-Walled Fiberglass | Safe Suction (Euro)
GADUS INC D/B/A FOOD MART | 2382 GADSDEN RD | CAVE SPRING | Floyd | 9057137 | 3 | Ball Float | 2001-10-15 | FALSE | 2001-10-15 | FALSE | Currently in Use | Diesel | 12000 | Epoxy | 2001-10-15 |  | Fiberglass Reinforced Plastic | Pressurized
THE TRADING POST | HENSON RD | CAVE SPRING | Floyd | 9057070 | 2 | [5 empty] | Removed from Ground | Gas (Historical Use) | 1000 | Bare Steel | 1969-01-01 | 1994-06-18 | Galvanized Steel | Safe Suction (Euro)
ROME PETROLEUM CPROV LLC | 150 GADSDEN RD SW | CAVE SPRING | Floyd | 9057057 | 4 | Ball Float | 1990-09-01 | FALSE | 1990-09-01 | FALSE | Currently in Use | Diesel | 8000 | Galvanic (STIP-3) | 1990-09-01 |  | Fiberglass Reinforced Plastic
ROME PETROLEUM CPROV LLC | 150 GADSDEN RD SW | CAVE SPRING | Floyd | 9057057 | 4 | Ball Float | 1990-09-01 | FALSE | 1990-09-01 | FALSE | Currently in Use | Diesel | 8000 | Galvanic (STIP-3) | 1990-09-01 |  | Fiberglass Reinforced Plastic
ROME PETROLEUM CPROV LLC | 150 GADSDEN RD SW | CAVE SPRING | Floyd | 9057057 | 4 | Ball Float | 1990-09-01 | FALSE | 1990-09-01 | FALSE | Currently in Use | Diesel | 8000 | Galvanic (STIP-3) | 1990-09-01 |  | Fiberglass Reinforced Plastic
ROME PETROLEUM CPROV LLC | 150 GADSDEN RD SW | CAVE SPRING | Floyd | 9057057 | 4 | Ball Float | 1990-09-01 | FALSE | 1990-09-01 | FALSE | Currently in Use | Diesel | 8000 | Galvanic (STIP-3) | 1990-09-01 |  | Fiberglass Reinforced Plastic
DAVIS CORE & PAD CO INC | 1140 DAVIS RD | CAVE SPRING | Floyd | 9057079 | 1 | Flapper Valve | 1998-05-28 | FALSE | 1998-06-03 | FALSE | Removed from Ground | Diesel | 10000 | Steel-Impressed Current | 1975-07-01 | 2020-10-27 |  | Safe Suction (Euro)
HARBINS MARKET | 15 ROME ST SW | CAVE SPRING | Floyd | 570194 | 5 | Ball Float | 1998-07-03 | FALSE | 1998-07-03 | FALSE | Currently in Use | Diesel | 6000 | Fiberglass | 1998-07-03 |  | Fiberglass Reinforced Plastic | Pressurized
ROME OPERATING HQ | 224 HOLMES RD | ROME | Floyd | 570144 | 4 | [5 empty] | Removed from Ground | Diesel | 1000 | Bare Steel | 1998-08-27 | 1998-08-27 | Galvanized Steel | Suction (American)
PLANT HAMMOND | 5963 ALABAMA HWY | COOSA | Floyd | 570147 | 1 | [5 empty] | Removed from Ground | Gas (Historical Use) | 500 | Bare Steel | 1966-05-12 | 1988-02-01 | Galvanized Steel
ROME PROPERTIES GROUP LLC | 9522 HIGHWAY 20 | COOSA | Floyd | 10001132 | 1 | Ball Float | 2004-01-01 | FALSE | 2004-01-01 | FALSE | Currently in Use | Regular | 10000 | Epoxy | 2006-06-23 |  | Galvanized Steel | Pressurized
ROME PROPERTIES GROUP LLC | 9522 HIGHWAY 20 | COOSA | Floyd | 10001132 | 1 | Ball Float | 2004-01-01 | FALSE | 2004-01-01 | FALSE | Currently in Use | Regular | 10000 | Epoxy | 2006-06-23 |  | Galvanized Steel | Pressurized
COUNTRY CUPBOARD #17 | 618 CALHOUN AVE | ROME | Floyd | 570143 | 1703 | Flapper Valve | 1996-11-01 | FALSE | 1996-11-01 | FALSE | Currently in Use | Diesel | 10000 | Steel-Impressed Current | 1983-01-01 |  | Fiberglass Reinforced Plastic | Pressurized
ATLAF POPATYA | 1818 DEAN Ave | ROME | Floyd | 570141 | 18002 | Flapper Valve | 1998-11-01 | FALSE | 1998-11-01 | FALSE | Currently in Use | Premium | 10027 | Steel-Impressed Current | 1984-05-05 |  | Double-Walled Fiberglass | Pressurized
CITY OF CAVE SPRING | 13 ROME STREET | CAVE SPRING | Floyd | 570161 | 2 | [5 empty] | Removed from Ground | Gas (Historical Use) | 1000 | Bare Steel | 1966-02-08 | 1989-07-12 | Galvanized Steel
40559 | 1106 SHORTER | ROME | Floyd | 570055 | 1 | [5 empty] | Removed from Ground | Gas (Historical Use) | 5000 | Bare Steel | 1953-05-01 | 1899-12-31 | Fiberglass Reinforced Plastic
ROME OPERATING HQ | 224 HOLMES RD | ROME | Floyd | 570144 | EG-1 |  | 1998-08-31 |  | 1998-08-31 |  | Removed from Ground | Diesel | 560 | Composite | 1998-08-31 | 2001-08-02 | Double Walled | Suction (American)
S L MILLER & SONS | 265 SIKES STOREY RD | ARMUCHEE | Floyd | 570099 | 1 | [5 empty] | Removed from Ground | Gas (Historical Use) | 1000 | Bare Steel | 1979-03-28 | 2000-01-11 | Galvanized Steel | Suction (American)
GLENWOOD ELEMENTARY | US HWY 27 NORTH | ARMUCHEE | Floyd | 570160 | 1 | [5 empty] | Removed from Ground | Diesel | 1000 | Bare Steel | 1982-02-04 | 1987-06-01 | Galvanized Steel
PACIFIC PRIDE | 5560 AL HWY 20 NW | COOSA | Floyd | 10000383 | 1B | Ball Float | 1999-07-26 | FALSE | 1999-07-26 | FALSE | Currently in Use | Diesel Off Road | 6000 | Epoxy Double-Walled | 1999-07-26 |  | Fiberglass Reinforced Plastic | Suction (American)
ADVANCE AUTO PARTS | 364 PLEASANT VALLEY RD | SILVER CREEK | Floyd | 9057096 | 1 | [5 empty] | Removed from Ground | Gas (Historical Use) | 10000 | Cathodically Protected Steel | 1988-01-01 | 2000-02-01 | Galvanized Steel | Suction (American)
SUNSTAR #9 | 4972 HWY 101 | SILVER CREEK | Floyd | 9057089 | 2 | [5 empty] | Removed from Ground | Empty | 2000 | Bare Steel | 1995-08-14 | 2001-06-27 | Galvanized Steel | Suction (American)
GA SCHOOL FOR DEAF/VEHICLE FUELING | 232 PERRY FARM RD GORDON CAMPUS | CAVE SPRING | Floyd | 570052 | 3 | [5 empty] | Removed from Ground | Diesel | 1000 | Bare Steel | 1976-01-09 | 1997-05-21 | Galvanized Steel
S L MILLER & SONS | 265 SIKES STOREY RD | ARMUCHEE | Floyd | 570099 | 2 | [5 empty] | Removed from Ground | Diesel | 1000 | Bare Steel | 1979-03-28 | 2000-01-11 | Galvanized Steel | Suction (American)
PACIFIC PRIDE | 5560 AL HWY 20 NW | COOSA | Floyd | 10000383 | 2 | Ball Float | 1999-07-26 | FALSE | 1999-07-26 | FALSE | Currently in Use | Diesel | 30000 | Epoxy Double-Walled | 1999-07-26 |  | Fiberglass Reinforced Plastic | Pressurized
ROME PROPITIES GROUP LLC | 2406 GADSDEN HWY | CAVE SPRING | Floyd | 10001133 | 1 | Ball Float | 2002-01-01 | FALSE | 2002-01-01 | FALSE | Currently in Use | Premium | 5000 | Composite | 2006-06-23 |  | Fiberglass Reinforced Plastic | Pressurized
ROME PROPITIES GROUP LLC | 2406 GADSDEN HWY | CAVE SPRING | Floyd | 10001133 | 1 | Ball Float | 2002-01-01 | FALSE | 2002-01-01 | FALSE | Currently in Use | Premium | 5000 | Composite | 2006-06-23 |  | Fiberglass Reinforced Plastic | Pressurized
ROME PROPITIES GROUP LLC | 2406 GADSDEN HWY | CAVE SPRING | Floyd | 10001133 | 1 | Ball Float | 2002-01-01 | FALSE | 2002-01-01 | FALSE | Currently in Use | Premium | 5000 | Composite | 2006-06-23 |  | Fiberglass Reinforced Plastic | Pressurized
CITY OF CAVE SPRING | 13 ROME STREET | CAVE SPRING | Floyd | 570161 | 1 |  | 1997-07-17 | FALSE | 1997-07-17 | FALSE | Removed from Ground | Diesel | 1000 | Steel-Impressed Current | 1982-02-04 | 2005-06-09 | Galvanized Steel | Safe Suction (Euro)
PAHARI PROPERTIES LLC | 19 CEDARTOWN ST | CAVE SPRING | Floyd | 570107 | 2 | Flapper Valve | 1996-05-15 | FALSE | 1996-05-15 | FALSE | Currently in Use | Premium | 3000 | Steel-Impressed Current | 1961-04-01 |  | Steel (Impressed Current) | Suction (American)
PAHARI PROPERTIES LLC | 19 CEDARTOWN ST | CAVE SPRING | Floyd | 570107 | 2 | Flapper Valve | 1996-05-15 | FALSE | 1996-05-15 | FALSE | Currently in Use | Premium | 3000 | Steel-Impressed Current | 1961-04-01 |  | Steel (Impressed Current) | Suction (American)
PAHARI PROPERTIES LLC | 19 CEDARTOWN ST | CAVE SPRING | Floyd | 570107 | 2 | Flapper Valve | 1996-05-15 | FALSE | 1996-05-15 | FALSE | Currently in Use | Premium | 3000 | Steel-Impressed Current | 1961-04-01 |  | Steel (Impressed Current) | Suction (American)
PAHARI PROPERTIES LLC | 19 CEDARTOWN ST | CAVE SPRING | Floyd | 570107 | 2 | Flapper Valve | 1996-05-15 | FALSE | 1996-05-15 | FALSE | Currently in Use | Premium | 3000 | Steel-Impressed Current | 1961-04-01 |  | Steel (Impressed Current) | Suction (American)
40559 | 1106 SHORTER | ROME | Floyd | 570055 | 3 | [5 empty] | Removed from Ground | Gas (Historical Use) | 3000 | Bare Steel | 1953-05-01 | 1899-12-31 | Fiberglass Reinforced Plastic
ROME DIVISION GARAGE | 224 HOLMES RD | ROME | Floyd | 570146 | 1A |  | 1988-11-18 |  | 1988-11-18 |  | Closed in Ground | Diesel | 12000 | Double Walled | 1988-11-18 | 1997-03-04 | Fiberglass Reinforced Plastic | Pressurized
CAPTAIN'S (CAPITANS) CORNER/INOP | 318 GADSDEN HWY | CAVE SPRING | Floyd | 9057058 | 2 | [5 empty] | Permanently Out of Use - historical purposes | Gas (Historical Use) | 1000 | Marked Unknown |  | 1899-12-31 | Unknown
PAHARI PROPERTIES LLC | 19 CEDARTOWN ST | CAVE SPRING | Floyd | 570107 | 1 | Flapper Valve | 1996-05-15 | FALSE | 1996-05-15 | FALSE | Currently in Use | Regular | 3000 | Steel-Impressed Current | 1961-04-01 |  | Steel (Impressed Current) | Suction (American)
ROME PROPERTIES GROUP LLC | 9522 HIGHWAY 20 | COOSA | Floyd | 10001132 | 1 | Ball Float | 2004-01-01 | FALSE | 2004-01-01 | FALSE | Currently in Use | Regular | 10000 | Epoxy | 2006-06-23 |  | Galvanized Steel | Pressurized
ROME PROPERTIES GROUP LLC | 9522 HIGHWAY 20 | COOSA | Floyd | 10001132 | 1 | Ball Float | 2004-01-01 | FALSE | 2004-01-01 | FALSE | Currently in Use | Regular | 10000 | Epoxy | 2006-06-23 |  | Galvanized Steel | Pressurized
ROME PROPERTIES GROUP LLC | 9522 HIGHWAY 20 | COOSA | Floyd | 10001132 | 4 | Ball Float | 2004-01-01 | FALSE | 2004-01-01 | FALSE | Currently in Use | Diesel | 2000 | Epoxy | 2006-06-23 |  | Galvanized Steel | Pressurized
ROME PROPERTIES GROUP LLC | 9522 HIGHWAY 20 | COOSA | Floyd | 10001132 | 4 | Ball Float | 2004-01-01 | FALSE | 2004-01-01 | FALSE | Currently in Use | Diesel | 2000 | Epoxy | 2006-06-23 |  | Galvanized Steel | Pressurized
ROME DIVISION GARAGE | 224 HOLMES RD | ROME | Floyd | 570146 | 2 | [5 empty] | Removed from Ground | Gas (Historical Use) | 10000 | Bare Steel | 1976-05-09 | 1988-09-01 | Unknown
PACIFIC PRIDE | 5560 AL HWY 20 NW | COOSA | Floyd | 10000383 | 3 | Ball Float | 1999-07-26 | FALSE | 1999-07-26 | FALSE | Currently in Use | Premium | 4000 | Epoxy Double-Walled | 1999-07-26 |  | Fiberglass Reinforced Plastic | Suction (American)
LEND LEASE TRUCKS INC | 20 DARLINGTON DR | ROME | Floyd | 9057002 | 1 | [5 empty] | Removed from Ground | Diesel | 10000 | Not Marked/Unknown | 1991-04-23 | 1991-04-23 | Not Marked
ROME PROPERTIES LLC | 1714 TURNER MCCALL BLVD | ROME | Floyd | 9057056 | 2 | Flapper Valve | 1992-09-01 | FALSE | 1992-09-01 | FALSE | Currently in Use | Premium | 6000 | Galvanic (STIP-3) | 1992-09-01 |  | Fiberglass Reinforced Plastic | Pressurized
ROME PROPERTIES LLC | 1714 TURNER MCCALL BLVD | ROME | Floyd | 9057056 | 2 | Flapper Valve | 1992-09-01 | FALSE | 1992-09-01 | FALSE | Currently in Use | Premium | 6000 | Galvanic (STIP-3) | 1992-09-01 |  | Fiberglass Reinforced Plastic | Pressurized
ROME PROPERTIES LLC | 1714 TURNER MCCALL BLVD | ROME | Floyd | 9057056 | 2 | Flapper Valve | 1992-09-01 | FALSE | 1992-09-01 | FALSE | Currently in Use | Premium | 6000 | Galvanic (STIP-3) | 1992-09-01 |  | Fiberglass Reinforced Plastic | Pressurized
ROME PROPERTIES LLC | 1714 TURNER MCCALL BLVD | ROME | Floyd | 9057056 | 2 | Flapper Valve | 1992-09-01 | FALSE | 1992-09-01 | FALSE | Currently in Use | Premium | 6000 | Galvanic (STIP-3) | 1992-09-01 |  | Fiberglass Reinforced Plastic | Pressurized
GA FC-FLOYD CO UNIT | 141 WILSHIRE RD | ROME | Floyd | 9057049 | 2 | [5 empty] | Removed from Ground | Diesel | 2000 | Bare Steel | 1993-10-14 | 1993-10-14 | Galvanized Steel | Safe Suction (Euro)
GA FC-FLOYD CO UNIT | 141 WILSHIRE RD | ROME | Floyd | 9057049 | 204693 |  | 1993-10-15 |  | 1993-10-15 |  | Removed from Ground | Diesel | 1000 | Galvanic (STIP-3) | 1993-10-15 | 2002-06-18 | Cathodically Protected | Safe Suction (Euro)
SOUTHEASTERN MILLS | 100 EAST FIRST AVE | ROME | Floyd | 9057051 | 3 | [5 empty] | Removed from Ground | Gas (Historical Use) | 1000 | Bare Steel | 1974-01-01 | 1993-12-13 | Galvanized Steel | Safe Suction (Euro)
BST/R3407/ROMEGASS | 413 NORTH AVE | ROME | Floyd | 9057048 | 3 |  |  | TRUE |  | TRUE | Removed from Ground | Used Oil | 550 | Bare Steel | 1974-01-01 | 1991-06-01 | Unknown | Gravity Fed
Circle K 2709342 | 1050 CARTERSVILLE HWY | ROME | Floyd | 9057046 | 3 | Ball Float | 1993-04-23 | FALSE | 1993-04-23 | FALSE | Currently in Use | Premium | 10000 | Composite | 1993-04-23 |  | Fiberglass Reinforced Plastic | Pressurized
TOMMY ROBERTS TRUCKING INC | 1057 FLOYD SPRINGS RD | ARMUCHEE | Floyd | 9057083 | 2 | [5 empty] | Removed from Ground | Diesel | 4000 | Bare Steel | 1986-04-01 | 1998-10-12 | Galvanized Steel | Safe Suction (Euro)
JACQUELINE STOREY | 7837 MARTHA BERRY HWY | ARMUCHEE | Floyd | 9057112 | 1 | [5 empty] | Removed from Ground | Gas (Historical Use) | 1160 | Marked Unknown | 1996-10-17 | 1996-10-17 | Unknown
STEVE'S GARAGE | 5415 MARTHA BERRY HWY | ROME | Floyd | 570119 | 2 |  | 1998-10-28 | FALSE | 1998-10-28 | FALSE | Removed from Ground | Gas (Historical Use) | 3000 |  | 1982-01-01 | 2016-12-14 | Cathodically Protected | Safe Suction (Euro)
BURLINGTON INDUSTRIES-BRIGHTON P | BURLINGTON RD NE | SHANNON | Floyd | 570229 | 3 |  |  | TRUE |  | TRUE | Removed from Ground | Used Oil | 8000 | Bare Steel | 1966-05-13 | 1899-12-31 | Bare Steel
SUBLIGNA GENERAL STORE | RT 4 BOX 103 HWY 27 | SUBLIGNA | Floyd | 570228 | 2 | [5 empty] | Removed from Ground | Gas (Historical Use) | 560 | Bare Steel | 1997-01-01 | 1997-01-01 | Galvanized Steel
PAHARI PROPERTIES LLC | 19 CEDARTOWN ST | CAVE SPRING | Floyd | 570107 | 1 | Flapper Valve | 1996-05-15 | FALSE | 1996-05-15 | FALSE | Currently in Use | Regular | 3000 | Steel-Impressed Current | 1961-04-01 |  | Steel (Impressed Current) | Suction (American)
PAHARI PROPERTIES LLC | 19 CEDARTOWN ST | CAVE SPRING | Floyd | 570107 | 1 | Flapper Valve | 1996-05-15 | FALSE | 1996-05-15 | FALSE | Currently in Use | Regular | 3000 | Steel-Impressed Current | 1961-04-01 |  | Steel (Impressed Current) | Suction (American)
PAHARI PROPERTIES LLC | 19 CEDARTOWN ST | CAVE SPRING | Floyd | 570107 | 1 | Flapper Valve | 1996-05-15 | FALSE | 1996-05-15 | FALSE | Currently in Use | Regular | 3000 | Steel-Impressed Current | 1961-04-01 |  | Steel (Impressed Current) | Suction (American)
40559 | 1106 SHORTER | ROME | Floyd | 570055 | 2 | [5 empty] | Removed from Ground | Gas (Historical Use) | 2000 | Bare Steel | 1953-05-01 | 1899-12-31 | Fiberglass Reinforced Plastic
FIRST ROME BANK | TURNER MCCALL BLVD & FIFTH AVE | ROME | Floyd | 9057001 | 1 | [5 empty] | Removed from Ground | Diesel | 500 | Bare Steel | 1991-07-24 | 1991-07-24 | Unknown
S I STOREY LUMBER CO INC | 285 SIKES STORY RD | ARMUCHEE | Floyd | 570091 | 2 | [5 empty] | Removed from Ground | Diesel | 1000 | Bare Steel | 1976-03-28 | 2000-01-11 | Galvanized Steel | Suction (American)
TOMMY DUNAGAN | 2836 EVERETT SPRING RD | ARMUCHEE | Floyd | 9057091 | 1 |  | 1999-12-17 | FALSE | 1999-12-17 | FALSE | Removed from Ground | Diesel | 10000 | Steel-Impressed Current | 1986-08-14 | 2018-07-19 |  | Suction (American)
STEVE'S GARAGE | 5415 MARTHA BERRY HWY | ROME | Floyd | 570119 | 3 |  | 1998-10-28 | FALSE | 1998-10-28 | FALSE | Removed from Ground | Gas (Historical Use) | 4000 |  | 1984-06-01 | 2016-12-14 | Cathodically Protected | Safe Suction (Euro)
ROME PROPERTIES GROUP LLC | 9522 HIGHWAY 20 | COOSA | Floyd | 10001132 | 2 | Ball Float | 2004-01-01 | FALSE | 2004-01-01 | FALSE | Currently in Use | Premium | 10000 | Epoxy | 2006-06-23 |  | Galvanized Steel | Pressurized
N W GA EXP STATION | 300 BATTERY FARM RD NE | ROME | Floyd | 570020 | 2 | [5 empty] | Removed from Ground | Diesel | 2000 | Bare Steel | 1956-02-05 | 1990-02-01 | Galvanized Steel
FLOYD COLLEGE PHYSICAL PLANT | 3175 /3715 CEDARTOWN HWY | ROME | Floyd | 9057067 | 3 | [5 empty] | Removed from Ground | Diesel | 10000 | Bare Steel | 1970-10-01 | 1995-06-01 | Galvanized Steel | Pressurized
ADVANCE AUTO PARTS | 364 PLEASANT VALLEY RD | SILVER CREEK | Floyd | 9057096 | 2 | [5 empty] | Removed from Ground | Gas (Historical Use) | 10000 | Cathodically Protected Steel | 1988-01-01 | 2000-02-01 | Galvanized Steel | Suction (American)
ROME PROPERTIES GROUP LLC | 4970 ROCKMART RD | SILVER CREEK | Floyd | 9057053 | 3 | Flapper Valve | 1993-06-01 | FALSE | 1993-06-01 | FALSE | Currently in Use | Kerosene | 2000 | Composite | 1993-06-01 |  | Fiberglass Reinforced Plastic | Pressurized
ROME PROPERTIES GROUP LLC | 4970 ROCKMART RD | SILVER CREEK | Floyd | 9057053 | 3 | Flapper Valve | 1993-06-01 | FALSE | 1993-06-01 | FALSE | Currently in Use | Kerosene | 2000 | Composite | 1993-06-01 |  | Fiberglass Reinforced Plastic | Pressurized
ROME PROPERTIES GROUP LLC | 4970 ROCKMART RD | SILVER CREEK | Floyd | 9057053 | 3 | Flapper Valve | 1993-06-01 | FALSE | 1993-06-01 | FALSE | Currently in Use | Kerosene | 2000 | Composite | 1993-06-01 |  | Fiberglass Reinforced Plastic | Pressurized
ROME PROPERTIES GROUP LLC | 4970 ROCKMART RD | SILVER CREEK | Floyd | 9057053 | 3 | Flapper Valve | 1993-06-01 | FALSE | 1993-06-01 | FALSE | Currently in Use | Kerosene | 2000 | Composite | 1993-06-01 |  | Fiberglass Reinforced Plastic | Pressurized
ROME PROPERTIES GROUP LLC | 9522 HIGHWAY 20 | COOSA | Floyd | 10001132 | 2 | Ball Float | 2004-01-01 | FALSE | 2004-01-01 | FALSE | Currently in Use | Premium | 10000 | Epoxy | 2006-06-23 |  | Galvanized Steel | Pressurized
ROME PROPERTIES GROUP LLC | 9522 HIGHWAY 20 | COOSA | Floyd | 10001132 | 2 | Ball Float | 2004-01-01 | FALSE | 2004-01-01 | FALSE | Currently in Use | Premium | 10000 | Epoxy | 2006-06-23 |  | Galvanized Steel | Pressurized
ROME PROPERTIES GROUP LLC | 9522 HIGHWAY 20 | COOSA | Floyd | 10001132 | 2 | Ball Float | 2004-01-01 | FALSE | 2004-01-01 | FALSE | Currently in Use | Premium | 10000 | Epoxy | 2006-06-23 |  | Galvanized Steel | Pressurized
TREASURES | 3749 ROCKMART RD | SILVER CREEK | Floyd | 9057050 | 1 | [5 empty] | Removed from Ground | Gas (Historical Use) | 4000 | Bare Steel | 1993-12-16 | 1993-12-16 | Bare Steel | Safe Suction (Euro)
AT&T RADIO RELAY STATION/SHANNON | GA HWY 53 & NEW HERITAGE RD/FIRE | SHANNON | Floyd | 570179 | 1 | [5 empty] | Removed from Ground | Diesel | 10000 | Bare Steel | 1965-01-01 | 1992-02-25 | Copper | Suction (American)
ROME PROPERTIES GROUP LLC | 9522 HIGHWAY 20 | COOSA | Floyd | 10001132 | 3 | Ball Float | 2004-01-01 | FALSE | 2004-01-01 | FALSE | Currently in Use | Diesel | 8000 | Epoxy | 2006-06-23 |  | Galvanized Steel | Pressurized
ROME PROPERTIES GROUP LLC | 9522 HIGHWAY 20 | COOSA | Floyd | 10001132 | 3 | Ball Float | 2004-01-01 | FALSE | 2004-01-01 | FALSE | Currently in Use | Diesel | 8000 | Epoxy | 2006-06-23 |  | Galvanized Steel | Pressurized
ROME PROPERTIES GROUP LLC | 9522 HIGHWAY 20 | COOSA | Floyd | 10001132 | 3 | Ball Float | 2004-01-01 | FALSE | 2004-01-01 | FALSE | Currently in Use | Diesel | 8000 | Epoxy | 2006-06-23 |  | Galvanized Steel | Pressurized
ROME PROPERTIES GROUP LLC | 9522 HIGHWAY 20 | COOSA | Floyd | 10001132 | 3 | Ball Float | 2004-01-01 | FALSE | 2004-01-01 | FALSE | Currently in Use | Diesel | 8000 | Epoxy | 2006-06-23 |  | Galvanized Steel | Pressurized
SUNSTAR #9 | 4972 HWY 101 | SILVER CREEK | Floyd | 9057089 | 1 | [5 empty] | Removed from Ground | Empty | 4000 | Bare Steel | 1995-08-14 | 2001-06-27 | Galvanized Steel | Suction (American)
ROME PROPERTIES GROUP LLC | 4970 ROCKMART RD | SILVER CREEK | Floyd | 9057053 | 1 | Flapper Valve | 1993-06-01 | FALSE | 1993-06-01 | FALSE | Currently in Use | Regular | 10000 | Composite | 1993-06-01 |  | Fiberglass Reinforced Plastic | Pressurized
ROME PROPERTIES GROUP LLC | 4970 ROCKMART RD | SILVER CREEK | Floyd | 9057053 | 1 | Flapper Valve | 1993-06-01 | FALSE | 1993-06-01 | FALSE | Currently in Use | Regular | 10000 | Composite | 1993-06-01 |  | Fiberglass Reinforced Plastic | Pressurized
ROME PROPERTIES GROUP LLC | 4970 ROCKMART RD | SILVER CREEK | Floyd | 9057053 | 1 | Flapper Valve | 1993-06-01 | FALSE | 1993-06-01 | FALSE | Currently in Use | Regular | 10000 | Composite | 1993-06-01 |  | Fiberglass Reinforced Plastic | Pressurized
ROME PROPERTIES GROUP LLC | 4970 ROCKMART RD | SILVER CREEK | Floyd | 9057053 | 1 | Flapper Valve | 1993-06-01 | FALSE | 1993-06-01 | FALSE | Currently in Use | Regular | 10000 | Composite | 1993-06-01 |  | Fiberglass Reinforced Plastic | Pressurized
TREASURES | 3749 ROCKMART RD | SILVER CREEK | Floyd | 9057050 | 2 | [5 empty] | Removed from Ground | Gas (Historical Use) | 4000 | Bare Steel | 1993-12-16 | 1993-12-16 | Bare Steel | Safe Suction (Euro)
CANTRELLS AUTO REPAIR | 4699 OLD CALHOUND HWY | SHANNON | Floyd | 9057108 | 4 | [5 empty] | Removed from Ground | Gas (Historical Use) | 0 | Marked Unknown |  | 1899-12-31 | Unknown
CANTRELLS AUTO REPAIR | 4699 OLD CALHOUND HWY | SHANNON | Floyd | 9057108 | 1 | [5 empty] | Removed from Ground | Gas (Historical Use) | 0 | Marked Unknown |  | 1899-12-31 | Unknown
BRANTON & GRESHAM | ROUTE 4 SPRING CREEK | SPRING CREEK | Floyd | 570198 | 2 | [5 empty] | Removed from Ground | Gas (Historical Use) | 560 | Bare Steel | 1951-05-17 | 1994-03-11 | Galvanized Steel
MARMAC TEXACO | 4662 US 27 NORTH | ROME | Floyd | 9057074 | 2 |  | 1998-11-01 |  | 1998-11-01 |  | Removed from Ground | Gas (Historical Use) | 4000 | Steel-Impressed Current | 1974-01-01 | 2012-05-10 | Cathodically Protected | Suction (American)
MATHIS GROCERY | 1730 CHULIO RD | ROME | Floyd | 9057080 | 4 | [5 empty] | Removed from Ground | Gas (Historical Use) | 1000 | Bare Steel | 1982-08-01 | 1998-12-22 | Galvanized Steel | Safe Suction (Euro)
STARR MATTHEWS | 301 EAST SECOND AVE | ROME | Floyd | 9057059 | 3 | [5 empty] | Removed from Ground | Gas (Historical Use) | 1000 | Bare Steel | 1994-03-09 | 1994-03-09 | Bare Steel | Safe Suction (Euro)
COOSA VALLEY TECHNICAL INSTITUTE | 785 CEDAR AVE | ROME | Floyd | 9057069 | 1 | [5 empty] | Removed from Ground | Gas (Historical Use) | 550 | Bare Steel | 1961-01-01 | 1996-11-06 | Bare Steel | Suction (American)
HI TECH | 2000 N BROAD STREET | ROME | Floyd | 9057115 | 1 | Ball Float | 1996-12-14 | FALSE | 1996-12-14 | FALSE | Currently in Use | Gas (Historical Use) | 10000 | Composite | 1996-12-12 |  | Double Walled | Pressurized
HI TECH | 2000 N BROAD STREET | ROME | Floyd | 9057115 | 1 | Ball Float | 1996-12-14 | FALSE | 1996-12-14 | FALSE | Currently in Use | Gas (Historical Use) | 10000 | Composite | 1996-12-12 |  | Double Walled | Pressurized
HI TECH | 2000 N BROAD STREET | ROME | Floyd | 9057115 | 1 | Ball Float | 1996-12-14 | FALSE | 1996-12-14 | FALSE | Currently in Use | Gas (Historical Use) | 10000 | Composite | 1996-12-12 |  | Double Walled | Pressurized
HI TECH | 2000 N BROAD STREET | ROME | Floyd | 9057115 | 1 | Ball Float | 1996-12-14 | FALSE | 1996-12-14 | FALSE | Currently in Use | Gas (Historical Use) | 10000 | Composite | 1996-12-12 |  | Double Walled | Pressurized
MINGE CONSTRUCTION COMPANY | EAST 12 STREET | ROME | Floyd | 9057124 | 3 | [5 empty] | Removed from Ground | Diesel | 1000 | Bare Steel | 1998-07-06 | 1998-07-06 | Bare Steel | Suction (American)
TRIANGLE GROC | 3314 BLACK BLUFF RD | ROME | Floyd | 7000087 | 5 | [5 empty] | Removed from Ground | Diesel | 500 | Bare Steel | 1966-02-08 | 2013-02-08 | Galvanized Steel
MARTHA BERRY TEXACO | 1701 MARTHA BERRY BLVD | ROME | Floyd | 7000094 | 7 | [5 empty] | Permanently Out of Use - historical purposes | Empty | 1000 | Bare Steel | 1960-02-10 | 1899-12-31 | Galvanized Steel
MARTHA BERRY TEXACO | 1701 MARTHA BERRY BLVD | ROME | Floyd | 7000094 | 1 | [5 empty] | Permanently Out of Use - historical purposes | Empty | 3000 | Bare Steel | 1980-02-05 | 1899-12-31 | Galvanized Steel | Suction (American)
REESE EXXON | 1915 SHORTER AVE | ROME | Floyd | 7000027 | 4 |  |  | TRUE |  | TRUE | Removed from Ground | Used Oil | 550 | Bare Steel | 1966-03-15 | 1992-12-08 | Bare Steel | Pressurized
KROGER GA-667 | 1476 TURNER MCCALL BLVD | ROME | Floyd | 10000495 | 1B | Ball Float | 2003-09-05 | FALSE | 2003-09-05 | FALSE | Currently in Use | Premium | 8000 | Fiberglass Double Walled | 2003-09-02 |  | Double-Walled Flex | Pressurized
MURPHY USA #7735 | 741 CARTERSVILLE HWY | ROME | Floyd | 10000599 | 2B |  | 2004-02-20 | FALSE | 2004-02-20 | FALSE | Removed from Ground | Premium | 8000 | Fiberglass Double Walled | 2004-01-20 |  |  | Pressurized
LOCK & DAM PARK | 181 LOCK & DAM RD | ROME | Floyd | 10001087 | 1 |  |  | FALSE |  | FALSE | Permanently Out Of Use |  | 0 | Unknown | 1991-01-01 | 1991-01-01
ROCKY MTN PROJECT CONST. | PO BOX 95 | ARMUCHEE | Floyd | 570145 | 1 | [5 empty] | Removed from Ground | Gas (Historical Use) | 10000 | Bare Steel | 1976-05-09 | 1988-01-01 | Unknown
STEVE'S GARAGE | 5415 MARTHA BERRY HWY | ROME | Floyd | 570119 | 1 |  | 1998-10-28 | FALSE | 1998-10-28 | FALSE | Removed from Ground | Gas (Historical Use) | 4000 |  | 1984-06-01 | 2016-12-14 | Cathodically Protected | Safe Suction (Euro)
PLANT HAMMOND | 5963 ALABAMA HWY | COOSA | Floyd | 570147 | 2 | [5 empty] | Removed from Ground | Gas (Historical Use) | 500 | Bare Steel | 1966-05-12 | 1988-02-01 | Galvanized Steel
EZ STOP | 4466 ROCKMART HWY | SILVER CREEK | Floyd | 10001381 | 2A | Ball Float | 2007-05-24 | FALSE | 2007-05-24 | FALSE | Currently in Use | Regular | 6000 | Epoxy Double-Walled | 2007-05-24 |  | Double-Walled Fiberglass | Pressurized
TREASURES | 3749 ROCKMART RD | SILVER CREEK | Floyd | 9057050 | 3 | [5 empty] | Removed from Ground | Gas (Historical Use) | 2000 | Bare Steel | 1993-12-16 | 1993-12-16 | Bare Steel | Safe Suction (Euro)
PACIFIC PRIDE | 5560 AL HWY 20 NW | COOSA | Floyd | 10000383 | 1A | Ball Float | 1999-07-26 | FALSE | 1999-07-26 | FALSE | Currently in Use | Regular | 8000 | Epoxy Double-Walled | 1999-07-26 |  | Fiberglass Reinforced Plastic | Suction (American)
SHANNON GULF | US 53 | SHANNON | Floyd | 570069 | 2 | [5 empty] | Removed from Ground | Gas (Historical Use) | 2000 | Bare Steel | 1976-04-25 | 1995-03-30 | Galvanized Steel
MARKET #8255 | RT 1 | SILVER CREEK | Floyd | 570236 | 3 |  | 1998-10-09 |  | 1998-10-09 |  | Removed from Ground | Gas (Historical Use) | 8000 | Steel-Impressed Current | 1973-05-16 | 2001-06-08 | Cathodically Protected | Suction (American)
SUBLIGNA GENERAL STORE | RT 4 BOX 103 HWY 27 | SUBLIGNA | Floyd | 570228 | 3 | [5 empty] | Removed from Ground | Gas (Historical Use) | 560 | Bare Steel | 1997-01-01 | 1997-01-01 | Galvanized Steel
STUDDARD AMOCO | 7 ROME RD | CAVE SPRING | Floyd | 570126 | 1 | [5 empty] | Removed from Ground | Gas (Historical Use) | 550 | Bare Steel | 1951-05-08 | 1899-12-31 | Galvanized Steel
FORMER BARTON GROCERY | 4623 FLOYD SPRINGS ROAD | ARMUCHEE | Floyd | 10000560 | 2 |  |  | FALSE |  | FALSE | Removed from Ground | Gas (Historical Use) | 0 | Unknown |  | 1899-12-31
GA DNR GAME MGMT/REG I | 2592 FLOYD RD NE | ARMUCHEE | Floyd | 570088 | 2 | [5 empty] | Removed from Ground | Diesel | 500 | Bare Steel | 1985-04-09 | 2002-06-17 | Galvanized Steel
MIDWAY ELEM SCHOOL | RT 1 | SILVER CREEK | Floyd | 570173 | 1 | [5 empty] | Removed from Ground | Gas (Historical Use) | 550 | Bare Steel | 1966-02-08 | 1899-12-31 | Galvanized Steel
SHANNON GULF | US 53 | SHANNON | Floyd | 570069 | 3 | [5 empty] | Removed from Ground | Gas (Historical Use) | 2000 | Bare Steel | 1976-04-25 | 1995-03-30 | Galvanized Steel
CEDARTOWN | MILLER MOUNTAIN RD | CEDARTOWN | Floyd | 570180 | 1 | [5 empty] | Removed from Ground | Kerosene | 1500 | Bare Steel | 1974-01-01 | 1989-01-01 | Unknown
MARKET #8255 | RT 1 | SILVER CREEK | Floyd | 570236 | 2 |  | 1998-10-09 |  | 1998-10-09 |  | Removed from Ground | Gas (Historical Use) | 8000 | Steel-Impressed Current | 1973-05-16 | 2001-06-08 | Cathodically Protected | Suction (American)
SHANNON GULF | US 53 | SHANNON | Floyd | 570069 | 1 | [5 empty] | Removed from Ground | Gas (Historical Use) | 2000 | Bare Steel | 1976-04-25 | 1995-03-30 | Galvanized Steel
BURLINGTON INDUSTRIES-BRIGHTON P | BURLINGTON RD NE | SHANNON | Floyd | 570229 | 1 | [5 empty] | Removed from Ground | Diesel | 10000 | Bare Steel | 1966-05-13 | 1899-12-31 | Bare Steel
ROME PROPERTIES GROUP LLC | 4970 ROCKMART RD | SILVER CREEK | Floyd | 9057053 | 2 | Flapper Valve | 1993-06-01 | FALSE | 1993-06-01 | FALSE | Currently in Use | Premium | 10000 | Composite | 1993-06-01 |  | Fiberglass Reinforced Plastic | Pressurized
ROME PROPERTIES GROUP LLC | 4970 ROCKMART RD | SILVER CREEK | Floyd | 9057053 | 2 | Flapper Valve | 1993-06-01 | FALSE | 1993-06-01 | FALSE | Currently in Use | Premium | 10000 | Composite | 1993-06-01 |  | Fiberglass Reinforced Plastic | Pressurized
STUDDARD AMOCO | 7 ROME RD | CAVE SPRING | Floyd | 570126 | 3 | [5 empty] | Removed from Ground | Gas (Historical Use) | 2000 | Bare Steel | 1951-05-08 | 1899-12-31 | Galvanized Steel
CANTRELLS AUTO REPAIR | 4699 OLD CALHOUND HWY | SHANNON | Floyd | 9057108 | 2 | [5 empty] | Removed from Ground | Gas (Historical Use) | 0 | Marked Unknown |  | 1899-12-31 | Unknown
ROME PROPERTIES GROUP LLC | 9522 HIGHWAY 20 | COOSA | Floyd | 10001132 | 4 | Ball Float | 2004-01-01 | FALSE | 2004-01-01 | FALSE | Currently in Use | Diesel | 2000 | Epoxy | 2006-06-23 |  | Galvanized Steel | Pressurized
ROME PROPERTIES GROUP LLC | 9522 HIGHWAY 20 | COOSA | Floyd | 10001132 | 4 | Ball Float | 2004-01-01 | FALSE | 2004-01-01 | FALSE | Currently in Use | Diesel | 2000 | Epoxy | 2006-06-23 |  | Galvanized Steel | Pressurized
EZ STOP | 4466 ROCKMART HWY | SILVER CREEK | Floyd | 10001381 | 2B | Ball Float | 2007-05-24 | FALSE | 2007-05-24 | FALSE | Currently in Use | Diesel | 4000 | Epoxy Double-Walled | 2007-05-24 |  | Double-Walled Fiberglass | Pressurized
EZ STOP | 4466 ROCKMART HWY | SILVER CREEK | Floyd | 10001381 | 1 | Ball Float | 2007-05-24 | FALSE | 2007-05-24 | FALSE | Currently in Use | Premium | 12000 | Epoxy Double-Walled | 2007-05-24 |  | Double-Walled Fiberglass | Pressurized
CANTRELLS AUTO REPAIR | 4699 OLD CALHOUND HWY | SHANNON | Floyd | 9057108 | 3 | [5 empty] | Removed from Ground | Gas (Historical Use) | 0 | Marked Unknown |  | 1899-12-31 | Unknown
BRANTON & GRESHAM | ROUTE 4 SPRING CREEK | SPRING CREEK | Floyd | 570198 | 1 | [5 empty] | Removed from Ground | Gas (Historical Use) | 560 | Bare Steel | 1951-05-17 | 1994-03-11 | Galvanized Steel
SUBLIGNA GENERAL STORE | RT 4 BOX 103 HWY 27 | SUBLIGNA | Floyd | 570228 | 1 | [5 empty] | Removed from Ground | Gas (Historical Use) | 1000 | Bare Steel | 1997-01-01 | 1997-01-01 | Galvanized Steel
MARKET #8255 | RT 1 | SILVER CREEK | Floyd | 570236 | 1 |  | 1998-10-09 |  | 1998-10-09 |  | Removed from Ground | Empty | 8000 | Steel-Impressed Current | 1973-05-16 | 2001-06-08 | Cathodically Protected | Pressurized
ROME PROPERTIES GROUP LLC | 4970 ROCKMART RD | SILVER CREEK | Floyd | 9057053 | 2 | Flapper Valve | 1993-06-01 | FALSE | 1993-06-01 | FALSE | Currently in Use | Premium | 10000 | Composite | 1993-06-01 |  | Fiberglass Reinforced Plastic | Pressurized
ROME PROPERTIES GROUP LLC | 4970 ROCKMART RD | SILVER CREEK | Floyd | 9057053 | 2 | Flapper Valve | 1993-06-01 | FALSE | 1993-06-01 | FALSE | Currently in Use | Premium | 10000 | Composite | 1993-06-01 |  | Fiberglass Reinforced Plastic | Pressurized
VENABLES GAS STUFF | 3291 ROCKMART RD | SILVER CREEK | Floyd | 9057032 | 4 | [5 empty] | Removed from Ground | Diesel | 2000 | Bare Steel | 1984-02-04 | 1987-07-01 | Galvanized Steel
BURLINGTON INDUSTRIES-BRIGHTON P | BURLINGTON RD NE | SHANNON | Floyd | 570229 | 2 | [5 empty] | Removed from Ground | Gas (Historical Use) | 1000 | Bare Steel | 1966-05-13 | 1899-12-31 | Bare Steel
GLENWOOD ELEMENTARY | US HWY 27 NORTH | ARMUCHEE | Floyd | 570160 | 2 | [5 empty] | Removed from Ground | E-10 | 1000 | Bare Steel | 1961-02-09 | 1987-06-01 | Galvanized Steel
SUNSTAR #9 | 4972 HWY 101 | SILVER CREEK | Floyd | 9057089 | 3 | [5 empty] | Removed from Ground | Empty | 2000 | Bare Steel | 1995-08-14 | 2001-06-27 | Galvanized Steel | Suction (American)
JACQUELINE STOREY | 7837 MARTHA BERRY HWY | ARMUCHEE | Floyd | 9057112 | 2 | [5 empty] | Removed from Ground | Diesel | 1160 | Marked Unknown | 1996-10-17 | 1996-10-17 | Unknown
EVANS SALVAGE CO INC | RTE 2 ROCKMART RD | SILVER CREEK | Floyd | 570116 | 1 | [5 empty] | Removed from Ground | Empty | 3000 | Bare Steel | 1982-04-02 | 1993-06-01 | Galvanized Steel
FORMER SERVICE STATION PROPERTY | 907 CALHOUN AVE | ROME | Floyd | 10001423 | 3 |  |  | FALSE |  | FALSE | Removed from Ground | Gas (Historical Use) | 1000 | Bare Steel | 1968-01-01 | 2007-10-17 | Bare Steel
EMORY BARNS | 2277 MARTHA BERRY HIGHWAY | ROME | Floyd | 10001564 | 1 |  |  | FALSE |  | FALSE | Removed from Ground | Gas (Historical Use) | 1000 | Unknown | 2008-05-28 | 2008-05-28 | Unknown
FLOYD MEDICAL CENTER | 304 TURNER MCCALL BLVD | ROME | Floyd | 9057078 | 3 | [5 empty] | Removed from Ground | Diesel | 1500 | Bare Steel | 1979-01-01 | 1998-06-01 | Galvanized Steel | Suction (American)
BFI SERVICE LLC | 14 REDMOND CT | ROME | Floyd | 9057021 | 2 |  |  | TRUE |  | TRUE | Removed from Ground | Used Oil | 0 | Marked Unknown | 1989-11-29 | 1989-11-29 | Unknown
REDMOND REG MED CTR/REDMOND PK H | 501 REDMOND RD | ROME | Floyd | 570074 | 1 | [5 empty] | Removed from Ground | Diesel | 20000 | Bare Steel | 1972-04-13 | 1995-06-01 | Not Marked
Avion Food and Fuel #104 | 2930 MARTHA BERRY BLVD | ROME | Floyd | 570256 | UNLPLUS | Ball Float | 1998-08-08 | FALSE | 1998-08-08 | FALSE | Currently in Use | Premium | 10008 | Steel-Impressed Current | 1984-05-08 |  | Bare Steel | Pressurized
HOSPITAL GULF | 618 MARTHA BERRY BLVD | ROME | Floyd | 570061 | 5 | [5 empty] | Removed from Ground | Gas (Historical Use) | 1000 | Bare Steel | 1961-04-29 | 1986-02-01 | Galvanized Steel
HOSPITAL GULF | 618 MARTHA BERRY BLVD | ROME | Floyd | 570061 | 7 | [5 empty] | Removed from Ground | Gas (Historical Use) | 1000 | Bare Steel | 1961-04-29 | 1986-02-01 | Galvanized Steel
HOSPITAL GULF | 618 MARTHA BERRY BLVD | ROME | Floyd | 570061 | 4 | [5 empty] | Removed from Ground | Gas (Historical Use) | 1000 | Bare Steel | 1961-04-29 | 1986-02-01 | Galvanized Steel
SMART MART #1 | 1007 TURNER MCCALL BLVD | ROME | Floyd | 570056 | 1 | [5 empty] | Removed from Ground | Gas (Historical Use) | 10000 | Fiberglass | 1982-04-24 | 1993-02-02 | Fiberglass Reinforced Plastic | Pressurized
STALLION #147 | 1424 EAST MCCALL BLVD | ROME | Floyd | 570047 | 1 |  | 1984-10-01 |  | 1988-04-01 |  | Removed from Ground | Gas (Historical Use) | 10000 | Fiberglass | 1984-04-17 | 2006-02-28 | Fiberglass Reinforced Plastic | Pressurized
PRECISION TUNE | 1401 SHORTER AVE | ROME | Floyd | 9057022 | 1 | [5 empty] | Removed from Ground | Gas (Historical Use) | 5000 | Bare Steel | 1992-01-14 | 1992-01-14 | Galvanized Steel | Safe Suction (Euro)
LORANES 76 | HWY 9 | ROME | Floyd | 9057006 | 3 | [5 empty] | Removed from Ground | Diesel | 4000 | Bare Steel | 1985-01-01 | 1994-01-15 | Galvanized Steel
CURTIS PACKING CO | 105 POLLACH ST | ROME | Floyd | 9057003 | 1 | [5 empty] | Removed from Ground | Gas (Historical Use) | 500 | Marked Unknown |  | 1899-12-31 | Unknown
RHONDA'S SHOPETTE #1 | 1203 CAVE SPRING RD | ROME | Floyd | 9057054 | 3 | Flapper Valve | 1986-03-01 | FALSE | 1986-03-01 | FALSE | Currently in Use | Diesel | 6000 | STIP-3/Impressed Current | 1986-03-01 |  | Fiberglass Reinforced Plastic | Pressurized
MAPCO EXPRESS 3606 | 2500 SHORTER AVE | ROME | Floyd | 570203 | UNL | Flapper Valve | 1998-08-08 | FALSE | 1998-08-08 | FALSE | Currently in Use | Premium | 10008 | Steel-Impressed Current | 1984-05-08 |  |  | Pressurized
MAPCO EXPRESS 3606 | 2500 SHORTER AVE | ROME | Floyd | 570203 | KERO |  | 1998-08-08 | FALSE | 1998-08-08 | FALSE | Temporarily out of use | Kerosene | 10008 | Steel-Impressed Current | 1984-05-08 |  |  | Pressurized
BST/ROME SOC R3426/BELL SOUTH | 8 WEST IND BLVD | ROME | Floyd | 570232 | 3 | [5 empty] | Removed from Ground | Gas (Historical Use) | 12000 | Composite | 1988-02-01 | 1993-09-08 | Fiberglass Reinforced Plastic | Pressurized
CITY OF ROME GA | 105 E CALLAHAN ST | ROME | Floyd | 9057125 | 1 | [5 empty] | Removed from Ground | Other | 0 | Not Marked/Unknown | 1998-08-06 | 1998-08-06 | Not Marked
GLAZE SUPPLY | 711 BROAD ST | ROME | Floyd | 9057127 | 2 |  |  | FALSE |  | FALSE | Abandoned-No Known Release | Gas (Historical Use) | 0 |  | 1930-01-01 | 1960-01-01 | Not Marked
ROME PETROLEUM CPROV LLC | 150 GADSDEN RD SW | CAVE SPRING | Floyd | 9057057 | 1 | Ball Float | 1990-09-01 | FALSE | 1990-09-01 | FALSE | Currently in Use | Plus | 8000 | Galvanic (STIP-3) | 1990-09-01 |  | Fiberglass Reinforced Plastic | Pressurized
ROME PETROLEUM CPROV LLC | 150 GADSDEN RD SW | CAVE SPRING | Floyd | 9057057 | 1 | Ball Float | 1990-09-01 | FALSE | 1990-09-01 | FALSE | Currently in Use | Plus | 8000 | Galvanic (STIP-3) | 1990-09-01 |  | Fiberglass Reinforced Plastic | Pressurized
ROME PETROLEUM CPROV LLC | 150 GADSDEN RD SW | CAVE SPRING | Floyd | 9057057 | 1 | Ball Float | 1990-09-01 | FALSE | 1990-09-01 | FALSE | Currently in Use | Plus | 8000 | Galvanic (STIP-3) | 1990-09-01 |  | Fiberglass Reinforced Plastic | Pressurized
ROME PETROLEUM CPROV LLC | 150 GADSDEN RD SW | CAVE SPRING | Floyd | 9057057 | 1 | Ball Float | 1990-09-01 | FALSE | 1990-09-01 | FALSE | Currently in Use | Plus | 8000 | Galvanic (STIP-3) | 1990-09-01 |  | Fiberglass Reinforced Plastic | Pressurized
HARBINS MARKET | 15 ROME ST SW | CAVE SPRING | Floyd | 570194 | 2 | [5 empty] | Removed from Ground | Gas (Historical Use) | 2000 | Bare Steel | 1984-05-08 | 1998-06-21 | Galvanized Steel | Safe Suction (Euro)
STUDDARD AMOCO | 7 ROME RD | CAVE SPRING | Floyd | 570126 | 2 | [5 empty] | Removed from Ground | Gas (Historical Use) | 1000 | Bare Steel | 1951-05-08 | 1899-12-31 | Galvanized Steel
ROME OPERATING HQ | 224 HOLMES RD | ROME | Floyd | 570144 | 2 | [5 empty] | Removed from Ground | Diesel | 4000 | Bare Steel | 1966-05-12 | 1987-04-01 | Unknown
FORMER BARTON GROCERY | 4623 FLOYD SPRINGS ROAD | ARMUCHEE | Floyd | 10000560 | 1 |  |  | FALSE |  | FALSE | Removed from Ground | Gas (Historical Use) | 0 | Unknown |  | 1899-12-31
JACQUELINE STOREY | 7837 MARTHA BERRY HWY | ARMUCHEE | Floyd | 9057112 | 3 | [5 empty] | Removed from Ground | Used Oil | 1000 | Marked Unknown | 1996-10-17 | 1996-10-17 | Unknown
BURLINGTON INDUSTRIES-BRIGHTON P | BURLINGTON RD NE | SHANNON | Floyd | 570229 | 4 | [5 empty] | Removed from Ground | Diesel | 6000 | Bare Steel | 1966-05-13 | 1899-12-31 | Bare Steel
CAGLE'S CORNERSTORE 6 | 3200 NEW ROSEDALE RD | CALHOUN | Floyd | 9064046 | 1 |  | 1998-12-01 | FALSE | 1998-12-01 | FALSE | Currently in Use | Gas (Historical Use) | 8000 | Steel-Impressed Current | 1988-04-01 |  | Steel (Impressed Current) | Pressurized
CAGLE'S CORNERSTORE 6 | 3200 NEW ROSEDALE RD | CALHOUN | Floyd | 9064046 | 4 |  | 1998-12-01 | FALSE | 1998-12-01 | FALSE | Currently in Use | Diesel | 2000 | Steel-Impressed Current | 1988-04-01 |  | Steel (Impressed Current) | Suction (American)
CAGLE'S CORNERSTORE 6 | 3200 NEW ROSEDALE RD | CALHOUN | Floyd | 9064046 | 3 | Flapper Valve | 1998-12-01 | FALSE | 1998-12-01 | FALSE | Currently in Use | Gas (Historical Use) | 8000 | Galvanic (STIP-3) | 1988-04-01 |  | Steel (Impressed Current) | Pressurized
CAGLE'S CORNERSTORE 6 | 3200 NEW ROSEDALE RD | CALHOUN | Floyd | 9064046 | 5 |  | 1998-12-01 | FALSE | 1998-12-01 | FALSE | Currently in Use | Kerosene | 1000 | Steel-Impressed Current | 1988-04-01 |  | Steel (Impressed Current) | Suction (American)
CAGLE'S CORNERSTORE 6 | 3200 NEW ROSEDALE RD | CALHOUN | Floyd | 9064046 | 2 |  | 1998-12-01 | FALSE | 1998-12-01 | FALSE | Currently in Use | Gas (Historical Use) | 8000 | Galvanic (STIP-3) | 1988-04-01 |  | Steel (Impressed Current) | Pressurized
CLOSED | LINDALE RD | LINDALE | Floyd | 7000088 | 3 | [5 empty] | Permanently Out of Use - historical purposes | Gas (Historical Use) | 500 | Bare Steel | 1961-02-09 | 1899-12-31 | Galvanized Steel | Suction (American)
DRAGON FUEL & VIDEO | 839 PARK AVE | LINDALE | Floyd | 9057099 | 3 | Flapper Valve | 1997-09-22 | FALSE | 1997-09-22 | FALSE | Currently in Use | Regular | 10000 | Galvanic (STIP-3) | 1997-09-22 |  | Fiberglass Reinforced Plastic | Safe Suction (Euro)
THE STORE | 102 PARK AVE | LINDALE | Floyd | 9057019 | 1 |  | 1989-05-10 | FALSE | 1989-05-10 | FALSE | Currently in Use | Regular | 8000 | Galvanic (STIP-3) | 1989-01-01 |  | Fiberglass Reinforced Plastic | Pressurized
PEPPERELL MIDDLE SCHOOL | 200 HUGHES DAIRY RD SE | LINDALE | Floyd | 570168 | 1 | [5 empty] | Removed from Ground | Diesel | 1000 | Bare Steel | 1982-02-04 | 1899-12-31 | Galvanized Steel
BST/ROME CO/R3404 | 708 E FIRST ST | ROME | Floyd | 570231 | 2 | Flapper Valve | 1997-11-12 | FALSE | 1997-11-12 | FALSE | Currently in Use | Diesel | 6000 |  | 1997-11-12 |  | Copper | Safe Suction (Euro)
LINDALE MFG INC | PARK ST | LINDALE | Floyd | 570227 | 1 | [5 empty] | Removed from Ground | Gas (Historical Use) | 1000 | Bare Steel | 1976-05-09 | 1989-05-01 | Bare Steel
LARRY MARTIN/FLEET #218 | 925 TURNER MCCALL BLVD | ROME | Floyd | 570223 | 4 | [5 empty] | Removed from Ground | Gas (Historical Use) | 8000 | Bare Steel | 1971-05-12 | 1995-02-01 | Galvanized Steel | Pressurized
OLD DOMINION BOX CO INC | 11 WEST SIDE IND PARK | ROME | Floyd | 570239 | 1 | [5 empty] | Removed from Ground | Diesel | 1000 | Bare Steel | 1971-06-17 | 1992-11-01 | Unknown
MOORES GROCERY | OLD US HWY 53 | ROME | Floyd | 570197 | 1 | [5 empty] | Removed from Ground | Gas (Historical Use) | 2000 | Bare Steel | 1984-05-08 | 1990-07-11 | Galvanized Steel
ROME TRANSIT DEPARTMENT | 168 NORTH AVE | ROME | Floyd | 570211 | 5 | Flapper Valve | 1991-12-16 | FALSE | 1991-12-16 | FALSE | Currently in Use | Regular | 1000 | Steel-Impressed Current | 1977-05-09 |  |  | Suction (American)
ROME TRANSIT DEPARTMENT | 168 NORTH AVE | ROME | Floyd | 570211 | 4 |  |  | TRUE |  | TRUE | Removed from Ground | Used Oil | 0 | Marked Unknown | 1992-03-01 | 1992-03-01 | Unknown
ROME FIRE DEPARTMENT | 6 SHORTER IND BLVD | ROME | Floyd | 570206 | 1 | Flapper Valve | 1997-08-25 | FALSE | 1997-08-25 | FALSE | Temporarily out of use | Empty | 1000 | Steel-Impressed Current | 1981-05-08 |  | Not Marked | Safe Suction (Euro)
ROME CENTRAL STATION | 200 VAUGHN RD | ROME | Floyd | 570215 | 1 | Flapper Valve | 1997-08-25 | FALSE | 1997-08-25 | FALSE | Currently in Use | Regular | 10000 | Steel-Impressed Current | 1980-05-08 |  | Steel (Impressed Current) | Safe Suction (Euro)
ROME CENTRAL STATION | 200 VAUGHN RD | ROME | Floyd | 570215 | 7 | Flapper Valve | 1997-08-25 | FALSE | 1997-08-25 | FALSE | Currently in Use | Diesel | 10000 | Steel-Impressed Current | 1980-05-08 |  | Steel (Impressed Current) | Safe Suction (Euro)
CITY OF ROME WALKER MOUNTAIN LAN | 433 WALKER MOUNTAIN RD | ROME | Floyd | 570210 | 1 | Overfill Alarm | 1997-08-25 | FALSE | 1997-08-25 | FALSE | Temporarily out of use | Diesel | 10000 | Steel-Impressed Current | 1985-05-07 |  | Steel (Impressed Current) | Safe Suction (Euro)
LARRY MARTIN/FLEET #218 | 925 TURNER MCCALL BLVD | ROME | Floyd | 570223 | 1 | [5 empty] | Removed from Ground | Gas (Historical Use) | 8000 | Bare Steel | 1971-05-12 | 1995-02-01 | Galvanized Steel | Pressurized
ROME WATER DEPARTMENT | 200 VAUGH RD | ROME | Floyd | 570216 | 15 | Flapper Valve | 1997-08-25 | FALSE | 1997-08-25 | FALSE | Currently in Use | Regular | 10000 | Steel-Impressed Current | 1984-05-07 |  | Steel (Impressed Current) | Safe Suction (Euro)
SOUTHERN PRIDE FOOD MART | 3124 ROCKMART RD SE | ROME | Floyd | 570238 | 3 | Flapper Valve | 1998-02-09 | FALSE | 1998-02-09 | FALSE | Currently in Use | Premium | 8000 | Steel-Impressed Current | 1986-06-13 |  | Fiberglass Reinforced Plastic | Pressurized
GARNER CONSTRUCTION CO | 2455 SHORTER AVE | ROME | Floyd | 570193 | 1 | [5 empty] | Removed from Ground | Gas (Historical Use) | 1000 | Bare Steel | 1976-05-10 | 1994-05-10 | Galvanized Steel
THACKERS\RIVERSIDE SERVICE STATI | CHATILLION RD | ROME | Floyd | 570196 | 2 | [5 empty] | Removed from Ground | Gas (Historical Use) | 2000 | Bare Steel | 1985-05-08 | 1994-03-04 | Galvanized Steel
M & M AUTOMOTIVE | 3100 1/2 MAPLE RD | LINDALE | Floyd | 9057033 | 1 |  | 1999-06-01 | FALSE | 1999-06-01 | FALSE | Temporarily out of use | Gas (Historical Use) | 1000 | Steel-Impressed Current | 1973-01-01 |  | Cathodically Protected | Safe Suction (Euro)
FORMER HOP N SHOP | 1494 TURNER MCCALL BLVD | ROME | Floyd | 570149 | 6 |  | 1988-01-01 | FALSE | 1988-01-01 | FALSE | Closed in Ground |  | 10000 | Galvanic (STIP-3) | 2013-07-10 | 2017-06-08 | Double-Walled Fiberglass | Pressurized
RYDER TRUCK LINES | 705 CALHOUN AVE | ROME | Floyd | 570156 | 1 | [5 empty] | Removed from Ground | Gas (Historical Use) | 1000 | Bare Steel | 1970-05-03 | 1989-05-17 | Unknown
GA TURF GRASS | 1475 LITTLE TEXAS VALLEY RD NW | ROME | Floyd | 570192 | 1 | [5 empty] | Removed from Ground | Gas (Historical Use) | 2000 | Bare Steel | 1984-05-08 | 1994-03-03 | Galvanized Steel
FLOYD COUNTY JAIL | 2526 NEW CALHOUN HWY NE | ROME | Floyd | 570174 | 1 | Flapper Valve | 1997-10-29 | FALSE | 1997-10-29 | FALSE | Currently in Use | Regular | 10000 | Fiberglass | 1981-03-11 |  | Fiberglass Reinforced Plastic | Pressurized
B & S RETAIL STORE INC DBA MAPLE QUICK STOP | 1912 MAPLE AVE | ROME | Floyd | 570244 | 2 | Flapper Valve | 1998-07-31 | FALSE | 1998-07-31 | FALSE | Currently in Use | Gas (Historical Use) | 8000 | Steel-Impressed Current | 1986-01-01 |  | Steel (Impressed Current) | Pressurized
CIRCLE K #2723549 | 910 NE NORTH BROAD | ROME | Floyd | 570250 | 9B |  | 1996-07-08 |  | 1996-07-08 |  | Currently in Use | Kerosene | 3000 | Composite | 1996-07-11 |  | Double-Walled Flex | Pressurized
VALERO (MOUNTAIN EXP) | 3110 MAPLE ST | LINDALE | Floyd | 10001966 | 2A | Ball Float | 2010-10-26 | FALSE | 2010-10-26 | FALSE | Currently in Use | Premium | 8000 | Composite Double Walled | 2010-10-15 |  | Double-Walled Fiberglass | Pressurized
VALERO (MOUNTAIN EXP) | 3110 MAPLE ST | LINDALE | Floyd | 10001966 | 2A | Ball Float | 2010-10-26 | FALSE | 2010-10-26 | FALSE | Currently in Use | Premium | 8000 | Composite Double Walled | 2010-10-15 |  | Double-Walled Fiberglass | Pressurized
VALERO (MOUNTAIN EXP) | 3110 MAPLE ST | LINDALE | Floyd | 10001966 | 2A | Ball Float | 2010-10-26 | FALSE | 2010-10-26 | FALSE | Currently in Use | Premium | 8000 | Composite Double Walled | 2010-10-15 |  | Double-Walled Fiberglass | Pressurized
VALERO (MOUNTAIN EXP) | 3110 MAPLE ST | LINDALE | Floyd | 10001966 | 2A | Ball Float | 2010-10-26 | FALSE | 2010-10-26 | FALSE | Currently in Use | Premium | 8000 | Composite Double Walled | 2010-10-15 |  | Double-Walled Fiberglass | Pressurized
THE STORE | 102 PARK AVE | LINDALE | Floyd | 9057019 | 3 |  | 1989-05-10 | FALSE | 1989-05-10 | FALSE | Currently in Use | Diesel | 8000 | Galvanic (STIP-3) | 1989-01-01 |  | Fiberglass Reinforced Plastic | Pressurized
CLOSED | LINDALE RD | LINDALE | Floyd | 7000088 | 1 | [5 empty] | Permanently Out of Use - historical purposes | Gas (Historical Use) | 500 | Bare Steel | 1961-02-09 | 1899-12-31 | Galvanized Steel | Suction (American)
DRAGON FUEL & VIDEO | 839 PARK AVE | LINDALE | Floyd | 9057099 | 1 | [5 empty] | Removed from Ground | Gas (Historical Use) | 4000 | Marked Unknown | 1995-12-05 | 1995-12-05 | Unknown
M & M AUTOMOTIVE | 3100 1/2 MAPLE RD | LINDALE | Floyd | 9057033 | 3 |  | 1999-06-01 | FALSE | 1999-06-01 | FALSE | Temporarily out of use | Gas (Historical Use) | 5000 | Steel-Impressed Current | 1967-01-01 |  | Cathodically Protected | Safe Suction (Euro)
GA0103 | 3129 MAPLE ST | LINDALE | Floyd | 570030 | 3 |  | 1997-08-01 | FALSE | 1997-08-01 | FALSE | Currently in Use | Premium | 10000 | Steel-Impressed Current | 1979-03-26 |  | Steel (Impressed Current) | Pressurized
VALLEY FARM SUPPLY | 18 DARLINGTON DR | ROME | Floyd | 570235 | 1 | [5 empty] | Removed from Ground | Gas (Historical Use) | 1000 | Bare Steel | 1976-05-29 | 1989-06-01 | Galvanized Steel
DIXIE STATION #909 | 801 CALHOUN AVE | ROME | Floyd | 570240 | 4 | [5 empty] | Removed from Ground | Gas (Historical Use) | 4000 | Bare Steel | 1974-05-16 | 1996-09-02 | Galvanized Steel | Safe Suction (Euro)
ROME TRANSIT DEPARTMENT | 168 NORTH AVE | ROME | Floyd | 570211 | 7 | Exempted | 1991-12-16 | TRUE | 1999-06-01 | TRUE | Currently in Use | Used Oil | 550 | Steel-Impressed Current | 1988-01-01
ROME TRANSIT DEPARTMENT | 168 NORTH AVE | ROME | Floyd | 570211 | 1 | [5 empty] | Removed from Ground | Diesel | 8000 | Marked Unknown | 1992-03-01 | 1992-03-01 | Unknown
ROME WASTEWATER TREATMENT PLANT | 262 BLACKS BLUFF RD | ROME | Floyd | 570214 | 1 | [5 empty] | Removed from Ground | Diesel | 1500 | Bare Steel | 1985-05-07 | 1998-12-01 | Copper
UPS ROME (UST) | 23 SHORTER IND BLVD | ROME | Floyd | 570157 | 1 | [5 empty] | Removed from Ground | Gas (Historical Use) | 6000 | Bare Steel | 1975-04-07 | 1991-05-21 | Galvanized Steel
ARMUCHEE HIGH SCHOOL | RT 1/US HWY 27 NORTH | ROME | Floyd | 570171 | 1 | [5 empty] | Removed from Ground | Diesel | 8000 | Cathodically Protected Steel | 1986-08-15 | 1991-05-14 | Galvanized Steel
ROME CENTRAL STATION | 200 VAUGHN RD | ROME | Floyd | 570215 | 4 | Flapper Valve | 1997-08-25 | FALSE | 1997-08-25 | FALSE | Currently in Use | Regular | 10000 | Steel-Impressed Current | 1980-05-08 |  | Steel (Impressed Current) | Safe Suction (Euro)
ROME CENTRAL STATION | 200 VAUGHN RD | ROME | Floyd | 570215 | 5 | Flapper Valve | 1997-08-25 | FALSE | 1997-08-25 | FALSE | Currently in Use | Diesel | 10000 | Steel-Impressed Current | 1980-05-08 |  | Steel (Impressed Current) | Safe Suction (Euro)
MARGLEN IND INC | 1748 WARD MTN RD | ROME | Floyd | 570133 | 5 | [5 empty] | Removed from Ground | Propane | 1000 | Bare Steel | 1977-05-02 | 1990-01-01 | Galvanized Steel
Q LUBE INC #1157 | 2301 SHORTER AVE SW | ROME | Floyd | 570140 | 3 |  |  | TRUE |  | TRUE | Removed from Ground | Used Oil | 2000 | Bare Steel | 1985-05-05 | 1998-05-01 | Galvanized Steel | Suction (American)
SMILE GAS #13\MAPEL ST SELF SERV | 2036 MAPLE ST | ROME | Floyd | 570151 | 3 | [5 empty] | Removed from Ground | Gas (Historical Use) | 4100 | Bare Steel | 1968-05-11 | 1994-03-22 | Galvanized Steel
GLENWOOD ELEM SCHOOL | 75 GLENWOOD SCHOOL RD NE | ROME | Floyd | 570164 | 1 | [5 empty] | Removed from Ground | Gas (Historical Use) | 1000 | Bare Steel | 1966-01-01 | 1989-06-17 | Galvanized Steel
BRANTON ELECTRIC | 1221 E 2ND AVE | ROME | Floyd | 570188 | 1 | [5 empty] | Removed from Ground | Gas (Historical Use) | 1000 | Bare Steel | 1984-05-08 | 1994-03-03 | Galvanized Steel
ANGELICA HEALTHCARE SERVICE GROU | 12 PARRISH DR | ROME | Floyd | 570245 | 1 | [5 empty] | Removed from Ground | Diesel | 2000 | Bare Steel | 1977-01-03 | 1993-03-10 | Bare Steel | Safe Suction (Euro)
CIRCLE K #2723549 | 910 NE NORTH BROAD | ROME | Floyd | 570250 | 4 | [5 empty] | Removed from Ground | Diesel | 2000 | Cathodically Protected Steel | 1986-01-01 | 1996-07-08 | Galvanized Steel | Pressurized
CIRCLE K #2723549 | 910 NE NORTH BROAD | ROME | Floyd | 570250 | 5 | [5 empty] | Removed from Ground | Kerosene | 2000 | Cathodically Protected Steel | 1986-01-01 | 1996-07-08 | Galvanized Steel | Pressurized
VALERO (MOUNTAIN EXP) | 3110 MAPLE ST | LINDALE | Floyd | 10001966 | 1 | Ball Float | 2010-10-26 | FALSE | 2010-10-26 | FALSE | Currently in Use | Regular | 12000 | Composite Double Walled | 2010-10-15 |  | Double-Walled Fiberglass | Pressurized
VALERO (MOUNTAIN EXP) | 3110 MAPLE ST | LINDALE | Floyd | 10001966 | 1 | Ball Float | 2010-10-26 | FALSE | 2010-10-26 | FALSE | Currently in Use | Regular | 12000 | Composite Double Walled | 2010-10-15 |  | Double-Walled Fiberglass | Pressurized
VALERO (MOUNTAIN EXP) | 3110 MAPLE ST | LINDALE | Floyd | 10001966 | 1 | Ball Float | 2010-10-26 | FALSE | 2010-10-26 | FALSE | Currently in Use | Regular | 12000 | Composite Double Walled | 2010-10-15 |  | Double-Walled Fiberglass | Pressurized
VALERO (MOUNTAIN EXP) | 3110 MAPLE ST | LINDALE | Floyd | 10001966 | 1 | Ball Float | 2010-10-26 | FALSE | 2010-10-26 | FALSE | Currently in Use | Regular | 12000 | Composite Double Walled | 2010-10-15 |  | Double-Walled Fiberglass | Pressurized
CLOSED | LINDALE RD | LINDALE | Floyd | 7000088 | 5 | [5 empty] | Permanently Out of Use - historical purposes | Gas (Historical Use) | 500 | Bare Steel | 1961-02-09 | 1899-12-31 | Galvanized Steel | Suction (American)
CLOSED | LINDALE RD | LINDALE | Floyd | 7000088 | 4 | [5 empty] | Permanently Out of Use - historical purposes | Gas (Historical Use) | 500 | Bare Steel | 1961-02-09 | 1899-12-31 | Galvanized Steel | Suction (American)
FRANK GROVES | RT 1 | LINDALE | Floyd | 570172 | 3 | [5 empty] | Removed from Ground | Empty | 2000 | Bare Steel | 1976-05-10 | 1998-12-05 | Galvanized Steel
KWIK WAY FOOD MARKET #25 | 1190 BOOZE MOUNTAIN RD | LINDALE | Floyd | 570134 | 3 | Flapper Valve | 1998-04-29 | FALSE | 1998-04-29 | FALSE | Currently in Use | Premium | 8000 | Steel-Impressed Current | 1980-05-02 |  | Steel (Impressed Current)
BST/ROME CO/R3404 | 708 E FIRST ST | ROME | Floyd | 570231 | 1 |  |  | FALSE |  | FALSE | Removed from Ground |  | 10000 | Bare Steel | 1972-01-01 | 1997-10-21 | Copper | Suction (American)
LINDALE FOOD & TOBACCO | 3021 MAPLE RD | LINDALE | Floyd | 570104 | 3 |  | 1996-04-23 | FALSE | 1996-04-23 | FALSE | Currently in Use | Gas (Historical Use) | 6000 | Steel-Impressed Current | 1986-08-30 |  | Steel (Impressed Current) | Pressurized
PEPPERELL HIGH SCHOOL | 3 DRAGON DR | LINDALE | Floyd | 570001 | 1 | [5 empty] | Removed from Ground | Gas (Historical Use) | 1000 | Bare Steel | 1966-02-08 | 1986-06-01 | Galvanized Steel
GA0103 | 3129 MAPLE ST | LINDALE | Floyd | 570030 | 1 | Flapper Valve | 1997-08-01 | FALSE | 1997-08-01 | FALSE | Currently in Use | Regular | 10000 | Steel-Impressed Current | 1979-03-26 |  | Steel (Impressed Current) | Pressurized
LINDALE MFG INC | PARK ST | LINDALE | Floyd | 570227 | 2 | [5 empty] | Removed from Ground | Gas (Historical Use) | 1000 | Bare Steel | 1976-05-09 | 1989-05-01 | Bare Steel
ROME WATER DEPARTMENT | 200 VAUGH RD | ROME | Floyd | 570216 | 13 | Flapper Valve | 1997-08-25 | FALSE | 1997-08-25 | FALSE | Currently in Use | Diesel | 3000 | Steel-Impressed Current | 1966-05-12 |  | Steel (Impressed Current) | Safe Suction (Euro)
COLONIAL BAKING CO | 901 E 1ST ST | ROME | Floyd | 570233 | 1 | [5 empty] | Closed in Ground | Empty | 5000 | Bare Steel | 1977-05-18 | 1988-09-01 | Bare Steel | Suction (American)
DRAGON FUEL & VIDEO | 839 PARK AVE | LINDALE | Floyd | 9057099 | 4 | Flapper Valve | 1997-09-22 | FALSE | 1997-09-22 | FALSE | Currently in Use | Premium | 8000 | Galvanic (STIP-3) | 1997-09-22 |  | Fiberglass Reinforced Plastic | Safe Suction (Euro)
THACKERS\RIVERSIDE SERVICE STATI | CHATILLION RD | ROME | Floyd | 570196 | 1 | [5 empty] | Removed from Ground | Gas (Historical Use) | 2000 | Bare Steel | 1985-05-08 | 1994-03-04 | Galvanized Steel
CITY OF ROME MATHIS RD LANDFILL | 431 MATHIS RD | ROME | Floyd | 570209 | 1 | [5 empty] | Removed from Ground | Empty | 3000 | Bare Steel | 1971-05-11 | 1998-08-06 | Galvanized Steel
MODEL HIGH SCHOOL | 3252 CALHOUN HWY NE | ROME | Floyd | 570167 | 2 | [5 empty] | Removed from Ground | Gas (Historical Use) | 3000 | Bare Steel | 1971-02-07 | 1899-12-31 | Galvanized Steel
JOHNSON ELEM SCHOOL | 1910 MORRISON CAMP GROUMD RD | ROME | Floyd | 570165 | 2 | [5 empty] | Removed from Ground | Gas (Historical Use) | 1 | Bare Steel | 1966-02-08 | 1899-12-31 | Galvanized Steel
DRAGON FUEL & VIDEO | 839 PARK AVE | LINDALE | Floyd | 9057099 | 2 | [5 empty] | Removed from Ground | Gas (Historical Use) | 4000 | Marked Unknown | 1995-12-01 | 1995-12-01 | Unknown
M & M AUTOMOTIVE | 3100 1/2 MAPLE RD | LINDALE | Floyd | 9057033 | 2 |  | 1999-06-01 | FALSE | 1999-06-01 | FALSE | Temporarily out of use | Gas (Historical Use) | 5000 | Steel-Impressed Current | 1967-01-01 |  | Cathodically Protected | Safe Suction (Euro)
GA0103 | 3129 MAPLE ST | LINDALE | Floyd | 570030 | 4 | Flapper Valve | 1997-08-01 | FALSE | 1997-08-01 | FALSE | Currently in Use | E-0 | 2000 | Steel-Impressed Current | 1986-01-01 |  | Steel (Impressed Current) | Pressurized
FRANK GROVES | RT 1 | LINDALE | Floyd | 570172 | 2 | [5 empty] | Removed from Ground | Empty | 1000 | Bare Steel | 1976-05-10 | 1998-12-05 | Galvanized Steel
DIXIE STATION #909 | 801 CALHOUN AVE | ROME | Floyd | 570240 | 3 | [5 empty] | Removed from Ground | Gas (Historical Use) | 4000 | Bare Steel | 1974-05-16 | 1996-09-02 | Galvanized Steel | Safe Suction (Euro)
THACKERS\RIVERSIDE SERVICE STATI | CHATILLION RD | ROME | Floyd | 570196 | 3 | [5 empty] | Removed from Ground | Gas (Historical Use) | 1000 | Bare Steel | 1985-05-08 | 1994-03-04 | Galvanized Steel
ROME FIRE DEPARTMENT | 411 E 12TH ST | ROME | Floyd | 570207 | 2 | Flapper Valve | 1997-08-25 | FALSE | 1997-08-25 | FALSE | Currently in Use | Diesel | 3000 | Steel-Impressed Current | 1982-05-08 |  | Steel (Impressed Current) | Safe Suction (Euro)
SOUTHERN PRIDE FOOD MART | 3124 ROCKMART RD SE | ROME | Floyd | 570238 | 2 | Flapper Valve | 1998-02-09 | FALSE | 1998-02-09 | FALSE | Currently in Use | Regular | 8000 | Steel-Impressed Current | 1986-06-13 |  | Fiberglass Reinforced Plastic | Pressurized
MARGLEN IND INC | 1748 WARD MTN RD | ROME | Floyd | 570133 | 1 | [5 empty] | Removed from Ground | Diesel | 10000 | Bare Steel | 1977-05-02 | 1990-01-01 | Galvanized Steel
Q LUBE INC #1157 | 2301 SHORTER AVE SW | ROME | Floyd | 570140 | 2 | [5 empty] | Removed from Ground | Other | 3000 | Bare Steel | 1985-05-05 | 1998-05-01 | Galvanized Steel | Suction (American)
PIE NATIONWIDE INC | 703 CALHOUN AVE | ROME | Floyd | 570137 | 2 | [5 empty] | Removed from Ground | Diesel | 1000 | Marked Unknown | 1966-05-05 | 1989-05-17 | Unknown
ALTO PK ELEMENTARY SCHOOL | 528 BURNETT FERRY RD | ROME | Floyd | 570159 | 1 | [5 empty] | Removed from Ground | Diesel | 1000 | Bare Steel | 1982-02-04 | 1991-05-01 | Galvanized Steel
GA0103 | 3129 MAPLE ST | LINDALE | Floyd | 570030 | 2 |  | 1997-08-01 | FALSE | 1997-08-01 | FALSE | Currently in Use | Diesel On Road | 10000 | Steel-Impressed Current | 1979-03-26 |  | Steel (Impressed Current) | Pressurized
LARRY MARTIN/FLEET #218 | 925 TURNER MCCALL BLVD | ROME | Floyd | 570223 | 2 | [5 empty] | Removed from Ground | Gas (Historical Use) | 8000 | Bare Steel | 1971-05-12 | 1995-02-01 | Galvanized Steel | Pressurized
ROME STREET DEPARTMENT | 200 VAUGHN RD | ROME | Floyd | 570204 | 1 | [5 empty] | Removed from Ground | Gas (Historical Use) | 10000 | Bare Steel | 1976-05-09 | 1998-07-30 | Galvanized Steel
FOOD MART | 4392 CALHOUN RD | ROME | Floyd | 570200 | 3C |  | 1997-02-01 | FALSE | 1997-02-01 | FALSE | Temporarily out of use | Gas (Historical Use) | 2000 | Steel-Impressed Current | 1978-05-10 |  |  | Safe Suction (Euro)
FOOD MART | 4392 CALHOUN RD | ROME | Floyd | 570200 | 3A |  | 1997-02-01 | FALSE | 1997-02-01 | FALSE | Temporarily out of use | Gas (Historical Use) | 2000 | Steel-Impressed Current | 1978-05-10 |  |  | Safe Suction (Euro)
ROME STREET DEPARTMENT | 200 VAUGHN RD | ROME | Floyd | 570204 | 2 | [5 empty] | Removed from Ground | Diesel | 1000 | Bare Steel | 1966-05-12 | 1998-07-30 | Galvanized Steel
ROME CENTRAL STATION | 200 VAUGHN RD | ROME | Floyd | 570215 | 2 | Flapper Valve | 1997-08-25 | FALSE | 1997-08-25 | FALSE | Currently in Use | Regular | 10000 | Steel-Impressed Current | 1980-05-08 |  | Steel (Impressed Current) | Safe Suction (Euro)
FORMER HOP N SHOP | 1494 TURNER MCCALL BLVD | ROME | Floyd | 570149 | 4 |  | 1988-01-01 | FALSE | 1988-01-01 | FALSE | Removed from Ground |  | 10000 | Galvanic (STIP-3) | 2013-07-10 | 2017-06-08 | Double-Walled Fiberglass | Pressurized
FORMER HOP N SHOP | 1494 TURNER MCCALL BLVD | ROME | Floyd | 570149 | 1 | [5 empty] | Closed in Ground | Empty | 4000 | Bare Steel | 1965-05-12 | 2010-07-28 | Galvanized Steel
VALERO (MOUNTAIN EXP) | 3110 MAPLE ST | LINDALE | Floyd | 10001966 | 2B | Ball Float | 2010-10-26 | FALSE | 2010-10-26 | FALSE | Currently in Use | Diesel | 4000 | Composite Double Walled | 2010-10-15 |  | Double-Walled Fiberglass | Pressurized
VALERO (MOUNTAIN EXP) | 3110 MAPLE ST | LINDALE | Floyd | 10001966 | 2B | Ball Float | 2010-10-26 | FALSE | 2010-10-26 | FALSE | Currently in Use | Diesel | 4000 | Composite Double Walled | 2010-10-15 |  | Double-Walled Fiberglass | Pressurized
VALERO (MOUNTAIN EXP) | 3110 MAPLE ST | LINDALE | Floyd | 10001966 | 2B | Ball Float | 2010-10-26 | FALSE | 2010-10-26 | FALSE | Currently in Use | Diesel | 4000 | Composite Double Walled | 2010-10-15 |  | Double-Walled Fiberglass | Pressurized
VALERO (MOUNTAIN EXP) | 3110 MAPLE ST | LINDALE | Floyd | 10001966 | 2B | Ball Float | 2010-10-26 | FALSE | 2010-10-26 | FALSE | Currently in Use | Diesel | 4000 | Composite Double Walled | 2010-10-15 |  | Double-Walled Fiberglass | Pressurized
LINDALE FOOD & TOBACCO | 3021 MAPLE RD | LINDALE | Floyd | 570104 | 1 |  | 1996-04-23 | FALSE | 1996-04-23 | FALSE | Currently in Use | Regular | 6000 | Steel-Impressed Current | 1971-03-30 |  | Steel (Impressed Current) | Pressurized
PEPPERELL HIGH SCHOOL | 3 DRAGON DR | LINDALE | Floyd | 570001 | 2 | Flapper Valve | 1997-07-17 | FALSE | 1997-07-17 | FALSE | Currently in Use | Gas (Historical Use) | 8000 | Steel-Impressed Current | 1986-06-30 |  | Fiberglass Reinforced Plastic | Safe Suction (Euro)
SOUTHERN PRIDE FOOD MART | 3124 ROCKMART RD SE | ROME | Floyd | 570238 | 4 |  | 1998-02-09 | FALSE | 1998-02-09 | FALSE | Currently in Use | Kerosene | 2000 | Steel-Impressed Current | 1986-06-13 |  | Fiberglass Reinforced Plastic | Suction (American)
ROME WATER DEPARTMENT | 200 VAUGH RD | ROME | Floyd | 570216 | 14 | [5 empty] | Removed from Ground | Empty | 1000 | Bare Steel | 1966-05-12 | 1998-08-10 | Cathodically Protected
DIXIE STATION #909 | 801 CALHOUN AVE | ROME | Floyd | 570240 | 1 | [5 empty] | Removed from Ground | Gas (Historical Use) | 4000 | Bare Steel | 1974-05-16 | 1996-09-02 | Galvanized Steel | Safe Suction (Euro)
FORMER C&H TRANSPORTATION FACILI | 11 REDMOND COURT | ROME | Floyd | 570230 | 1 | [5 empty] | Removed from Ground | Diesel | 6000 | Bare Steel | 1971-05-12 | 1988-12-01 | Galvanized Steel
FOOD MART | 4392 CALHOUN RD | ROME | Floyd | 570200 | 2 | Flapper Valve | 1997-02-01 | FALSE | 1997-02-01 | FALSE | Temporarily out of use | Gas (Historical Use) | 4000 | Steel-Impressed Current | 1978-05-10 |  |  | Suction (American)
ROME TRANSIT DEPARTMENT | 168 NORTH AVE | ROME | Floyd | 570211 | 2 | [5 empty] | Removed from Ground | Diesel | 4000 | Marked Unknown | 1992-03-01 | 1992-03-01 | Unknown
ROME POLICE DEPARTMENT | 326 W THIRD ST | ROME | Floyd | 570213 | 2 | [5 empty] | Removed from Ground | Gas (Historical Use) | 10000 | Bare Steel | 1981-05-08 | 1998-07-29 | Unknown
ALTO PK ELEMENTARY SCHOOL | 528 BURNETT FERRY RD | ROME | Floyd | 570159 | 2 | [5 empty] | Removed from Ground | Gas (Historical Use) | 2000 | Bare Steel | 1984-02-04 | 1991-05-01 | Galvanized Steel
UPS ROME (UST) | 23 SHORTER IND BLVD | ROME | Floyd | 570157 | 2 | Flapper Valve | 1991-05-01 | FALSE | 1991-05-01 | FALSE | Currently in Use | Diesel | 12000 | Fiberglass | 1991-01-01 |  | Fiberglass Reinforced Plastic | Pressurized
JOHNSON ELEM SCHOOL | 1910 MORRISON CAMP GROUMD RD | ROME | Floyd | 570165 | 1 | [5 empty] | Removed from Ground | Diesel | 1 | Bare Steel | 1982-02-04 | 1899-12-31 | Galvanized Steel
GARDEN LAKES ELEM SCHOOL | 2903 GARDEN LAKES BLVD | ROME | Floyd | 570163 | 1 | [5 empty] | Removed from Ground | Gas (Historical Use) | 1000 | Bare Steel | 1966-02-08 | 1899-12-31 | Galvanized Steel
JIVANJI MAHARAJ LLC, | 14 CHATEAU DR | ROME | Floyd | 570247 | 4 | Ball Float | 2001-01-25 | FALSE | 2001-01-25 | FALSE | Currently in Use | Premium | 8000 | Fiberglass | 2001-01-25 |  | Double-Walled Flex | Pressurized
WEST ROME FOOD MART | 708 SHORTER AVE | ROME | Floyd | 570248 | R | Ball Float | 2001-11-05 | FALSE | 2001-11-05 | FALSE | Currently in Use | Regular | 10000 | Galvanic (STIP-3) | 1987-02-07 |  | Fiberglass Reinforced Plastic | Pressurized
KWIK WAY FOOD MARKET #25 | 1190 BOOZE MOUNTAIN RD | LINDALE | Floyd | 570134 | 2 | Flapper Valve | 1998-04-29 | FALSE | 1998-04-29 | FALSE | Currently in Use | Plus | 8000 | Steel-Impressed Current | 1980-05-02 |  | Steel (Impressed Current)
FORMER C&H TRANSPORTATION FACILI | 11 REDMOND COURT | ROME | Floyd | 570230 | 2 | [5 empty] | Removed from Ground | Diesel | 4000 | Bare Steel | 1971-05-12 | 1988-12-01 | Galvanized Steel
ROME FIRE DEPARTMENT | 617 W FIRST ST | ROME | Floyd | 570208 | 1 |  | 1997-08-25 | FALSE | 1997-08-25 | FALSE | Currently in Use | Regular | 3000 | Steel-Impressed Current | 1983-05-08 |  | Steel (Impressed Current) | Safe Suction (Euro)
ROME FLOYD COUNTY RECREATION AUT | 300 W THIRD ST | ROME | Floyd | 570177 | 2 |  | 1998-11-01 |  | 1998-11-01 |  | Removed from Ground | Diesel | 1000 | Steel-Impressed Current | 1982-03-11 | 2013-03-12 | Cathodically Protected
B & S RETAIL STORE INC DBA MAPLE QUICK STOP | 1912 MAPLE AVE | ROME | Floyd | 570244 | 3 | Flapper Valve | 1998-07-31 | FALSE | 1998-07-31 | FALSE | Currently in Use | Gas (Historical Use) | 8000 | Steel-Impressed Current | 1986-01-01 |  | Steel (Impressed Current) | Pressurized
THE STORE | 102 PARK AVE | LINDALE | Floyd | 9057019 | 2 |  | 1989-05-10 | FALSE | 1989-05-10 | FALSE | Currently in Use | Premium | 8000 | Galvanic (STIP-3) | 1989-01-01 |  | Fiberglass Reinforced Plastic | Pressurized
LINDALE FOOD & TOBACCO | 3021 MAPLE RD | LINDALE | Floyd | 570104 | 2 |  | 1996-04-23 | FALSE | 1996-04-23 | FALSE | Currently in Use | Gas (Historical Use) | 6000 | Steel-Impressed Current | 1971-03-30 |  | Steel (Impressed Current) | Pressurized
CHIAHA BUILDING | #6 WEST 6TH AVE | ROME | Floyd | 570205 | 1 | [5 empty] | Removed from Ground | Gas (Historical Use) | 1000 | Bare Steel | 1936-05-19 | 1994-05-09 | Bare Steel
ROME TRANSIT DEPARTMENT | 168 NORTH AVE | ROME | Floyd | 570211 | 6 | Flapper Valve | 1991-12-16 | FALSE | 1991-12-16 | FALSE | Currently in Use | Regular | 1000 | Steel-Impressed Current | 1977-05-09 |  |  | Suction (American)
ROME TRANSIT DEPARTMENT | 168 NORTH AVE | ROME | Floyd | 570211 | 8 | Flapper Valve | 1991-12-16 | FALSE | 1991-12-16 | FALSE | Currently in Use | Diesel | 12000 | Steel-Impressed Current | 1992-03-01 |  | Fiberglass Reinforced Plastic | Safe Suction (Euro)
ROME TRANSIT DEPARTMENT | 168 NORTH AVE | ROME | Floyd | 570211 | 9 | Flapper Valve | 1991-12-16 | FALSE | 1991-12-16 | FALSE | Currently in Use | Diesel | 10000 | Steel-Impressed Current | 1992-03-01 |  | Fiberglass Reinforced Plastic | Safe Suction (Euro)
ROME FIRE DEPARTMENT | 411 E 12TH ST | ROME | Floyd | 570207 | 1 | Flapper Valve | 1997-08-25 | FALSE | 1997-08-25 | FALSE | Currently in Use | Regular | 3000 | Steel-Impressed Current | 1982-05-08 |  | Steel (Impressed Current) | Safe Suction (Euro)
MARGLEN IND INC | 1748 WARD MTN RD | ROME | Floyd | 570133 | 2 | [5 empty] | Removed from Ground | Diesel | 10000 | Bare Steel | 1977-05-02 | 1990-01-01 | Galvanized Steel
SMILE GAS #5\CALHOUN RD SELF SER | 4036 CALHOUN RD | ROME | Floyd | 570155 | 1 | [5 empty] | Removed from Ground | Gas (Historical Use) | 8084 | Bare Steel | 1971-05-11 | 1993-10-05 | Galvanized Steel
FORMER HOP N SHOP | 1494 TURNER MCCALL BLVD | ROME | Floyd | 570149 | 2 | [5 empty] | Removed from Ground | Empty | 4000 | Bare Steel | 1965-05-12 | 2010-07-28 | Galvanized Steel
MODEL HIGH SCHOOL | 3252 CALHOUN HWY NE | ROME | Floyd | 570167 | 1 | [5 empty] | Removed from Ground | Diesel | 1000 | Bare Steel | 1982-02-04 | 1899-12-31 | Galvanized Steel
DIXIE STATION #909 | 801 CALHOUN AVE | ROME | Floyd | 570240 | 2 | [5 empty] | Removed from Ground | Gas (Historical Use) | 4000 | Bare Steel | 1974-05-16 | 1996-09-02 | Galvanized Steel | Safe Suction (Euro)
ROME TRANSIT DEPARTMENT | 168 NORTH AVE | ROME | Floyd | 570211 | 3 | [5 empty] | Removed from Ground | Gas (Historical Use) | 4000 | Marked Unknown | 1992-03-01 | 1992-03-01 | Unknown
ROME POLICE DEPARTMENT | 326 W THIRD ST | ROME | Floyd | 570213 | 1 | [5 empty] | Removed from Ground | Gas (Historical Use) | 10000 | Bare Steel | 1981-05-08 | 1998-07-29 | Unknown
JIVANJI MAHARAJ LLC, | 14 CHATEAU DR | ROME | Floyd | 570247 | REG | [5 empty] | Removed from Ground | Gas (Historical Use) | 8000 | Bare Steel | 1986-01-01 | 2000-03-01 | Galvanized Steel | Pressurized
CIRCLE K #2723549 | 910 NE NORTH BROAD | ROME | Floyd | 570250 | 8 |  | 1996-07-08 |  | 1996-07-08 |  | Currently in Use | Gas (Historical Use) | 10000 | Composite | 1996-07-11 |  | Double-Walled Flex | Pressurized
CIRCLE K #2723549 | 910 NE NORTH BROAD | ROME | Floyd | 570250 | 2 | [5 empty] | Removed from Ground | Gas (Historical Use) | 10000 | Cathodically Protected Steel | 1986-01-01 | 1996-07-08 | Galvanized Steel | Pressurized
JIVANJI MAHARAJ LLC, | 14 CHATEAU DR | ROME | Floyd | 570247 | SUNL | [5 empty] | Removed from Ground | Gas (Historical Use) | 8000 | Bare Steel | 1986-01-01 | 2000-03-01 | Galvanized Steel | Pressurized
CIRCLE K #2723549 | 910 NE NORTH BROAD | ROME | Floyd | 570250 | 6 |  | 1996-07-08 |  | 1996-07-08 |  | Currently in Use | Gas (Historical Use) | 10000 | Composite | 1996-07-11 |  | Double-Walled Flex | Pressurized
SMILE GAS #13\MAPEL ST SELF SERV | 2036 MAPLE ST | ROME | Floyd | 570151 | 1 | [5 empty] | Removed from Ground | Gas (Historical Use) | 8084 | Bare Steel | 1968-05-11 | 1994-03-22 | Galvanized Steel
MODEL HIGH SCHOOL | 3252 CALHOUN HWY NE | ROME | Floyd | 570167 | 3 | [5 empty] | Removed from Ground | Diesel | 8000 | Cathodically Protected Steel | 1986-08-01 | 1899-12-31 | Galvanized Steel
B & S RETAIL STORE INC DBA MAPLE QUICK STOP | 1912 MAPLE AVE | ROME | Floyd | 570244 | 1 | Flapper Valve | 1998-07-31 | FALSE | 1998-07-31 | FALSE | Currently in Use | Gas (Historical Use) | 8000 | Steel-Impressed Current | 1986-01-01 |  | Steel (Impressed Current) | Pressurized
GA FC-ROME DIST OFFICE | 3086 MARTHA BERRY HWY NE | ROME | Floyd | 570246 | 64980 |  | 1992-01-01 |  | 1992-01-01 |  | Removed from Ground | Gas (Historical Use) | 2000 | Galvanic (STIP-3) | 1987-05-15 | 2002-06-19 | Cathodically Protected | Safe Suction (Euro)
ROME FIRE DEPARTMENT | 617 W FIRST ST | ROME | Floyd | 570208 | 2 | Flapper Valve | 1997-08-25 | FALSE | 1997-08-25 | FALSE | Currently in Use | Diesel | 3000 | Steel-Impressed Current | 1983-05-08 |  | Steel (Impressed Current) | Safe Suction (Euro)
PIE NATIONWIDE INC | 703 CALHOUN AVE | ROME | Floyd | 570137 | 1 | [5 empty] | Removed from Ground | Gas (Historical Use) | 1000 | Marked Unknown | 1966-05-05 | 1989-05-17 | Unknown
FORMER HOP N SHOP | 1494 TURNER MCCALL BLVD | ROME | Floyd | 570149 | 3 |  |  | FALSE |  | FALSE | Removed from Ground | Empty | 4000 | Bare Steel | 1965-05-12 | 2010-07-28 | Galvanized Steel
ROME FLOYD COUNTY RECREATION AUT | 300 W THIRD ST | ROME | Floyd | 570177 | 1 |  | 1998-11-01 |  | 1998-11-01 |  | Removed from Ground | Gas (Historical Use) | 10000 | Steel-Impressed Current | 1982-03-11 | 2013-03-12 | Cathodically Protected
WEST ROME FOOD MART | 708 SHORTER AVE | ROME | Floyd | 570248 | UNL | Ball Float | 2001-11-05 | FALSE | 2001-11-05 | FALSE | Currently in Use | Regular | 10000 | Galvanic (STIP-3) | 1987-02-07 |  | Fiberglass Reinforced Plastic | Safe Suction (Euro)
CIRCLE K #2723551 | 6 NW SHORTER AVE | ROME | Floyd | 570253 | 3 |  | 1986-01-01 |  | 1986-01-01 |  | Currently in Use | Gas (Historical Use) | 10000 | Galvanic (STIP-3) | 1986-01-01 |  | Fiberglass Reinforced Plastic | Pressurized
COOSA BAKING CO | DARLINGTON DR 5071 | ROME | Floyd | 570136 | 1 | [5 empty] | Closed in Ground | Diesel | 10000 | Bare Steel | 1977-05-02 | 1899-12-31 | Bare Steel
COOSA VALLEY STEEL CO INC | 5 FINANCE PLACE PO 5624 | ROME | Floyd | 570138 | 1 | [5 empty] | Removed from Ground | Diesel | 2000 | Bare Steel | 1980-03-22 | 1990-01-01 | Galvanized Steel
FORMER HOP N SHOP | 1494 TURNER MCCALL BLVD | ROME | Floyd | 570149 | 5 |  | 1988-01-01 | FALSE | 1988-01-01 | FALSE | Closed in Ground |  | 10000 | Galvanic (STIP-3) | 2013-07-10 | 2017-06-08 | Double-Walled Fiberglass | Pressurized
INLAND-ROME/INC SAWMILL #97/GA K | 380 MAYS BRIDGE RD SW | ROME | Floyd | 570186 | 2 | [5 empty] | Removed from Ground | Diesel | 5000 | Bare Steel | 1982-05-09 | 1994-10-26 | Galvanized Steel
GA TURF GRASS | 1475 LITTLE TEXAS VALLEY RD NW | ROME | Floyd | 570192 | 2 | [5 empty] | Removed from Ground | Diesel | 1000 | Bare Steel | 1984-05-08 | 1994-03-03 | Galvanized Steel
FLOYD COUNTY JAIL | 2526 NEW CALHOUN HWY NE | ROME | Floyd | 570174 | 2 | [5 empty] | Removed from Ground | Diesel | 2000 | Fiberglass | 1981-03-11 | 1899-12-31 | Galvanized Steel
JIVANJI MAHARAJ LLC, | 14 CHATEAU DR | ROME | Floyd | 570247 | 5 | Ball Float | 2001-01-25 | FALSE | 2001-01-25 | FALSE | Currently in Use | Regular | 12000 | Fiberglass | 2001-01-25 |  | Double-Walled Flex | Pressurized
CIRCLE K #2723551 | 6 NW SHORTER AVE | ROME | Floyd | 570253 | 4 |  | 1986-01-01 |  | 1986-01-01 |  | Currently in Use | Kerosene | 2000 | Galvanic (STIP-3) | 1986-01-01 |  | Fiberglass Reinforced Plastic | Pressurized
CIRCLE K #2723551 | 6 NW SHORTER AVE | ROME | Floyd | 570253 | 5 |  | 1986-01-01 |  | 1986-01-01 |  | Currently in Use | Diesel | 4000 | Galvanic (STIP-3) | 1986-01-01 |  | Fiberglass Reinforced Plastic | Pressurized
CIRCLE K #2723549 | 910 NE NORTH BROAD | ROME | Floyd | 570250 | 3 | [5 empty] | Removed from Ground | Gas (Historical Use) | 10000 | Cathodically Protected Steel | 1986-01-01 | 1996-07-08 | Galvanized Steel | Pressurized
FAVORITE MARKET #203 | 600 EAST SECOND AVE | ROME | Floyd | 570257 | UNLPLUS |  | 1998-10-06 |  | 1998-10-06 |  | Removed from Ground | Gas (Historical Use) | 10008 | Cathodically Protected Steel | 1984-05-08 | 2002-04-04 | Cathodically Protected
MARGLEN IND INC | 1748 WARD MTN RD | ROME | Floyd | 570133 | 4 | [5 empty] | Removed from Ground | Propane | 1000 | Bare Steel | 1977-05-02 | 1990-01-01 | Galvanized Steel
MARGLEN IND INC | 1748 WARD MTN RD | ROME | Floyd | 570133 | 7 | [5 empty] | Removed from Ground | Propane | 1000 | Bare Steel | 1977-05-02 | 1990-01-01 | Galvanized Steel
SMILE GAS #5\CALHOUN RD SELF SER | 4036 CALHOUN RD | ROME | Floyd | 570155 | 3 | [5 empty] | Removed from Ground | Gas (Historical Use) | 4000 | Bare Steel | 1971-05-11 | 1993-10-05 | Galvanized Steel
CIRCLE K #2723549 | 910 NE NORTH BROAD | ROME | Floyd | 570250 | 9A |  | 1996-07-08 |  | 1996-07-08 |  | Currently in Use | Diesel | 5000 | Composite | 1996-07-11 |  | Double-Walled Flex | Pressurized
CIRCLE K #2723549 | 910 NE NORTH BROAD | ROME | Floyd | 570250 | 1 | [5 empty] | Removed from Ground | Gas (Historical Use) | 10000 | Cathodically Protected Steel | 1986-01-01 | 1996-07-08 | Galvanized Steel | Pressurized
CIRCLE K #2723549 | 910 NE NORTH BROAD | ROME | Floyd | 570250 | 7 |  | 1996-07-08 |  | 1996-07-08 |  | Currently in Use | Gas (Historical Use) | 10000 | Composite | 1996-07-11 |  | Double-Walled Flex | Pressurized
ROYAL CROWN BOTTLING CO | 38 SUPERIOR BLVD SE | ROME | Floyd | 570255 | 2 | [5 empty] | Removed from Ground | Gas (Historical Use) | 2000 | Unknown | 1986-01-01 | 1996-03-18 | Unknown
FAVORITE MARKET #203 | 600 EAST SECOND AVE | ROME | Floyd | 570257 | KERO |  | 1998-10-06 |  | 1998-10-06 |  | Removed from Ground | Kerosene | 5037 | Cathodically Protected Steel | 1984-05-08 | 2002-04-04 | Cathodically Protected
PEPPERELL MIDDLE SCHOOL | 200 HUGHES DAIRY RD SE | LINDALE | Floyd | 570168 | 2 | [5 empty] | Removed from Ground | Gas (Historical Use) | 1000 | Bare Steel | 1974-02-06 | 1899-12-31 | Galvanized Steel
LARRY MARTIN/FLEET #218 | 925 TURNER MCCALL BLVD | ROME | Floyd | 570223 | 3 | [5 empty] | Removed from Ground | Gas (Historical Use) | 8000 | Bare Steel | 1971-05-12 | 1995-02-01 | Galvanized Steel | Pressurized
SOUTHERN PRIDE FOOD MART | 3124 ROCKMART RD SE | ROME | Floyd | 570238 | 1 | Flapper Valve | 1998-02-09 | FALSE | 1998-02-09 | FALSE | Currently in Use | Diesel | 8000 | Steel-Impressed Current | 1986-06-13 |  | Fiberglass Reinforced Plastic | Pressurized
ROME CENTRAL STATION | 200 VAUGHN RD | ROME | Floyd | 570215 | 6 | Flapper Valve | 1997-08-25 | FALSE | 1997-08-25 | FALSE | Currently in Use | Diesel | 10000 | Steel-Impressed Current | 1980-05-08 |  | Steel (Impressed Current) | Safe Suction (Euro)
Q LUBE INC #1157 | 2301 SHORTER AVE SW | ROME | Floyd | 570140 | 1 | [5 empty] | Removed from Ground | Other | 5000 | Bare Steel | 1985-05-05 | 1998-05-01 | Galvanized Steel | Suction (American)
SMILE GAS #5\CALHOUN RD SELF SER | 4036 CALHOUN RD | ROME | Floyd | 570155 | 2 | [5 empty] | Removed from Ground | Gas (Historical Use) | 8000 | Bare Steel | 1971-05-11 | 1993-10-05 | Galvanized Steel
INLAND-ROME/INC SAWMILL #97/GA K | 380 MAYS BRIDGE RD SW | ROME | Floyd | 570186 | 1 | [5 empty] | Removed from Ground | Gas (Historical Use) | 2000 | Bare Steel | 1982-05-09 | 1994-10-26 | Galvanized Steel
ROYAL CROWN BOTTLING CO | 38 SUPERIOR BLVD SE | ROME | Floyd | 570255 | 1 | [5 empty] | Removed from Ground | Diesel | 8000 | Unknown | 1986-01-01 | 1996-03-18 | Unknown
MOORES GROCERY | OLD US HWY 53 | ROME | Floyd | 570197 | 2 | [5 empty] | Removed from Ground | Gas (Historical Use) | 2000 | Bare Steel | 1984-05-08 | 1990-07-11 | Galvanized Steel
FOOD MART | 4392 CALHOUN RD | ROME | Floyd | 570200 | 1 | Flapper Valve | 1997-02-01 | FALSE | 1997-02-01 | FALSE | Temporarily out of use | Gas (Historical Use) | 6000 | Steel-Impressed Current | 1978-05-10 |  |  | Suction (American)
FOOD MART | 4392 CALHOUN RD | ROME | Floyd | 570200 | 3B |  | 1997-02-01 | FALSE | 1997-02-01 | FALSE | Temporarily out of use | Gas (Historical Use) | 2000 | Steel-Impressed Current | 1978-05-10 |  |  | Safe Suction (Euro)
MARGLEN IND INC | 1748 WARD MTN RD | ROME | Floyd | 570133 | 3 | [5 empty] | Removed from Ground | Diesel | 10000 | Bare Steel | 1977-05-02 | 1990-01-01 | Galvanized Steel
SMILE GAS #13\MAPEL ST SELF SERV | 2036 MAPLE ST | ROME | Floyd | 570151 | 2 | [5 empty] | Removed from Ground | Gas (Historical Use) | 6500 | Bare Steel | 1968-05-11 | 1994-03-22 | Galvanized Steel
JIVANJI MAHARAJ LLC, | 14 CHATEAU DR | ROME | Floyd | 570247 | UNL | [5 empty] | Removed from Ground | Gas (Historical Use) | 8000 | Bare Steel | 1986-01-01 | 2000-03-01 | Galvanized Steel | Pressurized
CIRCLE K #2723551 | 6 NW SHORTER AVE | ROME | Floyd | 570253 | 2 |  | 1986-01-01 |  | 1986-01-01 |  | Currently in Use | Gas (Historical Use) | 10000 | Galvanic (STIP-3) | 1986-01-01 |  | Fiberglass Reinforced Plastic | Pressurized
COOSA VALLEY CONTRACTORS INC | 17 REDMOND CT | ROME | Floyd | 9057012 | 2B |  | 1999-01-28 |  | 1999-01-28 |  | Removed from Ground | Diesel | 1000 | Composite | 1999-01-28 | 2005-07-25 | Cathodically Protected | Safe Suction (Euro)
ROME FOOD MART | 1928 SHORTER AVE | ROME | Floyd | 570150 | 1 |  | 1998-04-21 |  | 1998-04-21 |  | Currently in Use | Gas (Historical Use) | 10000 | Steel-Impressed Current | 1982-05-08 |  | Fiberglass Reinforced Plastic | Pressurized
ROME FOOD MART | 1928 SHORTER AVE | ROME | Floyd | 570150 | 1 |  | 1998-04-21 |  | 1998-04-21 |  | Currently in Use | Gas (Historical Use) | 10000 | Steel-Impressed Current | 1982-05-08 |  | Fiberglass Reinforced Plastic | Pressurized
ROME FOOD MART | 1928 SHORTER AVE | ROME | Floyd | 570150 | 4 |  | 1998-04-21 |  | 1998-04-21 |  | Currently in Use | Diesel | 10000 | Steel-Impressed Current | 1982-05-08 |  | Fiberglass Reinforced Plastic | Pressurized
ROME FOOD MART | 1928 SHORTER AVE | ROME | Floyd | 570150 | 4 |  | 1998-04-21 |  | 1998-04-21 |  | Currently in Use | Diesel | 10000 | Steel-Impressed Current | 1982-05-08 |  | Fiberglass Reinforced Plastic | Pressurized
ROME FOOD MART | 1928 SHORTER AVE | ROME | Floyd | 570150 | 4 |  | 1998-04-21 |  | 1998-04-21 |  | Currently in Use | Diesel | 10000 | Steel-Impressed Current | 1982-05-08 |  | Fiberglass Reinforced Plastic | Pressurized
ROME FOOD MART | 1928 SHORTER AVE | ROME | Floyd | 570150 | 4 |  | 1998-04-21 |  | 1998-04-21 |  | Currently in Use | Diesel | 10000 | Steel-Impressed Current | 1982-05-08 |  | Fiberglass Reinforced Plastic | Pressurized
BERRY COLLEGE-CENTRAL STORES WAR | JONES BUILDING | MOUNT BERRY | Floyd | 9057093 | 2 |  | 1997-08-16 |  | 1997-08-16 |  | Currently in Use | Gas (Historical Use) | 2000 | Steel-Impressed Current | 1970-01-01 |  | Steel (Impressed Current) | Safe Suction (Euro)
CIRCLE K #2723647 | 1881 Old CALHOUN RD NE | ROME | Floyd | 9057119 | 3 | Ball Float | 1997-09-01 | FALSE | 1997-09-01 | FALSE | Currently in Use | Diesel | 8000 | Composite | 1997-09-01 |  | Fiberglass Reinforced Plastic | Pressurized
ROME FOOD MART | 1928 SHORTER AVE | ROME | Floyd | 570150 | 2 |  | 1998-04-21 |  | 1998-04-21 |  | Currently in Use | Gas (Historical Use) | 8000 | Steel-Impressed Current | 1982-05-08 |  | Fiberglass Reinforced Plastic | Pressurized
ROME FOOD MART | 1928 SHORTER AVE | ROME | Floyd | 570150 | 2 |  | 1998-04-21 |  | 1998-04-21 |  | Currently in Use | Gas (Historical Use) | 8000 | Steel-Impressed Current | 1982-05-08 |  | Fiberglass Reinforced Plastic | Pressurized
ROME FOOD MART | 1928 SHORTER AVE | ROME | Floyd | 570150 | 2 |  | 1998-04-21 |  | 1998-04-21 |  | Currently in Use | Gas (Historical Use) | 8000 | Steel-Impressed Current | 1982-05-08 |  | Fiberglass Reinforced Plastic | Pressurized
ROME FOOD MART | 1928 SHORTER AVE | ROME | Floyd | 570150 | 2 |  | 1998-04-21 |  | 1998-04-21 |  | Currently in Use | Gas (Historical Use) | 8000 | Steel-Impressed Current | 1982-05-08 |  | Fiberglass Reinforced Plastic | Pressurized
COOSA VALLEY CONTRACTORS INC | 17 REDMOND CT | ROME | Floyd | 9057012 | 2A |  | 1999-01-28 |  | 1999-01-28 |  | Removed from Ground | Gas (Historical Use) | 3000 | Composite | 1999-01-28 | 2005-07-25 | Cathodically Protected | Suction (American)
CIRCLE K #2723647 | 1881 Old CALHOUN RD NE | ROME | Floyd | 9057119 | 2 | Ball Float | 1997-09-01 | FALSE | 1997-09-01 | FALSE | Currently in Use | Premium | 10000 | Composite | 1997-09-01 |  | Fiberglass Reinforced Plastic | Pressurized
BERRY COLLEGE - FREEMAN BARNS | 2277 MARTHA BERRY HWY | MOUNT BERRY | Floyd | 10001692 | 1 |  |  | FALSE |  | FALSE | Removed from Ground | Diesel | 500 | Bare Steel | 1940-01-01 | 2008-09-10
BERRY COLLEGE | 2277 MARTHA BERRY HIGHWAY | MOUNT BERRY | Floyd | 10002465 | 1 |  |  | FALSE |  | FALSE | Closed in Ground | Other | 5000 | Unknown |  | 1899-12-31
BERRY COLLEGE-CENTRAL STORES WAR | JONES BUILDING | MOUNT BERRY | Floyd | 9057093 | 1 |  | 1997-08-16 |  | 1997-08-16 |  | Currently in Use | Gas (Historical Use) | 2000 | Steel-Impressed Current | 1970-01-01 |  | Steel (Impressed Current) | Safe Suction (Euro)
GNT LEASING INC | 4601 Alabama Hwy | ROME | Floyd | 9057095 | 1 |  | 1994-08-01 |  | 1994-08-01 |  | Temporarily out of use | Diesel | 10000 | Cathodically Protected Steel | 1994-08-01 |  | Cathodically Protected | Safe Suction (Euro)
COOSA VALLEY CONTRACTORS INC | 17 REDMOND CT | ROME | Floyd | 9057012 | 1 | [5 empty] | Removed from Ground | Gas (Historical Use) | 3000 | Cathodically Protected Steel | 1982-01-01 | 1998-11-17 | Galvanized Steel | Safe Suction (Euro)
ROME FOOD MART | 1928 SHORTER AVE | ROME | Floyd | 570150 | 1 |  | 1998-04-21 |  | 1998-04-21 |  | Currently in Use | Gas (Historical Use) | 10000 | Steel-Impressed Current | 1982-05-08 |  | Fiberglass Reinforced Plastic | Pressurized
ROME FOOD MART | 1928 SHORTER AVE | ROME | Floyd | 570150 | 1 |  | 1998-04-21 |  | 1998-04-21 |  | Currently in Use | Gas (Historical Use) | 10000 | Steel-Impressed Current | 1982-05-08 |  | Fiberglass Reinforced Plastic | Pressurized
ROME FOOD MART | 1928 SHORTER AVE | ROME | Floyd | 570150 | 3 |  | 1998-04-21 |  | 1998-04-21 |  | Currently in Use | Gas (Historical Use) | 8000 | Steel-Impressed Current | 1982-05-08 |  | Fiberglass Reinforced Plastic | Pressurized
ROME FOOD MART | 1928 SHORTER AVE | ROME | Floyd | 570150 | 3 |  | 1998-04-21 |  | 1998-04-21 |  | Currently in Use | Gas (Historical Use) | 8000 | Steel-Impressed Current | 1982-05-08 |  | Fiberglass Reinforced Plastic | Pressurized
ROME FOOD MART | 1928 SHORTER AVE | ROME | Floyd | 570150 | 3 |  | 1998-04-21 |  | 1998-04-21 |  | Currently in Use | Gas (Historical Use) | 8000 | Steel-Impressed Current | 1982-05-08 |  | Fiberglass Reinforced Plastic | Pressurized
ROME FOOD MART | 1928 SHORTER AVE | ROME | Floyd | 570150 | 3 |  | 1998-04-21 |  | 1998-04-21 |  | Currently in Use | Gas (Historical Use) | 8000 | Steel-Impressed Current | 1982-05-08 |  | Fiberglass Reinforced Plastic | Pressurized
CIRCLE K #2723647 | 1881 Old CALHOUN RD NE | ROME | Floyd | 9057119 | 1 | Ball Float | 1997-09-01 | FALSE | 1997-09-01 | FALSE | Currently in Use | E-85 | 15000 | Composite | 1997-09-01 |  | Fiberglass Reinforced Plastic | Pressurized
FORMER GASOLINE STATION | 1401 KINGSTON RD | ROME | Floyd | 10003465 | 1 |  |  | FALSE |  | FALSE | Closed in Ground | Gas (Historical Use) | 1000 |  |  | 2024-09-25
FRANK GROVES | RT 1 | LINDALE | Floyd | 570172 | 1 | [5 empty] | Removed from Ground | Empty | 1000 | Bare Steel | 1976-05-10 | 1998-12-05 | Galvanized Steel
KWIK WAY FOOD MARKET #25 | 1190 BOOZE MOUNTAIN RD | LINDALE | Floyd | 570134 | 1 | Flapper Valve | 1998-04-29 | FALSE | 1998-04-29 | FALSE | Currently in Use | Regular | 10000 | Steel-Impressed Current | 1980-05-02 |  | Steel (Impressed Current) | Safe Suction (Euro)
VALLEY FARM SUPPLY | 18 DARLINGTON DR | ROME | Floyd | 570235 | 2 | [5 empty] | Removed from Ground | Diesel | 1000 | Bare Steel | 1976-05-29 | 1989-06-01 | Galvanized Steel
MARGLEN IND INC | 1748 WARD MTN RD | ROME | Floyd | 570133 | 6 | [5 empty] | Removed from Ground | Propane | 1000 | Bare Steel | 1977-05-02 | 1990-01-01 | Galvanized Steel
COOSA VALLEY STEEL CO INC | 5 FINANCE PLACE PO 5624 | ROME | Floyd | 570138 | 2 | [5 empty] | Removed from Ground | Gas (Historical Use) | 2000 | Bare Steel | 1980-03-22 | 1990-01-01 | Galvanized Steel
WEST ROME FOOD MART | 708 SHORTER AVE | ROME | Floyd | 570248 | SUNL | Ball Float | 2001-11-05 | FALSE | 2001-11-05 | FALSE | Currently in Use | Premium | 9728 | Galvanic (STIP-3) | 1987-02-07 |  | Fiberglass Reinforced Plastic | Pressurized
CIRCLE K #2723551 | 6 NW SHORTER AVE | ROME | Floyd | 570253 | 1 |  | 1986-01-01 |  | 1986-01-01 |  | Currently in Use | Gas (Historical Use) | 10000 | Galvanic (STIP-3) | 1986-01-01 |  | Fiberglass Reinforced Plastic | Pressurized
FORMER GASOLINE STATION | 1401 KINGSTON RD | ROME | Floyd | 10003465 | 2 |  |  | FALSE |  | FALSE | Closed in Ground | Gas (Historical Use) | 1000 |  |  | 2024-09-25
MARATHON ROME FUEL EXPRESS | 1705 SHORT AVE SW | ROME | Floyd | 10003399 | 2A | Flapper Valve | 2022-10-15 | FALSE | 2022-10-15 | FALSE | Currently in Use | Premium | 5000 | Tank Jacket Double Walled | 2022-10-07 |  | Double-Walled Flex | Pressurized
MARATHON ROME FUEL EXPRESS | 1705 SHORT AVE SW | ROME | Floyd | 10003399 | 2B | Flapper Valve |  | FALSE | 2022-10-15 | FALSE | Currently in Use | Diesel | 5000 | Tank Jacket Double Walled | 2022-10-07 |  | Double-Walled Flex | Pressurized
MARATHON ROME FUEL EXPRESS | 1705 SHORT AVE SW | ROME | Floyd | 10003399 | 2C | Flapper Valve | 2022-10-15 | FALSE | 2022-10-15 | FALSE | Currently in Use | E-0 | 5000 | Tank Jacket Double Walled | 2022-10-07 |  | Double-Walled Flex | Pressurized
FLOYD COUNTY PUBLIC WORKS | 337 BLACKS BLUFF RD | Rome | Floyd | UST-SLOC-570176 | 6 |  |  | TRUE |  | TRUE | Removed from Ground | Used Oil | 2000 | Bare Steel | 1963-03-16 | 1998-01-21 | Galvanized Steel
MARATHON ROME FUEL EXPRESS | 1705 SHORT AVE SW | ROME | Floyd | 10003399 | 1 | Flapper Valve |  | FALSE | 2022-10-15 | FALSE | Currently in Use | Regular | 20000 | Tank Jacket Double Walled | 2022-10-07 |  | Double-Walled Flex | Pressurized
FLOYD COUNTY PUBLIC WORKS | 337 BLACKS BLUFF RD | Rome | Floyd | UST-SLOC-570176 | 4 | [5 empty] | Removed from Ground | Gas (Historical Use) | 4000 | Fiberglass | 1984-03-10 | 1997-12-17 | Galvanized Steel
FLOYD COUNTY PUBLIC WORKS | 337 BLACKS BLUFF RD | Rome | Floyd | UST-SLOC-570176 | 5 | [5 empty] | Removed from Ground | Diesel | 10000 | Bare Steel | 1967-03-15 | 1992-04-23 | Galvanized Steel
FLOYD COUNTY PUBLIC WORKS | 337 BLACKS BLUFF RD | Rome | Floyd | UST-SLOC-570176 | 3 |  |  | FALSE |  | FALSE | Permanently Out of Use - historical purposes | Empty | 10000 | Galvanic (STIP-3) | 1971-03-14 | 1997-11-20 | Galvanized Steel
FLOYD COUNTY PUBLIC WORKS | 337 BLACKS BLUFF RD | Rome | Floyd | UST-SLOC-570176 | 1 | [5 empty] | Closed in Ground | Gas (Historical Use) | 10000 | Bare Steel | 1956-03-17 | 1989-02-07 | Galvanized Steel
FLOYD COUNTY PUBLIC WORKS | 337 BLACKS BLUFF RD | Rome | Floyd | UST-SLOC-570176 | 2 | Flapper Valve | 1998-01-01 | FALSE | 1998-01-01 | FALSE | Currently in Use | Regular | 10000 | Steel-Impressed Current | 1979-03-12 |  | Steel (Impressed Current)
CHEHARMAA 15 PRIME LLC | 4590 ALABAMA HWY | ROME | Floyd | 10003543 | 1C | Flapper Valve | 2024-12-15 | FALSE | 2024-11-01 | FALSE | Currently in Use | Diesel | 5000 | Composite Double Walled | 2024-08-15 |  | Double-Walled Flex | Pressurized
FLOYD COUNTY PUBLIC WORKS | 337 BLACKS BLUFF RD | Rome | Floyd | UST-SLOC-570175 | 2 | Flapper Valve | 1998-01-01 | FALSE | 1998-01-01 | FALSE | Currently in Use | Diesel | 10000 | Steel-Impressed Current | 1980-03-11 |  | Steel (Impressed Current)
THE SPOT C-STORE 7 DELI | 1911 DEAN AVE | ROME | Floyd | 10003566 | 2B | Flapper Valve | 2024-11-14 | FALSE | 2024-11-14 | FALSE | Currently in Use | Diesel | 8000 | Composite Double Walled | 2024-11-14 |  | Double-Walled Fiberglass | Pressurized
CHEHARMAA 15 PRIME LLC | 4590 ALABAMA HWY | ROME | Floyd | 10003543 | 1A | Flapper Valve | 2024-12-15 | FALSE | 2024-11-01 | FALSE | Currently in Use | Regular | 10000 | Composite Double Walled | 2024-08-15 |  | Double-Walled Flex | Pressurized
DEWEY CARVER | 110 ARMSTRONG STREET | FLOYD | Floyd | 9057135 | 1 | [5 empty] | Removed from Ground | Gas (Historical Use) | 500 | Bare Steel | 2000-05-20 | 2000-05-20 | Unknown
THE SPOT C-STORE 7 DELI | 1911 DEAN AVE | ROME | Floyd | 10003566 | 1 | Flapper Valve | 2024-11-14 | FALSE | 2024-11-14 | FALSE | Currently in Use | Regular | 20000 | Composite Double Walled | 2024-11-14 |  | Double-Walled Fiberglass | Pressurized
CHEHARMAA 15 PRIME LLC | 4590 ALABAMA HWY | ROME | Floyd | 10003543 | 1B | Flapper Valve | 2024-12-15 | FALSE | 2024-11-01 | FALSE | Currently in Use | Premium | 5000 | Composite Double Walled | 2024-08-15 |  | Double-Walled Flex | Pressurized
Royal Express 2 | 5 Riverbend Dr. SW | Rome | Floyd | 10003603 | 2B | Flapper Valve | 2024-10-10 | FALSE | 2024-10-10 | FALSE | Currently in Use | Diesel | 12000 | Composite Double Walled | 2024-10-10 |  | Double-Walled Fiberglass | Pressurized
Royal Express 2 | 5 Riverbend Dr. SW | Rome | Floyd | 10003603 | 2A | Flapper Valve | 2024-10-10 | FALSE | 2024-10-10 | FALSE | Currently in Use | Premium | 8000 | Composite Double Walled | 2024-10-10 |  | Double-Walled Fiberglass | Pressurized
THE SPOT C-STORE 7 DELI | 1911 DEAN AVE | ROME | Floyd | 10003566 | 2A | Flapper Valve | 2024-11-14 | FALSE | 2024-11-14 | FALSE | Currently in Use | Premium | 12000 | Composite Double Walled | 2024-11-14 |  | Double-Walled Fiberglass | Pressurized
Royal Express 2 | 5 Riverbend Dr. SW | Rome | Floyd | 10003603 | 1 | Flapper Valve | 2024-10-10 | FALSE | 2024-10-10 | FALSE | Currently in Use | Regular | 20000 | Composite Double Walled | 2024-10-10 |  | Double-Walled Fiberglass | Pressurized
RaceTrac #2482 - Armuchee Connector | 3006 MARTHA BERRY Highway | ROME | Floyd | 10002751 | 1 | Overfill Alarm | 2017-11-29 | FALSE | 2017-11-29 | FALSE | Currently in Use | Regular | 20000 | Fiberglass Double Walled | 2017-11-29 |  | Double-Walled Fiberglass | Pressurized
RaceTrac #2482 - Armuchee Connector | 3006 MARTHA BERRY Highway | ROME | Floyd | 10002751 | 2A | Overfill Alarm | 2017-11-29 | FALSE | 2017-11-29 | FALSE | Currently in Use | Plus | 20000 | Fiberglass Double Walled | 2017-11-29 |  | Double-Walled Fiberglass | Pressurized
RaceTrac #2482 - Armuchee Connector | 3006 MARTHA BERRY Highway | ROME | Floyd | 10002751 | 3A | Overfill Alarm | 2017-11-29 | FALSE | 2017-11-29 | FALSE | Currently in Use | Diesel | 10000 | Fiberglass Double Walled | 2017-11-29 |  | Double-Walled Fiberglass | Pressurized
O'NEILL MANUFACTURING | 102 ANDERSON Street | ROME | Floyd | 10002764 | 2 |  |  | FALSE |  | FALSE | Removed from Ground |  | 750 |  |  | 2018-01-24
RaceTrac #2482 - Armuchee Connector | 3006 MARTHA BERRY Highway | ROME | Floyd | 10002751 | 2B | Overfill Alarm | 2017-11-29 | FALSE | 2017-11-29 | FALSE | Currently in Use | Plus | 10000 | Fiberglass Double Walled | 2017-11-29 |  | Double-Walled Fiberglass | Pressurized
RaceTrac #2482 - Armuchee Connector | 3006 MARTHA BERRY Highway | ROME | Floyd | 10002751 | 3B | Overfill Alarm | 2017-11-29 | FALSE | 2017-11-29 | FALSE | Currently in Use | Diesel | 10000 | Fiberglass Double Walled | 2017-11-29 |  | Double-Walled Fiberglass | Pressurized
O'NEILL MANUFACTURING | 102 ANDERSON Street | ROME | Floyd | 10002764 | 1 |  |  | FALSE |  | FALSE | Removed from Ground |  | 1000 | Bare Steel |  | 1899-12-31
VIP EXPRESS | 1321 Redmond Rd | Rome | Floyd | 10002974 | 3 | Flapper Valve | 2022-08-24 | FALSE | 2022-08-24 | FALSE | Currently in Use | Regular | 12000 | Composite Double Walled | 2022-08-24 |  | Double-Walled Fiberglass | Pressurized
VIP EXPRESS | 1321 Redmond Rd | Rome | Floyd | 10002974 | 2A | Flapper Valve | 2018-10-30 | FALSE | 2018-10-30 | FALSE | Currently in Use | Premium | 6000 | Composite Double Walled | 2018-10-30 |  | Double-Walled Fiberglass | Pressurized
VIP EXPRESS | 1321 Redmond Rd | Rome | Floyd | 10002974 | 2B | Flapper Valve | 2018-10-30 | FALSE | 2018-10-30 | FALSE | Currently in Use | Diesel On Road | 4000 | Composite Double Walled | 2018-10-30 |  | Double-Walled Fiberglass | Pressurized
VIP EXPRESS | 1321 Redmond Rd | Rome | Floyd | 10002974 | 1A | Flapper Valve | 2018-10-30 | FALSE | 2018-10-30 | FALSE | Currently in Use | Regular | 12000 | Composite Double Walled | 2018-10-30 |  | Double-Walled Fiberglass | Pressurized
VIP EXPRESS | 1321 Redmond Rd | Rome | Floyd | 10002974 | 1B | Flapper Valve | 2018-10-30 | FALSE | 2018-10-30 | FALSE | Currently in Use | Diesel Off Road | 3000 | Composite Double Walled | 2018-10-30 |  | Double-Walled Fiberglass | Pressurized
United Food Mart | 6214 Martha Berry Hwy | Armuchee | Floyd | 10003061 | 2A | Flapper Valve | 2019-05-23 | FALSE | 2019-05-23 | FALSE | Currently in Use | Premium | 8000 | Composite Double Walled | 2019-05-23 |  | Double-Walled Fiberglass | Pressurized
FLOYD COUNTY PUBLIC WORKS | 337 BLACKS BLUFF RD | Rome | Floyd | UST-SLOC-570175 | 1 | [5 empty] | Removed from Ground | Gas (Historical Use) | 10000 | Bare Steel | 1980-03-11 | 1899-12-31 | Unknown
Raceway 6970 | 2459 Shorter Ave SW | Rome | Floyd | 10003160 | 3A | Overfill Alarm | 2021-05-24 | FALSE | 2021-05-24 | FALSE | Currently in Use | Diesel | 12000 | Fiberglass Double Walled | 2021-05-11 |  | Double-Walled Fiberglass | Pressurized
WALLACES | 5 ROME ST | CAVE SPRING | Floyd | 570066 | 3 |  | 1998-11-10 | FALSE | 1998-11-10 | FALSE | Closed in Ground | Gas (Historical Use) | 6000 | Steel-Impressed Current | 1976-01-01 |  |  | Suction (American)
Raceway 6970 | 2459 Shorter Ave SW | Rome | Floyd | 10003160 | 2A | Overfill Alarm | 2021-05-24 | FALSE | 2021-05-24 | FALSE | Currently in Use | Premium | 12000 | Fiberglass Double Walled | 2021-05-11 |  | Double-Walled Fiberglass | Pressurized
Raceway 6970 | 2459 Shorter Ave SW | Rome | Floyd | 10003160 | 1 | Overfill Alarm | 2021-05-24 | FALSE | 2021-05-24 | FALSE | Currently in Use | Regular | 20000 | Fiberglass Double Walled | 2021-05-11 |  | Double-Walled Fiberglass | Pressurized
United Food Mart | 6214 Martha Berry Hwy | Armuchee | Floyd | 10003061 | 2B | Flapper Valve | 2019-05-23 | FALSE | 2019-05-23 | FALSE | Currently in Use | Diesel On Road | 4000 | Composite Double Walled | 2019-05-23 |  | Double-Walled Fiberglass | Pressurized
WALLACES | 5 ROME ST | CAVE SPRING | Floyd | 570066 | 2 |  | 1998-11-10 | FALSE | 1998-11-10 | FALSE | Closed in Ground | Gas (Historical Use) | 6000 | Steel-Impressed Current | 1979-01-01 |  |  | Suction (American)
FORMER CARLYS STORE PROPERTY | 6187 MARTHA BERRY HWY | ARMUCHEE | Floyd | 10003109 | 2 |  |  | FALSE |  | FALSE | Removed from Ground | Gas (Historical Use) | 6000 |  |  | 2021-05-25
RESIDENCE | 1 RIDGEWOOD RD | ROME | Floyd | 10003142 | 1 |  |  | FALSE |  | FALSE | Removed from Ground |  | 420 | Bare Steel |  | 2021-08-16 | Bare Steel
Raceway 6970 | 2459 Shorter Ave SW | Rome | Floyd | 10003160 | 3B | Overfill Alarm | 2021-05-24 | FALSE | 2021-05-24 | FALSE | Currently in Use | Diesel | 12000 | Fiberglass Double Walled | 2021-05-11 |  | Double-Walled Fiberglass | Pressurized
FORMER CARLYS STORE PROPERTY | 6187 MARTHA BERRY HWY | ARMUCHEE | Floyd | 10003109 | 1 |  |  | FALSE |  | FALSE | Removed from Ground | Gas (Historical Use) | 6000 |  |  | 2020-11-13
Raceway 6970 | 2459 Shorter Ave SW | Rome | Floyd | 10003160 | 2B | Overfill Alarm | 2021-05-24 | FALSE | 2021-05-24 | FALSE | Currently in Use | E-85 | 12000 | Fiberglass Double Walled | 2021-05-11 |  | Double-Walled Fiberglass | Pressurized
Raceway 6970 | 2459 Shorter Ave SW | Rome | Floyd | 10003160 | 4 | Overfill Alarm | 2021-05-24 | FALSE | 2021-05-24 | FALSE | Currently in Use | Diesel | 14000 | Fiberglass Double Walled | 2021-05-11 |  | Double-Walled Fiberglass | Pressurized
WALLACES | 5 ROME ST | CAVE SPRING | Floyd | 570066 | 1 |  | 1998-11-10 | FALSE | 1998-11-10 | FALSE | Closed in Ground | Gas (Historical Use) | 3000 | Steel-Impressed Current | 1981-04-24 |  |  | Suction (American)
United Food Mart | 6214 Martha Berry Hwy | Armuchee | Floyd | 10003061 | 1 | Flapper Valve | 2019-05-23 | FALSE | 2019-05-23 | FALSE | Currently in Use | Regular | 12000 | Composite Double Walled | 2019-05-23 |  | Double-Walled Fiberglass | Pressurized
WALLACES | 5 ROME ST | CAVE SPRING | Floyd | 570066 | 4 |  | 1998-11-10 | FALSE | 1998-11-10 | FALSE | Closed in Ground | Diesel | 6000 | Steel-Impressed Current | 1976-01-01 |  |  | Suction (American)
LAFARGE AGGREGATES SE | 524 HAW CREEK RD | CUMMING | Forsyth | 9058023 | 2 |  | 1994-04-19 |  | 1994-04-19 |  | Removed from Ground | Gas (Historical Use) | 8000 | Unknown | 1994-04-19 | 2005-04-22 | Cathodically Protected | Suction (American)
GA FC-FORSYTH CO UNIT | 1204 CANTON HWY | CUMMING | Forsyth | 9058016 | 1 | [5 empty] | Removed from Ground | Diesel | 560 | Bare Steel | 1981-06-01 | 1991-10-28 | Galvanized Steel | Suction (American)
GA FC-FORSYTH CO UNIT | 1204 CANTON HWY | CUMMING | Forsyth | 9058016 | 4 |  | 1991-11-08 |  | 1991-11-08 |  | Removed from Ground | Gas (Historical Use) | 1000 | Cathodically Protected Steel | 1991-11-08 | 1998-02-24 | Cathodically Protected | Safe Suction (Euro)
HARRY'S STORE/OLDE TOWN BOTTLE S | 214 ATLANTA RD | CUMMING | Forsyth | 9000650 | 1 | [5 empty] | Removed from Ground | Gas (Historical Use) | 8000 | Bare Steel | 1978-05-01 | 1988-03-01 | Galvanized Steel | Suction (American)
FORSYTH COUNTY FIRE DEPARTMENT | 202 OLD BUFORD RD | CUMMING | Forsyth | 9058020 | 6 | [5 empty] | Removed from Ground | Empty | 2000 | Bare Steel | 1968-01-01 | 1998-01-12 | Galvanized Steel
CHEVRON | 2595 BUFORD DAM RD | CUMMING | Forsyth | 9058010 | 3 | Overfill Alarm | 1989-01-01 | FALSE | 1989-01-01 | FALSE | Currently in Use | Gas (Historical Use) | 10000 | Composite | 1989-01-01 |  | Fiberglass Reinforced Plastic | Pressurized
RaceTrac #396 - Cumming | 888 BUFORD RD | CUMMING | Forsyth | 9058026 | 1 |  | 1989-01-01 | FALSE | 1989-01-01 | FALSE | Removed from Ground | Gas (Historical Use) | 12000 | Composite Double Walled | 1989-01-01 | 2018-01-10 | Flex | Pressurized
RaceTrac #396 - Cumming | 888 BUFORD RD | CUMMING | Forsyth | 9058026 | 4 | Overfill Alarm | 2018-06-01 | FALSE | 2018-05-01 | FALSE | Currently in Use | Regular | 20000 | Fiberglass Double Walled | 2018-02-27 |  | Double-Walled Fiberglass | Pressurized
CHAMBERS STORE | 5465 JOT-EM-DOWN RD | CUMMING | Forsyth | 9058013 | 1 | [5 empty] | Removed from Ground | Gas (Historical Use) | 550 | Bare Steel | 1966-01-01 | 1991-07-31 | Galvanized Steel
BP PRODUCTS NORTH AMERICA INC #1 | 6025 GA HWY 9 | CUMMING | Forsyth | 582000 | 7 |  | 2000-09-25 |  | 2000-09-25 |  | Removed from Ground | Gas (Historical Use) | 10000 | Double Walled | 2000-09-12 | 2003-06-25 | Double Walled | Pressurized
BP PRODUCTS NORTH AMERICA INC #1 | 6025 GA HWY 9 | CUMMING | Forsyth | 582000 | 1 |  | 1994-10-16 |  | 1994-10-16 |  | Removed from Ground | Diesel | 10000 | Cathodically Protected Steel | 1987-11-04 | 1999-11-01 | Double Walled | Pressurized
FOOD STORE | 325 PEACHTREE PKWY | CUMMING | Forsyth | 9058015 | 4202 |  | 1990-08-15 | FALSE | 1990-08-15 | FALSE | Temporarily out of use | E-10 | 10000 | Composite | 1990-08-15 |  | Fiberglass Reinforced Plastic | Pressurized
FOOD STORE | 325 PEACHTREE PKWY | CUMMING | Forsyth | 9058015 | 4203 | Flapper Valve | 2021-06-02 | FALSE | 2021-06-02 | FALSE | Currently in Use | Regular | 10000 | Composite | 1990-08-15 |  | Fiberglass Reinforced Plastic | Pressurized
CHEVRON | 2595 BUFORD DAM RD | CUMMING | Forsyth | 9058010 | 1 | Overfill Alarm | 1989-01-01 | FALSE | 1989-01-01 | FALSE | Currently in Use | Gas (Historical Use) | 8000 | Composite | 1989-01-01 |  | Fiberglass Reinforced Plastic | Pressurized
BP #01543 | 2320 ATLANTA HWY | CUMMING | Forsyth | 9058027 | 1 |  | 1989-01-01 |  | 1989-01-01 |  | Removed from Ground | Gas (Historical Use) | 10000 | Fiberglass | 1989-01-01 | 2003-03-17 | Fiberglass Reinforced Plastic | Pressurized
EDITH BAGWELL ESTATE/SMALLWOOD P | 2265 ATLANTA HWY | CUMMING | Forsyth | 9058092 | 1 | [5 empty] | Removed from Ground | Gas (Historical Use) | 4000 | Epoxy | 1955-01-01 | 1995-01-29 | Galvanized Steel
CUMMING SHELL | 720 ATLANTA HWY | CUMMING | Forsyth | 9058130 | 2 | Ball Float | 1996-08-01 | FALSE | 1996-08-01 | FALSE | Currently in Use | Premium | 10000 | Fiberglass | 1996-05-01 |  | Fiberglass Reinforced Plastic | Pressurized
LAFARGE AGGREGATES SE | 524 HAW CREEK RD | CUMMING | Forsyth | 9058023 | 1 | [5 empty] | Removed from Ground | Gas (Historical Use) | 8000 | Bare Steel | 1981-01-01 | 1994-04-16 | Galvanized Steel | Safe Suction (Euro)
CUMMING BP GULF | 212 MAIN ST | CUMMING | Forsyth | 9058001 | 2 | [5 empty] | Removed from Ground | Gas (Historical Use) | 2000 | Bare Steel | 1993-03-08 | 1993-03-08 | Galvanized Steel
RaceTrac #396 - Cumming | 888 BUFORD RD | CUMMING | Forsyth | 9058026 | 2 |  | 1989-01-01 | FALSE | 1989-01-01 | FALSE | Removed from Ground | Diesel | 12000 | Composite Double Walled | 1989-01-01 | 2018-01-10 | Flex | Pressurized
FORSYTH CO ADMIN BLDG | GA HWY 9 & MASON ST | CUMMING | Forsyth | 9058093 | 2 | [5 empty] | Closed in Ground | Other | 500 | Not Marked/Unknown | 1995-03-29 | 1995-03-29 | Unknown
FORSYTH BRAKE & TUNE-UP CTR/TOM | 335 CANTON HWY | CUMMING | Forsyth | 9058087 | 1 | [5 empty] | Removed from Ground | Gas (Historical Use) | 6000 | Bare Steel | 1976-01-01 | 1991-04-19 | Galvanized Steel
BAGWELL & SPEARS INC MIDWAY GULF | HWY 9 | CUMMING | Forsyth | 280074 | 2 | [5 empty] | Removed from Ground | Gas (Historical Use) | 1000 | Bare Steel | 1976-05-07 | 1989-07-01 | Galvanized Steel | Safe Suction (Euro)
BP PRODUCTS NORTH AMERICA INC #1 | 6025 GA HWY 9 | CUMMING | Forsyth | 582000 | 2 |  | 1994-10-16 |  | 1994-10-16 |  | Removed from Ground | Gas (Historical Use) | 10000 | Cathodically Protected Steel | 1987-11-04 | 1999-11-01 | Double Walled | Pressurized
FOOD STORE | 325 PEACHTREE PKWY | CUMMING | Forsyth | 9058015 | 4201 | Flapper Valve | 2021-06-02 | FALSE | 2021-06-03 | FALSE | Currently in Use | Premium | 10000 | Composite | 1990-08-15 |  | Fiberglass Reinforced Plastic | Pressurized
JASPER GRADING & PIPELINE INC | 3145 PLEASANT GROVE RD | CUMMING | Forsyth | 9058118 | 2 |  | 1998-03-01 |  | 1998-03-01 |  | Removed from Ground | Diesel | 8000 | Epoxy | 1985-01-01 | 1998-03-11 | Fiberglass Reinforced Plastic | Pressurized
GA DOT/FORSYTH CO MTC HQ 10106 | 0 .3 MI S OF SR 9 ON CR 148 | CUMMING | Forsyth | 580029 | 106D1 |  | 1993-05-11 |  |  |  | Removed from Ground | Diesel | 2000 | Double Walled | 1993-05-11 | 1899-12-31 | Double Walled | Suction (American)
BP PRODUCTS NORTH AMERICA INC #1 | 6025 GA HWY 9 | CUMMING | Forsyth | 582000 | 6 |  | 2000-09-25 |  | 2000-09-25 |  | Removed from Ground | Gas (Historical Use) | 10000 | Double Walled | 2000-09-12 | 2003-06-25 | Double Walled | Pressurized
BP PRODUCTS NORTH AMERICA INC #1 | 6025 GA HWY 9 | CUMMING | Forsyth | 582000 | 8 |  | 2000-09-25 |  | 2000-09-25 |  | Removed from Ground | Gas (Historical Use) | 10000 | Double Walled | 2000-09-12 | 2003-06-25 | Double Walled | Pressurized
BP PRODUCTS NORTH AMERICA INC #1 | 6025 GA HWY 9 | CUMMING | Forsyth | 582000 | 9 |  | 2000-09-25 |  | 2000-09-25 |  | Removed from Ground | Gas (Historical Use) | 10000 | Double Walled | 2000-09-12 | 2003-06-25 | Double Walled | Pressurized
RaceTrac #396 - Cumming | 888 BUFORD RD | CUMMING | Forsyth | 9058026 | 6A | Overfill Alarm | 2018-06-01 | FALSE | 2018-05-01 | FALSE | Currently in Use | Diesel | 10000 | Fiberglass Double Walled | 2018-02-27 |  | Double-Walled Fiberglass | Pressurized
RaceTrac #396 - Cumming | 888 BUFORD RD | CUMMING | Forsyth | 9058026 | 6B | Overfill Alarm | 2018-06-01 | FALSE | 2018-05-01 | FALSE | Currently in Use | Diesel | 10000 | Fiberglass Double Walled | 2018-02-27 |  | Double-Walled Fiberglass | Pressurized
JASPER GRADING & PIPELINE INC | 3145 PLEASANT GROVE RD | CUMMING | Forsyth | 9058118 | 6 |  | 1998-03-01 | FALSE | 1998-03-01 | FALSE | Currently in Use | Diesel | 10000 | Galvanic (STIP-3) | 1998-03-01 |  | Fiberglass Reinforced Plastic | Pressurized
FORMER CAINE'S GROCERY | GA HWY 20 WEST | CUMMING | Forsyth | 580034 | 1 | [5 empty] | Removed from Ground | Gas (Historical Use) | 500 | Bare Steel | 1961-05-05 | 1899-12-31 | Galvanized Steel
ORRS AUTO REPAIR/CHEVRON #43249 | 502 ATLANTA RD | CUMMING | Forsyth | 580024 | 4 | [5 empty] | Removed from Ground | Gas (Historical Use) | 3000 | Bare Steel | 1964-04-28 | 1987-01-01 | Galvanized Steel
ORRS AUTO REPAIR/CHEVRON #43249 | 502 ATLANTA RD | CUMMING | Forsyth | 580024 | 1 | [5 empty] | Removed from Ground | Gas (Historical Use) | 10000 | Bare Steel | 1964-04-28 | 1987-01-01 | Galvanized Steel
SUPER A FOOD & GAS | 1310 CANTON HWY | CUMMING | Forsyth | 9058018 | ULP | Ball Float | 1995-05-01 | FALSE | 1995-05-01 | FALSE | Currently in Use | Plus | 8000 | STIP-3/Impressed Current | 1988-06-01 |  | Fiberglass Reinforced Plastic | Pressurized
CHEVRON | 2595 BUFORD DAM RD | CUMMING | Forsyth | 9058010 | 2 | Overfill Alarm | 1989-01-01 | FALSE | 1989-01-01 | FALSE | Currently in Use | Gas (Historical Use) | 8000 | Composite | 1989-01-01 |  | Fiberglass Reinforced Plastic | Pressurized
US CORPS OF ENGINEERS | BUFORD DAM RD | CUMMING | Forsyth | 9058032 | 2 | [5 empty] | Removed from Ground | Diesel | 1000 | Marked Unknown | 1991-09-05 | 1991-09-05 | Unknown
SOUTH FORSYTH HIGH SCHOOL | 585 PEACHTREE PKWY | CUMMING | Forsyth | 9058034 | 401058 | Flapper Valve | 1993-12-31 | FALSE | 1993-12-31 | TRUE | Currently in Use | Regular | 10000 | Composite | 1993-12-29 |  | Fiberglass Reinforced Plastic | Safe Suction (Euro)
BP PRODUCTS NORTH AMERICA INC #1 | 6025 GA HWY 9 | CUMMING | Forsyth | 582000 | 4 |  | 1994-10-16 |  | 1994-10-16 |  | Removed from Ground | Gas (Historical Use) | 8200 | Cathodically Protected Steel | 1987-11-04 | 1999-11-01 | Double Walled | Pressurized
HARRY'S STORE/OLDE TOWN BOTTLE S | 214 ATLANTA RD | CUMMING | Forsyth | 9000650 | 3 | [5 empty] | Removed from Ground | Gas (Historical Use) | 8000 | Bare Steel | 1979-01-01 | 1988-03-01 | Galvanized Steel | Suction (American)
FORSYTH COUNTY FIRE DEPARTMENT | 202 OLD BUFORD RD | CUMMING | Forsyth | 9058020 | 5 | [5 empty] | Removed from Ground | Empty | 2000 | Bare Steel | 1968-01-01 | 1998-01-12 | Galvanized Steel
ANDEAN MOTOR CO | 527 ATLANTA RD | CUMMING | Forsyth | 9058012 | 1 |  |  | TRUE |  | TRUE | Removed from Ground | Used Oil | 500 | Bare Steel | 1972-01-01 | 1996-02-09 | Unknown
CUMMING BP GULF | 212 MAIN ST | CUMMING | Forsyth | 9058001 | 3 | [5 empty] | Removed from Ground | Gas (Historical Use) | 3000 | Bare Steel | 1993-03-08 | 1993-03-08 | Galvanized Steel
RaceTrac #396 - Cumming | 888 BUFORD RD | CUMMING | Forsyth | 9058026 | 3 |  | 1989-01-01 | FALSE | 1989-01-01 | FALSE | Removed from Ground | Gas (Historical Use) | 12000 | Composite Double Walled | 1989-01-01 | 2018-01-10 | Flex | Pressurized
US CORPS OF ENGINEERS | BUFORD DAM RD | CUMMING | Forsyth | 9058032 | 1 | [5 empty] | Removed from Ground | Gas (Historical Use) | 2000 | Marked Unknown | 1991-09-05 | 1991-09-05 | Unknown
CORPORATE PRINTERS | 2195 PENDLEY RD N | CUMMING | Forsyth | 9058160 | 1 | [5 empty] | Removed from Ground | Gas (Historical Use) | 1000 | Not Marked/Unknown | 1999-07-20 | 1999-07-20 | Not Marked
GA DOT/FORSYTH CO MTC HQ 10106 | 0 .3 MI S OF SR 9 ON CR 148 | CUMMING | Forsyth | 580029 | 106G1 |  | 1993-05-11 |  |  |  | Removed from Ground | Gas (Historical Use) | 2000 | Double Walled | 1993-05-11 | 1899-12-31 | Double Walled | Suction (American)
ORRS AUTO REPAIR/CHEVRON #43249 | 502 ATLANTA RD | CUMMING | Forsyth | 580024 | 6 |  |  | TRUE |  | TRUE | Removed from Ground | Used Oil | 550 | Bare Steel | 1964-04-28 | 1987-01-01 | Galvanized Steel
NORTH GA RENDERING CO/GA PROTEIN | RT 12 BOX 490 | CUMMING | Forsyth | 580002 | 1 | [5 empty] | Removed from Ground | Gas (Historical Use) | 1000 | Bare Steel | 1980-04-18 | 1994-12-05 | Bare Steel
FRANKS GROCERY | 5590 DAHLONEGA HWY | CUMMING | Forsyth | 580047 | 3 | [5 empty] | Removed from Ground | Gas (Historical Use) | 1000 | Bare Steel | 1979-05-01 | 2001-05-14 | Galvanized Steel | Suction (American)
GUY PRUITT'S STORE | SPOT RD/RT 6 | CUMMING | Forsyth | 580073 | 3 | [5 empty] | Removed from Ground | Gas (Historical Use) | 2200 | Bare Steel | 1976-05-10 | 1991-10-01 | Unknown
FOOD STORE | 325 PEACHTREE PKWY | CUMMING | Forsyth | 9058015 | 4204 | Flapper Valve | 1990-08-15 | FALSE | 1990-08-15 | FALSE | Currently in Use | Diesel | 8000 | Composite | 1990-08-15 |  | Fiberglass Reinforced Plastic | Pressurized
SUPER A FOOD & GAS | 1310 CANTON HWY | CUMMING | Forsyth | 9058018 | D | Ball Float | 1995-05-01 | FALSE | 1995-05-01 | FALSE | Currently in Use | Diesel | 8000 | STIP-3/Impressed Current | 1988-06-01 |  | Fiberglass Reinforced Plastic | Pressurized
BP #01543 | 2320 ATLANTA HWY | CUMMING | Forsyth | 9058027 | 3 |  | 1989-01-01 |  | 1989-01-01 |  | Removed from Ground | Gas (Historical Use) | 10000 | Fiberglass | 1989-01-01 | 2003-03-17 | Fiberglass Reinforced Plastic | Pressurized
R&S GRADING | 4697 SHILOH RD | CUMMING | Forsyth | 9058028 | 1 | [5 empty] | Removed from Ground | Gas (Historical Use) | 2000 | Bare Steel | 1991-12-18 | 1991-12-18 | Not Marked
JASPER GRADING & PIPELINE INC | 3145 PLEASANT GROVE RD | CUMMING | Forsyth | 9058118 | 3 | [5 empty] | Removed from Ground | Empty | 5000 | Cathodically Protected Steel | 1985-01-01 | 1998-02-01 | Galvanized Steel | Suction (American)
EDITH BAGWELL ESTATE/SMALLWOOD P | 2265 ATLANTA HWY | CUMMING | Forsyth | 9058092 | 3 | [5 empty] | Removed from Ground | Gas (Historical Use) | 8000 | Epoxy | 1965-01-01 | 1995-01-29 | Galvanized Steel
HLBE ENTERPRISE | 3117 CANTON HWY | CUMMING | Forsyth | 9058081 | 4 | [5 empty] | Removed from Ground | Diesel | 7500 | Bare Steel | 1961-04-24 | 1994-04-08 | Bare Steel | Suction (American)
GA DOT/FORSYTH CO MTC HQ 10106 | 0 .3 MI S OF SR 9 ON CR 148 | CUMMING | Forsyth | 580029 | 10601-2 | [5 empty] | Removed from Ground | Diesel | 1000 | Bare Steel | 1967-05-04 | 1993-05-11 | Galvanized Steel
GA DOT/FORSYTH CO MTC HQ 10106 | 0 .3 MI S OF SR 9 ON CR 148 | CUMMING | Forsyth | 580029 | 10601-1 | [5 empty] | Removed from Ground | Gas (Historical Use) | 2000 | Bare Steel | 1967-05-04 | 1993-05-11 | Galvanized Steel
JOYCE & GUY'S GROCERY/(FORMER | GA HWY 369 & BARRETT RD | CUMMING | Forsyth | 580018 | 1 | [5 empty] | Removed from Ground | Gas (Historical Use) | 550 | Bare Steel | 1976-04-25 | 1992-12-15 | Galvanized Steel
QUICKSTOP #2 | 337 CANTON RD | CUMMING | Forsyth | 580067 | 1 | [5 empty] | Removed from Ground | Gas (Historical Use) | 10152 | Bare Steel | 1980-05-06 | 1989-12-01 | Galvanized Steel
BIG CREEK ELEM SCHOOL | 1994 PEACHTREE PKWY | CUMMING | Forsyth | 580059 | 1 | [5 empty] | Removed from Ground | Diesel | 3000 | Bare Steel | 1978-05-07 | 1988-08-01 | Galvanized Steel
WEST FORSYTH FUEL | 4664 CANTON HWY | CUMMING | Forsyth | 580093 | 6 | Ball Float | 2006-08-01 | FALSE | 2006-08-01 | FALSE | Currently in Use | Diesel | 8000 | Composite | 2006-08-01 |  | Double-Walled Fiberglass | Pressurized
WEST FORSYTH FUEL | 4664 CANTON HWY | CUMMING | Forsyth | 580093 | PREMIUM | Ball Float | 1993-12-01 |  | 1993-12-01 |  | Removed from Ground | Gas (Historical Use) | 6000 | Galvanic (STIP-3) | 1988-06-01 | 2005-12-19 | Fiberglass Reinforced Plastic | Pressurized
EZ GO MARKET | 334 CANTON HWY | CUMMING | Forsyth | 580091 | 1 | [5 empty] | Removed from Ground | Gas (Historical Use) | 5000 | Bare Steel | 1966-05-26 | 1996-07-17 | Unknown
HUMPHRIES READY MIX CO | CASTLEBERRY RD | CUMMING | Forsyth | 670475 | 1AST | [5 empty] | Permanently Out of Use - historical purposes | Diesel | 8000 | Bare Steel | 1981-01-15 | 1899-12-31 | Galvanized Steel
RaceTrac #396 - Cumming | 888 BUFORD RD | CUMMING | Forsyth | 9058026 | 5A | Overfill Alarm | 2018-06-01 | FALSE | 2018-05-01 | FALSE | Currently in Use | Premium | 10000 | Fiberglass Double Walled | 2018-02-27 |  | Double-Walled Fiberglass | Pressurized
CUMMING SHELL | 720 ATLANTA HWY | CUMMING | Forsyth | 9058130 | 1 | Ball Float | 1996-08-01 | FALSE | 1996-08-01 | FALSE | Currently in Use | Regular | 15000 | Fiberglass | 1996-05-01 |  | Fiberglass Reinforced Plastic | Pressurized
BAGWELL & SPEARS INC MIDWAY GULF | HWY 9 | CUMMING | Forsyth | 280074 | 3 | [5 empty] | Removed from Ground | Gas (Historical Use) | 1000 | Bare Steel | 1976-05-07 | 1989-07-01 | Galvanized Steel | Safe Suction (Euro)
COUNTRY CUPBOARD #14 | BUFORD HWY @ GA HWY 400 | CUMMING | Forsyth | 580068 | 3 | [5 empty] | Removed from Ground | Gas (Historical Use) | 10027 | Bare Steel | 1983-05-06 | 1991-04-01 | Galvanized Steel
DUCKTOWN 66 | 2717 GA HWY 20 WEST | CUMMING | Forsyth | 580071 | 3 | [5 empty] | Removed from Ground | Gas (Historical Use) | 4000 | Bare Steel | 1978-04-30 | 1991-08-14 | Galvanized Steel | Safe Suction (Euro)
BP PRODUCTS NORTH AMERICA INC #1 | 6025 GA HWY 9 | CUMMING | Forsyth | 582000 | 5 |  | 1994-10-16 |  | 1994-10-16 |  | Removed from Ground | Kerosene | 5200 | Cathodically Protected Steel | 1987-11-04 | 1999-11-03 | Double Walled | Pressurized
HARRY'S STORE/OLDE TOWN BOTTLE S | 214 ATLANTA RD | CUMMING | Forsyth | 9000650 | 2 | [5 empty] | Removed from Ground | Gas (Historical Use) | 8000 | Bare Steel | 1978-05-01 | 1988-03-01 | Galvanized Steel | Suction (American)
GA FC-FORSYTH CO UNIT | 1204 CANTON HWY | CUMMING | Forsyth | 9058016 | 3 |  | 1991-11-08 |  | 1991-11-08 |  | Removed from Ground | Diesel | 1000 | Cathodically Protected Steel | 1991-11-08 | 1998-02-24 | Cathodically Protected | Safe Suction (Euro)
SUPER A FOOD & GAS | 1310 CANTON HWY | CUMMING | Forsyth | 9058018 | UL | Ball Float | 1995-05-01 | FALSE | 1995-05-01 | FALSE | Currently in Use | Regular | 8000 | STIP-3/Impressed Current | 1988-06-01 |  | Fiberglass Reinforced Plastic | Pressurized
ORRS AUTO REPAIR/CHEVRON #43249 | 502 ATLANTA RD | CUMMING | Forsyth | 580024 | 3 | [5 empty] | Removed from Ground | Gas (Historical Use) | 3000 | Bare Steel | 1964-04-28 | 1987-01-01 | Galvanized Steel
W E HOLCOMB | NE CORNER GA HWY 9 & GA HWY 369 | CUMMING | Forsyth | 580017 | 1 | [5 empty] | Removed from Ground | Gas (Historical Use) | 1000 | Bare Steel | 1976-04-25 | 1991-07-16 | Galvanized Steel
NORTH GA RENDERING CO/GA PROTEIN | RT 12 BOX 490 | CUMMING | Forsyth | 580002 | 3 |  |  | TRUE |  | TRUE | Removed from Ground | Used Oil | 1000 | Bare Steel | 1985-04-17 | 1994-12-05 | Bare Steel
A&L KWIK SHOP #9 | 115 CANTON RD | CUMMING | Forsyth | 580053 | 2 | Ball Float | 1997-02-01 | FALSE | 1997-02-01 | FALSE | Currently in Use | Regular | 8000 | Steel-Impressed Current | 1997-10-07 |  | Steel (Impressed Current) | Pressurized
QUICKSTOP #2 | 337 CANTON RD | CUMMING | Forsyth | 580067 | 603 | Ball Float | 1989-12-18 | FALSE | 1989-12-18 | FALSE | Currently in Use | Diesel | 8000 | Composite | 1989-12-18 |  | Fiberglass Reinforced Plastic | Pressurized
DUCKTOWN 66 | 2717 GA HWY 20 WEST | CUMMING | Forsyth | 580071 | 2 | [5 empty] | Removed from Ground | Gas (Historical Use) | 4000 | Bare Steel | 1978-04-30 | 1991-08-14 | Galvanized Steel | Safe Suction (Euro)
FORMER CAINE'S GROCERY | GA HWY 20 WEST | CUMMING | Forsyth | 580034 | 3 | [5 empty] | Removed from Ground | Gas (Historical Use) | 1000 | Bare Steel | 1964-01-01 | 1899-12-31 | Galvanized Steel
FRANKS GROCERY | 5590 DAHLONEGA HWY | CUMMING | Forsyth | 580047 | 2 | [5 empty] | Removed from Ground | Gas (Historical Use) | 1000 | Bare Steel | 1971-05-03 | 2001-05-14 | Galvanized Steel | Suction (American)
COUNTRY CUPBOARD #14 | BUFORD HWY @ GA HWY 400 | CUMMING | Forsyth | 580068 | 1 | [5 empty] | Removed from Ground | Gas (Historical Use) | 6110 | Bare Steel | 1983-05-06 | 1991-04-01 | Galvanized Steel
WEST FORSYTH FUEL | 4664 CANTON HWY | CUMMING | Forsyth | 580093 | 1 | [5 empty] | Removed from Ground | Gas (Historical Use) | 2000 | Bare Steel | 1974-06-02 | 1988-01-01 | Galvanized Steel
WEST FORSYTH FUEL | 4664 CANTON HWY | CUMMING | Forsyth | 580093 | 7 | Flapper Valve | 2006-08-01 | FALSE | 2006-08-01 | FALSE | Currently in Use | Diesel Off Road | 4000 | Composite | 2006-08-01 |  | Double-Walled Fiberglass | Safe Suction (Euro)
THE CUPBOARD #5 | 3275 DAHLONEGA HWY | CUMMING | Forsyth | 580095 | 2 | Ball Float | 1993-08-03 | FALSE | 1993-08-03 | FALSE | Currently in Use | Premium | 10000 | Fiberglass | 1986-12-01 |  | Fiberglass Reinforced Plastic | Pressurized
KWIK WAY FOODS | 1515 PEACHTREE RD | CUMMING | Forsyth | 580078 | 1 |  | 1999-01-11 |  | 1999-01-11 |  | Removed from Ground | Gas (Historical Use) | 10000 | Steel-Impressed Current | 1984-05-07 | 2003-10-16 | Cathodically Protected | Suction (American)
RaceTrac #396 - Cumming | 888 BUFORD RD | CUMMING | Forsyth | 9058026 | 5B | Overfill Alarm | 2018-06-01 | FALSE | 2018-05-01 | FALSE | Currently in Use | E-85 | 10000 | Fiberglass Double Walled | 2018-02-27 |  | Double-Walled Fiberglass | Pressurized
BP #01543 | 2320 ATLANTA HWY | CUMMING | Forsyth | 9058027 | 4 |  | 1997-01-01 | FALSE | 1997-01-01 | FALSE | Removed from Ground | Diesel | 10000 | Fiberglass | 1997-10-01 | 2003-03-17 | Fiberglass Reinforced Plastic | Pressurized
CUMMING SHELL | 720 ATLANTA HWY | CUMMING | Forsyth | 9058130 | 3 | Flapper Valve | 1996-08-01 | FALSE | 1996-08-01 | FALSE | Currently in Use | Diesel | 8000 | Fiberglass | 1996-05-01 |  | Fiberglass Reinforced Plastic | Pressurized
W E HOLCOMB | NE CORNER GA HWY 9 & GA HWY 369 | CUMMING | Forsyth | 580017 | 2 | [5 empty] | Removed from Ground | Gas (Historical Use) | 1000 | Bare Steel | 1976-04-25 | 1991-07-16 | Galvanized Steel
NINTH DISTRICT OPPORTUNITY INC | 133 SAMARITAN DR | CUMMING | Forsyth | 580004 | 3 |  |  | FALSE |  | FALSE | Removed from Ground | Diesel | 2000 | Double Walled | 1995-01-01 | 1899-12-31 | Galvanized Steel | Suction (American)
DUCKTOWN 66 | 2717 GA HWY 20 WEST | CUMMING | Forsyth | 580071 | 1 | [5 empty] | Removed from Ground | Gas (Historical Use) | 4000 | Bare Steel | 1978-04-30 | 1991-08-14 | Galvanized Steel | Safe Suction (Euro)
SAWNEE ELEM SCHOOL | 1616 CANTON HWY | CUMMING | Forsyth | 580063 | 1 | [5 empty] | Removed from Ground | Diesel | 3000 | Bare Steel | 1978-05-07 | 1994-01-01 | Galvanized Steel
MIDWAY GULF | GA HWY 9 | CUMMING | Forsyth | 580057 | 2 | [5 empty] | Removed from Ground | Gas (Historical Use) | 1000 | Bare Steel | 1966-05-10 | 1989-07-03 | Galvanized Steel
THE CUPBOARD #5 | 3275 DAHLONEGA HWY | CUMMING | Forsyth | 580095 | 4 | Ball Float | 1993-08-03 | FALSE | 1993-08-03 | FALSE | Temporarily out of use | Diesel | 2000 | Fiberglass | 1986-12-01 |  | Fiberglass Reinforced Plastic | Pressurized
HLBE ENTERPRISE | 3117 CANTON HWY | CUMMING | Forsyth | 9058081 | 1 | [5 empty] | Removed from Ground | Gas (Historical Use) | 5000 | Bare Steel | 1961-04-24 | 1994-04-08 | Bare Steel | Suction (American)
WHITMIRE'S AMOCO | 202 DAHLONEGA ST | CUMMING | Forsyth | 580006 | 2 | [5 empty] | Removed from Ground | Other | 2000 | Bare Steel | 1985-03-14 | 2001-08-29 | Galvanized Steel
NINTH DISTRICT OPPORTUNITY INC | 133 SAMARITAN DR | CUMMING | Forsyth | 580004 | 2 | [5 empty] | Removed from Ground | Diesel | 250 | Bare Steel | 1982-03-01 | 1998-11-01 | Copper
LOY J GROGAN | RT 3 | CUMMING | Forsyth | 580048 | 2 | [5 empty] | Removed from Ground | Gas (Historical Use) | 500 | Bare Steel | 1966-05-04 | 1988-06-01 | Galvanized Steel
GUY PRUITT'S STORE | SPOT RD/RT 6 | CUMMING | Forsyth | 580073 | 1 | [5 empty] | Removed from Ground | Gas (Historical Use) | 2200 | Bare Steel | 1976-05-10 | 1991-10-01 | Unknown
QUICKSTOP #2 | 337 CANTON RD | CUMMING | Forsyth | 580067 | 3 | [5 empty] | Removed from Ground | Gas (Historical Use) | 10152 | Bare Steel | 1980-05-06 | 1989-12-01 | Galvanized Steel
HLBE ENTERPRISE | 3117 CANTON HWY | CUMMING | Forsyth | 9058081 | 5 | [5 empty] | Removed from Ground | Diesel | 3000 | Bare Steel | 1961-04-24 | 1994-04-08 | Bare Steel | Suction (American)
PBG INC | 1485 REDI RD | CUMMING | Forsyth | 580049 | 1 | [5 empty] | Removed from Ground | Other | 3000 | Bare Steel | 1982-05-01 | 1989-09-01 | Unknown
GOLD KIST STORE | SPOT RD | CUMMING | Forsyth | 580075 | 1 | [5 empty] | Removed from Ground | Gas (Historical Use) | 3000 | Bare Steel | 1976-05-10 | 1990-10-24 | Galvanized Steel
GUY PRUITT'S STORE | SPOT RD/RT 6 | CUMMING | Forsyth | 580073 | 4 | [5 empty] | Removed from Ground | Diesel | 560 | Bare Steel | 1976-05-10 | 1991-10-01 | Unknown
WEST FORSYTH FUEL | 4664 CANTON HWY | CUMMING | Forsyth | 580093 | 4 | Ball Float | 2006-08-01 | FALSE | 2006-08-01 | FALSE | Currently in Use | Regular | 8000 | Composite | 2006-08-01 |  | Double-Walled Fiberglass | Pressurized
WEST FORSYTH FUEL | 4664 CANTON HWY | CUMMING | Forsyth | 580093 | 5 | Ball Float | 2006-08-01 | FALSE | 2006-08-01 | FALSE | Currently in Use | Premium | 4000 | Composite | 2006-08-01 |  | Double-Walled Fiberglass | Pressurized
WEST FORSYTH FUEL | 4664 CANTON HWY | CUMMING | Forsyth | 580093 | K-1 | Ball Float | 1993-12-01 |  | 1993-12-01 |  | Removed from Ground | Kerosene | 1000 | Galvanic (STIP-3) | 1988-06-01 | 2005-12-19 | Fiberglass Reinforced Plastic | Suction (American)
KWIK WAY FOODS | 1515 PEACHTREE RD | CUMMING | Forsyth | 580078 | 5 |  | 1999-01-11 |  | 1999-01-11 |  | Removed from Ground | Kerosene | 2019 | Steel-Impressed Current | 1987-01-01 | 2003-10-16 | Cathodically Protected | Suction (American)
KWIK WAY FOODS | 1515 PEACHTREE RD | CUMMING | Forsyth | 580078 | 4 |  | 1999-01-11 |  | 1999-01-11 |  | Removed from Ground | Diesel | 1002 | Steel-Impressed Current | 1987-01-01 | 2003-10-16 | Cathodically Protected | Suction (American)
HUMPHRIES READY MIX CO | CASTLEBERRY RD | CUMMING | Forsyth | 670475 | 2 | [5 empty] | Currently in Use | Diesel | 5000 | Bare Steel | 1981-01-15 |  | Galvanized Steel
WHITMIRE'S AMOCO | 202 DAHLONEGA ST | CUMMING | Forsyth | 580006 | 1 | [5 empty] | Removed from Ground | Other | 2000 | Bare Steel | 1985-03-14 | 2001-08-28 | Galvanized Steel
SEFZIK PROPERTY/FORMER GAS STA | 3710 BROWNS BRIDGE RD | CUMMING | Forsyth | 9058029 | DUMMY | [5 empty] | Permanently Out of Use - historical purposes | Gas (Historical Use) | 0 | Marked Unknown |  | 1899-12-31 | Unknown
HLBE ENTERPRISE | 3117 CANTON HWY | CUMMING | Forsyth | 9058081 | 3 | [5 empty] | Removed from Ground | Gas (Historical Use) | 4000 | Bare Steel | 1961-04-24 | 1994-04-08 | Bare Steel | Suction (American)
BP PRODUCTS NORTH AMERICA INC #1 | 6025 GA HWY 9 | CUMMING | Forsyth | 582000 | 3 |  | 1994-10-16 |  | 1994-10-16 |  | Removed from Ground | Gas (Historical Use) | 8200 | Cathodically Protected Steel | 1987-11-04 | 1999-11-01 | Double Walled | Pressurized
GA FC-FORSYTH CO UNIT | 1204 CANTON HWY | CUMMING | Forsyth | 9058016 | 2 | [5 empty] | Removed from Ground | Gas (Historical Use) | 2000 | Cathodically Protected Steel | 1991-06-01 | 1991-10-28 | Cathodically Protected | Safe Suction (Euro)
SUPER A FOOD & GAS | 1310 CANTON HWY | CUMMING | Forsyth | 9058018 | K-1 | Flapper Valve | 1995-05-01 | FALSE | 1995-05-01 | FALSE | Currently in Use | Diesel Off Road | 8000 | STIP-3/Impressed Current | 1988-06-01 |  | Fiberglass Reinforced Plastic | Safe Suction (Euro)
NORTH GA RENDERING CO/GA PROTEIN | RT 12 BOX 490 | CUMMING | Forsyth | 580002 | 2 | [5 empty] | Removed from Ground | Gas (Historical Use) | 2000 | Bare Steel | 1980-04-18 | 1994-12-05 | Bare Steel
FRANKS GROCERY | 5590 DAHLONEGA HWY | CUMMING | Forsyth | 580047 | 1 | [5 empty] | Removed from Ground | Gas (Historical Use) | 1000 | Bare Steel | 1971-05-03 | 2001-05-14 | Galvanized Steel | Suction (American)
SPEEDWAY #13/STARVIN MARVIN #13 | 602 ATLANTA RD | CUMMING | Forsyth | 580056 | 1 | [5 empty] | Removed from Ground | Gas (Historical Use) | 6000 | Bare Steel | 1967-03-22 | 1995-02-14 | Galvanized Steel
CHAMBERS STORE | 5465 JOT-EM-DOWN RD | CUMMING | Forsyth | 9058013 | 2 | [5 empty] | Removed from Ground | Gas (Historical Use) | 550 | Bare Steel | 1966-01-01 | 1991-07-31 | Galvanized Steel
CUMMING BP GULF | 212 MAIN ST | CUMMING | Forsyth | 9058001 | 4 | [5 empty] | Removed from Ground | Diesel | 1000 | Bare Steel | 1993-03-08 | 1993-03-08 | Galvanized Steel
BP #01543 | 2320 ATLANTA HWY | CUMMING | Forsyth | 9058027 | 2 |  | 1989-01-01 |  | 1988-01-01 |  | Removed from Ground | Gas (Historical Use) | 10000 | Fiberglass | 1989-01-01 | 2003-03-17 | Fiberglass Reinforced Plastic | Pressurized
JASPER GRADING & PIPELINE INC | 3145 PLEASANT GROVE RD | CUMMING | Forsyth | 9058118 | 4 | [5 empty] | Removed from Ground | Empty | 4000 | Cathodically Protected Steel | 1985-01-01 | 1998-02-01 | Galvanized Steel | Suction (American)
JASPER GRADING & PIPELINE INC | 3145 PLEASANT GROVE RD | CUMMING | Forsyth | 9058118 | 5 |  | 1998-03-01 | FALSE | 1998-03-01 | FALSE | Currently in Use | Diesel | 8000 | Galvanic (STIP-3) | 1998-03-01 |  | Fiberglass Reinforced Plastic | Pressurized
EDITH BAGWELL ESTATE/SMALLWOOD P | 2265 ATLANTA HWY | CUMMING | Forsyth | 9058092 | 2 | [5 empty] | Removed from Ground | Gas (Historical Use) | 4000 | Epoxy | 1955-01-01 | 1995-01-29 | Galvanized Steel
HLBE ENTERPRISE | 3117 CANTON HWY | CUMMING | Forsyth | 9058081 | 6 | [5 empty] | Removed from Ground | Kerosene | 3000 | Bare Steel | 1994-04-08 | 1994-04-08 | Bare Steel | Suction (American)
QUICKSTOP #2 | 337 CANTON RD | CUMMING | Forsyth | 580067 | 602 | Ball Float | 1989-12-18 | FALSE | 1989-12-18 | FALSE | Currently in Use | Premium | 10000 | Composite | 1989-12-18 |  | Fiberglass Reinforced Plastic | Pressurized
WEST FORSYTH FUEL | 4664 CANTON HWY | CUMMING | Forsyth | 580093 | DIESEL | Ball Float | 1993-12-01 |  | 1993-12-01 |  | Removed from Ground | Diesel | 4000 | Galvanic (STIP-3) | 1988-06-01 | 2005-12-19 | Fiberglass Reinforced Plastic | Suction (American)
HUMPHRIES READY MIX CO | CASTLEBERRY RD | CUMMING | Forsyth | 670475 | 2AST | [5 empty] | Permanently Out of Use - historical purposes | Diesel | 5000 | Bare Steel | 1981-01-15 | 1899-12-31 | Galvanized Steel
FORSYTH BRAKE & TUNE-UP CTR/TOM | 335 CANTON HWY | CUMMING | Forsyth | 9058087 | 2 | [5 empty] | Removed from Ground | Gas (Historical Use) | 6000 | Bare Steel | 1976-01-01 | 1991-04-19 | Galvanized Steel
HEARD & VERNON GRAATOR | GA HWY 9 | CUMMING | Forsyth | 580031 | 1 | [5 empty] | Removed from Ground | Gas (Historical Use) | 550 | Bare Steel | 1961-05-05 | 1988-09-01 | Unknown | Suction (American)
JOYCE & GUY'S GROCERY/(FORMER | GA HWY 369 & BARRETT RD | CUMMING | Forsyth | 580018 | 2 | [5 empty] | Removed from Ground | Gas (Historical Use) | 550 | Bare Steel | 1976-04-25 | 1992-12-15 | Galvanized Steel
SPEEDWAY #13/STARVIN MARVIN #13 | 602 ATLANTA RD | CUMMING | Forsyth | 580056 | 2 | [5 empty] | Removed from Ground | Gas (Historical Use) | 6000 | Bare Steel | 1967-03-22 | 1995-02-14 | Galvanized Steel
MCCONNELL GROCERY | 6565 HEARDSVILLE RD | CUMMING | Forsyth | 580083 | 3 | [5 empty] | Removed from Ground | Gas (Historical Use) | 1000 | Bare Steel | 1971-05-12 | 2000-03-01 | Galvanized Steel
FORSYTH BRAKE & TUNE-UP CTR/TOM | 335 CANTON HWY | CUMMING | Forsyth | 9058087 | 3 | [5 empty] | Removed from Ground | Gas (Historical Use) | 4000 | Bare Steel | 1976-01-01 | 1991-04-19 | Galvanized Steel
FORSYTH CO HIGH SCHOOL | 520 TRIBBLE GAP RD | CUMMING | Forsyth | 580065 | 1 | [5 empty] | Closed in Ground | Gas (Historical Use) | 2500 | Bare Steel | 1966-05-10 | 1974-09-01 | Galvanized Steel
THE CUPBOARD #5 | 3275 DAHLONEGA HWY | CUMMING | Forsyth | 580095 | 3 | Ball Float | 1993-08-03 | FALSE | 1993-08-03 | FALSE | Currently in Use | Plus | 8000 | Fiberglass | 1986-12-01 |  | Galvanized Steel | Pressurized
COUNTRY CUPBOARD #14 | BUFORD HWY @ GA HWY 400 | CUMMING | Forsyth | 580068 | 2 | [5 empty] | Removed from Ground | Gas (Historical Use) | 10027 | Bare Steel | 1983-05-06 | 1991-04-01 | Galvanized Steel
DUCKTOWN 66 | 2717 GA HWY 20 WEST | CUMMING | Forsyth | 580071 | 4 | [5 empty] | Removed from Ground | Gas (Historical Use) | 8000 | Bare Steel | 1978-04-30 | 1991-08-14 | Galvanized Steel | Safe Suction (Euro)
DUCKTOWN 66 | 2717 GA HWY 20 WEST | CUMMING | Forsyth | 580071 | 5 | [5 empty] | Removed from Ground | Diesel | 8000 | Bare Steel | 1978-04-30 | 1991-08-14 | Galvanized Steel | Safe Suction (Euro)
WEST FORSYTH FUEL | 4664 CANTON HWY | CUMMING | Forsyth | 580093 | ULP | Ball Float | 1993-12-01 |  | 1993-12-01 |  | Removed from Ground | Gas (Historical Use) | 8000 | Galvanic (STIP-3) | 1988-06-01 | 2005-12-19 | Fiberglass Reinforced Plastic | Pressurized
THE CUPBOARD #5 | 3275 DAHLONEGA HWY | CUMMING | Forsyth | 580095 | 1 | Ball Float | 1993-08-03 | FALSE | 1993-08-03 | FALSE | Currently in Use | Regular | 10000 | Fiberglass | 1986-12-01 |  | Fiberglass Reinforced Plastic | Pressurized
GA MARBLE/CUMMING | DAVE CREEK RD | CUMMING | Forsyth | 580089 | 2 | [5 empty] | Removed from Ground | Kerosene | 500 | Bare Steel |  | 1899-12-31 | Galvanized Steel
MCCONNELL GROCERY | 6565 HEARDSVILLE RD | CUMMING | Forsyth | 580083 | 2 | [5 empty] | Removed from Ground | Gas (Historical Use) | 1000 | Bare Steel | 1971-05-12 | 2000-03-01 | Galvanized Steel
DUCKTOWN 66 | 2717 GA HWY 20 WEST | CUMMING | Forsyth | 580071 | 6 | [5 empty] | Removed from Ground | Kerosene | 4000 | Cathodically Protected Steel | 1978-05-07 | 1991-07-01 | Galvanized Steel
SAWNEE ELEM SCHOOL | 1616 CANTON HWY | CUMMING | Forsyth | 580063 | 401059 | Ball Float | 1993-12-31 | FALSE | 1993-12-31 | FALSE | Currently in Use | Diesel | 10000 | Composite | 1993-12-31 |  | Fiberglass Reinforced Plastic | Pressurized
MIDWAY GULF | GA HWY 9 | CUMMING | Forsyth | 580057 | 3 | [5 empty] | Removed from Ground | Gas (Historical Use) | 1000 | Bare Steel | 1966-05-10 | 1989-07-03 | Galvanized Steel
EZ GO MARKET | 334 CANTON HWY | CUMMING | Forsyth | 580091 | 3 | [5 empty] | Removed from Ground | Gas (Historical Use) | 1 | Bare Steel | 1976-05-23 | 1996-07-17 | Unknown
MCCONNELL GROCERY | 6565 HEARDSVILLE RD | CUMMING | Forsyth | 580083 | 1 | [5 empty] | Removed from Ground | Gas (Historical Use) | 2000 | Bare Steel | 1971-05-12 | 2000-03-01 | Galvanized Steel
BST/CUMMING/R3133 | 201 DAHLONEGA ST | CUMMING | Forsyth | 580085 | 1 |  | 1973-01-01 |  | 1973-01-01 |  | Removed from Ground | Other | 10000 | Bare Steel | 1974-01-04 | 1997-07-10 | Copper | Suction (American)
PETROFAST FOOD STORES #14 | 5035 GA HWY 400 | CUMMING | Forsyth | 9058147 | 4 | Ball Float | 2008-02-01 | FALSE | 2008-02-01 | FALSE | Currently in Use | Diesel On Road | 10000 | Steel-Impressed Current | 1982-01-01 |  | Fiberglass Reinforced Plastic | Pressurized
LEON JONES FEED & GRAIN | 6590 BANNISTER RD | CUMMING | Forsyth | 9058149 | 1 | [5 empty] | Removed from Ground | Diesel | 12000 | Not Marked/Unknown | 1998-12-03 | 1998-12-03 | Not Marked
SAWNEE EMC/MAIN OFFICE | 543 ATLANTA RD | CUMMING | Forsyth | 9000184 | 4 | [5 empty] | Removed from Ground | Gas (Historical Use) | 10000 | Bare Steel | 1983-04-12 | 1996-11-01 | Galvanized Steel | Suction (American)
SAWNEE EMC/MAIN OFFICE | 543 ATLANTA RD | CUMMING | Forsyth | 9000184 | 7 | [5 empty] | Removed from Ground | Gas (Historical Use) | 140 | Bare Steel | 1970-04-15 | 1991-05-01 | Galvanized Steel
SAWNEE EMC/MAIN OFFICE | 543 ATLANTA RD | CUMMING | Forsyth | 9000184 | 5 | [5 empty] | Removed from Ground | Diesel | 5000 | Bare Steel | 1983-04-12 | 1996-11-11 | Galvanized Steel | Suction (American)
SAWNEE EMC/MAIN OFFICE | 543 ATLANTA RD | CUMMING | Forsyth | 9000184 | 15 | Ball Float | 2009-03-01 | FALSE | 2009-03-01 | FALSE | Currently in Use | Diesel | 12000 | Tank Jacket | 2009-03-01 |  | Double-Walled Fiberglass | Pressurized
ORRS AUTO REPAIR/CHEVRON #43249 | 502 ATLANTA RD | CUMMING | Forsyth | 580024 | 2 | [5 empty] | Removed from Ground | Gas (Historical Use) | 8000 | Bare Steel | 1964-04-28 | 1987-01-01 | Galvanized Steel
LOY J GROGAN | RT 3 | CUMMING | Forsyth | 580048 | 1 | [5 empty] | Removed from Ground | Gas (Historical Use) | 1000 | Bare Steel | 1966-05-04 | 1988-06-01 | Galvanized Steel
SPEEDWAY #13/STARVIN MARVIN #13 | 602 ATLANTA RD | CUMMING | Forsyth | 580056 | 3 | [5 empty] | Removed from Ground | Gas (Historical Use) | 6000 | Bare Steel | 1967-03-22 | 1995-02-14 | Galvanized Steel
A&L KWIK SHOP #9 | 115 CANTON RD | CUMMING | Forsyth | 580053 | 3 | Ball Float | 1997-02-01 | FALSE | 1997-02-01 | FALSE | Currently in Use | Premium | 8000 | Steel-Impressed Current | 1997-10-07 |  | Steel (Impressed Current) | Pressurized
AT&T | SAWNEE MTN/HWY 20 | CUMMING | Forsyth | 580072 | 1 | [5 empty] | Removed from Ground | Diesel | 10000 | Bare Steel | 1992-10-20 | 1992-10-20 | Unknown
WEST FORSYTH FUEL | 4664 CANTON HWY | CUMMING | Forsyth | 580093 | 2 | [5 empty] | Removed from Ground | Gas (Historical Use) | 2000 | Bare Steel | 1974-06-02 | 1988-01-01 | Galvanized Steel
KWIK WAY FOODS | 1515 PEACHTREE RD | CUMMING | Forsyth | 580078 | 2 |  | 1999-01-11 |  | 1999-01-11 |  | Removed from Ground | Gas (Historical Use) | 4010 | Steel-Impressed Current | 1984-05-07 | 2003-10-16 | Cathodically Protected | Suction (American)
ED BURRUSS | RT 1 | CUMMING | Forsyth | 580015 | 1 | [5 empty] | Removed from Ground | Gas (Historical Use) | 550 | Bare Steel | 1976-04-25 | 1988-08-01 | Galvanized Steel
WEST FORSYTH FUEL | 4664 CANTON HWY | CUMMING | Forsyth | 580093 | 3 | [5 empty] | Removed from Ground | Gas (Historical Use) | 2500 | Bare Steel | 1981-05-31 | 1988-01-01 | Galvanized Steel
KWIK WAY FOODS | 1515 PEACHTREE RD | CUMMING | Forsyth | 580078 | 3 |  | 1999-01-11 |  | 1999-01-11 |  | Removed from Ground | Gas (Historical Use) | 10152 | Steel-Impressed Current | 1984-05-07 | 2003-10-16 | Cathodically Protected | Suction (American)
MIDWAY GULF | GA HWY 9 | CUMMING | Forsyth | 580057 | 1 | [5 empty] | Removed from Ground | Gas (Historical Use) | 1000 | Bare Steel | 1966-05-10 | 1989-07-03 | Galvanized Steel
GA MARBLE/CUMMING | DAVE CREEK RD | CUMMING | Forsyth | 580089 | 1 | [5 empty] | Removed from Ground | Gas (Historical Use) | 8000 | Bare Steel | 1994-04-01 | 1994-04-01 | Galvanized Steel
ORRS AUTO REPAIR/CHEVRON #43249 | 502 ATLANTA RD | CUMMING | Forsyth | 580024 | 5 | [5 empty] | Removed from Ground | Gas (Historical Use) | 3000 | Bare Steel | 1964-04-28 | 1987-01-01 | Galvanized Steel
ORRS AUTO REPAIR/CHEVRON #43249 | 502 ATLANTA RD | CUMMING | Forsyth | 580024 | 7 |  |  | TRUE |  | TRUE | Removed from Ground | Used Oil | 3000 | Bare Steel | 1988-01-01 | 1993-12-28 | Bare Steel
FORSYTH CO ADMIN BLDG | GA HWY 9 & MASON ST | CUMMING | Forsyth | 9058093 | 1 | [5 empty] | Closed in Ground | Other | 500 | Not Marked/Unknown | 1995-03-29 | 1995-03-29 | Unknown
TRONCALLI DODGE | 301 ATLANTA HWY | CUMMING | Forsyth | 9058083 | 1 |  |  | TRUE |  | TRUE | Removed from Ground | Used Oil | 550 | Bare Steel | 1994-04-07 | 1994-04-07 | Galvanized Steel | Gravity Fed
BAGWELL & SPEARS INC MIDWAY GULF | HWY 9 | CUMMING | Forsyth | 280074 | 1 | [5 empty] | Removed from Ground | Gas (Historical Use) | 1000 | Bare Steel | 1976-05-07 | 1989-07-01 | Galvanized Steel | Safe Suction (Euro)
FORMER CAINE'S GROCERY | GA HWY 20 WEST | CUMMING | Forsyth | 580034 | 2 | [5 empty] | Removed from Ground | Gas (Historical Use) | 500 | Bare Steel | 1964-01-01 | 1899-12-31 | Galvanized Steel
SPEEDWAY #13/STARVIN MARVIN #13 | 602 ATLANTA RD | CUMMING | Forsyth | 580056 | 5 | [5 empty] | Removed from Ground | Diesel | 4000 | Bare Steel | 1980-03-18 | 1995-02-14 | Galvanized Steel
SPEEDWAY #13/STARVIN MARVIN #13 | 602 ATLANTA RD | CUMMING | Forsyth | 580056 | 4 | [5 empty] | Removed from Ground | Gas (Historical Use) | 3000 | Bare Steel | 1974-03-20 | 1995-02-14 | Galvanized Steel
AT&T | SAWNEE MTN/HWY 20 | CUMMING | Forsyth | 580072 | 2 | [5 empty] | Removed from Ground | Diesel | 560 | Bare Steel | 1992-10-20 | 1992-10-20 | Unknown
WEST FORSYTH FUEL | 4664 CANTON HWY | CUMMING | Forsyth | 580093 | UL | Ball Float | 1993-12-01 |  | 1993-12-01 |  | Removed from Ground | Gas (Historical Use) | 8000 | Galvanic (STIP-3) | 1987-05-01 | 2005-12-19 | Fiberglass Reinforced Plastic | Pressurized
A&L KWIK SHOP #9 | 115 CANTON RD | CUMMING | Forsyth | 580053 | 1 | Ball Float | 1997-02-01 | FALSE | 1997-02-01 | FALSE | Currently in Use | Regular | 10000 | Steel-Impressed Current | 1997-10-07 |  | Steel (Impressed Current) | Pressurized
AT&T | SAWNEE MTN/HWY 20 | CUMMING | Forsyth | 580072 | 3 | [5 empty] | Removed from Ground | Other | 6000 | Bare Steel | 1992-10-20 | 1992-10-20 | Unknown
GUY PRUITT'S STORE | SPOT RD/RT 6 | CUMMING | Forsyth | 580073 | 2 | [5 empty] | Removed from Ground | Gas (Historical Use) | 1000 | Bare Steel | 1976-05-10 | 1991-10-01 | Unknown
QUICKSTOP #2 | 337 CANTON RD | CUMMING | Forsyth | 580067 | 601 | Ball Float | 1989-12-18 | FALSE | 1989-12-18 | FALSE | Currently in Use | Regular | 10000 | Composite | 1989-12-18 |  | Fiberglass Reinforced Plastic | Pressurized
QUICKSTOP #2 | 337 CANTON RD | CUMMING | Forsyth | 580067 | 2 | [5 empty] | Removed from Ground | Gas (Historical Use) | 10152 | Bare Steel | 1980-05-06 | 1989-12-01 | Galvanized Steel
SUPER A FOOD & GAS | 1310 CANTON HWY | CUMMING | Forsyth | 9058018 | PREM | Ball Float | 1995-05-01 | FALSE | 1995-05-01 | FALSE | Currently in Use | Premium | 8000 | STIP-3/Impressed Current | 1988-06-01 |  | Fiberglass Reinforced Plastic | Pressurized
THOMAS CONCRETE/CUMMING PLANT | OLD ATLANTA RD | CUMMING | Forsyth | 9058007 | 1 |  |  | TRUE |  | TRUE | Removed from Ground | Used Oil | 750 | Bare Steel | 1987-01-01 | 1991-01-01 | Galvanized Steel
CUMMING BP GULF | 212 MAIN ST | CUMMING | Forsyth | 9058001 | 1 | [5 empty] | Removed from Ground | Gas (Historical Use) | 2000 | Bare Steel | 1993-03-08 | 1993-03-08 | Galvanized Steel
HLBE ENTERPRISE | 3117 CANTON HWY | CUMMING | Forsyth | 9058081 | 2 | [5 empty] | Removed from Ground | Gas (Historical Use) | 4000 | Bare Steel | 1961-04-24 | 1994-04-08 | Bare Steel | Suction (American)
BILLY HOWELL FORD LINCOLN MERCUR | 1805 ATLANTA HWY | CUMMING | Forsyth | 9058082 | 1 |  |  | TRUE |  | TRUE | Removed from Ground | Used Oil | 1000 | Not Marked/Unknown | 1994-03-11 | 1994-03-11 | Not Marked
ED BURRUSS | RT 1 | CUMMING | Forsyth | 580015 | 2 | [5 empty] | Closed in Ground | Diesel | 10000 | Bare Steel | 1983-04-24 | 1993-01-01 | Galvanized Steel
WHITMIRE'S AMOCO | 202 DAHLONEGA ST | CUMMING | Forsyth | 580006 | 3 | [5 empty] | Removed from Ground | Other | 3000 | Bare Steel | 1985-03-14 | 2001-08-29 | Galvanized Steel
ALL PURPOSE BORING CO | US HWY 19 NORTH | CUMMING | Forsyth | 580012 | 1 | [5 empty] | Removed from Ground | Diesel | 2000 | Bare Steel | 1976-04-23 | 1995-12-12 | Galvanized Steel
NINTH DISTRICT OPPORTUNITY INC | 133 SAMARITAN DR | CUMMING | Forsyth | 580004 | 1 | [5 empty] | Removed from Ground | Diesel | 5000 | Bare Steel | 1961-03-06 | 1995-01-01 | Copper
EZ GO MARKET | 334 CANTON HWY | CUMMING | Forsyth | 580091 | 2 | [5 empty] | Removed from Ground | Gas (Historical Use) | 5000 | Bare Steel | 1966-05-26 | 1996-07-17 | Unknown
BST/CUMMING/R3133 | 201 DAHLONEGA ST | CUMMING | Forsyth | 580085 | 2 | Flapper Valve | 1997-08-05 | FALSE | 1997-08-05 | FALSE | Currently in Use | Diesel | 6000 | Fiberglass Double Walled | 1997-08-05 |  | Copper/Secondry Containment | Suction (American)
THE STATION AT CUMMINGS 103 LLC DBA FOOD MART | 554 ATLANTA HWY | CUMMING | Forsyth | 580054 | 2 | Flapper Valve | 1994-07-01 | FALSE | 1994-07-01 | FALSE | Currently in Use | Plus | 8000 | Steel-Impressed Current | 1983-04-30 |  | Fiberglass Reinforced Plastic | Pressurized
SAWNEE EMC/MAIN OFFICE | 543 ATLANTA RD | CUMMING | Forsyth | 9000184 | 2 | [5 empty] | Removed from Ground | Gas (Historical Use) | 2000 | Bare Steel | 1970-01-01 | 1989-03-03 | Galvanized Steel
CITY OF CUMMING POLICE DEPT | 301 VETERANS MEMORIAL BLVD | CUMMING | Forsyth | 9058139 | 1 | [5 empty] | Removed from Ground | Gas (Historical Use) | 2000 | Bare Steel | 1998-04-20 | 1998-04-20 | Bare Steel | Suction (American)
BP CANTON HWY 14657 LLC | 2280 CANTON HWY | CUMMING | Forsyth | 9058014 | 1 |  | 1988-07-01 | FALSE | 1988-07-01 | FALSE | Removed from Ground | Diesel | 10000 | Galvanic (STIP-3) | 1988-07-01 |  | Fiberglass Reinforced Plastic | Pressurized
ALS QUICK STOP | 1080 DAHLONEGA HWY | CUMMING | Forsyth | 9058002 | 1 | Ball Float | 2005-01-06 | FALSE | 2005-01-06 | TRUE | Currently in Use | Regular | 8000 | Lined Interior | 1998-11-03 |  | Steel (Impressed Current) | Pressurized
FORSYTH COUNTY SHERIFFS DEPARTMENT | 202 VETERANS MEMORIAL BLVD | CUMMING | Forsyth | 9058021 | 1 | Overfill Alarm | 1998-01-14 | FALSE | 1998-01-14 | FALSE | Currently in Use | Regular | 10000 | Composite | 1998-01-14 |  | Fiberglass Reinforced Plastic | Safe Suction (Euro)
POLO GOLF & COUNTRY CLUB | 6190 POLO DR | CUMMING | Forsyth | 9058024 | 2 | Flapper Valve | 1996-01-01 | FALSE | 1996-01-01 | FALSE | Currently in Use | Diesel Off Road | 2000 | Steel-Impressed Current | 1988-02-01 |  | Steel (Impressed Current) | Suction (American)
NORTH FORSYTH MIDDLE SCHOOL | 3645 COAL MOUNTAIN DR | CUMMING | Forsyth | 580064 | 4 | Flapper Valve | 1992-11-01 | FALSE | 1992-11-01 | FALSE | Currently in Use | E-10 | 2000 | Fiberglass | 1992-11-01 |  | Fiberglass Reinforced Plastic | Safe Suction (Euro)
PILGRIM STOP & SHOP | 2775 ANTIOCH RD | CUMMING | Forsyth | 580094 | 3303 | Ball Float | 1987-06-01 | FALSE | 1996-04-01 | FALSE | Currently in Use | Diesel | 8000 | Galvanic (STIP-3) | 1987-06-01 |  | Fiberglass Reinforced Plastic | Pressurized
SAWNEE EMC/MAIN OFFICE | 543 ATLANTA RD | CUMMING | Forsyth | 9000184 | 1 | [5 empty] | Removed from Ground | Gas (Historical Use) | 10000 | Bare Steel | 1965-04-16 | 1899-12-31 | Galvanized Steel
FORSYTH C-STORES INC | 2320 CANTON HWY | CUMMING | Forsyth | 9058135 | 6602 | Ball Float | 1997-07-01 | FALSE | 1997-07-01 | FALSE | Currently in Use | Regular | 15000 | Composite | 1997-07-01 |  | Fiberglass Reinforced Plastic | Pressurized
FORSYTH C-STORES INC | 2320 CANTON HWY | CUMMING | Forsyth | 9058135 | 6601 | Ball Float | 1997-07-01 | FALSE | 1997-07-01 | FALSE | Currently in Use | Premium | 12000 | Composite | 1997-07-01 |  | Fiberglass Reinforced Plastic | Pressurized
LEONS FOOD MART | 5410 MATT HIGHWAY | CUMMING | Forsyth | 9058096 | 3 | Ball Float | 1997-01-01 | FALSE | 1997-01-01 | FALSE | Currently in Use | Premium | 2000 | Epoxy | 1980-12-01 |  | Steel (Impressed Current) | Pressurized
BP CANTON HWY 14657 LLC | 2280 CANTON HWY | CUMMING | Forsyth | 9058014 | 2 |  | 1988-07-01 |  | 1988-07-01 |  | Removed from Ground | Kerosene | 3000 | Cathodically Protected Steel | 1988-07-01 | 2015-06-02 | Fiberglass Reinforced Plastic | Suction (American)
ALS QUICK STOP | 1080 DAHLONEGA HWY | CUMMING | Forsyth | 9058002 | 3 | Flapper Valve | 2005-01-06 | FALSE | 2005-01-06 | TRUE | Currently in Use | Diesel | 5000 | Lined Interior | 1998-11-03 |  | Steel (Impressed Current) | Pressurized
DUCKTOWN FOOD MKT | 4636 CANTON HWY | CUMMING | Forsyth | 9058004 | 1 | Ball Float | 1994-12-22 | FALSE | 1994-12-22 | FALSE | Currently in Use | Diesel | 8000 | Composite | 1986-12-15 |  | Fiberglass Reinforced Plastic | Pressurized
POLO GOLF & COUNTRY CLUB | 6190 POLO DR | CUMMING | Forsyth | 9058024 | 1 | Flapper Valve | 1996-01-01 | FALSE | 1996-01-01 | FALSE | Currently in Use | Premium | 2000 | Steel-Impressed Current | 1988-02-01 |  | Steel (Impressed Current) | Suction (American)
POST ROAD FOOD MART | 4893 POST RD | CUMMING | Forsyth | 9058120 | 1 | [5 empty] | Removed from Ground | Gas (Historical Use) | 3000 | Bare Steel | 1983-01-01 | 2002-08-13 | Galvanized Steel | Pressurized
LEONS FOOD MART | 5410 MATT HIGHWAY | CUMMING | Forsyth | 9058096 | 5 | [5 empty] | Removed from Ground | Kerosene | 500 | Epoxy | 1980-12-01 | 1997-01-01 | Galvanized Steel | Suction (American)
SAWNEE EMC/MAIN OFFICE | 543 ATLANTA RD | CUMMING | Forsyth | 9000184 | 10 |  | 1997-01-01 |  | 1991-01-01 |  | Removed from Ground | Diesel | 6000 | Fiberglass | 1991-01-01 | 2009-02-24 | Fiberglass Reinforced Plastic | Pressurized
MRS MARK HEARD PROPERTY | 2025 KEITH BRIDGE ROAD | CUMMING | Forsyth | 9058156 | 4 | [5 empty] | Removed from Ground | Gas (Historical Use) | 8000 | Bare Steel | 1999-03-18 | 1999-03-18 | Galvanized Steel | Safe Suction (Euro)
MRS MARK HEARD PROPERTY | 2025 KEITH BRIDGE ROAD | CUMMING | Forsyth | 9058156 | 5 | [5 empty] | Removed from Ground | Gas (Historical Use) | 8000 | Bare Steel | 1999-03-18 | 1999-03-18 | Galvanized Steel | Safe Suction (Euro)
TOLBERT FOOD MART | 940 TOLBERT RD | CUMMING | Forsyth | 9058151 | 1 | Ball Float | 2010-09-04 | FALSE | 2010-09-04 | FALSE | Currently in Use | Premium | 10000 | Epoxy | 1998-10-09 |  | Fiberglass Reinforced Plastic | Pressurized
OTWELL MIDDLE | 605 TRIBBLE GAP RD | CUMMING | Forsyth | 10001152 | 1A | Ball Float | 2001-05-01 | FALSE | 2001-05-01 | FALSE | Currently in Use | Diesel | 8000 | Fiberglass Double Walled | 2001-05-01 |  | Double-Walled Fiberglass | Pressurized
CUMMING SQUARE | 1410 ATLANTA HWY | CUMMING | Forsyth | 10000433 | 2 | Ball Float | 2003-09-01 | FALSE | 2003-09-01 | FALSE | Currently in Use | Premium | 12000 | Fiberglass | 2003-09-01 |  | Double-Walled Fiberglass | Pressurized
QUIKTRIP #812 | 2830 KEITH BRIDGE RD | CUMMING | Forsyth | 10000355 | 2 | Flapper Valve | 2002-10-01 | FALSE | 2002-10-01 | FALSE | Currently in Use | Regular | 20000 | Fiberglass Double Walled | 2002-09-01 |  | Double-Walled Flex | Pressurized
COUNTRY CORNER CITGO | 602 DAHLONEGA HWY | CUMMING | Forsyth | 9058104 | 3 |  | 1998-09-09 | FALSE | 1998-09-09 | FALSE | Currently in Use | Premium | 5000 | Steel-Impressed Current | 1984-02-01 |  | Fiberglass Reinforced Plastic | Pressurized
FORSYTH COUNTY SHERIFFS DEPARTMENT | 202 VETERANS MEMORIAL BLVD | CUMMING | Forsyth | 9058021 | 4SO |  |  | FALSE |  | FALSE | Removed from Ground | Gas (Historical Use) | 2000 | Bare Steel | 1976-01-01 | 1998-04-20 | Galvanized Steel
KING'S OIL #383 | 1295 CANTON HWY | CUMMING | Forsyth | 9058163 | 3 | Ball Float | 1999-06-16 | FALSE | 1999-06-16 | FALSE | Currently in Use | Diesel | 4000 | Epoxy | 1999-06-16 |  | Fiberglass Reinforced Plastic | Pressurized
CIRCLE FOOD MART #38 | 5430 BANNISTER RD | CUMMING | Forsyth | 10000643 | 3B | Ball Float | 2004-04-25 | FALSE | 2004-04-25 | FALSE | Currently in Use | Diesel Off Road | 5000 | Composite | 2004-04-25 |  | Fiberglass Reinforced Plastic | Pressurized
CIRCLE FOOD MART #38 | 5430 BANNISTER RD | CUMMING | Forsyth | 10000643 | 1 | Ball Float | 2004-04-25 | FALSE | 2004-04-25 | FALSE | Currently in Use | Regular | 15000 | Composite | 2004-04-25 |  | Fiberglass Reinforced Plastic | Pressurized
CENTRAL FOOD MART | 601 DAHLONEGA ST | CUMMING | Forsyth | 580066 | 402 | [5 empty] | Removed from Ground | Gas (Historical Use) | 10008 | Bare Steel | 1977-05-07 | 1992-08-01 | Galvanized Steel
CENTRAL FOOD MART | 601 DAHLONEGA ST | CUMMING | Forsyth | 580066 | 405 | Ball Float | 1998-07-01 | FALSE | 1998-07-01 | FALSE | Currently in Use | Premium | 10000 | Composite | 1992-08-07 |  | Fiberglass Reinforced Plastic | Pressurized
NORTH FORSYTH MIDDLE SCHOOL | 3645 COAL MOUNTAIN DR | CUMMING | Forsyth | 580064 | 1 | [5 empty] | Removed from Ground | Diesel | 10000 | Bare Steel | 1985-05-05 | 1992-11-25 | Galvanized Steel
CUMMING SQUARE | 1410 ATLANTA HWY | CUMMING | Forsyth | 10000433 | 3 | Ball Float | 2003-09-01 | FALSE | 2003-09-01 | FALSE | Currently in Use | Diesel | 8000 | Composite | 2003-09-01 |  | Double-Walled Fiberglass | Pressurized
Ingles Gas Express #455 | 1090 BUFORD HWY | CUMMING | Forsyth | 10000183 | 1B |  | 2002-04-20 | FALSE | 2002-04-20 | FALSE | Removed from Ground | E-10 | 12000 | Fiberglass | 2002-04-22 |  | Fiberglass Reinforced Plastic | Pressurized
QUIKTRIP #812 | 2830 KEITH BRIDGE RD | CUMMING | Forsyth | 10000355 | 3 | Flapper Valve | 2002-10-01 | FALSE | 2002-10-01 | FALSE | Currently in Use | Premium | 12000 | Fiberglass Double Walled | 2002-09-01 |  | Double-Walled Flex | Pressurized
RaceTrac #2355 - Ronald Reagan | 510 PEACHTREE PKWY | CUMMING | Forsyth | 10002290 | 3 | Overfill Alarm | 2013-11-21 | FALSE | 2013-11-21 | FALSE | Currently in Use | Premium | 15000 | Composite Double Walled | 2013-11-21 |  | Double-Walled Fiberglass | Pressurized
SAWNEE EMC/MAIN OFFICE | 543 ATLANTA RD | CUMMING | Forsyth | 9000184 | 13 | Flapper Valve | 1991-01-01 | TRUE | 1991-01-01 | TRUE | Currently in Use | Used Oil | 1000 | Fiberglass | 1991-01-01 |  | Fiberglass Reinforced Plastic | Gravity
SAWNEE EMC/MAIN OFFICE | 543 ATLANTA RD | CUMMING | Forsyth | 9000184 | 3 | [5 empty] | Removed from Ground | Diesel | 1800 | Bare Steel | 1983-04-12 | 1991-08-01 | Galvanized Steel
CITY OF CUMMING POLICE DEPT | 301 VETERANS MEMORIAL BLVD | CUMMING | Forsyth | 9058139 | 2 | Flapper Valve | 1998-04-15 | FALSE | 1998-04-15 | FALSE | Currently in Use | Regular | 8000 | Composite | 1998-04-15 |  | Fiberglass Reinforced Plastic | Safe Suction (Euro)
LEON JONES FEED & GRAIN | 6590 BANNISTER RD | CUMMING | Forsyth | 9058149 | 2 | [5 empty] | Removed from Ground | Diesel | 12000 | Not Marked/Unknown | 1998-12-03 | 1998-12-03 | Not Marked
DUCKTOWN FOOD MKT | 4636 CANTON HWY | CUMMING | Forsyth | 9058004 | 3 | Ball Float | 1994-12-22 | FALSE | 1994-12-22 | FALSE | Currently in Use | Premium | 8000 | Composite | 1986-12-15 |  | Fiberglass Reinforced Plastic | Pressurized
WALLS GARAGE | 6685 DAHLONEGA HWY | CUMMING | Forsyth | 9058155 | 1 | [5 empty] | Removed from Ground | Gas (Historical Use) | 500 | Bare Steel | 1996-02-19 | 1996-02-19 | Bare Steel | Safe Suction (Euro)
FORMER MINIT SAVE CONVENIENCE STORE | 1290 BUFORD HIGHWAY | CUMMING | Forsyth | 10002420 | 2 |  |  | FALSE |  | FALSE | Removed from Ground | Not Marked/Tank Removed | 0 | Unknown | 1991-01-01 | 1991-01-01
FORMER SERVICE STATION | 5219 DAHLONEGA HWY | CUMMING | Forsyth | 10000835 | T-1 |  |  | FALSE |  | FALSE | Removed from Ground | Not Marked | 500 | Bare Steel | 2005-01-20 | 2005-01-20
KROGER GA-486 | 1595 PEACHTREE PKWY | CUMMING | Forsyth | 10000027 | 1A | Flapper Valve | 2001-11-01 | FALSE | 2001-11-01 | FALSE | Currently in Use | Regular | 16000 | Fiberglass Double Walled | 2001-11-01 |  | Double-Walled Fiberglass | Pressurized
BENNETT SERVICE STATION | 6575 CROSS ROAD ROAD | CUMMING | Forsyth | 9058162 | 1 | [5 empty] | Removed from Ground | Empty | 1000 | Bare Steel | 1999-11-01 | 1999-11-01 | Galvanized Steel | Suction (American)
BP CANTON HWY 14657 LLC | 2280 CANTON HWY | CUMMING | Forsyth | 9058014 | 3 |  | 1988-07-01 | FALSE | 1988-07-01 | FALSE | Removed from Ground | Gas (Historical Use) | 8000 | Galvanic (STIP-3) | 1988-07-01 |  | Fiberglass Reinforced Plastic | Pressurized
FORSYTH COUNTY SHERIFFS DEPARTMENT | 202 VETERANS MEMORIAL BLVD | CUMMING | Forsyth | 9058021 | 3 |  |  | FALSE |  | FALSE | Removed from Ground |  | 2000 |  | 2013-08-30 | 2013-08-30
MRS MARK HEARD PROPERTY | 2025 KEITH BRIDGE ROAD | CUMMING | Forsyth | 9058156 | 2 | [5 empty] | Removed from Ground | Gas (Historical Use) | 4000 | Bare Steel | 1999-03-18 | 1999-03-18 | Galvanized Steel | Safe Suction (Euro)
MOBIL FOOD STORE | 3715 BROWNS BRIDGE RD | CUMMING | Forsyth | 10000249 | 3 | Ball Float | 2002-08-16 | FALSE | 2002-08-16 | FALSE | Currently in Use | Diesel | 15000 | Fiberglass | 2002-08-05 |  | Double-Walled Fiberglass | Pressurized
KROGER GA-473 | 2655 FREEDOM PKWY | CUMMING | Forsyth | 10000352 | 2A | Flapper Valve | 2020-06-08 | FALSE | 2003-04-01 | FALSE | Currently in Use | Premium | 8000 | Fiberglass Double Walled | 2003-02-27 |  | Double-Walled Fiberglass | Pressurized
BENNETT SERVICE STATION | 6575 CROSS ROAD ROAD | CUMMING | Forsyth | 9058162 | 4 | [5 empty] | Removed from Ground | Empty | 500 | Bare Steel | 1999-11-01 | 1999-11-01 | Bare Steel | Suction (American)
IN & OUT GROCERIES | 372 CANTON RD | CUMMING | Forsyth | 9058154 | 1 | Ball Float | 1996-06-01 | FALSE | 1996-06-01 | FALSE | Currently in Use | Regular | 8000 | Composite | 1996-06-01 |  | Fiberglass Reinforced Plastic | Pressurized
FORMER MINIT SAVE CONVENIENCE STORE | 1290 BUFORD HIGHWAY | CUMMING | Forsyth | 10002420 | 1 |  |  | FALSE |  | FALSE | Removed from Ground | Not Marked/Tank Removed | 0 | Unknown | 1991-01-01 | 1991-01-01
NORTH FORSYTH MIDDLE SCHOOL | 3645 COAL MOUNTAIN DR | CUMMING | Forsyth | 580064 | 2 | [5 empty] | Removed from Ground | Gas (Historical Use) | 1000 | Bare Steel | 1988-01-01 | 1992-11-25 | Galvanized Steel
PETROFAST FOOD STORES #14 | 5035 GA HWY 400 | CUMMING | Forsyth | 9058147 | 2 | Ball Float | 2008-02-01 | FALSE | 2008-02-01 | FALSE | Currently in Use | Diesel Off Road | 10000 | Steel-Impressed Current | 1982-01-01 |  | Fiberglass Reinforced Plastic | Pressurized
STEVE'S CORNER | 2290 KELLY MILL RD | CUMMING | Forsyth | 9058097 | 2 | [5 empty] | Removed from Ground | Gas (Historical Use) | 3000 | Bare Steel | 1999-08-26 | 1999-08-26 | Galvanized Steel | Pressurized
COUNTRY CORNER CITGO | 602 DAHLONEGA HWY | CUMMING | Forsyth | 9058104 | 2 |  | 1998-09-09 | FALSE | 1998-09-09 | FALSE | Currently in Use | Diesel | 6000 | Steel-Impressed Current | 1984-02-01 |  | Fiberglass Reinforced Plastic | Pressurized
LEONS FOOD MART | 5410 MATT HIGHWAY | CUMMING | Forsyth | 9058096 | 1 |  | 1997-01-01 | FALSE | 1997-01-01 | FALSE | Currently in Use | Regular | 6000 | Epoxy | 1980-12-01 |  | Steel (Impressed Current) | Pressurized
CENTRAL FOOD MART | 601 DAHLONEGA ST | CUMMING | Forsyth | 580066 | 403 | Ball Float | 1998-07-01 | FALSE | 1998-07-01 | FALSE | Currently in Use | Regular | 10000 | Composite | 1992-08-07 |  | Fiberglass Reinforced Plastic | Pressurized
DR BRAMBLETT RD LLC | 4200 DR BRAMBLETT RD | CUMMING | Forsyth | 9058108 | 2 | [5 empty] | Removed from Ground | Diesel | 0 | Epoxy | 1984-01-01 | 1998-02-20 | Unknown | Pressurized
LEONS FOOD MART | 5410 MATT HIGHWAY | CUMMING | Forsyth | 9058096 | 4 | Ball Float | 1997-01-01 | FALSE | 1997-01-01 | FALSE | Currently in Use | Diesel | 2000 | Epoxy | 1980-12-01 |  | Steel (Impressed Current) | Pressurized
TEXACO LAKE FOODMART | 725 LANIER 400 PKWY | CUMMING | Forsyth | 9058035 | 5003 | Ball Float | 1995-01-01 | FALSE | 1995-01-01 | FALSE | Currently in Use | E-0 | 8000 | Galvanic (STIP-3) | 1986-12-01 |  | Fiberglass Reinforced Plastic | Pressurized
TEXACO LAKE FOODMART | 725 LANIER 400 PKWY | CUMMING | Forsyth | 9058035 | 5002 | Ball Float | 1995-01-01 | FALSE | 1995-01-01 | FALSE | Currently in Use | Premium | 10000 | Galvanic (STIP-3) | 1986-12-01 |  | Fiberglass Reinforced Plastic | Pressurized
FORSYTH COUNTY SHERIFFS DEPARTMENT | 202 VETERANS MEMORIAL BLVD | CUMMING | Forsyth | 9058021 | 2 |  |  | FALSE |  | FALSE | Removed from Ground |  | 1000 |  | 2013-06-13 | 2013-06-13 | Unknown
MRS MARK HEARD PROPERTY | 2025 KEITH BRIDGE ROAD | CUMMING | Forsyth | 9058156 | 3 | [5 empty] | Removed from Ground | Gas (Historical Use) | 8000 | Bare Steel | 1999-03-18 | 1999-03-18 | Galvanized Steel | Safe Suction (Euro)
TOLBERT FOOD MART | 940 TOLBERT RD | CUMMING | Forsyth | 9058151 | 2 | Ball Float | 2010-09-04 | FALSE | 2010-09-04 | FALSE | Currently in Use | Regular | 12000 | Epoxy | 1998-10-09 |  | Fiberglass Reinforced Plastic | Pressurized
OTWELL MIDDLE | 605 TRIBBLE GAP RD | CUMMING | Forsyth | 10001152 | 1B | Ball Float | 2001-05-01 | FALSE | 2001-05-01 | FALSE | Currently in Use | E-10 | 4000 | Fiberglass Double Walled | 2001-05-01 |  | Double-Walled Fiberglass | Pressurized
SHELL FOOD MART 2325 | 2325 ATLANTA HWY | CUMMING | Forsyth | 10000504 | 2A | Ball Float | 2003-02-01 | FALSE | 2003-02-01 | FALSE | Currently in Use | Premium | 12000 | Composite | 2002-12-04 |  | Fiberglass Reinforced Plastic | Pressurized
MOBIL FOOD STORE | 3715 BROWNS BRIDGE RD | CUMMING | Forsyth | 10000249 | 2 | Ball Float | 2002-08-16 | FALSE | 2002-08-16 | FALSE | Currently in Use | Premium | 12000 | Fiberglass | 2002-08-05 |  | Double-Walled Fiberglass | Pressurized
SAWNEE EMC/MAIN OFFICE | 543 ATLANTA RD | CUMMING | Forsyth | 9000184 | 11 | Ball Float | 1997-01-01 | FALSE | 1991-01-01 | FALSE | Currently in Use | Regular | 6000 | Fiberglass | 1991-01-01 |  | Fiberglass Reinforced Plastic | Pressurized
POST ROAD FOOD MART | 4893 POST RD | CUMMING | Forsyth | 9058120 | 2 | [5 empty] | Removed from Ground | Gas (Historical Use) | 3000 | Bare Steel | 1983-01-01 | 2002-08-13 | Galvanized Steel | Pressurized
FORSYTH COUNTY SHERIFFS DEPARTMENT | 202 VETERANS MEMORIAL BLVD | CUMMING | Forsyth | 9058021 | 5 |  |  | FALSE |  | FALSE | Removed from Ground |  | 1000 |  | 2016-01-04 | 2016-01-04
ABANDONED GAS STATION | 6250 DAHLONEGA HIGHWAY | CUMMING | Forsyth | 10001971 | 1 |  |  | FALSE |  | FALSE | Removed from Ground | Not Marked/Tank Removed | 500 | Bare Steel | 2006-06-05 | 2006-06-05
KROGER GA-432 | 2325 BETHELVIEW RD | CUMMING | Forsyth | 10000496 | 2B | Flapper Valve | 2003-09-09 | FALSE | 2003-09-09 | FALSE | Currently in Use | Diesel | 8000 | Fiberglass Double Walled | 2003-09-05 |  | Double-Walled Fiberglass | Pressurized
76 CUMMING | 2380 PILGRIM MILL RD | CUMMING | Forsyth | 9058019 | 1 | Ball Float | 1993-05-11 | FALSE | 1993-05-11 | FALSE | Currently in Use | Regular | 10000 | Galvanic (STIP-3) | 1993-05-11 |  | Fiberglass Reinforced Plastic | Pressurized
ANGAD INC | 2860 OLD ATLANTA RD | CUMMING | Forsyth | 9058129 | 24067 | Ball Float | 1996-07-03 | FALSE | 1996-07-03 | FALSE | Currently in Use | Regular | 12000 | Composite | 1996-07-02 |  | Fiberglass Reinforced Plastic | Pressurized
Cumming Processing Plant | 340 WEST MAPLE ST | CUMMING | Forsyth | 580046 | 5 | Flapper Valve | 2020-12-16 | FALSE | 2020-12-11 | FALSE | Currently in Use | Diesel | 12000 | Galvanic (STIP-3) | 1989-03-15 |  | Flex | Pressurized
CUMMING SQUARE | 1410 ATLANTA HWY | CUMMING | Forsyth | 10000433 | 1 | Ball Float | 2003-09-01 | FALSE | 2003-09-01 | FALSE | Currently in Use | Regular | 15000 | Composite | 2003-09-01 |  | Double-Walled Fiberglass | Pressurized
CUMMING SQUARE | 1410 ATLANTA HWY | CUMMING | Forsyth | 10000433 | 4 | Ball Float | 2003-09-01 | FALSE | 2003-09-01 | FALSE | Currently in Use | Diesel | 4000 | Fiberglass | 2003-09-01 |  | Double-Walled Fiberglass | Pressurized
CIRCLE M FOOD SHOP #39 | 4740 JOT EM DOWN RD | CUMMING | Forsyth | 10000981 | 1 | Flapper Valve | 2004-03-01 | FALSE | 2004-03-01 | FALSE | Currently in Use | Diesel | 15000 | Epoxy | 2006-11-17 |  | Fiberglass Reinforced Plastic | Pressurized
KROGER GA-486 | 1595 PEACHTREE PKWY | CUMMING | Forsyth | 10000027 | 1B | Flapper Valve | 2001-11-01 | FALSE | 2001-11-01 | FALSE | Currently in Use | Premium | 8000 | Fiberglass Double Walled | 2001-11-01 |  | Double-Walled Fiberglass | Pressurized
SHELL FOOD MART | 5110 BROWNS BRIDGE RD | CUMMING | Forsyth | 9058168 | 1 | Ball Float | 2001-02-08 | FALSE | 2001-02-08 | FALSE | Currently in Use | Regular | 12000 | Composite | 2001-02-06 |  | Fiberglass Reinforced Plastic | Pressurized
BJS WHOLESALE CLUB | 1725 MARKET PLACE BLVD | CUMMING | Forsyth | 9058167 | 2A | Overfill Alarm | 2002-01-20 | FALSE | 2002-01-20 | FALSE | Currently in Use | Plus | 8000 | Fiberglass Double Walled | 2001-12-14 |  | Double-Walled Flex | Pressurized
HABERSHAM MARINA LLC | 2200 HABERSHAM MARINA RD | CUMMING | Forsyth | 9058005 | 1 | Flapper Valve | 2020-11-25 | FALSE | 1993-06-15 | FALSE | Currently in Use | Regular | 10000 | Galvanic (STIP-3) | 1993-04-15 |  | Galvanized Steel | Pressurized
Cumming Processing Plant | 340 WEST MAPLE ST | CUMMING | Forsyth | 580046 | 3 | [5 empty] | Removed from Ground | Gas (Historical Use) | 1000 | Bare Steel | 1971-04-04 | 1989-03-16 | Galvanized Steel
GA DNR/BUFORD HATCHERY | 3204 TROUT PL | CUMMING | Forsyth | 580044 | 1 | [5 empty] | Removed from Ground | Gas (Historical Use) | 1000 | Bare Steel | 1981-04-18 | 1998-06-17 | Bare Steel
FARDEEN ENTERPRISES | 502 LAKELAND PLAZA | CUMMING | Forsyth | 9058131 | 1 | Ball Float | 1997-05-01 | FALSE | 1997-05-01 | FALSE | Currently in Use | Regular | 12000 | Fiberglass | 1997-05-01 |  | Flex | Pressurized
STEVE'S CORNER | 2290 KELLY MILL RD | CUMMING | Forsyth | 9058097 | 1 | [5 empty] | Removed from Ground | Gas (Historical Use) | 5000 | Bare Steel | 1999-08-26 | 1999-08-26 | Galvanized Steel | Pressurized
STEVE'S CORNER | 2290 KELLY MILL RD | CUMMING | Forsyth | 9058097 | 4 | [5 empty] | Removed from Ground | Gas (Historical Use) | 3000 | Bare Steel | 1999-08-26 | 1999-08-26 | Galvanized Steel | Pressurized
COUNTRY CORNER CITGO | 602 DAHLONEGA HWY | CUMMING | Forsyth | 9058104 | 1 |  | 1998-09-09 | FALSE | 1998-09-09 | FALSE | Currently in Use | Regular | 6000 | Steel-Impressed Current | 1984-02-01 |  | Fiberglass Reinforced Plastic | Pressurized
FORSYTH COUNTY MAINTENANCE SHOP/ | 843 CANTON HWY | CUMMING | Forsyth | 9058025 | 3 | [5 empty] | Removed from Ground | Diesel | 2000 | Bare Steel | 1973-01-01 | 1998-10-22 | Galvanized Steel
CHAMBLEE GAP ROAD SITE | 3018 CHAMBLEE GAP RD | CUMMING | Forsyth | 10002508 | 1 |  |  | FALSE |  | FALSE | Removed from Ground | Not Marked/Tank Removed | 1000 | Unknown | 2015-06-02 | 2015-06-02 | Unknown
FORMER OLYMPIC OIL/ANDREWS & HOLTZCLAW | 1565 /1575 DAHLONEGA HWY | CUMMING | Forsyth | 10001498 | 2 |  |  | FALSE |  | FALSE | Installed | Gas (Historical Use) | 2000 | Bare Steel
CENTRAL FOOD MART | 601 DAHLONEGA ST | CUMMING | Forsyth | 580066 | 401 | [5 empty] | Removed from Ground | Gas (Historical Use) | 10008 | Bare Steel | 1977-05-07 | 1992-08-01 | Galvanized Steel
NORTH FORSYTH MIDDLE SCHOOL | 3645 COAL MOUNTAIN DR | CUMMING | Forsyth | 580064 | 3 | Flapper Valve | 1992-11-01 | FALSE | 1992-11-01 | FALSE | Currently in Use | Diesel | 10000 | Fiberglass | 1992-11-01 |  | Fiberglass Reinforced Plastic | Safe Suction (Euro)
SAWNEE EMC/MAIN OFFICE | 543 ATLANTA RD | CUMMING | Forsyth | 9000184 | 14 | Ball Float | 2009-03-01 | FALSE | 2009-03-01 | FALSE | Currently in Use | Diesel | 12000 | Tank Jacket | 2009-03-01 |  | Double-Walled Fiberglass | Pressurized
SAWNEE EMC/MAIN OFFICE | 543 ATLANTA RD | CUMMING | Forsyth | 9000184 | 6 | [5 empty] | Removed from Ground | Gas (Historical Use) | 140 | Bare Steel | 1983-04-12 | 1996-12-23 | Galvanized Steel | Suction (American)
BIG H #84 | 535 CANTON RD | CUMMING | Forsyth | 9058136 | 2 | Ball Float | 1997-08-16 | FALSE | 1997-08-16 | FALSE | Currently in Use | Premium | 12000 | Epoxy | 1997-08-15 |  | Fiberglass Reinforced Plastic | Pressurized
PETROFAST FOOD STORES #14 | 5035 GA HWY 400 | CUMMING | Forsyth | 9058147 | 3 | Ball Float | 2008-02-01 | FALSE | 2008-02-01 | FALSE | Currently in Use | Premium | 10000 | Steel-Impressed Current | 1982-01-01 |  | Fiberglass Reinforced Plastic | Pressurized
LEONS FOOD MART | 5410 MATT HIGHWAY | CUMMING | Forsyth | 9058096 | 2 | Ball Float | 1997-01-01 | FALSE | 1997-01-01 | FALSE | Currently in Use | Regular | 4000 | Epoxy | 1980-12-01 |  | Steel (Impressed Current) | Pressurized
FORMER MINIT SAVE CONVENIENCE STORE | 1290 BUFORD HIGHWAY | CUMMING | Forsyth | 10002420 | 3 |  |  | FALSE |  | FALSE | Removed from Ground | Not Marked/Tank Removed | 0 | Unknown | 1991-01-01 | 1991-01-01
SHELL FOOD MART 2325 | 2325 ATLANTA HWY | CUMMING | Forsyth | 10000504 | 2B | Ball Float | 2003-02-01 | FALSE | 2003-02-01 | FALSE | Currently in Use | Diesel | 8000 | Composite | 2003-12-04 |  | Fiberglass Reinforced Plastic | Pressurized
QUIKTRIP #812 | 2830 KEITH BRIDGE RD | CUMMING | Forsyth | 10000355 | 4B | Flapper Valve | 2016-08-24 | FALSE | 2016-08-24 | FALSE | Currently in Use | E-10 | 10000 | Fiberglass Double Walled | 2016-08-19 |  | Double-Walled Flex | Pressurized
ABANDONED UNDERGROUND STORAGE TANK | 3217 BUFORD HIGHWAY | CUMMING | Forsyth | 10002224 | 1 |  |  | FALSE |  | FALSE | Removed from Ground | Gas (Historical Use) | 500 | Bare Steel | 2013-04-09 | 2013-04-09 | Unknown
RaceTrac #2355 - Ronald Reagan | 510 PEACHTREE PKWY | CUMMING | Forsyth | 10002290 | 2B | Overfill Alarm | 2013-11-21 | FALSE | 2013-11-21 | FALSE | Currently in Use | E-85 | 10000 | Composite Double Walled | 2013-11-21 |  | Double-Walled Fiberglass | Pressurized
NORTHSIDE FORSYTH HOSPITAL | 1200 NORTHSIDE FORSYTH DR | CUMMING | Forsyth | 10002149 | 1 |  | 2011-08-01 | FALSE | 2011-08-01 | FALSE | Currently in Use | Diesel | 30000 | Composite Double Walled | 2011-08-01 |  | Double-Walled Fiberglass | Pressurized
MOUNTAIN VIEW GAS LLC | 1620 BUFORD DAM RD | CUMMING | Forsyth | 9058166 | 3B | Flapper Valve | 2001-03-04 | FALSE | 2001-03-01 | FALSE | Currently in Use | Gas (Historical Use) | 2000 | Composite | 2001-09-01 |  | Fiberglass Reinforced Plastic | Safe Suction (Euro)
MOUNTAIN VIEW GAS LLC | 1620 BUFORD DAM RD | CUMMING | Forsyth | 9058166 | 1 | Ball Float | 2001-03-04 | FALSE | 2001-03-04 | FALSE | Currently in Use | Gas (Historical Use) | 15000 | Composite | 2001-09-01 |  | Fiberglass Reinforced Plastic | Pressurized
ASHVI ENTERPRISES LLC DBA SUNCO FOOD MART | 3845 BROWNS BRIDGE RD | CUMMING | Forsyth | 9058008 | 3 | Ball Float | 1994-12-14 | FALSE | 1994-12-14 | FALSE | Removed from Ground | Premium | 10000 | Steel-Impressed Current | 1982-03-31 | 2019-09-05 | Steel (Impressed Current) | Pressurized
QUIKTRIP #812 | 2830 KEITH BRIDGE RD | CUMMING | Forsyth | 10000355 | 4A | Flapper Valve | 2016-08-24 | FALSE | 2016-08-24 | FALSE | Currently in Use | Diesel | 12000 | Fiberglass Double Walled | 2016-08-19 |  | Double-Walled Flex | Pressurized
SPEEDWAY #4106 | 3310 BUFORD HWY | CUMMING | Forsyth | 10001533 | 1 | Flapper Valve | 2008-05-01 | FALSE | 2008-05-01 | FALSE | Currently in Use | Regular | 12000 | Composite | 2008-05-01 |  | Double-Walled Fiberglass | Pressurized
COSTCO GASOLINE | 1201 BALD RIDGE MARINA RD | CUMMING | Forsyth | 10002351 | 4 | Overfill Alarm | 2014-07-17 | FALSE | 2014-07-17 | FALSE | Currently in Use | Ultrazol(Fuel Additive) | 1500 | Fiberglass Double Walled | 2014-07-15 |  | Double-Walled Fiberglass | Pressurized
BOBBY'S BAIT SHOP | 4585 BROWN'S BRIDGE ROAD | CUMMING | Forsyth | 10002461 | 4 |  |  | FALSE |  | FALSE | Removed from Ground | Kerosene | 500 | Bare Steel |  | 1899-12-31 | Bare Steel
THE ATTIC | 3685 PILGRIM MILL RD | CUMMING | Forsyth | 9058164 | 1 | [5 empty] | Removed from Ground | Gas (Historical Use) | 0 | Bare Steel | 2000-12-01 | 2000-12-01 | Bare Steel
SHELL FOOD MART | 2310 RONALD REAGAN BLVD | CUMMING | Forsyth | 9058165 | 3 | Flapper Valve | 2000-12-01 | FALSE | 2000-12-07 | FALSE | Currently in Use | Diesel | 8000 | Epoxy | 2000-11-29 |  | Fiberglass Reinforced Plastic | Pressurized
ROYAL FOOD STORE | 2250 PEACHTREE PKWY | CUMMING | Forsyth | 9058101 | 3 | [5 empty] | Removed from Ground | Diesel | 5000 | Bare Steel | 1983-01-01 | 1998-07-01 | Galvanized Steel | Suction (American)
GA DNR/BUFORD HATCHERY | 3204 TROUT PL | CUMMING | Forsyth | 580044 | 5 | [5 empty] | Removed from Ground | Diesel | 275 | Bare Steel | 1998-06-17 | 1998-06-17 | Galvanized Steel
BP CANTON HWY 14657 LLC | 2280 CANTON HWY | CUMMING | Forsyth | 9058014 | 4 |  | 1988-07-01 | FALSE | 1988-07-01 | FALSE | Removed from Ground | Gas (Historical Use) | 8000 | Galvanic (STIP-3) | 1988-07-01 |  | Fiberglass Reinforced Plastic | Pressurized
BP CANTON HWY 14657 LLC | 2280 CANTON HWY | CUMMING | Forsyth | 9058014 | 5 |  | 1988-07-01 | FALSE | 1988-07-01 | FALSE | Temporarily out of use | Gas (Historical Use) | 10000 | Galvanic (STIP-3) | 1988-07-01 |  | Fiberglass Reinforced Plastic | Pressurized
SAM'S MART #501 | 1739 BUFORD HWY | CUMMING | Forsyth | 10000215 | 1 | Ball Float | 2002-12-19 | FALSE | 2002-12-19 | FALSE | Currently in Use | Regular | 20000 | Fiberglass Double Walled | 2002-12-19 |  | Double-Walled Fiberglass | Pressurized
KROGER GA-473 | 2655 FREEDOM PKWY | CUMMING | Forsyth | 10000352 | 1 | Flapper Valve | 2020-06-08 | FALSE | 2003-04-01 | FALSE | Currently in Use | Regular | 20000 | Fiberglass Double Walled | 2003-02-27 |  | Double-Walled Fiberglass | Pressurized
KROGER GA-473 | 2655 FREEDOM PKWY | CUMMING | Forsyth | 10000352 | 2B | Flapper Valve | 2020-06-01 | FALSE | 2003-04-01 | FALSE | Currently in Use | Diesel | 8000 | Fiberglass Double Walled | 2003-02-27 |  | Double-Walled Fiberglass | Pressurized
BOBBY'S BAIT SHOP | 4585 BROWN'S BRIDGE ROAD | CUMMING | Forsyth | 10002461 | 1 |  |  | FALSE |  | FALSE | Removed from Ground | Gas (Historical Use) | 2000 | Bare Steel |  | 1899-12-31 | Bare Steel
IN & OUT GROCERIES | 372 CANTON RD | CUMMING | Forsyth | 9058154 | 2 | Ball Float | 1996-06-01 | FALSE | 1996-06-01 | FALSE | Currently in Use | Premium | 8000 | Composite | 1996-06-01 |  | Fiberglass Reinforced Plastic | Pressurized
MAINTENANCE FUELING | 4145 COUNTY WAY RD | CUMMING | Forsyth | 9058152 | 1 | Overfill Alarm | 1998-10-15 | FALSE | 1998-10-15 | FALSE | Currently in Use | Regular | 10000 | Composite | 1998-10-15 |  | Fiberglass Reinforced Plastic | Safe Suction (Euro)
CIRCLE FOOD MART #38 | 5430 BANNISTER RD | CUMMING | Forsyth | 10000643 | 3A | Ball Float | 2004-04-25 | FALSE | 2004-04-25 | FALSE | Currently in Use | Diesel | 15000 | Composite | 2004-04-25 |  | Fiberglass Reinforced Plastic | Pressurized
CIRCLE M FOOD SHOP #39 | 4740 JOT EM DOWN RD | CUMMING | Forsyth | 10000981 | 2 | Ball Float | 2004-03-01 | FALSE | 2004-03-01 | FALSE | Currently in Use | Premium | 10000 | Epoxy | 2006-11-17 |  | Fiberglass Reinforced Plastic | Pressurized
QUIKTRIP #841 | 1655 BUFORD HWY | CUMMING | Forsyth | 10001740 | 4B | Flapper Valve | 2016-10-27 | FALSE | 2016-10-27 | FALSE | Currently in Use | Diesel | 10000 | Fiberglass Double Walled | 2016-10-25 |  | Double-Walled Flex | Pressurized
QUIKTRIP #841 | 1655 BUFORD HWY | CUMMING | Forsyth | 10001740 | 3 | Flapper Valve | 2009-04-01 | FALSE | 2009-04-01 | FALSE | Currently in Use | Premium | 12000 | Fiberglass Double Walled | 2009-01-01 |  | Double-Walled Fiberglass | Pressurized
BOBBY'S BAIT SHOP | 4585 BROWN'S BRIDGE ROAD | CUMMING | Forsyth | 10002461 | 3 |  |  | FALSE |  | FALSE | Removed from Ground | Diesel | 500 | Bare Steel |  | 1899-12-31 | Bare Steel
BP Cumming Food & Gas | 901 BUFORD HWY E | CUMMING | Forsyth | 9058011 | 3 |  | 1993-11-10 |  | 1993-11-10 |  | Removed from Ground | Gas (Historical Use) | 10000 | Cathodically Protected Steel | 1988-01-01 | 1998-10-16 | Fiberglass Reinforced Plastic | Pressurized
Cumming Processing Plant | 340 WEST MAPLE ST | CUMMING | Forsyth | 580046 | 4 | [5 empty] | Removed from Ground | Gas (Historical Use) | 500 | Bare Steel | 1971-04-04 | 1989-03-16 | Galvanized Steel
Cumming Processing Plant | 340 WEST MAPLE ST | CUMMING | Forsyth | 580046 | 1 | [5 empty] | Removed from Ground | Diesel | 20000 | Bare Steel | 1966-04-05 | 1989-03-16 | Galvanized Steel
CENTRAL FOOD MART | 601 DAHLONEGA ST | CUMMING | Forsyth | 580066 | 404 | Ball Float | 1998-07-01 | FALSE | 1998-07-01 | FALSE | Currently in Use | Plus | 10000 | Composite | 1992-08-07 |  | Fiberglass Reinforced Plastic | Pressurized
PILGRIM STOP & SHOP | 2775 ANTIOCH RD | CUMMING | Forsyth | 580094 | 3302 | Ball Float | 1987-06-01 | FALSE | 1996-04-01 | FALSE | Currently in Use | Premium | 10000 | Galvanic (STIP-3) | 1987-06-01 |  | Fiberglass Reinforced Plastic | Pressurized
PETROFAST FOOD STORES #14 | 5035 GA HWY 400 | CUMMING | Forsyth | 9058147 | 1 | Ball Float | 2008-02-01 | FALSE | 2008-02-01 | FALSE | Currently in Use | Regular | 10000 | Steel-Impressed Current | 1982-01-01 |  | Fiberglass Reinforced Plastic | Pressurized
DR BRAMBLETT RD LLC | 4200 DR BRAMBLETT RD | CUMMING | Forsyth | 9058108 | 5 |  | 1998-05-01 | FALSE | 1998-05-01 | FALSE | Removed from Ground | Diesel | 20000 | Epoxy | 1998-03-20 |  | Fiberglass Reinforced Plastic | Suction (American)
DR BRAMBLETT RD LLC | 4200 DR BRAMBLETT RD | CUMMING | Forsyth | 9058108 | 4 |  | 1998-05-01 | TRUE | 1998-05-01 | TRUE | Removed from Ground | Diesel | 20000 | Epoxy | 1998-03-20 |  | Fiberglass Reinforced Plastic | Suction (American)
FORMER SERVICE STATION | 5219 DAHLONEGA HWY | CUMMING | Forsyth | 10000835 | T-2 |  |  | FALSE |  | FALSE | Removed from Ground | Not Marked | 1200 | Bare Steel | 2005-01-20 | 2005-01-20
KROGER GA-432 | 2325 BETHELVIEW RD | CUMMING | Forsyth | 10000496 | 1 | Flapper Valve | 2003-09-09 | FALSE | 2003-09-09 | FALSE | Currently in Use | Regular | 20000 | Fiberglass Double Walled | 2003-09-05 |  | Double-Walled Fiberglass | Pressurized
SPEEDWAY #4106 | 3310 BUFORD HWY | CUMMING | Forsyth | 10001533 | 3 | Flapper Valve | 2008-05-01 | FALSE | 2008-05-01 | FALSE | Currently in Use | Diesel | 4000 | Composite | 2008-05-01 |  | Double-Walled Fiberglass | Pressurized
RaceTrac #2355 - Ronald Reagan | 510 PEACHTREE PKWY | CUMMING | Forsyth | 10002290 | 2A | Overfill Alarm | 2013-11-21 | FALSE | 2013-11-21 | FALSE | Currently in Use | Diesel | 10000 | Composite Double Walled | 2013-11-21 |  | Double-Walled Fiberglass | Pressurized
BOBBY'S BAIT SHOP | 4585 BROWN'S BRIDGE ROAD | CUMMING | Forsyth | 10002461 | 2 |  |  | FALSE |  | FALSE | Removed from Ground | Gas (Historical Use) | 2000 | Bare Steel |  | 1899-12-31 | Bare Steel
BENNETT SERVICE STATION | 6575 CROSS ROAD ROAD | CUMMING | Forsyth | 9058162 | 3 | [5 empty] | Removed from Ground | Empty | 1000 | Bare Steel | 1999-11-01 | 1999-11-01 | Galvanized Steel | Suction (American)
CHIRAG PATEL | 4325 BROWNS BRIDGE RD | CUMMING | Forsyth | 9058090 | 2 | Ball Float | 1994-08-01 | FALSE | 1994-08-01 | FALSE | Currently in Use | E-0 | 10000 | Fiberglass | 1994-08-01 |  | Fiberglass Reinforced Plastic | Pressurized
HAMMONDS CROSSING EXXON | 3375 KEITH BR RD | CUMMING | Forsyth | 9058100 | 3 | Ball Float | 1992-05-01 | FALSE | 1992-05-01 | FALSE | Currently in Use | Premium | 10000 | Steel-Impressed Current | 1986-02-01 |  | Fiberglass Reinforced Plastic | Pressurized
SAM'S MART #502 | 1520 PEACHTREE PARKWAY | CUMMING | Forsyth | 9058157 | 1 | Flapper Valve | 1999-05-01 | FALSE | 1999-05-01 | FALSE | Currently in Use | Regular | 20000 | Fiberglass Double Walled | 1999-05-01 |  | Fiberglass Reinforced Plastic | Pressurized
ASHVI ENTERPRISES LLC DBA SUNCO FOOD MART | 3845 BROWNS BRIDGE RD | CUMMING | Forsyth | 9058008 | 2 | Ball Float | 1994-12-14 | FALSE | 1994-12-14 | FALSE | Removed from Ground | Regular | 10000 | Steel-Impressed Current | 1982-03-31 | 2019-09-05 | Steel (Impressed Current) | Pressurized
BP Cumming Food & Gas | 901 BUFORD HWY E | CUMMING | Forsyth | 9058011 | 2 |  | 1993-11-10 |  | 1993-11-10 |  | Removed from Ground | Gas (Historical Use) | 10000 | Cathodically Protected Steel | 1988-01-01 | 1998-10-16 | Fiberglass Reinforced Plastic | Pressurized
SAM'S MART #502 | 1520 PEACHTREE PARKWAY | CUMMING | Forsyth | 9058157 | 2 | Flapper Valve | 1999-05-01 | FALSE | 1999-05-01 | FALSE | Currently in Use | Premium | 12000 | Fiberglass Double Walled | 1999-05-01 |  | Fiberglass Reinforced Plastic | Pressurized
BENNETT SERVICE STATION | 6575 CROSS ROAD ROAD | CUMMING | Forsyth | 9058162 | 2 | [5 empty] | Removed from Ground | Empty | 1000 | Bare Steel | 1999-11-01 | 1999-11-01 | Galvanized Steel | Suction (American)
CHIRAG PATEL | 4325 BROWNS BRIDGE RD | CUMMING | Forsyth | 9058090 | 3 | Ball Float | 2006-01-01 | FALSE | 2006-01-01 | FALSE | Currently in Use | Diesel | 8000 | Fiberglass | 2006-01-01 |  | Fiberglass Reinforced Plastic | Pressurized
HAMMONDS CROSSING EXXON | 3375 KEITH BR RD | CUMMING | Forsyth | 9058100 | 4 | Ball Float | 1992-05-01 | FALSE | 1992-05-01 | FALSE | Currently in Use | Diesel | 3000 | Galvanic (STIP-3) | 1986-02-01 |  | Fiberglass Reinforced Plastic | Pressurized
HAMMONDS CROSSING EXXON | 3375 KEITH BR RD | CUMMING | Forsyth | 9058100 | 5 | Ball Float | 1992-05-01 | FALSE | 1992-05-01 | FALSE | Currently in Use | Kerosene | 3000 | Galvanic (STIP-3) | 1986-02-01 |  | Fiberglass Reinforced Plastic | Pressurized
ROYAL FOOD STORE | 2250 PEACHTREE PKWY | CUMMING | Forsyth | 9058101 | 2 |  | 1997-01-01 |  | 1997-01-01 |  | Removed from Ground | Gas (Historical Use) | 10000 | Bare Steel | 1983-01-01 | 1998-07-01 | Galvanized Steel | Pressurized
DR BRAMBLETT RD LLC | 4200 DR BRAMBLETT RD | CUMMING | Forsyth | 9058108 | 3 |  |  | TRUE |  | TRUE | Removed from Ground | Used Oil | 1000 | Bare Steel | 1997-08-13 | 1997-08-13 | Not Marked
ALS QUICK STOP | 1080 DAHLONEGA HWY | CUMMING | Forsyth | 9058002 | 2 | Ball Float | 2005-01-06 | FALSE | 2005-01-06 | TRUE | Currently in Use | Premium | 4010 | Lined Interior | 1998-11-03 |  | Steel (Impressed Current) | Pressurized
CHAMBLEE GAP ROAD SITE | 3018 CHAMBLEE GAP RD | CUMMING | Forsyth | 10002508 | 2 |  |  | FALSE |  | FALSE | Removed from Ground | Not Marked/Tank Removed | 1000 | Unknown | 2015-06-02 | 2015-06-02 | Unknown
ABANDONED GAS STATION | 6250 DAHLONEGA HIGHWAY | CUMMING | Forsyth | 10001971 | 2 |  |  | FALSE |  | FALSE | Removed from Ground | Not Marked/Tank Removed | 500 | Bare Steel | 2006-06-05 | 2006-06-05
KROGER GA-432 | 2325 BETHELVIEW RD | CUMMING | Forsyth | 10000496 | 2A | Flapper Valve | 2003-09-09 | FALSE | 2003-09-09 | FALSE | Currently in Use | Premium | 8000 | Fiberglass Double Walled | 2003-09-05 |  | Double-Walled Fiberglass | Pressurized
SPEEDWAY #4106 | 3310 BUFORD HWY | CUMMING | Forsyth | 10001533 | 2 | Flapper Valve | 2008-05-01 | FALSE | 2008-05-01 | FALSE | Currently in Use | Premium | 8000 | Composite | 2008-05-01 |  | Double-Walled Fiberglass | Pressurized
COSTCO GASOLINE | 1201 BALD RIDGE MARINA RD | CUMMING | Forsyth | 10002351 | 3 | Overfill Alarm | 2014-07-17 | FALSE | 2014-07-17 | FALSE | Currently in Use | Premium | 30000 | Fiberglass Double Walled | 2014-07-15 |  | Double-Walled Fiberglass | Pressurized
ROYAL FOOD STORE | 2250 PEACHTREE PKWY | CUMMING | Forsyth | 9058101 | 1 |  | 1997-01-01 |  | 1997-01-01 |  | Removed from Ground | Gas (Historical Use) | 10000 | Bare Steel | 1983-01-01 | 1998-07-01 | Galvanized Steel | Pressurized
ANGAD INC | 2860 OLD ATLANTA RD | CUMMING | Forsyth | 9058129 | 3 | Ball Float | 2005-11-15 | FALSE | 2005-11-15 | FALSE | Currently in Use | Diesel | 10000 | Composite | 2005-11-15 |  | Fiberglass Reinforced Plastic | Pressurized
SAWNEE EMC/MAIN OFFICE | 543 ATLANTA RD | CUMMING | Forsyth | 9000184 | 12 | Ball Float | 1997-01-01 | FALSE | 1991-01-01 | FALSE | Currently in Use | Regular | 6000 | Fiberglass | 1991-01-01 |  | Fiberglass Reinforced Plastic | Pressurized
GA DNR/BUFORD HATCHERY | 3204 TROUT PL | CUMMING | Forsyth | 580044 | 2 | [5 empty] | Removed from Ground | Diesel | 1000 | Bare Steel | 1976-04-19 | 1998-06-17 | Bare Steel
MAINTENANCE FUELING | 4145 COUNTY WAY RD | CUMMING | Forsyth | 9058152 | 2 | Overfill Alarm | 1998-10-15 | FALSE | 1998-10-15 | FALSE | Currently in Use | Diesel | 10000 | Composite | 1998-10-15 |  | Fiberglass Reinforced Plastic | Safe Suction (Euro)
CIRCLE FOOD MART #38 | 5430 BANNISTER RD | CUMMING | Forsyth | 10000643 | 2 | Ball Float | 2004-04-25 | FALSE | 2004-04-25 | FALSE | Currently in Use | Premium | 10000 | Composite | 2004-04-25 |  | Fiberglass Reinforced Plastic | Pressurized
Ingles Gas Express #455 | 1090 BUFORD HWY | CUMMING | Forsyth | 10000183 | 1A |  | 2002-04-20 | FALSE | 2002-04-20 | FALSE | Removed from Ground | E-10 | 20000 | Fiberglass | 2002-04-22 |  | Fiberglass Reinforced Plastic | Pressurized
NORTHSIDE FORSYTH HOSPITAL | 1200 NORTHSIDE FORSYTH DR | CUMMING | Forsyth | 10002149 | 2 |  | 2016-06-29 | FALSE | 2016-06-29 | FALSE | Currently in Use | Diesel | 30000 | Composite Double Walled | 2016-06-29 |  | Aboveground | Pressurized
HAMMONDS CROSSING EXXON | 3375 KEITH BR RD | CUMMING | Forsyth | 9058100 | 1 | Ball Float | 1992-05-01 | FALSE | 1992-05-01 | FALSE | Currently in Use | Regular | 10000 | STIP-3/Impressed Current | 1986-02-01 |  | Fiberglass Reinforced Plastic | Pressurized
3380 BUFORD HWY INVESTMENT LLC | 3380 BUFORD HWY SUITE B | CUMMING | Forsyth | 9058137 | 2 | Ball Float | 1997-07-06 |  | 1997-07-06 |  | Removed from Ground | Gas (Historical Use) | 12000 | Epoxy | 1997-07-05 | 2013-03-04 | Fiberglass Reinforced Plastic | Pressurized
PIRKLE'S FERRY GENERAL STORE | 2680 BUFORD DAM RD | CUMMING | Forsyth | 580009 | 4 | [5 empty] | Permanently Out Of Use | Gas (Historical Use) | 1000 | Bare Steel | 1955-01-01 | 1986-04-14 | Galvanized Steel
PIRKLE'S FERRY GENERAL STORE | 2680 BUFORD DAM RD | CUMMING | Forsyth | 580009 | 1 | [5 empty] | Permanently Out Of Use | Gas (Historical Use) | 1000 | Bare Steel | 1955-01-01 | 1986-04-14 | Galvanized Steel
BIG H #84 | 535 CANTON RD | CUMMING | Forsyth | 9058136 | 1 | Ball Float | 1997-08-16 | FALSE | 1997-08-16 | FALSE | Currently in Use | Regular | 10000 | Epoxy | 1997-08-15 |  | Fiberglass Reinforced Plastic | Pressurized
CITY OF CUMMING POLICE DEPT | 301 VETERANS MEMORIAL BLVD | CUMMING | Forsyth | 9058139 | 3 | Overfill Alarm | 1998-04-15 | FALSE | 1998-04-15 | FALSE | Currently in Use | Diesel | 8000 | Composite | 1998-04-15 |  | Fiberglass Reinforced Plastic | Safe Suction (Euro)
POST ROAD FOOD MART | 4893 POST RD | CUMMING | Forsyth | 9058120 | 4 | [5 empty] | Removed from Ground | Diesel | 1000 | Bare Steel | 1983-01-01 | 2002-08-13 | Galvanized Steel | Pressurized
POST ROAD FOOD MART | 4893 POST RD | CUMMING | Forsyth | 9058120 | 5 | [5 empty] | Removed from Ground | Kerosene | 250 | Bare Steel | 1983-01-01 | 2002-08-13 | Galvanized Steel | Suction (American)
FORSYTH COUNTY MAINTENANCE SHOP/ | 843 CANTON HWY | CUMMING | Forsyth | 9058025 | 2 | [5 empty] | Removed from Ground | Empty | 1000 | Bare Steel | 1973-01-01 | 1998-10-22 | Galvanized Steel
DUCKTOWN FOOD MKT | 4636 CANTON HWY | CUMMING | Forsyth | 9058004 | 2 | Ball Float | 1994-12-22 | FALSE | 1994-12-22 | FALSE | Currently in Use | Regular | 8000 | Composite | 1986-12-15 |  | Fiberglass Reinforced Plastic | Pressurized
KING'S OIL #383 | 1295 CANTON HWY | CUMMING | Forsyth | 9058163 | 2 | Ball Float | 1999-06-16 | FALSE | 1999-06-16 | FALSE | Currently in Use | Premium | 12000 | Epoxy | 1999-06-16 |  | Fiberglass Reinforced Plastic | Pressurized
CIRCLE M FOOD SHOP #39 | 4740 JOT EM DOWN RD | CUMMING | Forsyth | 10000981 | 4 | Flapper Valve | 2004-03-01 | FALSE | 2004-03-01 | FALSE | Currently in Use | Diesel Off Road | 8000 | Epoxy | 2006-11-17 |  | Fiberglass Reinforced Plastic | Pressurized
QUIKTRIP #841 | 1655 BUFORD HWY | CUMMING | Forsyth | 10001740 | 4A | Flapper Valve | 2016-10-27 | FALSE | 2016-10-27 | FALSE | Currently in Use | E-0 | 10000 | Fiberglass Double Walled | 2016-10-25 |  | Double-Walled Flex | Pressurized
QUIKTRIP #841 | 1655 BUFORD HWY | CUMMING | Forsyth | 10001740 | 1 | Flapper Valve | 2009-04-01 | FALSE | 2009-04-01 | FALSE | Currently in Use | Regular | 20000 | Fiberglass Double Walled | 2009-01-01 |  | Double-Walled Fiberglass | Pressurized
MOUNTAIN VIEW GAS LLC | 1620 BUFORD DAM RD | CUMMING | Forsyth | 9058166 | 3A | Ball Float | 2001-03-04 | FALSE | 2001-03-01 | FALSE | Currently in Use | Diesel | 4000 | Composite | 2001-09-01 |  | Fiberglass Reinforced Plastic | Pressurized
BP Cumming Food & Gas | 901 BUFORD HWY E | CUMMING | Forsyth | 9058011 | 6 | Flapper Valve | 1998-12-01 | FALSE | 1998-12-01 | FALSE | Currently in Use | Regular | 10000 | Fiberglass Double Walled | 1998-12-01 |  | Double-Walled Flex | Pressurized
SAM'S MART #501 | 1739 BUFORD HWY | CUMMING | Forsyth | 10000215 | 3 | Ball Float | 2002-12-19 | FALSE | 2002-12-19 | FALSE | Currently in Use | Diesel | 10000 | Fiberglass Double Walled | 2002-12-19 |  | Double-Walled Fiberglass | Pressurized
QUIKTRIP #812 | 2830 KEITH BRIDGE RD | CUMMING | Forsyth | 10000355 | 1 | Flapper Valve | 2002-10-01 | FALSE | 2002-10-01 | FALSE | Currently in Use | Regular | 20000 | Fiberglass Double Walled | 2002-09-01 |  | Double-Walled Flex | Pressurized
COSTCO GASOLINE | 1201 BALD RIDGE MARINA RD | CUMMING | Forsyth | 10002351 | 2 | Overfill Alarm | 2014-07-17 | FALSE | 2014-07-17 | FALSE | Currently in Use | Plus | 30000 | Fiberglass Double Walled | 2014-07-15 |  | Double-Walled Fiberglass | Pressurized
SHELL FOOD MART | 5110 BROWNS BRIDGE RD | CUMMING | Forsyth | 9058168 | 2 | Ball Float | 2001-02-08 | FALSE | 2001-02-08 | FALSE | Currently in Use | Premium | 10000 | Composite | 2001-02-06 |  | Fiberglass Reinforced Plastic | Pressurized
ASHVI ENTERPRISES LLC DBA SUNCO FOOD MART | 3845 BROWNS BRIDGE RD | CUMMING | Forsyth | 9058008 | 4 | Ball Float | 1994-12-14 | FALSE | 1994-12-14 | FALSE | Removed from Ground | Premium | 6000 | Steel-Impressed Current | 1982-03-31 | 2019-09-05 | Steel (Impressed Current) | Pressurized
BP Cumming Food & Gas | 901 BUFORD HWY E | CUMMING | Forsyth | 9058011 | 7 | Flapper Valve | 1998-12-01 | FALSE | 1998-12-01 | FALSE | Currently in Use | Premium | 10000 | Fiberglass Double Walled | 1998-12-01 |  | Double-Walled Flex | Pressurized
SAM'S MART #502 | 1520 PEACHTREE PARKWAY | CUMMING | Forsyth | 9058157 | 3 | Flapper Valve | 1999-05-01 | FALSE | 1999-05-01 | FALSE | Currently in Use | Diesel | 10000 | Fiberglass Double Walled | 1999-05-01 |  | Fiberglass Reinforced Plastic | Pressurized
MOUNTAIN VIEW GAS LLC | 1620 BUFORD DAM RD | CUMMING | Forsyth | 9058166 | 2 | Ball Float | 2001-03-04 | FALSE | 2001-03-01 | FALSE | Currently in Use | Gas (Historical Use) | 10000 | Composite | 2001-09-01 |  | Fiberglass Reinforced Plastic | Pressurized
BJS WHOLESALE CLUB | 1725 MARKET PLACE BLVD | CUMMING | Forsyth | 9058167 | 2B | Overfill Alarm | 2002-01-20 | FALSE | 2002-01-20 | FALSE | Currently in Use | Premium | 12000 | Fiberglass Double Walled | 2001-12-14 |  | Double-Walled Flex | Pressurized
UNKNOWN | GA HWY 20 & NUCKOLLS RD | CUMMING | Forsyth | 9058134 | 1 | [5 empty] | Removed from Ground | Gas (Historical Use) | 1000 | Not Marked/Unknown | 1997-08-20 | 1997-08-20 | Not Marked
GA DNR/BUFORD HATCHERY | 3204 TROUT PL | CUMMING | Forsyth | 580044 | 6 | Flapper Valve | 1998-08-01 | FALSE | 1998-08-01 | FALSE | Currently in Use | Diesel | 2500 | Fiberglass Double Walled | 1998-08-01 |  | Copper/Secondry Containment | Safe Suction (Euro)
THE ATTIC | 3685 PILGRIM MILL RD | CUMMING | Forsyth | 9058164 | 3 | [5 empty] | Removed from Ground | Gas (Historical Use) | 0 | Bare Steel | 2000-12-01 | 2000-12-01 | Bare Steel
SHELL FOOD MART | 2310 RONALD REAGAN BLVD | CUMMING | Forsyth | 9058165 | 1 | Flapper Valve | 2000-12-01 | FALSE | 2000-12-07 | FALSE | Currently in Use | Regular | 12000 | Epoxy | 2000-11-29 |  | Fiberglass Reinforced Plastic | Pressurized
BJS WHOLESALE CLUB | 1725 MARKET PLACE BLVD | CUMMING | Forsyth | 9058167 | 1 | Overfill Alarm | 2002-01-20 | FALSE | 2002-01-20 | FALSE | Currently in Use | Regular | 20000 | Fiberglass Double Walled | 2001-12-14 |  | Double-Walled Flex | Pressurized
ASHVI ENTERPRISES LLC DBA SUNCO FOOD MART | 3845 BROWNS BRIDGE RD | CUMMING | Forsyth | 9058008 | 1 | Ball Float | 1997-11-01 | FALSE | 1997-11-01 | FALSE | Removed from Ground | Diesel | 10000 | Steel-Impressed Current | 1982-03-31 | 2019-09-05 | Steel (Impressed Current) | Suction (American)
BP Cumming Food & Gas | 901 BUFORD HWY E | CUMMING | Forsyth | 9058011 | 1 |  | 1993-11-10 |  | 1993-11-10 |  | Removed from Ground | Diesel | 10000 | Cathodically Protected Steel | 1988-01-01 | 1998-10-16 | Fiberglass Reinforced Plastic | Pressurized
PIRKLE'S FERRY GENERAL STORE | 2680 BUFORD DAM RD | CUMMING | Forsyth | 580009 | 3 | [5 empty] | Permanently Out Of Use | Gas (Historical Use) | 1000 | Bare Steel | 1955-01-01 | 1986-04-14 | Galvanized Steel
BP Cumming Food & Gas | 901 BUFORD HWY E | CUMMING | Forsyth | 9058011 | 8 | Flapper Valve | 1998-12-01 | FALSE | 1998-12-01 | FALSE | Currently in Use | Diesel | 10000 | Fiberglass Double Walled | 1998-12-01 |  | Double-Walled Flex | Pressurized
CHIRAG PATEL | 4325 BROWNS BRIDGE RD | CUMMING | Forsyth | 9058090 | 1 | Ball Float | 1994-08-01 | FALSE | 1994-08-01 | FALSE | Currently in Use | Regular | 12000 | Fiberglass | 1984-08-01 |  | Fiberglass Reinforced Plastic | Pressurized
PILGRIM STOP & SHOP | 2775 ANTIOCH RD | CUMMING | Forsyth | 580094 | 3301 | Ball Float | 1987-06-01 | FALSE | 1996-04-01 | FALSE | Currently in Use | Regular | 10000 | Galvanic (STIP-3) | 1987-06-01 |  | Fiberglass Reinforced Plastic | Pressurized
FARDEEN ENTERPRISES | 502 LAKELAND PLAZA | CUMMING | Forsyth | 9058131 | 2 | Ball Float | 1997-05-01 | FALSE | 1997-05-01 | FALSE | Currently in Use | Premium | 12000 | Fiberglass | 1997-05-01 |  | Flex | Pressurized
POST ROAD FOOD MART | 4893 POST RD | CUMMING | Forsyth | 9058120 | 3 | [5 empty] | Removed from Ground | Gas (Historical Use) | 3000 | Bare Steel | 1983-01-01 | 2002-08-13 | Galvanized Steel | Pressurized
LANIER GOLF CLUB | CROSSING OF FAIRWAY DR AND FAIRW | CUMMING | Forsyth | 7000033 | 1 | [5 empty] | Removed from Ground | Gas (Historical Use) | 1000 | Bare Steel | 1970-05-20 | 1999-12-08 | Galvanized Steel | Suction (American)
BP Cumming Food & Gas | 901 BUFORD HWY E | CUMMING | Forsyth | 9058011 | 4 |  | 1993-11-10 |  | 1993-11-10 |  | Removed from Ground | Gas (Historical Use) | 10000 | Cathodically Protected Steel | 1988-01-01 | 1998-10-16 | Fiberglass Reinforced Plastic | Pressurized
BP Cumming Food & Gas | 901 BUFORD HWY E | CUMMING | Forsyth | 9058011 | 5 |  | 1993-11-10 |  | 1993-11-10 |  | Removed from Ground | Kerosene | 5000 | Cathodically Protected Steel | 1988-01-01 | 1998-10-16 | Fiberglass Reinforced Plastic | Pressurized
Cumming Processing Plant | 340 WEST MAPLE ST | CUMMING | Forsyth | 580046 | 2 | [5 empty] | Removed from Ground | Diesel | 12000 | Bare Steel | 1977-04-02 | 1989-03-16 | Galvanized Steel
LANIER GOLF CLUB | CROSSING OF FAIRWAY DR AND FAIRW | CUMMING | Forsyth | 7000033 | 2 | [5 empty] | Removed from Ground | Diesel | 550 | Bare Steel | 1970-01-01 | 1999-12-08 | Galvanized Steel | Suction (American)
76 CUMMING | 2380 PILGRIM MILL RD | CUMMING | Forsyth | 9058019 | 2 | Ball Float | 1993-05-11 | FALSE | 1993-05-11 | FALSE | Currently in Use | Premium | 8000 | Galvanic (STIP-3) | 1993-05-11 |  | Fiberglass Reinforced Plastic | Pressurized
ANGAD INC | 2860 OLD ATLANTA RD | CUMMING | Forsyth | 9058129 | 24068 | Ball Float | 1996-07-03 | FALSE | 1996-07-03 | FALSE | Currently in Use | Premium | 12000 | Composite | 1996-07-02 |  | Fiberglass Reinforced Plastic | Pressurized
GA DNR/BUFORD HATCHERY | 3204 TROUT PL | CUMMING | Forsyth | 580044 | 3 | [5 empty] | Removed from Ground | Other | 275 | Bare Steel | 1976-04-19 | 1998-08-27 | Bare Steel
THE ATTIC | 3685 PILGRIM MILL RD | CUMMING | Forsyth | 9058164 | 2 | [5 empty] | Removed from Ground | Gas (Historical Use) | 0 | Bare Steel | 2000-12-01 | 2000-12-01 | Bare Steel
HAMMONDS CROSSING EXXON | 3375 KEITH BR RD | CUMMING | Forsyth | 9058100 | 2 | Ball Float | 1992-05-01 | FALSE | 1992-05-01 | FALSE | Currently in Use | Plus | 8000 | STIP-3/Impressed Current | 1986-02-01 |  | Fiberglass Reinforced Plastic | Pressurized
3380 BUFORD HWY INVESTMENT LLC | 3380 BUFORD HWY SUITE B | CUMMING | Forsyth | 9058137 | 1 | Ball Float | 1997-07-06 |  | 1997-07-06 |  | Removed from Ground | Gas (Historical Use) | 10000 | Epoxy | 1997-07-05 | 2013-03-04 | Fiberglass Reinforced Plastic | Pressurized
UNKNOWN | GA HWY 20 & NUCKOLLS RD | CUMMING | Forsyth | 9058134 | 2 | [5 empty] | Removed from Ground | Gas (Historical Use) | 550 | Not Marked/Unknown | 1997-08-20 | 1997-08-20 | Not Marked
PIRKLE'S FERRY GENERAL STORE | 2680 BUFORD DAM RD | CUMMING | Forsyth | 580009 | 2 | [5 empty] | Permanently Out Of Use | Gas (Historical Use) | 1000 | Bare Steel | 1955-01-01 | 1986-04-14 | Galvanized Steel
QUIKTRIP #778 | 3611 PEACHTREE PKWY | SUWANEE | Forsyth | 9058143 | 1 | Flapper Valve | 1998-01-22 | FALSE | 1998-01-22 | FALSE | Currently in Use | Regular | 12000 | Fiberglass | 1998-01-22 |  | Double-Walled Flex | Pressurized
E L GRAVITT GROCERY | GA HWY 20 | CUMMING | Forsyth | 580043 | 1 | [5 empty] | Removed from Ground | Gas (Historical Use) | 550 | Bare Steel | 1963-05-05 | 1899-12-31 | Unknown
CAGLE FINA SVC & AUTO PARTS | 3531 GA HWY 141 | SUWANEE | Forsyth | 580050 | 3 | [5 empty] | Removed from Ground | Gas (Historical Use) | 3000 | Bare Steel | 1970-04-21 | 1994-12-04 | Bare Steel | Pressurized
CHESTATEE ELEM SCHOOL | RT 1 BOX 1411 | GAINESVILLE | Forsyth | 580060 | 1 | [5 empty] | Removed from Ground | Diesel | 3000 | Bare Steel | 1978-05-07 | 1988-08-01 | Galvanized Steel
ESTATE OF CLAUDIE MATHIS | 9030 BROWNS BRIDGE RD | GAINESVILLE | Forsyth | 10000141 | 3 |  |  | FALSE |  | FALSE | Removed from Ground | Gas (Historical Use) | 1000 | Bare Steel | 1959-01-01 | 2002-07-25 | Bare Steel | Safe Suction (Euro)
SMART MART | 2291 ATLANTA HWY | CUMMING | Forsyth | 580041 | 1DIESEL |  |  | FALSE |  | FALSE | Removed from Ground |  | 10000 |  | 1999-01-26 | 1998-07-20
SMART MART | 2291 ATLANTA HWY | CUMMING | Forsyth | 580041 | 7 | Flapper Valve | 1998-08-15 | FALSE | 1998-08-15 | FALSE | Currently in Use | Regular | 10000 | Fiberglass Double Walled | 1998-08-15 |  | Double-Walled Flex | Pressurized
SMART MART | 2291 ATLANTA HWY | CUMMING | Forsyth | 580041 | KEROSENE |  | 1987-11-24 | FALSE | 1987-11-24 | FALSE | Removed from Ground |  | 5200 |  | 1987-11-24 | 1998-07-20 | Galvanized Steel
SMART MART | 2291 ATLANTA HWY | CUMMING | Forsyth | 580041 | MIDGRADE |  |  | FALSE |  | FALSE | Removed from Ground |  | 10000 |  | 1983-04-30 | 1998-07-20 | Galvanized Steel
MOUNTAIN EXPRESS #232 | 5715 HIGHWAY 9 N | ALPHARETTA | Forsyth | 9058133 | 6401 | Flapper Valve |  | FALSE | 1997-03-01 | FALSE | Currently in Use | Regular | 15000 | Epoxy | 2003-01-31 |  | Double-Walled Fiberglass | Pressurized
SHELL FOODMART | 1510 MCFARLAND PKWY | ALPHARETTA | Forsyth | 9058132 | 6202 | Ball Float | 1996-11-01 | FALSE | 1996-11-01 | FALSE | Currently in Use | Premium | 12000 | Epoxy | 1996-11-01 |  | Double-Walled Flex | Pressurized
SHELL FOODMART | 1510 MCFARLAND PKWY | ALPHARETTA | Forsyth | 9058132 | 6201 | Ball Float | 1996-11-01 | FALSE | 1996-11-01 | FALSE | Currently in Use | Regular | 15000 | Epoxy | 1996-11-01 |  | Double-Walled Flex | Pressurized
MARINE DEVELOPMENT CORP | 1850 BALD RIDGE MARINA RD | CUMMING | Forsyth | 580070 | 2B | Ball Float | 1993-02-09 | FALSE | 1993-02-09 | FALSE | Removed from Ground | Gas (Historical Use) | 4000 | Steel-Impressed Current | 1956-05-12 |  | Steel (Impressed Current) | Suction (American)
SMART MART | 2291 ATLANTA HWY | CUMMING | Forsyth | 580041 | 2REG |  | 1989-01-13 | FALSE | 1989-01-13 | FALSE | Removed from Ground |  | 10000 |  | 1983-04-30 | 1998-07-20
SMART MART | 2291 ATLANTA HWY | CUMMING | Forsyth | 580041 | 1PREM |  |  | FALSE |  | FALSE | Removed from Ground |  | 10000 |  | 1983-04-30 | 1998-07-20
LUCY'S CAFE/COUNTRY MART/JOSEPH | 5955 GA HWY 9 | ALPHARETTA | Forsyth | 580052 | 3 | [5 empty] | Permanently Out Of Use | Gas (Historical Use) | 4000 | Bare Steel | 1961-05-07 | 1992-11-19 | Galvanized Steel
ALPHA METALS INC | 200 TECHNOLOGY DR | ALPHARETTA | Forsyth | 580005 | 3 | [5 empty] | Removed from Ground | Hazardous Substance | 10000 | Cathodically Protected Steel | 1985-02-07 | 1996-05-22 | Bare Steel
QUICK STOP #102 | 2383 CANTON HWY | CUMMING | Forsyth | 580051 | 2 | Flapper Valve | 1998-06-01 | FALSE | 1998-06-01 | FALSE | Removed from Ground | Premium | 8000 | Composite | 1961-05-07 |  | Steel (Impressed Current) | Pressurized
ESTATE OF CLAUDIE MATHIS | 9030 BROWNS BRIDGE RD | GAINESVILLE | Forsyth | 10000141 | 1 |  |  | FALSE |  | FALSE | Removed from Ground | Gas (Historical Use) | 1000 | Bare Steel | 1959-01-01 | 2002-07-25 | Bare Steel | Safe Suction (Euro)
FORSYTH COUNTY FIRE STATION #12 | 3480 SETTINGDOWN RD | CUMMING | Forsyth | 9058033 | 2 |  |  | FALSE |  | FALSE | Removed from Ground |  | 8000 | Composite | 1993-09-16 | 2006-05-03 | Fiberglass Reinforced Plastic
MARTINS GULF | US HWY 19 | CUMMINGS | Forsyth | 580079 | 1 | [5 empty] | Permanently Out of Use - historical purposes | Gas (Historical Use) | 2000 | Bare Steel | 1951-05-17 | 1899-12-31 | Bare Steel
MARTINS GULF | US HWY 19 | CUMMINGS | Forsyth | 580079 | 4 | [5 empty] | Permanently Out of Use - historical purposes | Diesel | 1000 | Bare Steel | 1951-05-17 | 1899-12-31 | Bare Steel
FORSYTH COUNTY FIRE STATION #12 | 3480 SETTINGDOWN RD | CUMMING | Forsyth | 9058033 | 4 | Overfill Alarm | 2006-05-15 | FALSE | 2006-05-15 | FALSE | Currently in Use | Diesel | 10000 | Composite | 2006-05-15 |  | Fiberglass Reinforced Plastic | Safe Suction (Euro)
FORSYTH COUNTY FIRE STATION #12 | 3480 SETTINGDOWN RD | CUMMING | Forsyth | 9058033 | 1 |  |  | FALSE |  | FALSE | Removed from Ground | Gas (Historical Use) | 8000 | Composite | 1993-09-16 | 2006-05-03 | Fiberglass Reinforced Plastic
MARTINS GULF | US HWY 19 | CUMMINGS | Forsyth | 580079 | 2 | [5 empty] | Permanently Out of Use - historical purposes | Gas (Historical Use) | 2000 | Bare Steel | 1951-05-17 | 1899-12-31 | Bare Steel
SHELL | 428 ATLANTA HWY | CUMMING | Forsyth | 580045 | 6 |  | 1998-01-01 | FALSE | 1998-01-01 | FALSE | Currently in Use | Diesel | 10000 | Fiberglass Double Walled | 1994-10-27 |  | Fiberglass Reinforced Plastic | Pressurized
QUICK STOP #102 | 2383 CANTON HWY | CUMMING | Forsyth | 580051 | 4 | Ball Float | 1998-06-01 | FALSE | 1998-06-01 | FALSE | Removed from Ground | Diesel | 2000 | Composite | 1961-05-07 |  | Steel (Impressed Current) | Pressurized
JOT EM DOWN STORE | 6810 KEITH BRIDGE RD | GAINESVILLE | Forsyth | 9058142 | 3B | Ball Float | 1998-01-01 | FALSE | 1998-01-01 | FALSE | Currently in Use | Diesel Off Road | 4000 | Epoxy | 1998-01-01 |  | Double-Walled Flex | Pressurized
CAGLE FINA SVC & AUTO PARTS | 3531 GA HWY 141 | SUWANEE | Forsyth | 580050 | 1 | [5 empty] | Removed from Ground | Gas (Historical Use) | 3000 | Bare Steel | 1970-04-21 | 1994-12-04 | Bare Steel | Pressurized
VJ Food Mart | 8585 BROWNS BRIDGE RD | GAINESVILLE | Forsyth | 9058150 | 2 | Ball Float | 1996-04-09 | FALSE | 1996-04-09 | FALSE | Currently in Use | Premium | 10000 | Fiberglass | 1996-04-09 |  | Double-Walled Flex | Pressurized
LAKE LANIER SHELL | 7515 BROWNS BRIDGE RD | GAINESVILLE | Forsyth | 9058098 | 3 | Ball Float | 2001-09-01 | FALSE | 2001-09-01 | FALSE | Currently in Use | Premium | 6000 | Galvanic (STIP-3) | 1990-01-01 |  | Fiberglass Reinforced Plastic | Pressurized
W J FARMER & SON | 6760 BROWNS BRIDGE RD | GAINESVILLE | Forsyth | 9058080 | 2 | [5 empty] | Removed from Ground | Gas (Historical Use) | 5000 | Bare Steel | 1993-05-28 | 1993-05-28 | Bare Steel | Suction (American)
PORT ROYALE MARINA DBA TRAINA ENTERPRISES INC | 8800 PORT ROYAL DRIVE | GAINESVILLE | Forsyth | 580027 | 3 | [5 empty] | Removed from Ground | Gas (Historical Use) | 2000 | Bare Steel | 1960-04-16 | 1997-06-11 | Galvanized Steel | Suction (American)
JIM & PATS PLACE | 6745 SHADY GROVE RD | CUMMING | Forsyth | 9058095 | 1 | [5 empty] | Removed from Ground | Gas (Historical Use) | 5000 | Bare Steel | 1975-01-01 | 1999-03-01 | Galvanized Steel | Suction (American)
MOUNTAIN EXPRESS #232 | 5715 HIGHWAY 9 N | ALPHARETTA | Forsyth | 9058133 | 3B | Flapper Valve | 2015-06-15 | FALSE | 2015-06-15 | FALSE | Currently in Use | Biodiesel | 4000 | Fiberglass Double Walled | 2015-06-15 |  | Double-Walled Fiberglass | Pressurized
THE STATION AT CUMMINGS 103 LLC DBA FOOD MART | 554 ATLANTA HWY | CUMMING | Forsyth | 580054 | 4 | Flapper Valve | 1994-07-01 | FALSE | 1994-07-01 | FALSE | Currently in Use | Diesel | 8000 | Steel-Impressed Current | 1983-04-30 |  | Fiberglass Reinforced Plastic | Pressurized
THE STATION AT CUMMINGS 103 LLC DBA FOOD MART | 554 ATLANTA HWY | CUMMING | Forsyth | 580054 | 1 | Flapper Valve | 1994-07-01 | FALSE | 1994-07-01 | FALSE | Currently in Use | Regular | 8000 | Steel-Impressed Current | 1983-04-30 |  | Fiberglass Reinforced Plastic | Pressurized
W C PUCKETT BUILDERS SUPPLY INC | 7051 CAMPGROUND RD | CUMMING | Forsyth | 580008 | 1 |  | 1997-10-01 |  | 1997-10-01 |  | Removed from Ground | Gas (Historical Use) | 1000 | Steel-Impressed Current | 1976-03-23 | 2012-08-16 | Cathodically Protected | Suction (American)
SHELL | 428 ATLANTA HWY | CUMMING | Forsyth | 580045 | UL | [5 empty] | Removed from Ground | Gas (Historical Use) | 10000 | Fiberglass Double Walled | 1976-05-01 | 1994-09-06 | Flex
LUCY'S CAFE/COUNTRY MART/JOSEPH | 5955 GA HWY 9 | ALPHARETTA | Forsyth | 580052 | 1 | [5 empty] | Permanently Out Of Use | Gas (Historical Use) | 4000 | Bare Steel | 1961-05-07 | 1992-11-19 | Galvanized Steel
MARINE DEVELOPMENT CORP | 1850 BALD RIDGE MARINA RD | CUMMING | Forsyth | 580070 | 1R | Flapper Valve | 1993-02-09 | FALSE | 1993-02-09 | FALSE | Removed from Ground | Gas (Historical Use) | 4000 | Steel-Impressed Current | 1956-05-12 |  | Steel (Impressed Current) | Pressurized
SMART MART | 2291 ATLANTA HWY | CUMMING | Forsyth | 580041 | 1REG |  | 1989-01-13 | FALSE | 1989-01-13 | FALSE | Removed from Ground |  | 10000 |  | 1983-04-30 | 1998-07-20
ESTATE OF CLAUDIE MATHIS | 9030 BROWNS BRIDGE RD | GAINESVILLE | Forsyth | 10000141 | 2 |  |  | FALSE |  | FALSE | Removed from Ground | Gas (Historical Use) | 1000 | Bare Steel | 1959-01-01 | 2002-07-25 | Bare Steel | Safe Suction (Euro)
MARINE DEVELOPMENT CORP | 1850 BALD RIDGE MARINA RD | CUMMING | Forsyth | 580070 | 4G | Flapper Valve | 1993-02-09 | FALSE | 1993-02-09 | FALSE | Removed from Ground | Diesel | 4000 | Steel-Impressed Current | 1956-05-12 |  | Steel (Impressed Current) | Pressurized
DALTON MARINE SERVICE | 6720 KEITH BRIDGE RD | GAINESVILLE | Forsyth | 9058141 | 3 | [5 empty] | Removed from Ground | Gas (Historical Use) | 1000 | Bare Steel | 1998-04-21 | 1998-04-21 | Bare Steel | Safe Suction (Euro)
JOT EM DOWN STORE | 6810 KEITH BRIDGE RD | GAINESVILLE | Forsyth | 9058142 | 2 | Ball Float | 1998-01-01 | FALSE | 1998-01-01 | FALSE | Currently in Use | Premium | 10000 | Epoxy | 1998-01-01 |  | Double-Walled Flex | Pressurized
TARIZ PROPERTIES INC | 5320 ATLANTA HWY | ALPHARETTA | Forsyth | 580035 | 2 |  |  | FALSE |  | FALSE | Removed from Ground | Gas (Historical Use) | 4000 | Bare Steel | 1976-05-01 | 1987-12-01 | Galvanized Steel
MOUNTAIN EXPRESS #232 | 5715 HIGHWAY 9 N | ALPHARETTA | Forsyth | 9058133 | 6402 | Flapper Valve |  | FALSE | 1997-03-01 | FALSE | Currently in Use | Premium | 12000 | Epoxy | 2003-01-31 |  | Double-Walled Fiberglass | Pressurized
MOUNTAIN EXPRESS #232 | 5715 HIGHWAY 9 N | ALPHARETTA | Forsyth | 9058133 | 3A | Flapper Valve | 2015-06-15 | FALSE | 2015-06-15 | FALSE | Currently in Use | E-85 | 8000 | Fiberglass Double Walled | 2015-06-15 |  | Double-Walled Fiberglass | Pressurized
QUICK STOP #102 | 2383 CANTON HWY | CUMMING | Forsyth | 580051 | 1 | Ball Float | 1998-06-01 | FALSE | 1998-06-01 | FALSE | Removed from Ground | Regular | 10000 | Composite | 1961-05-07 |  | Steel (Impressed Current) | Pressurized
TARIZ PROPERTIES INC | 5320 ATLANTA HWY | ALPHARETTA | Forsyth | 580035 | 6 | Ball Float | 1988-01-01 | FALSE | 1988-01-01 | FALSE | Currently in Use | Diesel | 8000 | Fiberglass | 1988-01-01 |  | Fiberglass Reinforced Plastic | Pressurized
ADVANCED FOUNDATIONS INC | 1700 MCFARLAND 400 DR | ALPHARETTA | Forsyth | 580003 | 2 | [5 empty] | Removed from Ground | Gas (Historical Use) | 10000 | Bare Steel | 1985-02-07 | 1992-10-20 | Galvanized Steel
JOT EM DOWN STORE | 6810 KEITH BRIDGE RD | GAINESVILLE | Forsyth | 9058142 | 3A | Ball Float | 1998-01-01 | FALSE | 1998-01-01 | FALSE | Currently in Use | Diesel | 6000 | Epoxy | 1998-01-01 |  | Double-Walled Flex | Pressurized
PORT ROYALE MARINA DBA TRAINA ENTERPRISES INC | 8800 PORT ROYAL DRIVE | GAINESVILLE | Forsyth | 580027 | 4 | [5 empty] | Removed from Ground | Gas (Historical Use) | 3000 | Bare Steel | 1965-04-15 | 1997-06-11 | Galvanized Steel | Suction (American)
PORT ROYALE MARINA DBA TRAINA ENTERPRISES INC | 8800 PORT ROYAL DRIVE | GAINESVILLE | Forsyth | 580027 | 7 | Ball Float | 1996-06-01 | FALSE | 1996-06-01 | FALSE | Currently in Use | Gas (Historical Use) | 10000 | Galvanic (STIP-3) | 1988-02-15 |  | Galvanized Steel | Pressurized
PORT ROYALE MARINA DBA TRAINA ENTERPRISES INC | 8800 PORT ROYAL DRIVE | GAINESVILLE | Forsyth | 580027 | 5 | [5 empty] | Removed from Ground | Gas (Historical Use) | 2000 | Bare Steel | 1965-04-15 | 1997-06-11 | Galvanized Steel | Suction (American)
JOT-EM-DOWN STORE | GA HWY 306/JOT-EM-DOWN RD/6805 KEITH BRI | GAINESVILLE | Forsyth | 580030 | 3 |  | 2006-03-22 |  | 1989-06-01 |  | Removed from Ground | Gas (Historical Use) | 6000 | Cathodically Protected Steel | 1989-06-12 | 2008-06-03 | Fiberglass Reinforced Plastic | Pressurized
QUIKTRIP #778 | 3611 PEACHTREE PKWY | SUWANEE | Forsyth | 9058143 | 2 | Flapper Valve | 1998-01-22 | FALSE | 1998-01-22 | FALSE | Currently in Use | Regular | 12000 | Fiberglass | 1998-01-22 |  | Double-Walled Flex | Pressurized
SMART MART | 2291 ATLANTA HWY | CUMMING | Forsyth | 580041 | 8 | Flapper Valve | 1998-08-15 | FALSE | 1998-08-15 | FALSE | Currently in Use | Premium | 10000 | Fiberglass Double Walled | 1998-08-15 |  | Double-Walled Flex | Pressurized
SMART MART | 2291 ATLANTA HWY | CUMMING | Forsyth | 580041 | 9 | Flapper Valve | 1998-08-15 | FALSE | 1998-08-15 | FALSE | Currently in Use | Diesel | 10000 | Fiberglass | 2006-11-15 |  | Double-Walled Flex | Pressurized
TARIZ PROPERTIES INC | 5320 ATLANTA HWY | ALPHARETTA | Forsyth | 580035 | 1 |  |  | FALSE |  | FALSE | Removed from Ground | Gas (Historical Use) | 4000 | Bare Steel | 1976-05-01 | 1987-12-01 | Galvanized Steel
LUCY'S CAFE/COUNTRY MART/JOSEPH | 5955 GA HWY 9 | ALPHARETTA | Forsyth | 580052 | 2 | [5 empty] | Permanently Out Of Use | Gas (Historical Use) | 2000 | Bare Steel | 1961-05-07 | 1992-11-19 | Galvanized Steel
MOUNTAIN EXPRESS #232 | 5715 HIGHWAY 9 N | ALPHARETTA | Forsyth | 9058133 | 4 | Flapper Valve | 2015-06-15 | FALSE | 2015-06-15 | FALSE | Currently in Use | Diesel Off Road | 2500 | Fiberglass Double Walled | 2015-06-15 |  | Double-Walled Fiberglass | Pressurized
W C PUCKETT BUILDERS SUPPLY INC | 7051 CAMPGROUND RD | CUMMING | Forsyth | 580008 | 2 |  | 1997-10-01 |  | 1997-10-01 |  | Removed from Ground | Gas (Historical Use) | 1000 | Steel-Impressed Current | 1976-03-23 | 2012-08-16 | Cathodically Protected | Suction (American)
THE STATION AT CUMMINGS 103 LLC DBA FOOD MART | 554 ATLANTA HWY | CUMMING | Forsyth | 580054 | 5 | Flapper Valve | 1994-07-01 | FALSE | 1994-07-01 | FALSE | Temporarily out of use | Kerosene | 4000 | Composite | 1994-10-01 |  | Fiberglass Reinforced Plastic | Safe Suction (Euro)
DALTON MARINE SERVICE | 6720 KEITH BRIDGE RD | GAINESVILLE | Forsyth | 9058141 | 1 | [5 empty] | Removed from Ground | Gas (Historical Use) | 1000 | Bare Steel | 1998-04-21 | 1998-04-21 | Bare Steel | Safe Suction (Euro)
GRANNY'S SHELL FOOD MART | 4820 DAWSONVILLE HWY | GAINESVILLE | Forsyth | 9058079 | 4 | Flapper Valve | 2022-03-31 | FALSE | 1996-12-16 | FALSE | Currently in Use | Diesel | 6000 | Galvanic (STIP-3) | 1987-05-01 |  | Fiberglass Reinforced Plastic | Safe Suction (Euro)
DANIELS GROCERY AND FISH BAIT | 2355 PILGRIM MILL RD | CUMMING | Forsyth | 9058091 | 3 |  | 1994-11-23 | FALSE | 1994-11-23 | FALSE | Currently in Use | E-10 | 8000 | Steel-Impressed Current | 1987-01-01 |  | Fiberglass Reinforced Plastic | Pressurized
QUIKTRIP #778 | 3611 PEACHTREE PKWY | SUWANEE | Forsyth | 9058143 | 3 | Flapper Valve | 1998-01-22 | FALSE | 1998-01-22 | FALSE | Currently in Use | Premium | 12000 | Fiberglass | 1998-01-22 |  | Double-Walled Flex | Pressurized
WALL'S GARAGE | US HWY 19 NORTH | SILVER CITY | Forsyth | 580077 | 1 | [5 empty] | Removed from Ground | Gas (Historical Use) | 2000 | Bare Steel | 1970-05-12 | 1899-12-31 | Bare Steel
MARTINS GULF | US HWY 19 | CUMMINGS | Forsyth | 580079 | 3 | [5 empty] | Permanently Out of Use - historical purposes | Gas (Historical Use) | 3000 | Bare Steel | 1951-05-17 | 1899-12-31 | Bare Steel
SHELL | 428 ATLANTA HWY | CUMMING | Forsyth | 580045 | 4 |  | 1998-01-01 | FALSE | 1998-01-01 | FALSE | Currently in Use | Regular | 12000 | Fiberglass Double Walled | 1994-10-27 |  | Fiberglass Reinforced Plastic | Pressurized
SHELL | 428 ATLANTA HWY | CUMMING | Forsyth | 580045 | 5 |  | 1998-01-01 | FALSE | 1998-01-01 | FALSE | Currently in Use | Premium | 12000 | Fiberglass Double Walled | 1994-10-27 |  | Fiberglass Reinforced Plastic | Pressurized
MOUNTAIN EXPRESS #232 | 5715 HIGHWAY 9 N | ALPHARETTA | Forsyth | 9058133 | 30 | Flapper Valve | 2015-06-15 | FALSE | 2015-06-15 | FALSE | Currently in Use | Diesel On Road | 4000 | Fiberglass Double Walled | 2015-06-15 |  | Double-Walled Fiberglass | Pressurized
LAKE LANIER SHELL | 7515 BROWNS BRIDGE RD | GAINESVILLE | Forsyth | 9058098 | 2 | Ball Float | 2001-09-01 | FALSE | 2001-09-01 | FALSE | Currently in Use | Regular | 6000 | Galvanic (STIP-3) | 1990-01-01 |  | Fiberglass Reinforced Plastic | Pressurized
BROWNS BRIDGE CITGO | 8430 BROWNS BRIDGE RD | GAINESVILLE | Forsyth | 9058106 | PREM2 | Ball Float | 1998-01-10 | FALSE | 1998-01-10 | FALSE | Currently in Use | Premium | 8000 | Galvanic (STIP-3) | 1988-01-01 |  | Fiberglass Reinforced Plastic | Pressurized
PORT ROYALE MARINA DBA TRAINA ENTERPRISES INC | 8800 PORT ROYAL DRIVE | GAINESVILLE | Forsyth | 580027 | 1 | [5 empty] | Removed from Ground | Gas (Historical Use) | 1000 | Bare Steel | 1960-04-16 | 1997-06-11 | Galvanized Steel | Suction (American)
DALTON MARINE SERVICE | 6720 KEITH BRIDGE RD | GAINESVILLE | Forsyth | 9058141 | 2 | [5 empty] | Removed from Ground | Gas (Historical Use) | 1000 | Bare Steel | 1998-04-21 | 1998-04-21 | Bare Steel | Safe Suction (Euro)
LAKE LANIER SHELL | 7515 BROWNS BRIDGE RD | GAINESVILLE | Forsyth | 9058098 | 5 | [5 empty] | Removed from Ground | Empty | 1000 | Not Marked/Unknown | 2001-01-30 | 2001-01-30 | Not Marked
LAKE LANIER SHELL | 7515 BROWNS BRIDGE RD | GAINESVILLE | Forsyth | 9058098 | 4 | [5 empty] | Removed from Ground | Empty | 1000 | Not Marked/Unknown | 2001-01-30 | 2001-01-30 | Not Marked
THE STATION AT CUMMINGS 103 LLC DBA FOOD MART | 554 ATLANTA HWY | CUMMING | Forsyth | 580054 | 3 | Flapper Valve | 1994-07-01 | FALSE | 1994-07-01 | FALSE | Currently in Use | Premium | 8000 | Steel-Impressed Current | 1983-04-30 |  | Fiberglass Reinforced Plastic | Pressurized
JOT-EM-DOWN STORE | GA HWY 306/JOT-EM-DOWN RD/6805 KEITH BRI | GAINESVILLE | Forsyth | 580030 | 1 | [5 empty] | Removed from Ground | Gas (Historical Use) | 1000 | Bare Steel | 1961-05-05 | 1989-06-10 | Galvanized Steel | Safe Suction (Euro)
DANIELS GROCERY AND FISH BAIT | 2355 PILGRIM MILL RD | CUMMING | Forsyth | 9058091 | 5 |  | 1994-11-23 | FALSE | 1994-11-23 | FALSE | Currently in Use | Diesel | 1000 | Steel-Impressed Current | 1987-01-01 |  | Fiberglass Reinforced Plastic | Pressurized
WEE WILLY #4 | 4310 BROWNS BR RD | CUMMING | Forsyth | 9058107 | 2 |  | 1990-02-08 |  | 1990-02-08 |  | Removed from Ground | Gas (Historical Use) | 4000 | Cathodically Protected Steel | 1990-02-08 | 2004-08-07 | Fiberglass Reinforced Plastic | Pressurized
TARIZ PROPERTIES INC | 5320 ATLANTA HWY | ALPHARETTA | Forsyth | 580035 | 3 |  |  | FALSE |  | FALSE | Removed from Ground | Gas (Historical Use) | 4000 | Bare Steel | 1976-05-01 | 1987-12-01 | Galvanized Steel
WILL NIX GROCERY | GA HWY 53 W | GAINESVILLE | Forsyth | 9042003 | 1 | [5 empty] | Removed from Ground | Gas (Historical Use) | 6000 | Cathodically Protected Steel | 1988-01-01 | 1997-04-01 | Cathodically Protected | Suction (American)
JOT EM DOWN STORE | 6810 KEITH BRIDGE RD | GAINESVILLE | Forsyth | 9058142 | 1 | Ball Float | 1998-01-01 | FALSE | 1998-01-01 | FALSE | Currently in Use | Regular | 12000 | Epoxy | 1998-01-01 |  | Double-Walled Flex | Pressurized
JOT EM DOWN STORE | 6810 KEITH BRIDGE RD | GAINESVILLE | Forsyth | 9058142 | 4 | Flapper Valve | 1998-01-01 | FALSE | 1998-01-01 | FALSE | Currently in Use | E-0 | 5000 | Epoxy | 1998-01-01 |  | Double-Walled Flex | Suction (American)
LOCKHEED LONGHOLLOW CAMPGROUND | 8490 BRYANT RD | GAINESVILLE | Forsyth | 9058103 | RU-1 | [5 empty] | Removed from Ground | Gas (Historical Use) | 1000 | Bare Steel | 1996-11-19 | 1996-11-19 | Galvanized Steel | Suction (American)
HARRISON GROC | 2720 BROOKWOOD RD | CUMMING | Forsyth | 580036 | 1 | [5 empty] | Removed from Ground | Gas (Historical Use) | 560 | Bare Steel | 1964-05-04 | 1999-01-01 | Galvanized Steel | Suction (American)
BROWNS BRIDGE CITGO | 8430 BROWNS BRIDGE RD | GAINESVILLE | Forsyth | 9058106 | 3MID | Flapper Valve | 1998-01-10 | FALSE | 1998-01-10 | FALSE | Currently in Use | E-0 | 6000 | Galvanic (STIP-3) | 1988-01-01 |  | Fiberglass Reinforced Plastic | Pressurized
WEE WILLY #4 | 4310 BROWNS BR RD | CUMMING | Forsyth | 9058107 | 4 |  | 1990-02-08 |  | 1990-02-08 |  | Removed from Ground | Diesel | 1000 | Cathodically Protected Steel | 1990-02-08 | 2004-08-07 | Fiberglass Reinforced Plastic | Suction (American)
WEE WILLY #4 | 4310 BROWNS BR RD | CUMMING | Forsyth | 9058107 | 5 |  | 1990-02-08 |  | 1990-02-08 |  | Removed from Ground | Kerosene | 500 | Cathodically Protected Steel | 1990-02-08 | 2004-08-07 | Fiberglass Reinforced Plastic | Suction (American)
SHELL FOODMART | 1510 MCFARLAND PKWY | ALPHARETTA | Forsyth | 9058132 | 6203 | Ball Float | 1996-11-01 | FALSE | 1996-11-01 | FALSE | Currently in Use | Diesel | 8000 | Epoxy | 1996-11-01 |  | Double-Walled Flex | Pressurized
WILL NIX GROCERY | GA HWY 53 W | GAINESVILLE | Forsyth | 9042003 | 2 | [5 empty] | Removed from Ground | Gas (Historical Use) | 6000 | Cathodically Protected Steel | 1988-01-01 | 1997-04-01 | Cathodically Protected | Suction (American)
HARRISON GROC | 2720 BROOKWOOD RD | CUMMING | Forsyth | 580036 | 2 | [5 empty] | Removed from Ground | Empty | 560 | Bare Steel | 1964-05-04 | 1999-01-01 | Galvanized Steel | Suction (American)
TARIZ PROPERTIES INC | 5320 ATLANTA HWY | ALPHARETTA | Forsyth | 580035 | 5 | Ball Float | 1988-01-01 | FALSE | 1988-01-01 | FALSE | Currently in Use | Premium | 8000 | Fiberglass | 1988-01-01 |  | Fiberglass Reinforced Plastic | Pressurized
TARIZ PROPERTIES INC | 5320 ATLANTA HWY | ALPHARETTA | Forsyth | 580035 | 4 | Ball Float | 1988-01-01 | FALSE | 1988-01-01 | FALSE | Currently in Use | Regular | 8000 | Fiberglass | 1988-01-01 |  | Fiberglass Reinforced Plastic | Pressurized
ENVIRONMENTAL INDUSTRIES INC | 150 BETTIS ROAD | ALPHARETTA | Forsyth | 9058117 | 1 | [5 empty] | Removed from Ground | Gas (Historical Use) | 1500 | Bare Steel | 1996-03-12 | 1996-03-12 | Galvanized Steel | Gravity Fed
QUICK STOP #102 | 2383 CANTON HWY | CUMMING | Forsyth | 580051 | 3 | Flapper Valve | 1998-06-01 | FALSE | 1998-06-01 | FALSE | Removed from Ground | Diesel | 8000 | Composite | 1961-05-07 |  | Steel (Impressed Current) | Pressurized
SHELL | 428 ATLANTA HWY | CUMMING | Forsyth | 580045 | R | [5 empty] | Removed from Ground | Gas (Historical Use) | 10000 | Fiberglass Double Walled | 1976-05-01 | 1994-09-06 | Flex
W J FARMER & SON | 6760 BROWNS BRIDGE RD | GAINESVILLE | Forsyth | 9058080 | 3 | [5 empty] | Removed from Ground | Kerosene | 500 | Bare Steel | 1993-05-28 | 1993-05-28 | Bare Steel | Suction (American)
PORT ROYALE MARINA DBA TRAINA ENTERPRISES INC | 8800 PORT ROYAL DRIVE | GAINESVILLE | Forsyth | 580027 | 9 |  | 1997-07-01 |  | 1997-07-01 |  | Temporarily out of use | Gas (Historical Use) | 12000 | Composite | 1997-07-01 |  |  | Pressurized
PORT ROYALE MARINA DBA TRAINA ENTERPRISES INC | 8800 PORT ROYAL DRIVE | GAINESVILLE | Forsyth | 580027 | 6 | [5 empty] | Removed from Ground | Gas (Historical Use) | 10000 | Bare Steel | 1980-04-11 | 1997-06-11 | Galvanized Steel | Suction (American)
PORT ROYALE MARINA DBA TRAINA ENTERPRISES INC | 8800 PORT ROYAL DRIVE | GAINESVILLE | Forsyth | 580027 | 8 |  | 1997-07-01 | FALSE | 1997-07-01 | FALSE | Temporarily out of use | Gas (Historical Use) | 12000 | Composite | 1997-07-01 |  |  | Pressurized
LAKE LANIER SHELL | 7515 BROWNS BRIDGE RD | GAINESVILLE | Forsyth | 9058098 | 1 | Ball Float | 2001-09-01 | FALSE | 2001-09-01 | FALSE | Currently in Use | Regular | 10000 | Galvanic (STIP-3) | 1990-01-01 |  | Fiberglass Reinforced Plastic | Pressurized
JIM & PATS PLACE | 6745 SHADY GROVE RD | CUMMING | Forsyth | 9058095 | 3 | [5 empty] | Removed from Ground | Diesel | 2000 | Bare Steel | 1975-01-01 | 1999-03-01 | Galvanized Steel | Suction (American)
DANIELS GROCERY AND FISH BAIT | 2355 PILGRIM MILL RD | CUMMING | Forsyth | 9058091 | 6 |  | 1994-11-23 | FALSE | 1994-11-23 | FALSE | Currently in Use | Diesel | 1000 | Steel-Impressed Current | 1987-01-01 |  | Fiberglass Reinforced Plastic | Pressurized
LAKE LANIER SHELL | 7515 BROWNS BRIDGE RD | GAINESVILLE | Forsyth | 9058098 | 7 | Ball Float | 2001-09-01 | FALSE | 2001-09-01 | FALSE | Currently in Use | Diesel | 6000 | Galvanic (STIP-3) | 2001-09-01 |  | Fiberglass Reinforced Plastic | Pressurized
W J FARMER & SON | 6760 BROWNS BRIDGE RD | GAINESVILLE | Forsyth | 9058080 | 1 | [5 empty] | Removed from Ground | Gas (Historical Use) | 5000 | Bare Steel | 1993-05-28 | 1993-05-28 | Bare Steel | Suction (American)
PORT ROYALE MARINA DBA TRAINA ENTERPRISES INC | 8800 PORT ROYAL DRIVE | GAINESVILLE | Forsyth | 580027 | 10 | Ball Float | 2009-02-01 | FALSE | 2009-02-01 | FALSE | Currently in Use | Gas (Historical Use) | 20000 | Fiberglass Double Walled | 2009-02-01 |  | Double-Walled Fiberglass | Pressurized
GRANNY'S SHELL FOOD MART | 4820 DAWSONVILLE HWY | GAINESVILLE | Forsyth | 9058079 | 1 | Flapper Valve | 2022-03-31 | FALSE | 1996-12-16 | FALSE | Currently in Use | Regular | 8000 | Galvanic (STIP-3) | 1987-05-01 |  | Fiberglass Reinforced Plastic | Pressurized
JOT-EM-DOWN STORE | GA HWY 306/JOT-EM-DOWN RD/6805 KEITH BRI | GAINESVILLE | Forsyth | 580030 | 5 |  | 2006-03-22 |  | 1989-06-01 |  | Removed from Ground | Diesel | 2000 | Cathodically Protected Steel | 1989-06-12 | 2008-06-03 | Fiberglass Reinforced Plastic | Pressurized
JOT-EM-DOWN STORE | GA HWY 306/JOT-EM-DOWN RD/6805 KEITH BRI | GAINESVILLE | Forsyth | 580030 | 4 |  | 2006-03-22 |  | 1989-06-01 |  | Removed from Ground | Gas (Historical Use) | 6000 | Cathodically Protected Steel | 1989-06-12 | 2008-06-03 | Fiberglass Reinforced Plastic | Pressurized
GRANNY'S SHELL FOOD MART | 4820 DAWSONVILLE HWY | GAINESVILLE | Forsyth | 9058079 | 2 | Flapper Valve | 2022-03-31 | FALSE | 1996-12-16 | FALSE | Currently in Use | Regular | 8000 | Galvanic (STIP-3) | 1987-05-01 |  | Fiberglass Reinforced Plastic | Pressurized
JOT-EM-DOWN STORE | GA HWY 306/JOT-EM-DOWN RD/6805 KEITH BRI | GAINESVILLE | Forsyth | 580030 | 2 | [5 empty] | Removed from Ground | Gas (Historical Use) | 1000 | Bare Steel | 1961-05-05 | 1989-06-10 | Galvanized Steel | Safe Suction (Euro)
JIM & PATS PLACE | 6745 SHADY GROVE RD | CUMMING | Forsyth | 9058095 | 2 | [5 empty] | Removed from Ground | Gas (Historical Use) | 3000 | Bare Steel | 1975-01-01 | 1999-03-01 | Galvanized Steel | Suction (American)
WEE WILLY #4 | 4310 BROWNS BR RD | CUMMING | Forsyth | 9058107 | 1 |  | 1990-02-08 |  | 1990-02-08 |  | Removed from Ground | Gas (Historical Use) | 6000 | Cathodically Protected Steel | 1990-02-08 | 2004-08-07 | Galvanized Steel | Pressurized
PORT ROYALE MARINA DBA TRAINA ENTERPRISES INC | 8800 PORT ROYAL DRIVE | GAINESVILLE | Forsyth | 580027 | 2 | [5 empty] | Removed from Ground | Gas (Historical Use) | 1000 | Bare Steel | 1960-04-16 | 1997-06-11 | Galvanized Steel | Suction (American)
DR BRAMBLETT RD LLC | 4200 DR BRAMBLETT RD | CUMMING | Forsyth | 9058108 | 1 | [5 empty] | Removed from Ground | Gas (Historical Use) | 0 | Bare Steel | 1984-01-01 | 1998-02-20 | Bare Steel | Pressurized
STEVE'S CORNER | 2290 KELLY MILL RD | CUMMING | Forsyth | 9058097 | 3 | [5 empty] | Removed from Ground | Gas (Historical Use) | 3000 | Bare Steel | 1999-08-26 | 1999-08-26 | Galvanized Steel | Pressurized
COMCAST OF GEORGIA/VIRGINIA INC | 415 VETERANS MEMORIAL BLVD | CUMMING | Forsyth | 9058094 | 1 |  | 1995-04-14 |  | 1995-04-14 |  | Removed from Ground | Gas (Historical Use) | 10000 | Cathodically Protected Steel | 1993-07-01 | 2007-02-21 | Fiberglass Reinforced Plastic | Pressurized
TEXACO LAKE FOODMART | 725 LANIER 400 PKWY | CUMMING | Forsyth | 9058035 | 5001 | Ball Float | 1995-01-01 | FALSE | 1995-01-01 | FALSE | Currently in Use | Regular | 10000 | Galvanic (STIP-3) | 1986-12-01 |  | Fiberglass Reinforced Plastic | Pressurized
FORSYTH COUNTY MAINTENANCE SHOP/ | 843 CANTON HWY | CUMMING | Forsyth | 9058025 | 1 | [5 empty] | Removed from Ground | Gas (Historical Use) | 3000 | Bare Steel | 1975-01-01 | 1998-10-22 | Galvanized Steel
KING'S OIL #383 | 1295 CANTON HWY | CUMMING | Forsyth | 9058163 | 1 | Ball Float | 1999-06-16 | FALSE | 1999-06-16 | FALSE | Currently in Use | Regular | 10000 | Epoxy | 1999-06-16 |  | Fiberglass Reinforced Plastic | Pressurized
MRS MARK HEARD PROPERTY | 2025 KEITH BRIDGE ROAD | CUMMING | Forsyth | 9058156 | 1 | [5 empty] | Removed from Ground | Gas (Historical Use) | 4000 | Bare Steel | 1999-03-18 | 1999-03-18 | Galvanized Steel | Safe Suction (Euro)
IN & OUT GROCERIES | 372 CANTON RD | CUMMING | Forsyth | 9058154 | 3 | Flapper Valve | 1996-06-01 | FALSE | 1996-06-01 | FALSE | Currently in Use | Kerosene | 2000 | Composite | 1996-06-01 |  | Fiberglass Reinforced Plastic | Safe Suction (Euro)
FORMER OLYMPIC OIL/ANDREWS & HOLTZCLAW | 1565 /1575 DAHLONEGA HWY | CUMMING | Forsyth | 10001498 | 1 |  |  | FALSE |  | FALSE | Installed | Gas (Historical Use) | 2000 | Bare Steel
UNKNOWN | 250 ATLANTA RD | CUMMING | Forsyth | 10000837 | 1 |  |  | FALSE |  | FALSE | Closed in Ground | Not Marked | 550 | Bare Steel |  | 1899-12-31
SHELL FOOD MART 2325 | 2325 ATLANTA HWY | CUMMING | Forsyth | 10000504 | 1 | Ball Float | 2003-02-01 | FALSE | 2003-02-01 | FALSE | Currently in Use | Regular | 20000 | Composite | 2002-12-04 |  | Fiberglass Reinforced Plastic | Pressurized
SAM'S MART #501 | 1739 BUFORD HWY | CUMMING | Forsyth | 10000215 | 2 | Ball Float | 2002-12-19 | FALSE | 2002-12-19 | FALSE | Currently in Use | Premium | 12000 | Fiberglass Double Walled | 2002-12-19 |  | Double-Walled Fiberglass | Pressurized
MOBIL FOOD STORE | 3715 BROWNS BRIDGE RD | CUMMING | Forsyth | 10000249 | 1 | Ball Float | 2002-08-16 | FALSE | 2002-08-16 | FALSE | Currently in Use | Regular | 12000 | Fiberglass | 2002-08-05 |  | Double-Walled Fiberglass | Pressurized
CIRCLE M FOOD SHOP #39 | 4740 JOT EM DOWN RD | CUMMING | Forsyth | 10000981 | 3 | Ball Float | 2004-03-01 | FALSE | 2004-03-01 | FALSE | Currently in Use | Regular | 12000 | Epoxy | 2006-11-17 |  | Fiberglass Reinforced Plastic | Pressurized
DANIELS GROCERY AND FISH BAIT | 2355 PILGRIM MILL RD | CUMMING | Forsyth | 9058091 | 2 |  | 1994-11-23 | FALSE | 1994-11-23 | FALSE | Currently in Use | E-10 | 3000 | Steel-Impressed Current | 1987-01-01 |  | Fiberglass Reinforced Plastic | Pressurized
QUIKTRIP #841 | 1655 BUFORD HWY | CUMMING | Forsyth | 10001740 | 2 | Flapper Valve | 2009-04-01 | FALSE | 2009-04-01 | FALSE | Currently in Use | Regular | 20000 | Fiberglass Double Walled | 2009-01-01 |  | Double-Walled Fiberglass | Pressurized
COSTCO GASOLINE | 1201 BALD RIDGE MARINA RD | CUMMING | Forsyth | 10002351 | 1 | Overfill Alarm | 2014-07-17 | FALSE | 2014-07-17 | FALSE | Currently in Use | Regular | 30000 | Fiberglass Double Walled | 2014-07-15 |  | Double-Walled Fiberglass | Pressurized
RaceTrac #2355 - Ronald Reagan | 510 PEACHTREE PKWY | CUMMING | Forsyth | 10002290 | 1 | Overfill Alarm | 2013-11-21 | FALSE | 2013-11-21 | FALSE | Currently in Use | Regular | 20000 | Composite Double Walled | 2013-11-21 |  | Double-Walled Fiberglass | Pressurized
SHELL FOOD MART | 2310 RONALD REAGAN BLVD | CUMMING | Forsyth | 9058165 | 2 | Flapper Valve | 2000-12-01 | FALSE | 2000-12-07 | FALSE | Currently in Use | Premium | 10000 | Epoxy | 2000-11-29 |  | Fiberglass Reinforced Plastic | Pressurized
SHELL FOOD MART | 5110 BROWNS BRIDGE RD | CUMMING | Forsyth | 9058168 | 3 | Ball Float | 2001-02-08 | FALSE | 2001-02-08 | FALSE | Currently in Use | Diesel | 8000 | Composite | 2001-02-06 |  | Fiberglass Reinforced Plastic | Pressurized
VJ Food Mart | 8585 BROWNS BRIDGE RD | GAINESVILLE | Forsyth | 9058150 | 1 | Ball Float | 1996-04-09 | FALSE | 1996-04-09 | FALSE | Currently in Use | Regular | 12000 | Fiberglass | 1996-04-09 |  | Double-Walled Flex | Pressurized
LAKE LANIER SHELL | 7515 BROWNS BRIDGE RD | GAINESVILLE | Forsyth | 9058098 | 6 | [5 empty] | Removed from Ground | Empty | 1000 | Not Marked/Unknown | 2001-01-30 | 2001-01-30 | Not Marked
WEE WILLY #4 | 4310 BROWNS BR RD | CUMMING | Forsyth | 9058107 | 3 |  | 1990-02-08 |  | 1990-02-08 |  | Removed from Ground | Gas (Historical Use) | 4000 | Cathodically Protected Steel | 1990-02-08 | 2004-08-07 | Fiberglass Reinforced Plastic | Pressurized
CAGLE FINA SVC & AUTO PARTS | 3531 GA HWY 141 | SUWANEE | Forsyth | 580050 | 2 | [5 empty] | Removed from Ground | Gas (Historical Use) | 3000 | Bare Steel | 1970-04-21 | 1994-12-04 | Bare Steel | Pressurized
MARINE DEVELOPMENT CORP | 1850 BALD RIDGE MARINA RD | CUMMING | Forsyth | 580070 | 3L | Ball Float | 1993-02-09 | FALSE | 1993-02-09 | FALSE | Removed from Ground | Gas (Historical Use) | 12000 | Steel-Impressed Current | 1976-05-07 |  | Steel (Impressed Current) | Pressurized
FORSYTH COUNTY FIRE STATION #12 | 3480 SETTINGDOWN RD | CUMMING | Forsyth | 9058033 | 3 | Overfill Alarm | 2006-05-15 | FALSE | 2006-05-15 | FALSE | Currently in Use | Regular | 10000 | Composite | 2006-05-15 |  | Fiberglass Reinforced Plastic | Safe Suction (Euro)
ADVANCED FOUNDATIONS INC | 1700 MCFARLAND 400 DR | ALPHARETTA | Forsyth | 580003 | 1 | [5 empty] | Removed from Ground | Diesel | 5000 | Bare Steel | 1985-02-07 | 1992-10-20 | Galvanized Steel
SHELL | 428 ATLANTA HWY | CUMMING | Forsyth | 580045 | P | [5 empty] | Removed from Ground | Gas (Historical Use) | 10000 | Fiberglass Double Walled | 1976-05-01 | 1994-09-06 | Flex
BROWNS BRIDGE CITGO | 8430 BROWNS BRIDGE RD | GAINESVILLE | Forsyth | 9058106 | NL1 | Ball Float | 1998-01-10 | FALSE | 1998-01-10 | FALSE | Currently in Use | Regular | 8000 | Galvanic (STIP-3) | 1988-01-01 |  | Fiberglass Reinforced Plastic | Pressurized
GRANNY'S SHELL FOOD MART | 4820 DAWSONVILLE HWY | GAINESVILLE | Forsyth | 9058079 | 3 | Flapper Valve | 2022-03-31 | FALSE | 1996-12-16 | FALSE | Currently in Use | Premium | 6000 | Galvanic (STIP-3) | 1987-05-01 |  | Fiberglass Reinforced Plastic | Pressurized
DANIELS GROCERY AND FISH BAIT | 2355 PILGRIM MILL RD | CUMMING | Forsyth | 9058091 | 4 |  | 1994-11-23 | FALSE | 1994-11-23 | FALSE | Currently in Use | Diesel | 1000 | Steel-Impressed Current | 1987-01-01 |  | Fiberglass Reinforced Plastic | Pressurized
DANIELS GROCERY AND FISH BAIT | 2355 PILGRIM MILL RD | CUMMING | Forsyth | 9058091 | 1 | Ball Float | 1994-11-23 | FALSE | 1994-11-23 | FALSE | Currently in Use | E-10 | 8000 | Steel-Impressed Current | 1987-01-01 |  | Fiberglass Reinforced Plastic | Pressurized
QuikTrip#817 | 3660 Browns Bridge Rd | Cumming | Forsyth | 10003290 | 4 | Flapper Valve | 2022-12-29 | FALSE | 2022-10-29 | FALSE | Currently in Use | E-0 | 15000 | Fiberglass Double Walled | 2022-07-13 |  | Double-Walled Flex | Pressurized
QuikTrip#817 | 3660 Browns Bridge Rd | Cumming | Forsyth | 10003290 | 5 | Flapper Valve | 2022-12-29 | FALSE | 2022-10-29 | FALSE | Currently in Use | Diesel | 15000 | Fiberglass Double Walled | 2022-07-13 |  | Double-Walled Flex | Pressurized
QuikTrip#817 | 3660 Browns Bridge Rd | Cumming | Forsyth | 10003290 | 2 | Flapper Valve | 2022-12-29 | FALSE | 2022-10-29 | FALSE | Currently in Use | E-10 | 15000 | Fiberglass Double Walled | 2022-07-13 |  | Double-Walled Flex | Pressurized
RACETRAC#2602 | 2610 PEACHTREE PKWY | CUMMING | Forsyth | 10003299 | 5 | Overfill Alarm | 2022-07-18 | FALSE | 2022-07-18 | FALSE | Currently in Use | Diesel | 12000 | Fiberglass Double Walled | 2022-07-12 |  | Double-Walled Fiberglass | Pressurized
Eagle Point Landfill LLC | 8880 OLD FEDERAL RD | BALL GROUND | Forsyth | 10001080 | 2 | Flapper Valve | 2009-01-01 | FALSE | 2009-01-01 | FALSE | Temporarily out of use | Diesel | 20000 | Composite Double Walled | 2009-01-01 |  | Double-Walled Fiberglass | Pressurized
RACETRAC#2602 | 2610 PEACHTREE PKWY | CUMMING | Forsyth | 10003299 | 2 | Overfill Alarm | 2022-07-18 | FALSE | 2022-07-18 | FALSE | Currently in Use | Diesel | 12000 | Fiberglass Double Walled | 2022-07-12 |  | Double-Walled Fiberglass | Pressurized
RACETRAC#2602 | 2610 PEACHTREE PKWY | CUMMING | Forsyth | 10003299 | 4 | Overfill Alarm | 2022-07-18 | FALSE | 2022-07-18 | FALSE | Currently in Use | E-85 | 12000 | Fiberglass Double Walled | 2022-07-12 |  | Double-Walled Fiberglass | Pressurized
RACETRAC#2602 | 2610 PEACHTREE PKWY | CUMMING | Forsyth | 10003299 | 1 | Overfill Alarm | 2022-07-18 | FALSE | 2022-07-18 | FALSE | Currently in Use | Regular | 20000 | Fiberglass Double Walled | 2022-07-12 |  | Double-Walled Fiberglass | Pressurized
QuikTrip#817 | 3660 Browns Bridge Rd | Cumming | Forsyth | 10003290 | 1 | Flapper Valve | 2022-12-29 | FALSE | 2022-10-29 | FALSE | Currently in Use | E-10 | 15000 | Fiberglass Double Walled | 2022-07-29 |  | Double-Walled Flex | Pressurized
QuikTrip#817 | 3660 Browns Bridge Rd | Cumming | Forsyth | 10003290 | 3 | Flapper Valve | 2022-12-29 | FALSE | 2022-10-29 | FALSE | Currently in Use | Premium | 15000 | Fiberglass Double Walled | 2022-07-13 |  | Double-Walled Flex | Pressurized
RACETRAC#2602 | 2610 PEACHTREE PKWY | CUMMING | Forsyth | 10003299 | 3 | Overfill Alarm | 2022-07-18 | FALSE | 2022-07-18 | FALSE | Currently in Use | Premium | 12000 | Fiberglass Double Walled | 2022-07-12 |  | Double-Walled Fiberglass | Pressurized
Eagle Point Landfill LLC | 8880 OLD FEDERAL RD | BALL GROUND | Forsyth | 10001080 | 1 | Flapper Valve | 2006-02-22 | FALSE | 2006-02-22 | FALSE | Temporarily out of use | Diesel | 12000 | Galvanic (STIP-3) | 2006-02-01 |  | Double-Walled Fiberglass | Pressurized
QUIKTRIP #1725 | 3590 CANTON HWY | CUMMING | Forsyth | 10003551 | 2 | Flapper Valve | 2024-11-20 | FALSE | 2024-11-20 | FALSE | Currently in Use | Regular | 15000 | Fiberglass Double Walled | 2024-11-20 |  |  | Pressurized
QUIK MART | 765 MCFARLAND RD | ALPHARETTA | Forsyth | 9058123 | 1 | Ball Float | 1995-12-21 | FALSE | 1995-12-21 | FALSE | Currently in Use | Regular | 12000 | Epoxy | 1995-12-21 |  | Fiberglass Reinforced Plastic | Pressurized
VL BUSINESS INC | 6700 HWY 9 | ALPHARETTA | Forsyth | 9058088 | 1 | Flapper Valve | 1995-09-15 | FALSE | 1995-09-15 | FALSE | Removed from Ground | Regular | 5000 | Steel-Impressed Current | 1986-03-05 |  | Steel (Impressed Current) | Pressurized
PETE BENNETTS SERVICE STATION | 5590 HWY 9 | ALPHARETTA | Forsyth | 9058148 | 5 | [5 empty] | Removed from Ground | Gas (Historical Use) | 4000 | Bare Steel | 1998-10-19 | 1998-10-19 | Bare Steel | Suction (American)
PETE BENNETTS SERVICE STATION | 5590 HWY 9 | ALPHARETTA | Forsyth | 9058148 | 4 | [5 empty] | Removed from Ground | Kerosene | 550 | Bare Steel | 1998-10-19 | 1998-10-19 | Bare Steel | Suction (American)
PETE BENNETTS SERVICE STATION | 5590 HWY 9 | ALPHARETTA | Forsyth | 9058148 | 7 |  | 1993-11-01 | FALSE | 1998-10-01 | FALSE | Removed from Ground | Diesel | 20000 | Steel-Impressed Current | 1988-01-01 |  | Fiberglass Reinforced Plastic | Pressurized
SAM'S | 6045 HWY 9 & MCFARLAND | ALPHARETTA | Forsyth | 9060705 | 3 | Flapper Valve | 1997-09-01 | FALSE | 1997-09-01 | FALSE | Currently in Use | Diesel | 10000 | Tank Jacket | 1997-09-01 |  | Fiberglass Reinforced Plastic | Pressurized
RaceTrac #114 - McFarland/Alpharetta | 915 MCFARLAND PARKWAY | ALPHARETTA | Forsyth | 10000474 | 1 | Overfill Alarm | 2003-07-10 | FALSE | 2003-07-10 | FALSE | Removed from Ground | Regular | 20000 | Composite Double Walled | 2003-07-10 | 2020-02-11 | Double-Walled Fiberglass | Pressurized
PRECISION CONCRETE CONSTRUCTION | 1290 MCFARLAND 400 DR | ALPHARETTA | Forsyth | 9058159 | 1 | Ball Float | 1999-08-16 | FALSE | 1999-08-18 | FALSE | Closed in Ground | Regular | 12000 | Fiberglass Double Walled | 1999-08-04 |  | Double-Walled Flex | Pressurized
SPEEDWAY #8495 | 910 MCFARLAND PKWY | ALPHARETTA | Forsyth | 10002544 | 1 | Flapper Valve | 2015-12-08 | FALSE | 2015-12-08 | FALSE | Currently in Use | Premium | 12000 | Fiberglass Double Walled | 2015-12-08 |  | Double-Walled Flex | Pressurized
CIRCLE M FOOD SHOP #70 | 6025 HWY 9 | ALPHARETTA | Forsyth | 10002199 | 2 | Ball Float | 2013-02-01 | FALSE | 2013-02-01 | FALSE | Currently in Use | Diesel | 12000 | Composite Double Walled | 2013-02-01 |  | Double-Walled Flex | Pressurized
NEW ERA VENTURES LLC | 6415 HWY 9 | ALPHARETTA | Forsyth | 9058128 | 24073 | Ball Float | 1996-07-10 | FALSE | 1996-07-10 | FALSE | Currently in Use | Regular | 12000 | Composite | 1996-07-09 |  | Fiberglass Reinforced Plastic | Pressurized
PETE BENNETTS SERVICE STATION | 5590 HWY 9 | ALPHARETTA | Forsyth | 9058148 | 1 | [5 empty] | Removed from Ground | Gas (Historical Use) | 2000 | Bare Steel | 1998-10-30 | 1998-10-30 | Bare Steel | Suction (American)
FORMER GLEN BUICE STORE | 3419 OLD ALABAMA ROAD | SUWANEE | Forsyth | 10001691 | 2 |  |  | FALSE |  | FALSE | Removed from Ground | Gas (Historical Use) | 560 | Unknown | 2009-01-20 | 2009-01-20 | Unknown
NEW ERA VENTURES LLC | 6415 HWY 9 | ALPHARETTA | Forsyth | 9058128 | 24070 | Ball Float | 1996-07-10 | FALSE | 1996-07-10 | FALSE | Currently in Use | Premium | 12000 | Composite | 1996-07-09 |  | Fiberglass Reinforced Plastic | Pressurized
QUIK MART | 765 MCFARLAND RD | ALPHARETTA | Forsyth | 9058123 | 2 | Ball Float | 1995-12-21 | FALSE | 1995-12-21 | FALSE | Currently in Use | Premium | 12000 | Epoxy | 1995-12-21 |  | Fiberglass Reinforced Plastic | Pressurized
PETE BENNETTS SERVICE STATION | 5590 HWY 9 | ALPHARETTA | Forsyth | 9058148 | 2 | [5 empty] | Removed from Ground | Gas (Historical Use) | 2000 | Bare Steel | 1998-10-30 | 1998-10-30 | Bare Steel | Suction (American)
MIDWAY FUEL & SHINE INC | 4870 ATLANTA HWY | ALPHARETTA | Forsyth | 9058144 | 3A | Ball Float | 2004-11-01 | FALSE | 2004-11-01 | FALSE | Currently in Use | Diesel On Road | 9000 | Composite Double Walled | 2004-11-01 |  | Fiberglass Reinforced Plastic | Pressurized
VL BUSINESS INC | 6700 HWY 9 | ALPHARETTA | Forsyth | 9058088 | 2 | Flapper Valve | 1995-09-15 | FALSE | 1995-09-15 | FALSE | Removed from Ground | Premium | 5000 | Steel-Impressed Current | 1986-03-05 |  | Steel (Impressed Current) | Pressurized
SAM'S | 6045 HWY 9 & MCFARLAND | ALPHARETTA | Forsyth | 9060705 | 1 | Flapper Valve | 1997-09-01 | FALSE | 1997-09-01 | FALSE | Currently in Use | Regular | 20000 | Tank Jacket | 1997-09-01 |  | Fiberglass Reinforced Plastic | Pressurized
CIRCLE M FOOD SHOP #70 | 6025 HWY 9 | ALPHARETTA | Forsyth | 10002199 | 1 | Ball Float | 2013-02-01 | FALSE | 2013-02-01 | FALSE | Currently in Use | Regular | 20000 | Composite Double Walled | 2013-02-01 |  | Double-Walled Flex | Pressurized
CIRCLE M FOOD SHOP #70 | 6025 HWY 9 | ALPHARETTA | Forsyth | 10002199 | 3A | Ball Float | 2013-02-01 | FALSE | 2013-02-01 | FALSE | Currently in Use | Premium | 8000 | Composite Double Walled | 2013-02-01 |  | Double-Walled Flex | Pressurized
TEXACO FOOD MART | 7110 MCGINNIS FERRY RD | SUWANEE | Forsyth | 9058089 | 3 | Ball Float | 1994-08-19 | FALSE | 1994-08-19 | TRUE | Currently in Use | Premium | 12000 | Composite | 2003-06-18 |  | Fiberglass Reinforced Plastic | Pressurized
SMART MART | 2653 PEACHTREE PKWY | SUWANEE | Forsyth | 9058112 | 1 |  | 1998-12-14 |  | 1998-12-14 |  | Removed from Ground | Gas (Historical Use) | 10000 | Cathodically Protected Steel | 1998-12-31 | 2007-12-12 | Cathodically Protected
NEW ERA VENTURES LLC | 6415 HWY 9 | ALPHARETTA | Forsyth | 9058128 | 1 | Ball Float | 2011-09-06 | FALSE | 2000-09-11 | FALSE | Currently in Use | Diesel | 4000 | Composite | 2000-09-11 |  | Fiberglass Reinforced Plastic | Pressurized
RaceTrac #2537 - McFarland Relo | 1385 McFarland Pkwy | ALPHARETTA | Forsyth | 9058158 | 5B | Overfill Alarm | 2019-07-15 | FALSE | 2019-07-15 | FALSE | Currently in Use | Diesel | 10000 | Fiberglass Double Walled | 2019-07-01 |  | Double-Walled Fiberglass | Pressurized
SAM'S | 6045 HWY 9 & MCFARLAND | ALPHARETTA | Forsyth | 9060705 | 2 | Flapper Valve | 1997-09-01 | FALSE | 1997-09-01 | FALSE | Currently in Use | Premium | 12000 | Tank Jacket | 1997-09-01 |  | Fiberglass Reinforced Plastic | Pressurized
RAPIDMART | 5490 ATLANTA HWY | ALPHARETTA | Forsyth | 9058140 | 3 |  | 1998-02-01 |  | 1998-02-01 |  | Removed from Ground | Gas (Historical Use) | 8000 | Cathodically Protected Steel | 1998-02-01 | 2008-08-06 | Fiberglass Reinforced Plastic | Pressurized
MIDWAY FUEL & SHINE INC | 4870 ATLANTA HWY | ALPHARETTA | Forsyth | 9058144 | 3B | Flapper Valve | 2004-11-01 | FALSE | 2004-11-01 | FALSE | Currently in Use | Diesel Off Road | 3000 | Composite Double Walled | 2004-11-01 |  | Fiberglass Reinforced Plastic | Safe Suction (Euro)
MATHIS FIELD LLC | 3745 MATHIS AIRPORT RD | SUWANEE | Forsyth | 9058145 | 1 | [5 empty] | Removed from Ground | Gas (Historical Use) | 2000 | Not Marked/Unknown | 1998-10-08 | 1998-10-08 | Not Marked
KROGER GA 434 | 3651 PEACHTREE PKWY | SUWANEE | Forsyth | 10001156 | 1A | Flapper Valve | 2020-09-17 | FALSE | 2006-05-26 | FALSE | Currently in Use | Regular | 20000 | Fiberglass Double Walled | 2006-05-18 |  | Double-Walled Flex | Pressurized
PETE BENNETTS SERVICE STATION | 5590 HWY 9 | ALPHARETTA | Forsyth | 9058148 | 10A |  | 1998-10-01 | FALSE | 1998-10-01 | FALSE | Removed from Ground | Gas (Historical Use) | 2000 | Composite | 1998-10-01 |  | Fiberglass Reinforced Plastic | Pressurized
RAPIDMART | 5490 ATLANTA HWY | ALPHARETTA | Forsyth | 9058140 | 1 | [5 empty] | Removed from Ground | Gas (Historical Use) | 1000 | Not Marked/Unknown | 1998-01-23 | 1998-02-01 | Not Marked
RaceTrac #2537 - McFarland Relo | 1385 McFarland Pkwy | ALPHARETTA | Forsyth | 9058158 | 4 | Overfill Alarm | 2019-07-15 | FALSE | 2019-07-15 | FALSE | Currently in Use | Regular | 20000 | Fiberglass Double Walled | 2019-07-01 |  | Double-Walled Fiberglass | Pressurized
PETE BENNETTS SERVICE STATION | 5590 HWY 9 | ALPHARETTA | Forsyth | 9058148 | 3 | [5 empty] | Removed from Ground | Diesel | 1000 | Bare Steel | 1998-10-30 | 1998-10-30 | Bare Steel | Suction (American)
PETE BENNETTS SERVICE STATION | 5590 HWY 9 | ALPHARETTA | Forsyth | 9058148 | 10B |  | 1998-10-01 | FALSE | 1998-10-01 | FALSE | Removed from Ground | Gas (Historical Use) | 6000 | Composite | 1998-10-01 |  | Fiberglass Reinforced Plastic | Pressurized
RaceTrac #2537 - McFarland Relo | 1385 McFarland Pkwy | ALPHARETTA | Forsyth | 9058158 | 6B | Overfill Alarm | 2019-07-15 | FALSE | 2019-07-15 | FALSE | Currently in Use | Premium | 10000 | Fiberglass Double Walled | 2019-07-01 |  | Double-Walled Fiberglass | Pressurized
RaceTrac #2537 - McFarland Relo | 1385 McFarland Pkwy | ALPHARETTA | Forsyth | 9058158 | 6A | Overfill Alarm | 2019-07-15 | FALSE | 2019-07-15 | FALSE | Currently in Use | E-85 | 10000 | Fiberglass Double Walled | 2019-07-01 |  | Double-Walled Fiberglass | Pressurized
SPEEDWAY #8495 | 910 MCFARLAND PKWY | ALPHARETTA | Forsyth | 10002544 | 3 | Flapper Valve | 2015-12-03 | FALSE | 2015-12-03 | FALSE | Currently in Use | E-85 | 4000 | Fiberglass Double Walled | 2015-12-03 |  | Double-Walled Flex | Pressurized
RaceTrac #114 - McFarland/Alpharetta | 915 MCFARLAND PARKWAY | ALPHARETTA | Forsyth | 10000474 | 3 | Overfill Alarm | 2003-07-10 | FALSE | 2003-07-10 | FALSE | Removed from Ground | Diesel | 12000 | Composite Double Walled | 2003-07-10 | 2020-02-11 | Double-Walled Fiberglass | Pressurized
TEXACO FOOD MART | 7110 MCGINNIS FERRY RD | SUWANEE | Forsyth | 9058089 | 4 |  | 1994-08-19 | FALSE | 1994-08-19 | TRUE | Currently in Use | Diesel | 8000 | Composite | 2003-06-18 |  | Fiberglass Reinforced Plastic | Pressurized
SPEEDWAY #8495 | 910 MCFARLAND PKWY | ALPHARETTA | Forsyth | 10002544 | 2 | Flapper Valve | 2015-12-03 | FALSE | 2015-12-03 | FALSE | Currently in Use | Diesel Off Road | 8000 | Fiberglass Double Walled | 2015-12-03 |  | Double-Walled Flex | Pressurized
MATHIS FIELD LLC | 3745 MATHIS AIRPORT RD | SUWANEE | Forsyth | 9058145 | 3 |  | 1987-08-01 | FALSE | 1987-08-01 | FALSE | Removed from Ground | Gas (Historical Use) | 1500 | Cathodically Protected Steel | 1987-08-01 | 2006-07-10 | Cathodically Protected | Suction (American)
PETE BENNETTS SERVICE STATION | 5590 HWY 9 | ALPHARETTA | Forsyth | 9058148 | 6 | [5 empty] | Removed from Ground | Gas (Historical Use) | 4000 | Bare Steel | 1998-10-19 | 1998-10-19 | Bare Steel | Suction (American)
RAPIDMART | 5490 ATLANTA HWY | ALPHARETTA | Forsyth | 9058140 | 2 | [5 empty] | Removed from Ground | Gas (Historical Use) | 1000 | Not Marked/Unknown | 1998-01-23 | 1998-02-01 | Not Marked
MIDWAY FUEL & SHINE INC | 4870 ATLANTA HWY | ALPHARETTA | Forsyth | 9058144 | 1 |  | 1998-06-12 | FALSE | 1998-06-12 | FALSE | Currently in Use | Regular | 12000 | Fiberglass | 1998-06-12 |  | Fiberglass Reinforced Plastic | Pressurized
RaceTrac #2537 - McFarland Relo | 1385 McFarland Pkwy | ALPHARETTA | Forsyth | 9058158 | 2 |  | 1998-07-15 | FALSE | 1998-07-15 | FALSE | Removed from Ground | Gas (Historical Use) | 10000 | Fiberglass | 1998-07-15 | 2017-10-02 |  | Pressurized
SPEEDWAY #8495 | 910 MCFARLAND PKWY | ALPHARETTA | Forsyth | 10002544 | 4 | Flapper Valve | 2015-12-03 | FALSE | 2015-12-03 | FALSE | Currently in Use | Regular | 20000 | Fiberglass Double Walled | 2015-12-13 |  | Double-Walled Flex | Pressurized
SPEEDWAY #8495 | 910 MCFARLAND PKWY | ALPHARETTA | Forsyth | 10002544 | 5 | Flapper Valve | 2015-12-03 | FALSE | 2015-12-03 | FALSE | Currently in Use | Diesel | 20000 | Fiberglass Double Walled | 2015-12-03 |  | Double-Walled Flex | Pressurized
UPS ALPHARETTA (UST) | 1865 MCFARLAND AVE | ALPHARETTA | Forsyth | 9058116 | 2 | Flapper Valve | 1994-11-30 | FALSE | 1994-11-30 | FALSE | Currently in Use | Diesel | 20000 | Fiberglass Double Walled | 1994-10-01 |  | Fiberglass Reinforced Plastic | Pressurized
QUIK MART | 765 MCFARLAND RD | ALPHARETTA | Forsyth | 9058123 | 3 | Ball Float | 2004-08-09 | FALSE | 2004-08-09 | FALSE | Currently in Use | Diesel | 10000 | Epoxy | 2004-08-09 |  | Fiberglass Reinforced Plastic | Pressurized
TEXACO FOOD MART | 7110 MCGINNIS FERRY RD | SUWANEE | Forsyth | 9058089 | 1 | Ball Float | 1994-08-19 | FALSE | 1994-08-19 | TRUE | Currently in Use | Plus | 8000 | Composite | 2003-06-18 |  | Fiberglass Reinforced Plastic | Pressurized
SAM'S MART # 505 | 6950 MCGINNIS FERRY RD | ALPHARETTA | Forsyth | 9058138 | 1 |  | 1997-03-01 |  | 1997-03-01 |  | Removed from Ground | Gas (Historical Use) | 15000 | Double Walled | 1997-03-01 | 2013-12-19 | Fiberglass Reinforced Plastic | Pressurized
SMART MART | 2653 PEACHTREE PKWY | SUWANEE | Forsyth | 9058112 | 3 |  | 1998-12-14 |  | 1998-12-14 |  | Removed from Ground | Gas (Historical Use) | 8000 | Cathodically Protected Steel | 1998-12-31 | 2007-12-12 | Cathodically Protected
CITY FOOD MART | 7730 MCGINNIS FERRY RD | SUWANEE | Forsyth | 9058161 | 2 | Flapper Valve | 1999-06-15 | FALSE | 1999-06-15 | FALSE | Currently in Use | Premium | 10000 | Composite | 1999-06-01 |  | Fiberglass Reinforced Plastic | Pressurized
FORMER GLEN BUICE STORE | 3419 OLD ALABAMA ROAD | SUWANEE | Forsyth | 10001691 | 1 |  |  | FALSE |  | FALSE | Removed from Ground | Gas (Historical Use) | 1000 | Unknown | 2009-01-20 | 2009-01-20 | Unknown
QUIKTRIP #1767 | 4830 ATLANTA HWY | ALPHARETTA | Forsyth | 10003572 | 3 | Flapper Valve | 2025-03-11 | FALSE | 2025-03-11 | FALSE | Currently in Use | E-0 | 15000 | Tank Jacket Double Walled | 2024-11-21 |  |  | Pressurized
CIRCLE M FOOD SHOP #70 | 6025 HWY 9 | ALPHARETTA | Forsyth | 10002199 | 3C | Flapper Valve | 2013-02-01 | FALSE | 2013-02-01 | FALSE | Currently in Use | E-85 | 6000 | Composite Double Walled | 2013-02-01 |  | Double-Walled Flex | Pressurized
WILLIAM L GENTRY | 5900 HIGHWAY 9 NORTH | ALPHARETTA | Forsyth | 10001100 | 1 |  |  | FALSE |  | FALSE | Removed from Ground | Diesel | 1000 | Bare Steel | 2006-02-08 | 2006-02-08 | Bare Steel
SAM'S MART # 505 | 6950 MCGINNIS FERRY RD | ALPHARETTA | Forsyth | 9058138 | 2 |  | 1997-03-01 |  | 1997-03-01 |  | Removed from Ground | Gas (Historical Use) | 15000 | Double Walled | 1997-03-01 | 2019-12-13 | Fiberglass Reinforced Plastic | Pressurized
CITY FOOD MART | 7730 MCGINNIS FERRY RD | SUWANEE | Forsyth | 9058161 | 1 | Ball Float | 1999-06-15 | FALSE | 1999-06-15 | FALSE | Currently in Use | Regular | 12000 | Composite | 1999-06-01 |  | Fiberglass Reinforced Plastic | Pressurized
SHARON ELEM | 3595 OLD ATLANTA RD | SUWANEE | Forsyth | 10001151 | 1 | Ball Float | 2006-03-01 | FALSE | 2015-11-04 | FALSE | Currently in Use | Diesel | 12000 | Fiberglass Double Walled | 2006-03-01 |  | Double-Walled Fiberglass | Pressurized
QUIKTRIP #1725 | 3590 CANTON HWY | CUMMING | Forsyth | 10003551 | 3 | Flapper Valve | 2024-11-20 | FALSE | 2024-11-20 | FALSE | Currently in Use | E-0 | 15000 | Fiberglass Double Walled | 2024-11-20 |  |  | Pressurized
QUIKTRIP #1767 | 4830 ATLANTA HWY | ALPHARETTA | Forsyth | 10003572 | 5 | Flapper Valve | 2025-03-11 | FALSE | 2025-03-11 | FALSE | Currently in Use | Diesel | 15000 | Tank Jacket Double Walled | 2024-11-21 |  |  | Pressurized
QUIKTRIP #1767 | 4830 ATLANTA HWY | ALPHARETTA | Forsyth | 10003572 | 4 | Flapper Valve | 2025-03-11 | FALSE | 2025-03-11 | FALSE | Currently in Use | Premium | 15000 | Tank Jacket Double Walled | 2024-11-21 |  |  | Pressurized
TEXACO FOOD MART | 7110 MCGINNIS FERRY RD | SUWANEE | Forsyth | 9058089 | 2 | Ball Float | 1994-08-19 | FALSE | 1994-08-19 | TRUE | Currently in Use | Regular | 12000 | Composite | 2003-06-18 |  | Fiberglass Reinforced Plastic | Pressurized
KROGER GA 434 | 3651 PEACHTREE PKWY | SUWANEE | Forsyth | 10001156 | 1B | Flapper Valve | 2020-09-17 | FALSE | 2006-05-26 | FALSE | Currently in Use | Premium | 8000 | Fiberglass Double Walled | 2006-05-18 |  | Double-Walled Flex | Pressurized
MIDWAY FUEL & SHINE INC | 4870 ATLANTA HWY | ALPHARETTA | Forsyth | 9058144 | 2 | Ball Float | 1998-06-12 | FALSE | 1998-06-12 | FALSE | Currently in Use | Regular | 12000 | Fiberglass | 1998-06-12 |  | Fiberglass Reinforced Plastic | Pressurized
PRECISION CONCRETE CONSTRUCTION | 1290 MCFARLAND 400 DR | ALPHARETTA | Forsyth | 9058159 | 3 | Ball Float | 1999-08-16 | FALSE | 1999-08-18 | FALSE | Closed in Ground | Diesel Off Road | 6000 | Fiberglass Double Walled | 1999-08-04 |  | Double-Walled Flex | Pressurized
RaceTrac #2537 - McFarland Relo | 1385 McFarland Pkwy | ALPHARETTA | Forsyth | 9058158 | 1 |  | 1998-07-15 | FALSE | 1998-07-15 | FALSE | Removed from Ground | Gas (Historical Use) | 12000 | Fiberglass | 1998-07-15 | 2017-10-02 |  | Pressurized
CIRCLE M FOOD SHOP #70 | 6025 HWY 9 | ALPHARETTA | Forsyth | 10002199 | 3B | Ball Float | 2013-02-01 | FALSE | 2013-02-01 | FALSE | Currently in Use | Diesel Off Road | 6000 | Composite Double Walled | 2013-02-01 |  | Double-Walled Flex | Pressurized
GA0062 3240 PEACHTREE | 3240 PEACHTREE PKWY | SUWANEE | Forsyth | 9058146 | 2 | Flapper Valve | 1998-05-15 | FALSE | 1998-05-15 | FALSE | Currently in Use | Premium | 12000 | Fiberglass Double Walled | 1998-05-15 |  | Double-Walled Fiberglass | Pressurized
QUIKTRIP #1725 | 3590 CANTON HWY | CUMMING | Forsyth | 10003551 | 5 | Flapper Valve | 2024-11-20 | FALSE | 2024-11-20 | FALSE | Currently in Use | Diesel | 15000 | Fiberglass Double Walled | 2024-11-20 |  |  | Pressurized
RAPIDMART | 5490 ATLANTA HWY | ALPHARETTA | Forsyth | 9058140 | 4 |  | 1998-02-01 |  | 1998-02-01 |  | Removed from Ground | Gas (Historical Use) | 10000 | Cathodically Protected Steel | 1998-02-01 | 2008-08-06 | Fiberglass Reinforced Plastic | Pressurized
MIDWAY FUEL & SHINE INC | 4870 ATLANTA HWY | ALPHARETTA | Forsyth | 9058144 | 4A | Flapper Valve | 2016-04-01 | FALSE | 2016-04-01 | FALSE | Currently in Use | Gas (Historical Use) | 7000 | Tank Jacket | 2016-04-01 |  | Double-Walled Fiberglass | Pressurized
PRECISION CONCRETE CONSTRUCTION | 1290 MCFARLAND 400 DR | ALPHARETTA | Forsyth | 9058159 | 2 | Ball Float | 1999-08-16 | FALSE | 1999-08-18 | FALSE | Closed in Ground | Diesel On Road | 12000 | Fiberglass Double Walled | 1999-08-04 |  | Double-Walled Flex | Pressurized
SAM'S MART # 505 | 6950 MCGINNIS FERRY RD | ALPHARETTA | Forsyth | 9058138 | 3 |  | 1997-03-01 |  | 1997-03-01 |  | Removed from Ground | Diesel | 10000 | Double Walled | 1997-03-01 | 2013-12-19 | Fiberglass Reinforced Plastic | Pressurized
QUIKTRIP #1725 | 3590 CANTON HWY | CUMMING | Forsyth | 10003551 | 1 | Flapper Valve | 2024-11-20 | FALSE | 2024-11-20 | FALSE | Currently in Use | Regular | 15000 | Fiberglass Double Walled | 2024-11-20 |  |  | Pressurized
QUIKTRIP #1767 | 4830 ATLANTA HWY | ALPHARETTA | Forsyth | 10003572 | 2 | Flapper Valve | 2025-03-11 | FALSE | 2025-03-11 | FALSE | Currently in Use | E-10 | 15000 | Tank Jacket Double Walled | 2024-11-21 |  |  | Pressurized
QUIKTRIP #1725 | 3590 CANTON HWY | CUMMING | Forsyth | 10003551 | 4 | Flapper Valve | 2024-11-20 | FALSE | 2024-11-20 | FALSE | Currently in Use | Premium | 15000 | Fiberglass Double Walled | 2024-11-20 |  |  | Pressurized
QUIKTRIP #1767 | 4830 ATLANTA HWY | ALPHARETTA | Forsyth | 10003572 | 1 | Flapper Valve | 2025-03-11 | FALSE | 2025-03-11 | FALSE | Currently in Use | E-10 | 15000 | Tank Jacket Double Walled | 2024-11-21 |  |  | Pressurized
GA0062 3240 PEACHTREE | 3240 PEACHTREE PKWY | SUWANEE | Forsyth | 9058146 | 3 | Flapper Valve | 1998-05-15 | FALSE | 1998-05-15 | FALSE | Currently in Use | Diesel | 12000 | Fiberglass Double Walled | 1998-05-15 |  | Double-Walled Fiberglass | Pressurized
RaceTrac #2537 - McFarland Relo | 1385 McFarland Pkwy | ALPHARETTA | Forsyth | 9058158 | 5A | Overfill Alarm | 2019-07-15 | FALSE | 2019-07-15 | FALSE | Currently in Use | Diesel | 10000 | Fiberglass Double Walled | 2019-07-01 |  | Double-Walled Fiberglass | Pressurized
RaceTrac #2537 - McFarland Relo | 1385 McFarland Pkwy | ALPHARETTA | Forsyth | 9058158 | 3 |  | 1998-07-15 | FALSE | 1998-07-15 | FALSE | Removed from Ground | Diesel | 10000 | Fiberglass | 1998-07-15 | 2017-10-02 |  | Pressurized
MATHIS FIELD LLC | 3745 MATHIS AIRPORT RD | SUWANEE | Forsyth | 9058145 | 2 |  | 1998-10-08 |  | 1998-10-08 |  | Removed from Ground | Gas (Historical Use) | 2000 | Cathodically Protected Steel | 1998-10-08 | 2006-07-10 | Cathodically Protected | Safe Suction (Euro)
WALMART SUPERCENTER#7185 | 3655 BROWNS BRIDGE Road | CUMMING | Forsyth | 10002731 | 2B | Flapper Valve | 2016-11-20 | FALSE | 2016-11-20 | FALSE | Currently in Use | Diesel | 8000 | Fiberglass Double Walled | 2016-09-20 |  | Double-Walled Flex | Pressurized
WALMART SUPERCENTER#7185 | 3655 BROWNS BRIDGE Road | CUMMING | Forsyth | 10002731 | 2A | Flapper Valve | 2016-11-20 | FALSE | 2016-11-20 | FALSE | Currently in Use | Premium | 12000 | Fiberglass Double Walled | 2016-09-20 |  | Double-Walled Flex | Pressurized
WALMART SUPERCENTER#7185 | 3655 BROWNS BRIDGE Road | CUMMING | Forsyth | 10002731 | 1 | Flapper Valve | 2016-11-20 | FALSE | 2016-11-20 | FALSE | Currently in Use | Regular | 20000 | Fiberglass Double Walled | 2016-09-20 |  | Double-Walled Flex | Pressurized
GA0062 3240 PEACHTREE | 3240 PEACHTREE PKWY | SUWANEE | Forsyth | 9058146 | 1 | Overfill Alarm | 1998-05-15 | FALSE | 1998-05-15 | FALSE | Currently in Use | Regular | 12000 | Fiberglass Double Walled | 1998-05-15 |  | Double-Walled Fiberglass | Pressurized
QuikTrip #1721 | 1080 McFarland Pkwy | Alpharetta | Forsyth | 10002757 | 3B | Flapper Valve | 2017-11-01 | FALSE | 2017-10-01 | FALSE | Currently in Use | E-0 | 9500 | Fiberglass Double Walled | 2017-06-02 |  | Double-Walled Fiberglass | Pressurized
QuikTrip #1721 | 1080 McFarland Pkwy | Alpharetta | Forsyth | 10002757 | 1 | Flapper Valve | 2017-11-01 | FALSE | 2017-10-01 | FALSE | Currently in Use | Regular | 20000 | Fiberglass Double Walled | 2017-06-02 |  | Double-Walled Fiberglass | Pressurized
RaceTrac #2523 - Keith Bridge | 4265 Browns Bridge Rd | Cumming | Forsyth | 10002908 | 5A | Overfill Alarm | 2019-08-27 | FALSE |  | FALSE | Currently in Use | E-0 | 12000 | Fiberglass Double Walled | 2019-05-31 |  | Double-Walled Fiberglass | Pressurized
QuikTrip #1721 | 1080 McFarland Pkwy | Alpharetta | Forsyth | 10002757 | 4 | Flapper Valve | 2017-11-01 | FALSE | 2017-10-01 | FALSE | Currently in Use | Diesel | 12000 | Fiberglass Double Walled | 2017-06-02 |  | Double-Walled Fiberglass | Pressurized
QuikTrip #1721 | 1080 McFarland Pkwy | Alpharetta | Forsyth | 10002757 | 3A | Flapper Valve | 2017-11-01 | FALSE | 2017-10-01 | FALSE | Currently in Use | Premium | 10000 | Fiberglass Double Walled | 2017-06-02 |  | Double-Walled Fiberglass | Pressurized
Kroger GA 627 | 5550 Bethelview Rd | Cumming | Forsyth | 10002813 | 2A | Flapper Valve | 2018-04-26 | FALSE | 2018-04-26 | FALSE | Currently in Use | Diesel | 10000 | Fiberglass Double Walled | 2018-03-15 |  | Double-Walled Flex | Pressurized
RaceTrac #2523 - Keith Bridge | 4265 Browns Bridge Rd | Cumming | Forsyth | 10002908 | 3 | Overfill Alarm | 2019-08-27 | FALSE |  | FALSE | Currently in Use | Regular | 20000 | Fiberglass Double Walled | 2019-05-31 |  | Double-Walled Fiberglass | Pressurized
RaceTrac #2523 - Keith Bridge | 4265 Browns Bridge Rd | Cumming | Forsyth | 10002908 | 4A | Overfill Alarm | 2019-08-27 | FALSE |  | FALSE | Currently in Use | Diesel | 12000 | Fiberglass Double Walled | 2019-05-31 |  | Double-Walled Fiberglass | Pressurized
QuikTrip #1721 | 1080 McFarland Pkwy | Alpharetta | Forsyth | 10002757 | 2 | Flapper Valve | 2017-11-01 | FALSE | 2017-10-01 | FALSE | Currently in Use | Regular | 20000 | Fiberglass Double Walled | 2017-06-02 |  | Double-Walled Fiberglass | Pressurized
FORMER COAL MOUNTAIN BUILDERS SUPPLY INC | 3315 DAHLONEGA HWY | CUMMING | Forsyth | 10002819 | 1 |  |  | FALSE |  | FALSE | Removed from Ground | Diesel Off Road | 2000 | Bare Steel |  | 2018-06-12
RaceTrac #2523 - Keith Bridge | 4265 Browns Bridge Rd | Cumming | Forsyth | 10002908 | 5B | Overfill Alarm | 2019-08-27 | FALSE |  | FALSE | Currently in Use | Premium | 12000 | Fiberglass Double Walled | 2019-05-31 |  | Double-Walled Fiberglass | Pressurized
Kroger GA 627 | 5550 Bethelview Rd | Cumming | Forsyth | 10002813 | 1B | Flapper Valve | 2018-04-26 | FALSE | 2018-04-26 | FALSE | Currently in Use | Premium | 8000 | Fiberglass Double Walled | 2018-03-15 |  | Double-Walled Flex | Pressurized
Kroger GA 627 | 5550 Bethelview Rd | Cumming | Forsyth | 10002813 | 1A | Flapper Valve | 2018-04-06 | FALSE | 2018-04-06 | FALSE | Currently in Use | Regular | 20000 | Fiberglass Double Walled | 2018-03-15 |  | Double-Walled Flex | Pressurized
Kroger GA 627 | 5550 Bethelview Rd | Cumming | Forsyth | 10002813 | 2B | Flapper Valve | 2018-04-26 | FALSE | 2018-04-26 | FALSE | Currently in Use | E-0 | 8000 | Fiberglass Double Walled | 2018-03-15 |  | Double-Walled Flex | Pressurized
RaceTrac #2523 - Keith Bridge | 4265 Browns Bridge Rd | Cumming | Forsyth | 10002908 | 4B | Overfill Alarm | 2019-08-27 | FALSE |  | FALSE | Currently in Use | Diesel | 12000 | Fiberglass Double Walled | 2019-05-31 |  | Double-Walled Fiberglass | Pressurized
Racetrac#2570 | 3615 Canton Hwy | Cumming | Forsyth | 10003036 | 3B | Overfill Alarm | 2020-04-06 | FALSE | 2020-04-06 | FALSE | Currently in Use | E-85 | 12000 | Fiberglass Double Walled | 2020-03-06 |  | Double-Walled Fiberglass | Pressurized
Racetrac#2570 | 3615 Canton Hwy | Cumming | Forsyth | 10003036 | 2A | Overfill Alarm | 2020-04-06 | FALSE | 2020-04-06 | FALSE | Currently in Use | Diesel | 12000 | Fiberglass Double Walled | 2020-03-06 |  | Double-Walled Fiberglass | Pressurized
Racetrac#2570 | 3615 Canton Hwy | Cumming | Forsyth | 10003036 | 2B | Overfill Alarm | 2020-04-06 | FALSE | 2020-04-06 | FALSE | Currently in Use | Diesel | 12000 | Fiberglass Double Walled | 2020-03-06 |  | Double-Walled Fiberglass | Pressurized
Racetrac#2570 | 3615 Canton Hwy | Cumming | Forsyth | 10003036 | 1 | Overfill Alarm | 2020-04-06 | FALSE | 2020-04-06 | FALSE | Currently in Use | Regular | 20000 | Fiberglass Double Walled | 2020-03-06 |  | Double-Walled Fiberglass | Pressurized
PETE BENNETTS SERVICE STATION | 5590 HWY 9 | ALPHARETTA | Forsyth | 9058148 | 9 |  | 1993-11-01 | FALSE | 1998-10-01 | FALSE | Removed from Ground | Diesel | 12000 | Steel-Impressed Current | 1993-11-01 |  | Fiberglass Reinforced Plastic | Pressurized
PETE BENNETTS SERVICE STATION | 5590 HWY 9 | ALPHARETTA | Forsyth | 9058148 | 8 |  | 1993-11-01 | FALSE | 1998-10-01 | FALSE | Removed from Ground | Gas (Historical Use) | 20000 | Steel-Impressed Current | 1988-01-01 |  | Fiberglass Reinforced Plastic | Pressurized
MIDWAY FUEL & SHINE INC | 4870 ATLANTA HWY | ALPHARETTA | Forsyth | 9058144 | 4B | Flapper Valve | 2016-04-01 | FALSE | 2016-04-01 | FALSE | Currently in Use | Diesel | 5000 | Tank Jacket | 2016-04-01 |  | Double-Walled Fiberglass | Pressurized
RaceTrac #114 - McFarland/Alpharetta | 915 MCFARLAND PARKWAY | ALPHARETTA | Forsyth | 10000474 | 2 | Overfill Alarm | 2003-07-10 | FALSE | 2003-07-10 | FALSE | Removed from Ground | Premium | 12000 | Composite Double Walled | 2003-07-10 | 2020-02-11 | Double-Walled Fiberglass | Pressurized
UPS ALPHARETTA (UST) | 1865 MCFARLAND AVE | ALPHARETTA | Forsyth | 9058116 | 1 | Flapper Valve | 1994-11-30 | FALSE | 1994-11-30 | FALSE | Currently in Use | Diesel | 20000 | Fiberglass Double Walled | 1994-10-01 |  | Fiberglass Reinforced Plastic | Pressurized
SMART MART | 2653 PEACHTREE PKWY | SUWANEE | Forsyth | 9058112 | 2 |  | 1998-12-14 |  | 1998-12-14 |  | Removed from Ground | Gas (Historical Use) | 10000 | Cathodically Protected Steel | 1998-12-31 | 2007-12-12 | Cathodically Protected
CITY FOOD MART | 7730 MCGINNIS FERRY RD | SUWANEE | Forsyth | 9058161 | 3 | Ball Float | 1999-06-15 | FALSE | 1999-06-15 | FALSE | Currently in Use | Diesel | 4000 | Composite | 1999-06-01 |  | Fiberglass Reinforced Plastic | Pressurized
Racetrac#2570 | 3615 Canton Hwy | Cumming | Forsyth | 10003036 | 3A | Overfill Alarm | 2020-04-06 | FALSE | 2020-04-06 | FALSE | Currently in Use | Premium | 12000 | Fiberglass Double Walled | 2020-03-06 |  | Double-Walled Fiberglass | Pressurized
PETRO STOPPING CENTERS | 10200 OLD FEDERAL RD | CARNESVILLE | Franklin | 9059083 | 3 | Flapper Valve |  | FALSE | 1994-12-01 | FALSE | Currently in Use | Diesel | 20000 | Fiberglass Double Walled | 1994-12-01 |  | Fiberglass Reinforced Plastic | Pressurized
PHILLIPS GROCERY & STATION | 2594 SALEM RD | ROYSTON | Franklin | 590054 | 2 | [5 empty] | Currently in Use | Gas (Historical Use) | 500 | Bare Steel |  |  | Galvanized Steel
PILOT #4557 | 11156 HWY 106 | CARNESVILLE | Franklin | 9059080 | 4 | Ball Float | 1997-06-01 | FALSE | 1997-06-01 | FALSE | Currently in Use | Diesel | 25000 | Fiberglass Double Walled | 1997-06-01 |  | Fiberglass Reinforced Plastic | Pressurized
BP | 2922 W MAIN ST | ROYSTON | Franklin | 10001568 | 2A | Flapper Valve | 2008-05-30 | FALSE | 2008-05-30 | FALSE | Currently in Use | Premium | 8000 | Composite | 2008-05-30 |  | Fiberglass Reinforced Plastic | Pressurized
ROYAL FOOD MART #14 | 1214 HWY 145 | ROYSTON | Franklin | 10001698 | 2C | Ball Float | 2008-10-17 | FALSE |  | FALSE | Currently in Use | Diesel Off Road | 2000 | Composite Double Walled | 2008-10-17 |  | Double-Walled Fiberglass | Pressurized
T J'S | 1421 BOWERSVILLE ST | ROYSTON | Franklin | 9059029 | 2 | [5 empty] | Removed from Ground | Gas (Historical Use) | 3000 | Bare Steel | 1995-04-24 | 1899-12-31 | Galvanized Steel | Suction (American)
J S T INC. DBA ROYSTON QUICK SPOT | 965 FRANKLIN SPRINGS ST | ROYSTON | Franklin | 9059030 | 5 | Ball Float | 1992-01-01 | FALSE | 1992-01-01 | FALSE | Currently in Use | Diesel Off Road | 2000 | Steel-Impressed Current | 1992-01-01 |  | Fiberglass Reinforced Plastic | Pressurized
BP | 2922 W MAIN ST | ROYSTON | Franklin | 10001568 | 1 | Flapper Valve | 2008-05-30 | FALSE | 2008-05-30 | FALSE | Currently in Use | Regular | 12000 | Composite | 2008-05-30 |  | Fiberglass Reinforced Plastic | Pressurized
T J'S | 1421 BOWERSVILLE ST | ROYSTON | Franklin | 9059029 | 1 | [5 empty] | Removed from Ground | Gas (Historical Use) | 2000 | Bare Steel | 1995-04-24 | 1899-12-31 | Galvanized Steel | Suction (American)
LITTLE COUNTRY STORE | GA HWY 51 SANDY CROSS COMM | ROYSTON | Franklin | 9059007 | 2 | [5 empty] | Permanently Out Of Use | Empty | 1000 | Bare Steel | 1961-01-01 | 1978-10-01 | Galvanized Steel
PETRO STOPPING CENTERS | 10200 OLD FEDERAL RD | CARNESVILLE | Franklin | 9059083 | 2 | Flapper Valve |  | FALSE | 1994-12-01 | FALSE | Currently in Use | Diesel | 20000 | Fiberglass Double Walled | 1994-12-01 |  | Fiberglass Reinforced Plastic | Pressurized
PETRO STOPPING CENTERS | 10200 OLD FEDERAL RD | CARNESVILLE | Franklin | 9059082 | 2 | Flapper Valve |  | FALSE | 1994-11-01 | FALSE | Currently in Use | Regular | 10000 | Fiberglass Double Walled | 1994-11-01 |  | Fiberglass Reinforced Plastic | Pressurized
PHILLIPS GROCERY & STATION | 2594 SALEM RD | ROYSTON | Franklin | 590054 | 1 | [5 empty] | Currently in Use | Gas (Historical Use) | 500 | Bare Steel |  |  | Galvanized Steel
CITGO | 415 HARTWELL ST | ROYSTON | Franklin | 9059090 | 1A | Flapper Valve | 2001-12-02 | FALSE | 2001-12-02 | FALSE | Currently in Use | Regular | 11000 | Composite | 2001-12-01 |  | Double-Walled Flex | Pressurized
SHREE RAM INVESTMENTS INC | 615 FRANKLIN SPRINGS ST | ROYSTON | Franklin | 590089 | 6 | Ball Float | 2007-08-15 | FALSE | 2007-08-10 | FALSE | Currently in Use | Premium | 6000 | Composite Double Walled | 2007-08-02 |  | Double-Walled Flex | Pressurized
JOES FILLING STATION | 870 CHURCH STREET | ROYSTON | Franklin | 9059076 | 6 | Flapper Valve | 1999-06-04 | FALSE | 1999-06-04 | FALSE | Currently in Use | Regular | 8000 | Composite | 1999-06-01 |  | Fiberglass Reinforced Plastic | Safe Suction (Euro)
JOES FILLING STATION | 870 CHURCH STREET | ROYSTON | Franklin | 9059076 | 8 | Flapper Valve | 1999-06-04 | FALSE | 1999-06-04 | FALSE | Currently in Use | Plus | 2000 | Composite | 1999-06-01 |  | Fiberglass Reinforced Plastic | Safe Suction (Euro)
J S T INC. DBA ROYSTON QUICK SPOT | 965 FRANKLIN SPRINGS ST | ROYSTON | Franklin | 9059030 | 3 | Ball Float | 1992-01-01 | FALSE | 1992-01-01 | FALSE | Currently in Use | Premium | 8000 | Steel-Impressed Current | 1992-01-01 |  | Fiberglass Reinforced Plastic | Pressurized
SHREE RAM INVESTMENTS INC | 615 FRANKLIN SPRINGS ST | ROYSTON | Franklin | 590089 | 4 | Flapper Valve | 1994-05-01 |  | 1994-05-01 |  | Removed from Ground | Gas (Historical Use) | 10000 | Steel-Impressed Current | 1983-05-08 | 2007-07-16 | Cathodically Protected | Suction (American)
SHREE RAM INVESTMENTS INC | 615 FRANKLIN SPRINGS ST | ROYSTON | Franklin | 590089 | 7 | Ball Float | 2007-08-15 | FALSE | 2007-08-10 | FALSE | Currently in Use | Diesel | 6000 | Composite Double Walled | 2007-08-02 |  | Double-Walled Flex | Pressurized
SHREE RAM INVESTMENTS INC | 615 FRANKLIN SPRINGS ST | ROYSTON | Franklin | 590089 | 1 |  | 1994-05-01 |  | 1994-05-01 |  | Removed from Ground | Gas (Historical Use) | 6000 | Steel-Impressed Current | 1983-05-08 | 2007-07-16 | Cathodically Protected | Suction (American)
BOAZ CARPET | 234 BROGDON CIR | ROYSTON | Franklin | 9059023 | 2 | [5 empty] | Removed from Ground | Diesel | 10000 | Not Marked/Unknown | 1986-01-01 | 1986-01-01 | Not Marked
PETRO STOPPING CENTERS | 10200 OLD FEDERAL RD | CARNESVILLE | Franklin | 9059082 | 1 | Flapper Valve |  | FALSE | 1994-11-01 | FALSE | Currently in Use | Regular | 10000 | Fiberglass Double Walled | 1984-11-01 |  | Fiberglass Reinforced Plastic | Pressurized
FLYING J TRAVEL PLAZA #628 | 10226 OLD FEDERAL RD | CARNESVILLE | Franklin | 9059087 | 5 | Flapper Valve | 2000-12-01 | FALSE | 2000-12-01 | FALSE | Currently in Use | Premium | 12000 | Fiberglass Double Walled | 2000-12-01 |  | Double-Walled Fiberglass | Pressurized
BOAZ CARPET | 234 BROGDON CIR | ROYSTON | Franklin | 9059023 | 1 | [5 empty] | Removed from Ground | Diesel | 10000 | Not Marked/Unknown | 1986-01-01 | 1986-01-01 | Not Marked
JOES FILLING STATION | 870 CHURCH STREET | ROYSTON | Franklin | 9059076 | 7 | Flapper Valve | 1999-06-04 | FALSE | 1999-06-04 | FALSE | Currently in Use | Diesel | 3000 | Composite | 1999-06-01 |  | Fiberglass Reinforced Plastic | Safe Suction (Euro)
JOES FILLING STATION | 870 CHURCH STREET | ROYSTON | Franklin | 9059076 | 5 | Flapper Valve | 1999-06-04 | FALSE | 1999-06-04 | FALSE | Currently in Use | Premium | 3000 | Galvanic (STIP-3) | 1994-04-01 |  | Fiberglass Reinforced Plastic | Safe Suction (Euro)
PETRO STOPPING CENTERS | 10200 OLD FEDERAL RD | CARNESVILLE | Franklin | 9059084 | 1 |  | 1994-12-01 | TRUE | 1994-12-01 | FALSE | Currently in Use | New Oil | 10000 | Fiberglass Double Walled | 1994-12-01 |  | Fiberglass Reinforced Plastic | Safe Suction (Euro)
COUNTRY CORNER | 4738 SANDY CROSS RD | ROYSTON | Franklin | 9059024 | 1 | Flapper Valve | 1999-02-01 | FALSE | 1999-02-01 | FALSE | Removed from Ground | Gas (Historical Use) | 3000 | Steel-Impressed Current | 1985-01-01 |  |  | Suction (American)
ROYSTON SVC STA | 870 CHURCH ST | ROYSTON | Franklin | 590061 | 2 | [5 empty] | Removed from Ground | Gas (Historical Use) | 1000 | Bare Steel | 1999-06-04 | 1999-06-04 | Galvanized Steel | Suction (American)
BONDS GROCERY | GA HWY 51 | ROYSTON | Franklin | 590062 | 1 | [5 empty] | Removed from Ground | Gas (Historical Use) | 500 | Bare Steel |  | 1899-12-31 | Galvanized Steel | Suction (American)
FLYING J TRAVEL PLAZA #628 | 10226 OLD FEDERAL RD | CARNESVILLE | Franklin | 9059087 | 2 | Flapper Valve | 2000-12-01 | FALSE | 2000-12-01 | FALSE | Currently in Use | Diesel | 20000 | Fiberglass Double Walled | 2000-12-01 |  | Double-Walled Fiberglass | Pressurized
ERNEST P JACKSON III | 216 FRANKLIN SPRINGS ST & COBB S | ROYSTON | Franklin | 9059021 | 1 | [5 empty] | Removed from Ground | Gas (Historical Use) | 1000 | Bare Steel |  | 1899-12-31 | Galvanized Steel | Suction (American)
LITTLE COUNTRY STORE | GA HWY 51 SANDY CROSS COMM | ROYSTON | Franklin | 9059007 | 3 | [5 empty] | Permanently Out Of Use | Empty | 560 | Bare Steel | 1971-01-01 | 1978-10-01 | Galvanized Steel
S & H GROCERY | RT 1 | ROYSTON | Franklin | 590096 | 1 | [5 empty] | Removed from Ground | Gas (Historical Use) | 1000 | Bare Steel | 1981-01-02 | 1996-07-16 | Galvanized Steel
Royston Service Center | 211 FRANKLIN SPRINGS ST | ROYSTON | Franklin | 590071 | 6 |  | 1994-06-14 | FALSE | 1994-06-14 | FALSE | Closed in Ground | Gas (Historical Use) | 8000 | Steel-Impressed Current | 1994-06-14 | 2019-04-29 | Fiberglass Reinforced Plastic | Pressurized
Royston Service Center | 211 FRANKLIN SPRINGS ST | ROYSTON | Franklin | 590071 | 7B |  | 1994-06-14 | FALSE | 1994-06-14 | FALSE | Closed in Ground | Gas (Historical Use) | 5000 | Steel-Impressed Current | 1994-06-14 | 2019-04-29 | Fiberglass Reinforced Plastic | Pressurized
KMO TEXACO #151/HARDY #6 STORE # | 13087 JONES ST | LAVONIA | Franklin | 730088 | 10 |  | 1988-02-01 |  | 1988-02-01 |  | Removed from Ground | Diesel | 6000 | Composite | 1988-02-17 | 2004-08-19 | Cathodically Protected | Pressurized
WALTERS GROCERY | GA HWY 59 | LAVONIA | Franklin | 590019 | 2 | [5 empty] | Removed from Ground | Gas (Historical Use) | 550 | Bare Steel | 1974-04-24 | 1993-06-24 | Galvanized Steel
WILLIE JOHNSON SVC STATION & CAR | CORNER OF JONES ST & AUGUSTA RD | LAVONIA | Franklin | 590020 | 2 | [5 empty] | Removed from Ground | Gas (Historical Use) | 2000 | Bare Steel | 1972-04-24 | 1995-09-22 | Galvanized Steel
BASKIN'S CHEVRON | 11 AUGUSTA RD | LAVONIA | Franklin | 590064 | 3 | [5 empty] | Removed from Ground | Gas (Historical Use) | 6000 | Bare Steel | 1999-09-15 | 1999-09-15 | Galvanized Steel | Suction (American)
FLYING J TRAVEL PLAZA #628 | 10226 OLD FEDERAL RD | CARNESVILLE | Franklin | 9059087 | 3 | Flapper Valve | 2000-12-01 | FALSE | 2000-12-01 | FALSE | Currently in Use | Diesel | 20000 | Fiberglass Double Walled | 2000-12-01 |  | Double-Walled Fiberglass | Pressurized
BOLD SPRINGS STORE | 4141 BOLD SPRINGS RD | CARNESVILLE | Franklin | 590033 | 2 | [5 empty] | Currently in Use | Gas (Historical Use) | 6000 | Bare Steel | 1981-04-30 |  | Galvanized Steel
COUNTRY CORNER | 4738 SANDY CROSS RD | ROYSTON | Franklin | 9059024 | 2 | Flapper Valve | 1999-02-01 | FALSE | 1999-02-01 | FALSE | Removed from Ground | Gas (Historical Use) | 1000 | Steel-Impressed Current | 1979-01-01 |  |  | Suction (American)
CROMER'S GROCERY | RT 1/GA HWY 51 SANDY CROSS COMM | ROYSTON | Franklin | 9059011 | 4 | [5 empty] | Permanently Out Of Use | Diesel | 1000 | Bare Steel | 1980-01-01 | 1982-04-01 | Galvanized Steel
CROMER'S GROCERY | RT 1/GA HWY 51 SANDY CROSS COMM | ROYSTON | Franklin | 9059011 | 1 | [5 empty] | Permanently Out Of Use | Gas (Historical Use) | 1000 | Bare Steel | 1964-01-01 | 1982-04-01 | Galvanized Steel
SHREE RAM INVESTMENTS INC | 615 FRANKLIN SPRINGS ST | ROYSTON | Franklin | 590089 | 5 | Flapper Valve | 2007-08-15 | FALSE | 2007-08-10 | FALSE | Currently in Use | Regular | 12000 | Composite Double Walled | 2007-08-02 |  | Double-Walled Flex | Pressurized
ROYSTON FOOD MART | 636 CHURCH ST | ROYSTON | Franklin | 590094 | 4 | Flapper Valve | 1986-08-01 | FALSE | 1986-08-01 | FALSE | Currently in Use | Premium | 8000 | Galvanic (STIP-3) | 1986-08-01 |  | Fiberglass Reinforced Plastic | Pressurized
GA DNR/VICTORIA BRYANT STATE PAR (GOLF COURSE) | 1105 BRYANT PARK RD | ROYSTON | Franklin | 590013 | 2 | [5 empty] | Removed from Ground | Gas (Historical Use) | 560 | Bare Steel | 1976-03-01 | 1998-12-01 | Galvanized Steel | Suction (American)
PETRO STOPPING CENTERS | 10200 OLD FEDERAL RD | CARNESVILLE | Franklin | 9059082 | 3 | Flapper Valve |  | FALSE | 1994-11-01 | FALSE | Currently in Use | Plus | 10000 | Fiberglass Double Walled | 1994-11-01 |  | Fiberglass Reinforced Plastic | Pressurized
BOAZ CARPET | 234 BROGDON CIR | ROYSTON | Franklin | 9059023 | 3 | [5 empty] | Removed from Ground | Gas (Historical Use) | 1000 | Not Marked/Unknown | 1986-01-01 | 1986-01-01 | Not Marked
VICTORIA BRYANT STATE PARK - MAINTENANCE SHOP | 1105 BRYANT PARK RD | ROYSTON | Franklin | 10000576 | 1 |  | 2002-01-01 | FALSE | 2002-01-01 | FALSE | Temporarily out of use | Gas (Historical Use) | 2500 | Fiberglass Double Walled | 2002-01-01 |  | Fiberglass Reinforced Plastic | Safe Suction (Euro)
ROYAL FOOD MART #14 | 1214 HWY 145 | ROYSTON | Franklin | 10001698 | 2B | Flapper Valve | 2008-10-17 | FALSE | 2008-10-17 | FALSE | Currently in Use | Diesel | 4000 | Composite Double Walled | 2008-10-17 |  | Double-Walled Flex
PETRO STOPPING CENTERS | 10200 OLD FEDERAL RD | CARNESVILLE | Franklin | 9059084 | 2 |  | 1994-12-01 | TRUE | 1994-12-01 | TRUE | Currently in Use | Used Oil | 8000 | Fiberglass Double Walled | 1994-12-01 |  | Fiberglass Reinforced Plastic | Gravity
BOLD SPRINGS STORE | 4141 BOLD SPRINGS RD | CARNESVILLE | Franklin | 590033 | 1 | [5 empty] | Currently in Use | Gas (Historical Use) | 6000 | Bare Steel | 1981-04-30 |  | Galvanized Steel
ELTON BOND GROCERY | 2828 SANDY CROSS RD | ROYSTON | Franklin | 9059075 | 1 | Flapper Valve | 1996-12-01 | FALSE | 1996-12-01 | FALSE | Abandoned-No Known Release | Empty | 1000 | Steel-Impressed Current | 1996-03-18 |  | Fiberglass Reinforced Plastic | Suction (American)
WAYNE'S GROCERY | RT 2 | ROYSTON | Franklin | 9095071 | 1 | [5 empty] | Removed from Ground | Gas (Historical Use) | 2000 | Bare Steel | 1999-09-03 | 1999-09-03 | Galvanized Steel | Suction (American)
Royston Service Center | 211 FRANKLIN SPRINGS ST | ROYSTON | Franklin | 590071 | 1 | [5 empty] | Removed from Ground | Gas (Historical Use) | 5000 | Bare Steel | 1966-05-13 | 1994-02-01 | Galvanized Steel
CITY OF ROYSTON | WEST BOWERS ST | ROYSTON | Franklin | 590048 | 3 | [5 empty] | Removed from Ground | Diesel | 1000 | Bare Steel | 1992-09-01 | 1992-09-01 | Galvanized Steel | Suction (American)
BOOTHS GULF | 144 HARTWELL ST | ROYSTON | Franklin | 590021 | 3 | [5 empty] | Removed from Ground | Gas (Historical Use) | 3000 | Bare Steel | 1972-04-24 | 1991-05-01 | Bare Steel | Safe Suction (Euro)
COBB MEMORIAL HOSPITAL | 577 FRANKLIN SPRINGS ST | ROYSTON | Franklin | 590002 | 2 |  | 1998-10-05 | FALSE | 1998-10-05 | FALSE | Removed from Ground | Diesel | 530 | Composite | 1998-10-05 | 2019-07-09 | Copper | Safe Suction (Euro)
KMO TEXACO #151/HARDY #6 STORE # | 13087 JONES ST | LAVONIA | Franklin | 730088 | 11 |  | 1988-02-01 |  | 1988-02-01 |  | Removed from Ground | Kerosene | 6000 | Composite | 1988-02-17 | 2004-08-19 | Cathodically Protected | Pressurized
KMO TEXACO #151/HARDY #6 STORE # | 13087 JONES ST | LAVONIA | Franklin | 730088 | 6 |  | 1988-02-01 |  | 1988-02-01 |  | Removed from Ground | Gas (Historical Use) | 6000 | Bare Steel | 1977-01-03 | 1988-02-17 | Galvanized Steel
KMO TEXACO #151/HARDY #6 STORE # | 13087 JONES ST | LAVONIA | Franklin | 730088 | 9 |  | 1988-02-01 |  | 1988-02-01 |  | Removed from Ground | Gas (Historical Use) | 10000 | Composite | 1988-02-17 | 2004-08-19 | Cathodically Protected | Pressurized
GA DNR/TUGULOO STATE PARK | RT 1 BOX 1766 | LAVONIA | Franklin | 590011 | 4 | Flapper Valve | 2000-10-24 | FALSE | 2000-10-24 | FALSE | Currently in Use | Regular | 2500 | Fiberglass Double Walled | 2000-10-24 |  | Fiberglass Reinforced Plastic | Safe Suction (Euro)
KENTUCKY FRIED CHICKEN | 13787 GA HWY 17 &I-85 | LAVONIA | Franklin | 590027 | 4 | [5 empty] | Removed from Ground | Gas (Historical Use) | 8240 | Fiberglass | 1967-04-27 | 1986-01-01 | Unknown
SOUTHERN CORNERS | 156 FRANKLIN SPRINGS ST | ROYSTON | Franklin | 9059028 | 2 |  | 1997-01-01 | FALSE | 1997-01-01 | FALSE | Removed from Ground | Gas (Historical Use) | 6000 | Steel-Impressed Current | 1980-01-01 | 2014-01-01 |  | Pressurized
BP | 2922 W MAIN ST | ROYSTON | Franklin | 10001568 | 2B | Flapper Valve | 2008-05-30 | FALSE | 2008-05-30 | FALSE | Currently in Use | Diesel | 4000 | Composite | 2008-05-30 |  | Fiberglass Reinforced Plastic | Pressurized
WAYNE'S GROCERY | RT 2 | ROYSTON | Franklin | 9095071 | 3 | [5 empty] | Removed from Ground | Gas (Historical Use) | 560 | Bare Steel | 1999-09-03 | 1999-09-03 | Galvanized Steel | Suction (American)
SHREE RAM INVESTMENTS INC | 615 FRANKLIN SPRINGS ST | ROYSTON | Franklin | 590089 | 2 |  | 1994-05-01 |  | 1994-05-01 |  | Removed from Ground | Gas (Historical Use) | 10000 | Steel-Impressed Current | 1983-05-08 | 2007-07-16 | Cathodically Protected | Suction (American)
ROYSTON FOOD MART | 636 CHURCH ST | ROYSTON | Franklin | 590094 | 2 | Flapper Valve | 1986-08-01 | FALSE | 1986-08-01 | FALSE | Currently in Use | Regular | 8000 | Galvanic (STIP-3) | 1986-08-01 |  | Fiberglass Reinforced Plastic | Pressurized
EDWIN DOVE SVC STA | GA HWY 17 SOUTH | ROYSTON | Franklin | 590055 | 2 | [5 empty] | Removed from Ground | Gas (Historical Use) | 2000 | Bare Steel | 1995-05-17 | 1995-05-17 | Galvanized Steel
GENERAL STORE | NORTHSIDE GA HWY 17/RT 2 | ROYSTON | Franklin | 9052007 | 1 | [5 empty] | Closed in Ground | Empty | 1000 | Bare Steel | 1966-01-01 | 1899-12-31 | Galvanized Steel
ELLIOTTS BACKHOE SERVICE | 521 SMITH RD | LAVONIA | Franklin | 590003 | 2 | [5 empty] | Removed from Ground | Diesel | 825 | Cathodically Protected Steel | 1995-04-03 | 1995-04-03 | Galvanized Steel
EXXON #4-5221 | I-85 @ GA HWY 17 | LAVONIA | Franklin | 590032 | 2 | [5 empty] | Removed from Ground | Gas (Historical Use) | 6000 | Bare Steel | 1967-05-11 | 1899-12-31 | Galvanized Steel
JAMES & M C CAWTHON | 130 AUGUSTA RD | LAVONIA | Franklin | 590087 | 3 | [5 empty] | Removed from Ground | Gas (Historical Use) | 4000 | Bare Steel | 1971-05-11 | 1995-10-10 | Galvanized Steel
HASTY MART #20 | GA HWY 17 & I-85 | LAVONIA | Franklin | 9059009 | 1 |  | 2000-01-06 |  | 2000-01-06 |  | Removed from Ground | Gas (Historical Use) | 8000 | Steel-Impressed Current | 1978-05-01 | 2004-08-10 | Fiberglass Reinforced Plastic | Pressurized
SHELL FOOD MART | 11781 AUGUSTA RD | LAVONIA | Franklin | 9059001 | 9C | Flapper Valve | 2023-08-30 | FALSE | 2015-10-01 | FALSE | Currently in Use | Diesel Off Road | 4000 | Epoxy Double-Walled | 2015-09-24 |  | Double-Walled Fiberglass | Pressurized
J S T INC. DBA ROYSTON QUICK SPOT | 965 FRANKLIN SPRINGS ST | ROYSTON | Franklin | 9059030 | 1 | Ball Float | 1992-01-01 | FALSE | 1992-01-01 | FALSE | Currently in Use | Regular | 8000 | Steel-Impressed Current | 1992-01-01 |  | Fiberglass Reinforced Plastic | Pressurized
J S T INC. DBA ROYSTON QUICK SPOT | 965 FRANKLIN SPRINGS ST | ROYSTON | Franklin | 9059030 | 4 | Ball Float | 1992-01-01 | FALSE | 1992-01-01 | FALSE | Currently in Use | Diesel | 8000 | Steel-Impressed Current | 1992-01-01 |  | Fiberglass Reinforced Plastic | Pressurized
WAYNE'S GROCERY | RT 2 | ROYSTON | Franklin | 9095071 | 2 | [5 empty] | Removed from Ground | Gas (Historical Use) | 1000 | Bare Steel | 1999-09-03 | 1999-09-03 | Galvanized Steel | Suction (American)
ROYSTON FOOD MART | 636 CHURCH ST | ROYSTON | Franklin | 590094 | 3 | Flapper Valve | 1986-08-01 | FALSE | 1986-08-01 | FALSE | Currently in Use | Plus | 6000 | Galvanic (STIP-3) | 1986-08-01 |  | Fiberglass Reinforced Plastic | Pressurized
BONDS GROCERY | GA HWY 51 | ROYSTON | Franklin | 590062 | 4 | [5 empty] | Removed from Ground | Diesel | 1000 | Bare Steel | 1983-05-08 | 1899-12-31 | Galvanized Steel | Suction (American)
GA DNR/VICTORIA BRYANT STATE PAR (GOLF COURSE) | 1105 BRYANT PARK RD | ROYSTON | Franklin | 590013 | 1 | [5 empty] | Removed from Ground | Diesel | 560 | Bare Steel | 1976-03-01 | 1998-12-01 | Galvanized Steel | Suction (American)
TRI-COUNTY CHEVY & OLDS | 795 FRANKLIN SPRING ST | ROYSTON | Franklin | 730080 | 2 | Flapper Valve | 1996-01-01 | FALSE | 1996-01-01 | FALSE | Removed from Ground | Regular | 2000 | Composite | 1996-01-01 | 2018-12-30 | Fiberglass Reinforced Plastic | Safe Suction (Euro)
KMO TEXACO #151/HARDY #6 STORE # | 13087 JONES ST | LAVONIA | Franklin | 730088 | 4 |  | 1988-02-01 |  | 1988-02-01 |  | Removed from Ground | Diesel | 3000 | Composite | 1977-01-03 | 1988-02-17 | Galvanized Steel | Pressurized
ROYAL FOOD MART #14 | 1214 HWY 145 | ROYSTON | Franklin | 10001698 | 2A | Flapper Valve | 2008-10-17 | FALSE | 2008-10-17 | FALSE | Currently in Use | Premium | 2000 | Composite Double Walled | 2008-10-17 |  | Double-Walled Flex
BROWN HEALTH AND REHABILITATION CENTER | 545 COOK ST | ROYSTON | Franklin | 9059085 | 1 | Flapper Valve | 1998-10-01 | FALSE | 1998-10-01 | FALSE | Temporarily out of use | Diesel | 530 | Composite | 1998-10-01 |  | Copper | Safe Suction (Euro)
T J'S | 1421 BOWERSVILLE ST | ROYSTON | Franklin | 9059029 | 3 | [5 empty] | Removed from Ground | Gas (Historical Use) | 3000 | Bare Steel | 1995-04-24 | 1899-12-31 | Galvanized Steel | Suction (American)
ROYSTON SVC STA | 870 CHURCH ST | ROYSTON | Franklin | 590061 | 3 | [5 empty] | Removed from Ground | Gas (Historical Use) | 1000 | Bare Steel | 1999-06-04 | 1999-06-04 | Galvanized Steel | Suction (American)
Royston Service Center | 211 FRANKLIN SPRINGS ST | ROYSTON | Franklin | 590071 | 2 | [5 empty] | Removed from Ground | Gas (Historical Use) | 5000 | Bare Steel | 1966-05-13 | 1994-02-01 | Galvanized Steel
GTG | 395 HARTWELL ST | ROYSTON | Franklin | 590005 | 3 | [5 empty] | Removed from Ground | Empty | 3000 | Bare Steel | 1978-02-02 | 2001-09-27 | Galvanized Steel | Safe Suction (Euro)
KENTUCKY FRIED CHICKEN | 13787 GA HWY 17 &I-85 | LAVONIA | Franklin | 590027 | 3 |  |  | TRUE |  | TRUE | Removed from Ground | Used Oil | 560 | Bare Steel | 1967-04-27 | 1986-01-01 | Bare Steel
MILFORD OIL CO INC | CRAWFORD ST | LAVONIA | Franklin | 590036 | 2 | [5 empty] | Removed from Ground | Other | 20000 | Bare Steel | 1982-04-30 | 1990-01-01 | Galvanized Steel
GUMLOG TRADING POST | 2480 GUMLOG RD HWY 328 | LAVONIA | Franklin | 590035 | 1 | [5 empty] | Removed from Ground | Gas (Historical Use) | 2000 | Bare Steel | 1976-05-01 | 1999-12-06 | Galvanized Steel
KENTUCKY FRIED CHICKEN | 13787 GA HWY 17 &I-85 | LAVONIA | Franklin | 590027 | 1 | [5 empty] | Removed from Ground | Gas (Historical Use) | 1990 | Fiberglass | 1967-04-27 | 1986-01-01 | Unknown
GOLDEN PANTRY #52 | 131 JONES ST | LAVONIA | Franklin | 590018 | 3 | [5 empty] | Removed from Ground | Gas (Historical Use) | 10000 | Bare Steel | 1979-04-19 | 1992-10-27 | Galvanized Steel | Pressurized
HILLBILLY GROCERY | GUMLOG RD | LAVONIA | Franklin | 590044 | 1 | [5 empty] | Removed from Ground | Gas (Historical Use) | 560 | Bare Steel | 1984-05-05 | 2002-09-05 | Galvanized Steel
EXXON #4-5221 | I-85 @ GA HWY 17 | LAVONIA | Franklin | 590032 | 4 |  |  | TRUE |  | TRUE | Removed from Ground | Used Oil | 500 | Bare Steel | 1967-05-11 | 1899-12-31 | Galvanized Steel
ERNEST P JACKSON III | 216 FRANKLIN SPRINGS ST & COBB S | ROYSTON | Franklin | 9059021 | 2 | [5 empty] | Removed from Ground | Gas (Historical Use) | 1000 | Bare Steel |  | 1899-12-31 | Galvanized Steel | Suction (American)
LITTLE COUNTRY STORE | GA HWY 51 SANDY CROSS COMM | ROYSTON | Franklin | 9059007 | 1 | [5 empty] | Permanently Out Of Use | Empty | 1000 | Bare Steel | 1961-01-01 | 1978-10-01 | Galvanized Steel
ROYSTON 66 STATION | 404 FRANKLIN SPRINGS ST | ROYSTON | Franklin | 9059017 | 3 | [5 empty] | Removed from Ground | Empty | 3000 | Bare Steel | 1966-01-01 | 1988-03-01 | Galvanized Steel
CROMER'S GROCERY | RT 1/GA HWY 51 SANDY CROSS COMM | ROYSTON | Franklin | 9059011 | 2 | [5 empty] | Permanently Out Of Use | Gas (Historical Use) | 560 | Bare Steel | 1964-01-01 | 1982-04-01 | Galvanized Steel
GOLD KIST STORE | 590 CHURCH ST | ROYSTON | Franklin | 590080 | 1 | [5 empty] | Removed from Ground | Gas (Historical Use) | 2000 | Bare Steel | 1976-05-09 | 1991-02-23 | Galvanized Steel
KMO TEXACO #151/HARDY #6 STORE # | 13087 JONES ST | LAVONIA | Franklin | 730088 | 5 |  | 1988-02-01 |  | 1988-02-01 |  | Removed from Ground | Kerosene | 3000 | Composite | 1977-01-03 | 1988-02-17 | Galvanized Steel | Pressurized
WALTERS GROCERY | GA HWY 59 | LAVONIA | Franklin | 590019 | 3 | [5 empty] | Removed from Ground | Kerosene | 550 | Bare Steel | 1974-04-24 | 1993-06-24 | Galvanized Steel
WILLIE JOHNSON SVC STATION & CAR | CORNER OF JONES ST & AUGUSTA RD | LAVONIA | Franklin | 590020 | 3 | [5 empty] | Removed from Ground | Gas (Historical Use) | 2000 | Bare Steel | 1972-04-24 | 1995-09-22 | Galvanized Steel
LAVONIA MFG CO | EAST MAIN ST | LAVONIA | Franklin | 590085 | 3 | [5 empty] | Closed in Ground | Gas (Historical Use) | 0 | Bare Steel | 1955-05-16 | 1986-05-01 | Bare Steel
ROYAL FOOD STORE #1 | 4626 VICKERY ST | LAVONIA | Franklin | 590076 | 1 | Flapper Valve | 1998-08-12 | FALSE | 1998-08-12 | FALSE | Currently in Use | Regular | 6000 | Steel-Impressed Current | 1980-05-08 |  | Steel (Impressed Current) | Suction (American)
COUNTRY CORNER | 4738 SANDY CROSS RD | ROYSTON | Franklin | 9059024 | 3 | Flapper Valve | 1999-02-01 | FALSE | 1999-02-01 | FALSE | Removed from Ground | Gas (Historical Use) | 1000 | Steel-Impressed Current | 1979-01-01 |  |  | Suction (American)
SHREE RAM INVESTMENTS INC | 615 FRANKLIN SPRINGS ST | ROYSTON | Franklin | 590089 | 3 |  | 1994-05-01 |  | 1994-05-01 |  | Removed from Ground | Diesel | 10000 | Steel-Impressed Current | 1983-05-08 | 2007-07-16 | Cathodically Protected | Suction (American)
S & H GROCERY | RT 1 | ROYSTON | Franklin | 590096 | 3 | [5 empty] | Removed from Ground | Gas (Historical Use) | 560 | Bare Steel | 1981-01-02 | 1996-07-16 | Galvanized Steel
ROYSTON SVC STA | 870 CHURCH ST | ROYSTON | Franklin | 590061 | 4 | [5 empty] | Closed in Ground | Gas (Historical Use) | 1000 | Bare Steel | 1994-01-01 | 1994-01-01 | Galvanized Steel
BONDS GROCERY | GA HWY 51 | ROYSTON | Franklin | 590062 | 2 | [5 empty] | Removed from Ground | Gas (Historical Use) | 500 | Bare Steel |  | 1899-12-31 | Galvanized Steel | Suction (American)
EDWIN DOVE SVC STA | GA HWY 17 SOUTH | ROYSTON | Franklin | 590055 | 3 | [5 empty] | Removed from Ground | Gas (Historical Use) | 2000 | Bare Steel | 1995-05-17 | 1995-05-17 | Galvanized Steel
GA DNR/VICTORIA BRYANT STATE PAR (GOLF COURSE) | 1105 BRYANT PARK RD | ROYSTON | Franklin | 590013 | 3 | [5 empty] | Removed from Ground | Gas (Historical Use) | 280 | Bare Steel | 1985-02-27 | 1998-12-01 | Galvanized Steel | Suction (American)
ROYSTON 66 STATION | 404 FRANKLIN SPRINGS ST | ROYSTON | Franklin | 9059017 | 1 | [5 empty] | Removed from Ground | Empty | 4000 | Bare Steel | 1966-01-01 | 1988-03-01 | Galvanized Steel
HARBIN LUMBER OF ROYSTON | 2140 HWY 17 N | ROYSTON | Franklin | 590092 | 1 | [5 empty] | Removed from Ground | Gas (Historical Use) | 1000 | Bare Steel | 1972-01-05 | 1987-12-22 | Galvanized Steel
ROYSTON SVC STA | 870 CHURCH ST | ROYSTON | Franklin | 590061 | 1 | [5 empty] | Removed from Ground | Diesel | 1000 | Bare Steel | 1999-06-04 | 1999-06-04 | Galvanized Steel | Suction (American)
Royston Service Center | 211 FRANKLIN SPRINGS ST | ROYSTON | Franklin | 590071 | 5 |  |  | TRUE |  | TRUE | Removed from Ground | Used Oil | 500 | Not Marked/Unknown | 1966-01-01 | 1994-02-01 | Not Marked
Royston Service Center | 211 FRANKLIN SPRINGS ST | ROYSTON | Franklin | 590071 | 4 | [5 empty] | Removed from Ground | Diesel | 1000 | Bare Steel | 1976-05-10 | 1994-02-01 | Galvanized Steel
GENERAL STORE | NORTHSIDE GA HWY 17/RT 2 | ROYSTON | Franklin | 9052007 | 2 | [5 empty] | Closed in Ground | Empty | 1000 | Bare Steel | 1966-01-01 | 1899-12-31 | Galvanized Steel
KMO TEXACO #151/HARDY #6 STORE # | 13087 JONES ST | LAVONIA | Franklin | 730088 | 8 |  | 1988-02-01 |  | 1988-02-01 |  | Removed from Ground | Gas (Historical Use) | 10000 | Composite | 1988-02-17 | 2004-08-19 | Cathodically Protected | Pressurized
KMO TEXACO #151/HARDY #6 STORE # | 13087 JONES ST | LAVONIA | Franklin | 730088 | 2 |  | 1988-02-01 |  | 1988-02-01 |  | Removed from Ground | Gas (Historical Use) | 6000 | Composite | 1977-01-03 | 1988-02-17 | Galvanized Steel | Pressurized
LAVONIA MFG CO | EAST MAIN ST | LAVONIA | Franklin | 590085 | 1 | [5 empty] | Closed in Ground | Diesel | 0 | Bare Steel | 1955-05-16 | 1986-05-01 | Bare Steel
ROYAL FOOD STORE #1 | 4626 VICKERY ST | LAVONIA | Franklin | 590076 | 3 | Flapper Valve | 1998-08-12 | FALSE | 1998-08-12 | FALSE | Currently in Use | Diesel | 8000 | Steel-Impressed Current | 1980-05-08 |  | Steel (Impressed Current) | Suction (American)
LAVONIA AMOCO | 13830 JONES STREET | LAVONIA | Franklin | 590081 | 6 |  | 1998-08-01 |  | 1998-08-01 |  | Removed from Ground | Kerosene | 1000 | Steel-Impressed Current | 1983-05-07 | 2004-08-17 | Cathodically Protected | Pressurized
SHELL FOOD MART | 11781 AUGUSTA RD | LAVONIA | Franklin | 9059001 | 9B | Flapper Valve | 2023-08-30 | FALSE | 2015-10-01 | FALSE | Currently in Use | E-0 | 4000 | Epoxy Double-Walled | 2015-09-24 |  | Double-Walled Fiberglass | Pressurized
KMO TEXACO #151/HARDY #6 STORE # | 13087 JONES ST | LAVONIA | Franklin | 730088 | 7 |  | 1988-02-01 |  | 1988-02-01 |  | Removed from Ground | Gas (Historical Use) | 10000 | Composite | 1988-02-17 | 2004-08-19 | Cathodically Protected | Pressurized
KMO TEXACO #151/HARDY #6 STORE # | 13087 JONES ST | LAVONIA | Franklin | 730088 | 1 |  | 1988-02-01 |  | 1988-02-01 |  | Removed from Ground | Gas (Historical Use) | 4000 | Composite | 1977-01-03 | 1988-02-17 | Galvanized Steel | Pressurized
EXXON #4-5221 | I-85 @ GA HWY 17 | LAVONIA | Franklin | 590032 | 3 | [5 empty] | Removed from Ground | Gas (Historical Use) | 6000 | Bare Steel | 1967-05-11 | 1899-12-31 | Galvanized Steel
FARVIEW GROCERY | HWY 59 WEST | LAVONIA | Franklin | 590097 | 3 | [5 empty] | Removed from Ground | Diesel | 560 | Concrete | 1982-01-02 | 1996-12-16 | Galvanized Steel
H&H SVC STA | 5851 WEST AVE | LAVONIA | Franklin | 590007 | 1 | [5 empty] | Removed from Ground | Diesel | 0 | Bare Steel | 2000-08-01 | 2000-08-01 | Galvanized Steel
TOMMY WATKINS CONST CO INC | RT 1 BOX 233 | LAVONIA | Franklin | 590012 | 3 | [5 empty] | Removed from Ground | Diesel | 1900 | Bare Steel | 1984-02-25 | 1986-01-01 | Galvanized Steel
DADS | 5061 WHITWORTH RD | LAVONIA | Franklin | 590022 | 2 |  | 1998-09-01 |  | 1998-08-01 |  | Removed from Ground | Gas (Historical Use) | 10000 | Steel-Impressed Current | 1976-04-23 | 2011-01-05 |  | Pressurized
CON-WAY TRUCKLOAD SERVICES | 50 GRADY SCHOOL ROAD | CANON | Franklin | 9059079 | D-1 |  | 1996-12-01 |  | 1996-12-01 |  | Removed from Ground | Diesel | 10000 | Cathodically Protected Steel | 1997-04-28 | 2016-02-01 | Cathodically Protected | Pressurized
BIG GUN BP | 4993 HWY 17 | CANON | Franklin | 10000793 | 2B | Flapper Valve | 2004-11-15 | FALSE | 2004-11-15 | FALSE | Currently in Use | Diesel Off Road | 4000 | Composite | 2004-10-15 |  | Fiberglass Reinforced Plastic | Safe Suction (Euro)
BIG GUN BP | 4993 HWY 17 | CANON | Franklin | 10000793 | 2C | Flapper Valve | 2004-11-15 | FALSE | 2004-11-15 | FALSE | Currently in Use | Kerosene | 4000 | Composite | 2004-10-15 |  | Fiberglass Reinforced Plastic | Pressurized
CITY OF FRANKLIN SPRINGS | US HWY 29 | FRANKLIN SPRINGS | Franklin | 590049 | 1 | [5 empty] | Closed in Ground | Empty | 1000 | Bare Steel | 1994-07-01 | 1994-07-01 | Galvanized Steel
PETRO STOPPING CENTERS | 10200 OLD FEDERAL RD | CARNESVILLE | Franklin | 9059083 | 4 | Flapper Valve |  | FALSE | 1994-12-01 | FALSE | Currently in Use | Diesel | 20000 | Fiberglass Double Walled | 1994-12-01 |  | Fiberglass Reinforced Plastic | Pressurized
PETRO STOPPING CENTERS | 10200 OLD FEDERAL RD | CARNESVILLE | Franklin | 9059083 | 1 | Flapper Valve |  | FALSE | 1994-12-01 | FALSE | Currently in Use | Diesel | 20000 | Fiberglass Double Walled | 1994-12-01 |  | Fiberglass Reinforced Plastic | Pressurized
FLYING J TRAVEL PLAZA #628 | 10226 OLD FEDERAL RD | CARNESVILLE | Franklin | 9059087 | 1 | Flapper Valve | 2000-12-01 | FALSE | 2000-12-01 | FALSE | Currently in Use | Diesel | 20000 | Fiberglass Double Walled | 2000-12-01 |  | Double-Walled Fiberglass | Pressurized
ROYAL FOOD MART #14 | 1214 HWY 145 | ROYSTON | Franklin | 10001698 | 1 | Flapper Valve | 2008-10-17 | FALSE | 2008-10-17 | FALSE | Currently in Use | Regular | 12000 | Composite Double Walled | 2008-10-17 |  | Double-Walled Flex
CITGO | 415 HARTWELL ST | ROYSTON | Franklin | 9059090 | 1B | Flapper Valve | 2001-12-02 | FALSE | 2001-12-02 | FALSE | Currently in Use | Premium | 4000 | Composite | 2001-12-01 |  | Double-Walled Flex | Pressurized
SOUTHERN CORNERS | 156 FRANKLIN SPRINGS ST | ROYSTON | Franklin | 9059028 | 1 |  | 1997-01-01 | FALSE | 1997-01-01 | FALSE | Removed from Ground | Gas (Historical Use) | 6000 | Steel-Impressed Current | 1980-01-01 | 2014-01-01 |  | Pressurized
S & H GROCERY | RT 1 | ROYSTON | Franklin | 590096 | 2 | [5 empty] | Removed from Ground | Gas (Historical Use) | 1000 | Bare Steel | 1981-01-02 | 1996-07-16 | Galvanized Steel
Royston Service Center | 211 FRANKLIN SPRINGS ST | ROYSTON | Franklin | 590071 | 7A |  | 1994-06-14 | FALSE | 1994-06-14 | FALSE | Closed in Ground | Diesel | 5000 | Steel-Impressed Current | 1994-06-14 | 2019-04-29 | Fiberglass Reinforced Plastic | Pressurized
GA DNR/TUGULOO STATE PARK | RT 1 BOX 1766 | LAVONIA | Franklin | 590011 | 2 | [5 empty] | Removed from Ground | Gas (Historical Use) | 250 | Bare Steel | 1973-01-25 | 2000-11-15 | Unknown | Suction (American)
BASKIN'S CHEVRON | 11 AUGUSTA RD | LAVONIA | Franklin | 590064 | 2 | [5 empty] | Removed from Ground | Gas (Historical Use) | 3000 | Bare Steel | 1999-09-15 | 1999-09-15 | Galvanized Steel | Suction (American)
L W SEYMOUR | RT 1 | LAVONIA | Franklin | 590059 | 1 | [5 empty] | Removed from Ground | Gas (Historical Use) | 1000 | Bare Steel | 1988-12-16 | 1988-12-16 | Galvanized Steel
LAVONIA AMOCO | 13830 JONES STREET | LAVONIA | Franklin | 590081 | 3 |  | 1998-08-01 |  | 1998-08-01 |  | Removed from Ground | Gas (Historical Use) | 6000 | Steel-Impressed Current | 1966-05-13 | 2004-08-17 | Cathodically Protected | Pressurized
EXXON #4-5221 | I-85 @ GA HWY 17 | LAVONIA | Franklin | 590032 | 8 |  |  | TRUE |  | TRUE | Removed from Ground | Used Oil | 1000 | Fiberglass | 1989-12-08 | 1992-10-13 | Fiberglass Reinforced Plastic | Suction (American)
EXXON #4-5221 | I-85 @ GA HWY 17 | LAVONIA | Franklin | 590032 | 6 |  | 1992-01-01 |  | 1992-01-01 |  | Removed from Ground | Gas (Historical Use) | 12000 | Fiberglass | 1990-01-01 | 2005-04-05 | Fiberglass Reinforced Plastic
PHILLIPS GROCERY & STATION | 2594 SALEM RD | ROYSTON | Franklin | 590054 | 3 | [5 empty] | Currently in Use | Gas (Historical Use) | 500 | Bare Steel |  |  | Galvanized Steel
ELTON BOND GROCERY | 2828 SANDY CROSS RD | ROYSTON | Franklin | 9059075 | 2 | Flapper Valve | 1996-12-01 | FALSE | 1996-12-01 | FALSE | Abandoned-No Known Release | Empty | 1000 | Steel-Impressed Current | 1996-03-18 |  | Fiberglass Reinforced Plastic | Suction (American)
SOUTHERN CORNERS | 156 FRANKLIN SPRINGS ST | ROYSTON | Franklin | 9059028 | 3 |  | 1997-01-01 | FALSE | 1997-01-01 | FALSE | Removed from Ground | Gas (Historical Use) | 10000 | Steel-Impressed Current | 1980-01-01 | 2014-01-01 |  | Pressurized
BONDS GROCERY | GA HWY 51 | ROYSTON | Franklin | 590062 | 3 | [5 empty] | Removed from Ground | Gas (Historical Use) | 1000 | Bare Steel |  | 1899-12-31 | Galvanized Steel | Suction (American)
Royston Service Center | 211 FRANKLIN SPRINGS ST | ROYSTON | Franklin | 590071 | 3 | [5 empty] | Removed from Ground | Gas (Historical Use) | 5000 | Bare Steel | 1966-05-13 | 1994-02-01 | Galvanized Steel
COBB MEMORIAL HOSPITAL | 577 FRANKLIN SPRINGS ST | ROYSTON | Franklin | 590002 | 1 | [5 empty] | Removed from Ground | Diesel | 1000 | Bare Steel | 1970-03-04 | 1993-05-01 | Galvanized Steel | Suction (American)
KMO TEXACO #151/HARDY #6 STORE # | 13087 JONES ST | LAVONIA | Franklin | 730088 | 3 |  | 1988-02-01 |  | 1988-02-01 |  | Removed from Ground | Gas (Historical Use) | 3000 | Composite | 1977-01-03 | 1988-02-17 | Galvanized Steel | Pressurized
KENTUCKY FRIED CHICKEN | 13787 GA HWY 17 &I-85 | LAVONIA | Franklin | 590027 | 2 | [5 empty] | Removed from Ground | Gas (Historical Use) | 8240 | Fiberglass | 1967-04-27 | 1986-01-01 | Unknown
FARVIEW GROCERY | HWY 59 WEST | LAVONIA | Franklin | 590097 | 1 | [5 empty] | Removed from Ground | Gas (Historical Use) | 8000 | Concrete | 1967-01-06 | 1996-12-16 | Galvanized Steel
JAMES & M C CAWTHON | 130 AUGUSTA RD | LAVONIA | Franklin | 590087 | 2 | [5 empty] | Removed from Ground | Gas (Historical Use) | 4000 | Bare Steel | 1971-05-11 | 1995-10-10 | Galvanized Steel
ROYAL FOOD STORE #39 | 12557 AUGUSTA RD | LAVONIA | Franklin | 590084 | 1 | Flapper Valve | 1993-11-19 | FALSE | 1993-11-19 | FALSE | Currently in Use | Premium | 8000 | Steel-Impressed Current | 1978-05-01 |  | Fiberglass Reinforced Plastic | Pressurized
S & H GROCERY | RT 1 | ROYSTON | Franklin | 590096 | 4 | [5 empty] | Removed from Ground | Diesel | 270 | Bare Steel | 1981-01-02 | 1996-07-16 | Galvanized Steel
ROYSTON FOOD MART | 636 CHURCH ST | ROYSTON | Franklin | 590094 | 1 | Flapper Valve | 1986-08-01 | FALSE | 1986-08-01 | FALSE | Currently in Use | Diesel | 2000 | Galvanic (STIP-3) | 1986-08-01 |  | Fiberglass Reinforced Plastic | Pressurized
EDWIN DOVE SVC STA | GA HWY 17 SOUTH | ROYSTON | Franklin | 590055 | 1 | [5 empty] | Removed from Ground | Diesel | 1000 | Bare Steel | 1983-05-08 | 1995-05-17 | Galvanized Steel
GTG | 395 HARTWELL ST | ROYSTON | Franklin | 590005 | 1 | [5 empty] | Removed from Ground | Empty | 3000 | Bare Steel | 1978-02-02 | 2001-09-27 | Galvanized Steel | Safe Suction (Euro)
ELLIOTTS BACKHOE SERVICE | 521 SMITH RD | LAVONIA | Franklin | 590003 | 1 | [5 empty] | Removed from Ground | Diesel | 1000 | Cathodically Protected Steel | 1995-03-01 | 1995-03-01 | Galvanized Steel
WALTERS GROCERY | GA HWY 59 | LAVONIA | Franklin | 590019 | 1 | [5 empty] | Removed from Ground | Gas (Historical Use) | 3000 | Bare Steel | 1974-04-24 | 1993-06-24 | Galvanized Steel
WILLIE JOHNSON SVC STATION & CAR | CORNER OF JONES ST & AUGUSTA RD | LAVONIA | Franklin | 590020 | 1 | [5 empty] | Removed from Ground | Gas (Historical Use) | 2000 | Bare Steel | 1972-04-24 | 1995-09-22 | Galvanized Steel
BASKIN'S CHEVRON | 11 AUGUSTA RD | LAVONIA | Franklin | 590064 | 4 | [5 empty] | Removed from Ground | Gas (Historical Use) | 8000 | Bare Steel | 1999-09-15 | 1999-09-15 | Galvanized Steel | Suction (American)
BASKIN'S CHEVRON | 11 AUGUSTA RD | LAVONIA | Franklin | 590064 | 1 | [5 empty] | Removed from Ground | Diesel | 1000 | Bare Steel | 1984-05-07 | 1999-09-15 | Galvanized Steel | Suction (American)
ROYAL FOOD STORE #39 | 12557 AUGUSTA RD | LAVONIA | Franklin | 590084 | 2 | Flapper Valve | 1993-11-19 | FALSE | 1993-11-19 | FALSE | Currently in Use | Regular | 8000 | Steel-Impressed Current | 1978-05-01 |  | Fiberglass Reinforced Plastic | Pressurized
SHELL FOOD MART | 11781 AUGUSTA RD | LAVONIA | Franklin | 9059001 | 2 | [5 empty] | Removed from Ground | Gas (Historical Use) | 6000 | Bare Steel | 1977-01-03 | 1999-06-04 | Galvanized Steel | Safe Suction (Euro)
GA FC-FRANKLIN CO UNIT | GA HWY 17 3 MILES S OF LAVONIA | LAVONIA | Franklin | 9059003 | 2 | [5 empty] | Removed from Ground | Gas (Historical Use) | 2000 | Composite | 1975-01-01 | 1991-10-01 | Bare Steel
TUGALO CORNERS | 24 TUGALO STATE PARK RD | LAVONIA | Franklin | 9059027 | 1 | Flapper Valve | 1997-06-01 | FALSE | 1997-06-01 | FALSE | Temporarily out of use | Gas (Historical Use) | 7896 | Galvanic (STIP-3) | 1986-11-01 |  | Fiberglass Reinforced Plastic | Pressurized
HILL'S EXXON | 14301 JONES ST | LAVONIA | Franklin | 10000839 | 6 | Flapper Valve | 2022-05-02 | FALSE | 2013-07-21 | FALSE | Currently in Use | E-0 | 6000 | Fiberglass Double Walled | 2013-07-21 |  | Double-Walled Fiberglass | Pressurized
SOUTHEAST SCHOKBETON | GA HWY 17 SOUTH/1.5 MI S OF LAVO | LAVONIA | Franklin | 590074 | 1 | [5 empty] | Removed from Ground | Gas (Historical Use) | 1000 | Bare Steel | 1976-05-10 | 1991-10-08 | Galvanized Steel
WHITE'S GROCERY | GA HWY 59 E @ LAVONIA | LAVONIA | Franklin | 9059013 | 2 | [5 empty] | Removed from Ground | Empty | 560 | Bare Steel |  | 1899-12-31 | Galvanized Steel
SHELL FOOD MART | 11781 AUGUSTA RD | LAVONIA | Franklin | 9059001 | 4 |  | 1988-04-21 |  |  |  | Removed from Ground | Gas (Historical Use) | 8000 | Cathodically Protected Steel | 1977-01-03 | 1999-06-04 | Galvanized Steel | Safe Suction (Euro)
SHELL FOOD MART | 11781 AUGUSTA RD | LAVONIA | Franklin | 9059001 | 7 | Ball Float | 2023-08-30 | FALSE | 1999-07-01 | FALSE | Currently in Use | Premium | 8000 | Composite | 1999-07-01 |  | Double-Walled Fiberglass | Pressurized
SHELL FOOD MART | 11781 AUGUSTA RD | LAVONIA | Franklin | 9059001 | 5 | [5 empty] | Removed from Ground | Kerosene | 3000 | Bare Steel | 1977-01-03 | 1999-06-04 | Galvanized Steel | Safe Suction (Euro)
Royal Food Store 36 | 14901 HWY 17 | LAVONIA | Franklin | 9059086 | 2 | Flapper Valve | 1998-11-01 | FALSE | 1998-11-01 | FALSE | Currently in Use | Premium | 10000 | Composite | 1998-11-01 |  | Fiberglass Reinforced Plastic | Pressurized
MILFORD OIL CO INC | CRAWFORD ST | LAVONIA | Franklin | 590036 | 1 |  |  | TRUE |  | TRUE | Removed from Ground | Used Oil | 20000 | Bare Steel | 1982-04-30 | 1990-01-01 | Galvanized Steel
SOUTHEAST SCHOKBETON | GA HWY 17 SOUTH/1.5 MI S OF LAVO | LAVONIA | Franklin | 590074 | 2 | [5 empty] | Removed from Ground | Diesel | 2000 | Bare Steel | 1976-05-10 | 1991-10-08 | Galvanized Steel
ROYAL FOOD STORE #1 | 4626 VICKERY ST | LAVONIA | Franklin | 590076 | 2 | Flapper Valve | 1998-08-12 | FALSE | 1998-08-12 | FALSE | Currently in Use | Premium | 8000 | Steel-Impressed Current | 1980-05-08 |  | Steel (Impressed Current) | Suction (American)
LAVONIA AMOCO | 13830 JONES STREET | LAVONIA | Franklin | 590081 | 1 |  | 1998-08-01 |  | 1998-08-01 |  | Removed from Ground | Gas (Historical Use) | 6000 | Steel-Impressed Current | 1966-05-13 | 2004-08-17 | Cathodically Protected | Pressurized
WHITE'S GROCERY | GA HWY 59 E @ LAVONIA | LAVONIA | Franklin | 9059013 | 1 | [5 empty] | Removed from Ground | Empty | 1000 | Bare Steel |  | 1899-12-31 | Galvanized Steel
SHELL FOOD MART | 11781 AUGUSTA RD | LAVONIA | Franklin | 9059001 | 6 | Flapper Valve | 2023-08-30 | FALSE | 1999-07-01 | FALSE | Currently in Use | Kerosene | 6000 | Composite | 1999-07-01 |  | Double-Walled Fiberglass | Safe Suction (Euro)
SHELL FOOD MART | 11781 AUGUSTA RD | LAVONIA | Franklin | 9059001 | 8 | Flapper Valve | 2023-08-30 | FALSE | 1999-07-01 | FALSE | Currently in Use | Regular | 12000 | Composite | 1999-07-01 |  | Double-Walled Fiberglass | Pressurized
TUGALO CORNERS | 24 TUGALO STATE PARK RD | LAVONIA | Franklin | 9059027 | 4 | Flapper Valve | 1997-06-01 | FALSE | 1997-06-01 | FALSE | Currently in Use | E-0 | 1010 | Galvanic (STIP-3) | 1986-11-01 |  | Fiberglass Reinforced Plastic | Safe Suction (Euro)
FAIRVIEW GROCERY | 2 MILES W OF LAVONIA GA ON HWY | LAVONIA | Franklin | 9059072 | 3 | [5 empty] | Removed from Ground | Diesel | 560 | Not Marked/Unknown | 1996-12-16 | 1996-12-16 | Not Marked
RaceWay #6949 - Lavonia | 13722 JONES ST | LAVONIA | Franklin | 9059089 | 3 | Overfill Alarm | 2000-09-01 | FALSE | 2000-09-01 | FALSE | Currently in Use | Premium | 12000 | Composite Double Walled | 1997-09-01 |  | Double-Walled Fiberglass | Pressurized
H&H SVC STA | 5851 WEST AVE | LAVONIA | Franklin | 590007 | 2 | [5 empty] | Removed from Ground | Gas (Historical Use) | 0 | Bare Steel | 2000-08-01 | 2000-08-01 | Galvanized Steel
TOMMY WATKINS CONST CO INC | RT 1 BOX 233 | LAVONIA | Franklin | 590012 | 2 | [5 empty] | Removed from Ground | Diesel | 1900 | Bare Steel | 1966-03-01 | 1986-01-01 | Galvanized Steel
DADS | 5061 WHITWORTH RD | LAVONIA | Franklin | 590022 | 1 |  | 1998-09-01 | FALSE | 1998-08-01 | FALSE | Removed from Ground | Gas (Historical Use) | 10000 | Steel-Impressed Current | 1976-04-23 | 2011-01-05 |  | Pressurized
SMILE MART | 4931 Hwy 17 | CANON | Franklin | 590086 | 4 | Flapper Valve | 1995-11-13 | FALSE | 1995-11-13 | FALSE | Currently in Use | Regular | 10000 | Fiberglass | 1995-11-13 |  | Fiberglass Reinforced Plastic | Pressurized
SMILE MART | 4931 Hwy 17 | CANON | Franklin | 590086 | 5 | Flapper Valve | 1995-11-13 | FALSE | 1995-11-13 | FALSE | Currently in Use | Premium | 10000 | Fiberglass | 1995-11-13 |  | Fiberglass Reinforced Plastic | Pressurized
CON-WAY TRUCKLOAD SERVICES | 50 GRADY SCHOOL ROAD | CANON | Franklin | 9059079 | D-2 |  | 1996-12-01 |  | 1996-12-01 |  | Removed from Ground | Diesel | 10000 | Cathodically Protected Steel | 1997-04-28 | 2016-02-01 | Cathodically Protected | Pressurized
SHELL FOOD MART | 11781 AUGUSTA RD | LAVONIA | Franklin | 9059001 | 9A | Flapper Valve | 2023-08-30 | FALSE | 2015-10-01 | FALSE | Currently in Use | E-85 | 4000 | Epoxy Double-Walled | 2015-09-24 |  | Double-Walled Fiberglass | Pressurized
FAIRVIEW GROCERY | 2 MILES W OF LAVONIA GA ON HWY | LAVONIA | Franklin | 9059072 | 1 | [5 empty] | Removed from Ground | Gas (Historical Use) | 8000 | Not Marked/Unknown | 1996-12-16 | 1996-12-16 | Not Marked
RaceWay #6949 - Lavonia | 13722 JONES ST | LAVONIA | Franklin | 9059089 | 1 | Overfill Alarm | 2000-09-01 | FALSE | 2000-09-01 | FALSE | Currently in Use | Regular | 15000 | Composite Double Walled | 1997-09-01 |  | Double-Walled Fiberglass | Pressurized
LAVONIA AMOCO | 13830 JONES STREET | LAVONIA | Franklin | 590081 | 4 |  | 1998-08-01 |  | 1998-08-01 |  | Removed from Ground | Gas (Historical Use) | 10000 | Steel-Impressed Current | 1966-05-13 | 2004-08-17 | Cathodically Protected | Pressurized
HASTY MART #20 | GA HWY 17 & I-85 | LAVONIA | Franklin | 9059009 | 4 |  | 2000-01-06 |  | 2000-01-06 |  | Removed from Ground | Diesel | 8000 | Steel-Impressed Current | 1978-05-01 | 2004-08-10 | Fiberglass Reinforced Plastic | Pressurized
H&H SVC STA | 5851 WEST AVE | LAVONIA | Franklin | 590007 | 3 | [5 empty] | Removed from Ground | Gas (Historical Use) | 0 | Bare Steel | 2000-08-01 | 2000-08-01 | Galvanized Steel
HARBIN LUMBER CO INC | 59 EAST MAIN ST | LAVONIA | Franklin | 590098 | 1 | [5 empty] | Removed from Ground | Gas (Historical Use) | 1000 | Bare Steel | 1975-01-04 | 1987-01-01 | Galvanized Steel
SHELL FOOD MART | 11781 AUGUSTA RD | LAVONIA | Franklin | 9059001 | 3 | [5 empty] | Removed from Ground | Gas (Historical Use) | 6000 | Bare Steel | 1977-01-03 | 1999-06-04 | Galvanized Steel | Safe Suction (Euro)
GA FC-FRANKLIN CO UNIT | GA HWY 17 3 MILES S OF LAVONIA | LAVONIA | Franklin | 9059003 | 1 | [5 empty] | Removed from Ground | Diesel | 560 | Composite | 1957-01-01 | 1991-10-01 | Bare Steel
GA FC-FRANKLIN CO UNIT | GA HWY 17 3 MILES S OF LAVONIA | LAVONIA | Franklin | 9059003 | 4 |  | 1991-01-01 |  | 1991-01-01 |  | Removed from Ground | Gas (Historical Use) | 1000 | Galvanic (STIP-3) | 1991-01-01 | 2007-08-14 | Cathodically Protected | Safe Suction (Euro)
TOMMY WATKINS CONST CO INC | RT 1 BOX 233 | LAVONIA | Franklin | 590012 | 1 | [5 empty] | Removed from Ground | Diesel | 1900 | Bare Steel | 1966-03-01 | 1986-01-01 | Galvanized Steel
DADS | 5061 WHITWORTH RD | LAVONIA | Franklin | 590022 | 4 | Flapper Valve | 2011-01-06 | FALSE | 2011-01-06 | FALSE | Removed from Ground | Regular | 12000 | Composite Double Walled | 2011-01-06 |  | Double-Walled Fiberglass | Pressurized
DADS | 5061 WHITWORTH RD | LAVONIA | Franklin | 590022 | 5 | Flapper Valve | 2011-01-06 | FALSE | 2011-01-06 | FALSE | Removed from Ground | Premium | 3000 | Composite Double Walled | 2011-01-06 |  | Double-Walled Fiberglass | Pressurized
SHELL FOOD MART | 11781 AUGUSTA RD | LAVONIA | Franklin | 9059001 | 9D | Flapper Valve | 2023-08-30 | FALSE | 2015-10-01 | FALSE | Currently in Use | Diesel On Road | 10000 | Epoxy Double-Walled | 2015-09-24 |  | Double-Walled Fiberglass | Pressurized
Royal Food Store 36 | 14901 HWY 17 | LAVONIA | Franklin | 9059086 | 4 | Flapper Valve | 1998-11-01 | FALSE | 1998-11-01 | FALSE | Currently in Use | Diesel | 10000 | Composite | 1998-11-01 |  | Fiberglass Reinforced Plastic | Pressurized
HILL'S EXXON | 14301 JONES ST | LAVONIA | Franklin | 10000839 | 2 | Flapper Valve | 2022-05-02 | FALSE | 2005-01-19 | FALSE | Currently in Use | Premium | 10000 | Fiberglass Double Walled | 2005-01-19 |  | Double-Walled Fiberglass | Pressurized
DADS | 5061 WHITWORTH RD | LAVONIA | Franklin | 590022 | 3 | Flapper Valve | 1998-09-01 | FALSE | 1998-08-01 | FALSE | Removed from Ground | Diesel | 6000 | Steel-Impressed Current | 1976-04-23 |  | Fiberglass Reinforced Plastic | Pressurized
MOONS GROCERY & BEAUTY SHOP | 2848 STARRS BRODGE RD | CANON | Franklin | 590072 | 3 | [5 empty] | Removed from Ground | Gas (Historical Use) | 0 | Bare Steel | 1970-01-01 | 1970-01-01 | Galvanized Steel
CITY OF ROYSTON | WEST BOWERS ST | ROYSTON | Franklin | 590048 | 1 | [5 empty] | Removed from Ground | Gas (Historical Use) | 1000 | Bare Steel | 1992-09-01 | 1992-09-01 | Galvanized Steel | Suction (American)
BOOTHS GULF | 144 HARTWELL ST | ROYSTON | Franklin | 590021 | 1 | [5 empty] | Removed from Ground | Gas (Historical Use) | 3000 | Bare Steel | 1972-04-24 | 1991-05-01 | Galvanized Steel
TRI-COUNTY CHEVY & OLDS | 795 FRANKLIN SPRING ST | ROYSTON | Franklin | 730080 | WO-001 |  |  | TRUE |  | TRUE | Removed from Ground | Used Oil | 500 | Bare Steel | 1986-05-28 | 1995-12-01 | Galvanized Steel
GA DNR/TUGULOO STATE PARK | RT 1 BOX 1766 | LAVONIA | Franklin | 590011 | 1 | [5 empty] | Removed from Ground | Gas (Historical Use) | 550 | Bare Steel | 1980-01-24 | 2000-11-15 | Unknown | Suction (American)
GOLDEN PANTRY #52 | 131 JONES ST | LAVONIA | Franklin | 590018 | 1 | [5 empty] | Removed from Ground | Gas (Historical Use) | 10000 | Bare Steel | 1979-04-19 | 1992-10-27 | Galvanized Steel | Pressurized
LAVONIA MFG CO | EAST MAIN ST | LAVONIA | Franklin | 590085 | 2 | [5 empty] | Closed in Ground | Diesel | 0 | Bare Steel | 1955-05-16 | 1986-05-01 | Bare Steel
WINDSTREAM LAVONIA CENTRAL OFFICE | 5801 VICKERY ST | LAVONIA | Franklin | 9059012 | 356050-1 | [5 empty] | Removed from Ground | Diesel | 5000 | Bare Steel | 1975-01-01 | 1990-08-08 | Galvanized Steel
GA FC-FRANKLIN CO UNIT | GA HWY 17 3 MILES S OF LAVONIA | LAVONIA | Franklin | 9059003 | 3 |  | 1991-01-01 |  | 1991-01-01 |  | Removed from Ground | Diesel | 1000 | Galvanic (STIP-3) | 1991-01-01 | 2007-08-14 | Cathodically Protected | Safe Suction (Euro)
HILL'S EXXON | 14301 JONES ST | LAVONIA | Franklin | 10000839 | 1 | Flapper Valve | 2022-05-02 | FALSE | 2005-01-19 | FALSE | Currently in Use | Regular | 20000 | Fiberglass Double Walled | 2005-01-19 |  | Double-Walled Fiberglass | Pressurized
EDWARD JORDAN | GA HWY 17/MAIN ST | CANON | Franklin | 590063 | 1 | [5 empty] | Removed from Ground | Gas (Historical Use) | 1000 | Bare Steel | 1993-10-01 | 1993-10-01 | Galvanized Steel
MOONS GROCERY & BEAUTY SHOP | 2848 STARRS BRODGE RD | CANON | Franklin | 590072 | 2 | [5 empty] | Removed from Ground | Gas (Historical Use) | 0 | Bare Steel | 1970-01-01 | 1970-01-01 | Galvanized Steel
GA DNR/VICTORIA BRYANT STATE PAR (GOLF COURSE) | 1105 BRYANT PARK RD | ROYSTON | Franklin | 590013 | 4 | Flapper Valve | 2002-01-01 | FALSE | 2002-01-01 | FALSE | Currently in Use | Regular | 2500 | Fiberglass Double Walled | 2002-01-01 |  | Fiberglass Reinforced Plastic | Safe Suction (Euro)
GA DNR/VICTORIA BRYANT STATE PAR (GOLF COURSE) | 1105 BRYANT PARK RD | ROYSTON | Franklin | 590013 | 5 | Flapper Valve | 2002-01-01 | FALSE | 2002-01-01 | FALSE | Currently in Use | Diesel | 2500 | Fiberglass Double Walled | 2002-01-01 |  | Fiberglass Reinforced Plastic | Safe Suction (Euro)
GENERAL STORE | NORTHSIDE GA HWY 17/RT 2 | ROYSTON | Franklin | 9052007 | 3 | [5 empty] | Closed in Ground | Empty | 560 | Bare Steel | 1971-01-01 | 1899-12-31 | Galvanized Steel
HILLBILLY GROCERY | GUMLOG RD | LAVONIA | Franklin | 590044 | 2 | [5 empty] | Removed from Ground | Gas (Historical Use) | 560 | Concrete | 1984-05-05 | 2002-09-05 | Galvanized Steel
GUMLOG TRADING POST | 2480 GUMLOG RD HWY 328 | LAVONIA | Franklin | 590035 | 2 | [5 empty] | Removed from Ground | Gas (Historical Use) | 2000 | Bare Steel | 1976-05-01 | 1999-12-06 | Galvanized Steel
HASTY MART #20 | GA HWY 17 & I-85 | LAVONIA | Franklin | 9059009 | 2 |  | 2000-01-06 |  | 2000-01-06 |  | Removed from Ground | Gas (Historical Use) | 8000 | Steel-Impressed Current | 1978-05-01 | 2004-08-10 | Fiberglass Reinforced Plastic | Pressurized
COLUMBIA FARMS OF GA | 110 BURTON ST | LAVONIA | Franklin | 9059033 | 1 | Flapper Valve | 1992-01-01 | FALSE | 1992-01-01 | FALSE | Removed from Ground | Gas (Historical Use) | 8000 | Galvanic (STIP-3) | 1992-01-01 | 2018-12-19 | Galvanized Steel | Safe Suction (Euro)
Royal Food Store 36 | 14901 HWY 17 | LAVONIA | Franklin | 9059086 | 1 | Flapper Valve | 1998-11-01 | FALSE | 1998-11-01 | FALSE | Currently in Use | Regular | 10000 | Composite | 1998-11-01 |  | Fiberglass Reinforced Plastic | Pressurized
SMILE MART | 4931 Hwy 17 | CANON | Franklin | 590086 | 6 | Flapper Valve | 1995-11-13 | FALSE | 1995-11-13 | FALSE | Currently in Use | Diesel | 10000 | Fiberglass | 1995-11-13 |  | Fiberglass Reinforced Plastic | Pressurized
ROYSTON 66 STATION | 404 FRANKLIN SPRINGS ST | ROYSTON | Franklin | 9059017 | 2 | [5 empty] | Removed from Ground | Empty | 3000 | Bare Steel | 1966-01-01 | 1988-03-01 | Galvanized Steel
CITY OF ROYSTON | WEST BOWERS ST | ROYSTON | Franklin | 590048 | 2 | [5 empty] | Removed from Ground | Gas (Historical Use) | 1000 | Bare Steel | 1992-09-01 | 1992-09-01 | Galvanized Steel | Suction (American)
BOOTHS GULF | 144 HARTWELL ST | ROYSTON | Franklin | 590021 | 2 | [5 empty] | Removed from Ground | Gas (Historical Use) | 3000 | Bare Steel | 1972-04-24 | 1991-05-01 | Galvanized Steel
GA DNR/TUGULOO STATE PARK | RT 1 BOX 1766 | LAVONIA | Franklin | 590011 | 3 | [5 empty] | Removed from Ground | Gas (Historical Use) | 250 | Bare Steel | 1973-01-25 | 2000-11-15 | Unknown | Suction (American)
EXXON #4-5221 | I-85 @ GA HWY 17 | LAVONIA | Franklin | 590032 | 5 |  | 1992-01-01 |  | 1992-01-01 |  | Removed from Ground | Gas (Historical Use) | 12000 | Fiberglass | 1990-01-01 | 2005-04-05 | Fiberglass Reinforced Plastic
FARVIEW GROCERY | HWY 59 WEST | LAVONIA | Franklin | 590097 | 2 | [5 empty] | Removed from Ground | Gas (Historical Use) | 6000 | Concrete | 1967-01-06 | 1996-12-16 | Galvanized Steel
JAMES & M C CAWTHON | 130 AUGUSTA RD | LAVONIA | Franklin | 590087 | 1 | [5 empty] | Removed from Ground | Gas (Historical Use) | 8000 | Bare Steel | 1971-05-11 | 1995-10-10 | Galvanized Steel
HASTY MART #20 | GA HWY 17 & I-85 | LAVONIA | Franklin | 9059009 | 3 |  | 2000-01-06 |  | 2000-01-06 |  | Removed from Ground | Gas (Historical Use) | 8000 | Steel-Impressed Current | 1978-05-01 | 2004-08-10 | Fiberglass Reinforced Plastic | Pressurized
SMILE MART | 4931 Hwy 17 | CANON | Franklin | 590086 | 3 | [5 empty] | Removed from Ground | Gas (Historical Use) | 4000 | Bare Steel | 1977-05-10 | 1995-11-04 | Galvanized Steel | Safe Suction (Euro)
MOONS GROCERY & BEAUTY SHOP | 2848 STARRS BRODGE RD | CANON | Franklin | 590072 | 1 | [5 empty] | Removed from Ground | Gas (Historical Use) | 0 | Bare Steel | 1970-01-01 | 1970-01-01 | Galvanized Steel
E&S GROCERY STORE | GA HWY 77 | CARNESVILLE | Franklin | 590053 | 2 | [5 empty] | Removed from Ground | Gas (Historical Use) | 1000 | Bare Steel | 1986-12-01 | 1986-12-01 | Galvanized Steel
CON-WAY TRUCKLOAD SERVICES | 50 GRADY SCHOOL ROAD | CANON | Franklin | 9059079 | WO-1 |  |  | TRUE | 1996-12-01 | TRUE | Removed from Ground | Used Oil | 2000 | Cathodically Protected Steel | 2000-09-08 | 2016-02-01 | Cathodically Protected | Gravity Fed
HARBIN LUMBER CO | GA HWY 17 EAST | LAVONIA | Franklin | 590052 | 1 | [5 empty] | Removed from Ground | Gas (Historical Use) | 1000 | Bare Steel | 1988-12-01 | 1988-12-01 | Galvanized Steel
LOAD STAR INC | GA HWY 17 S | LAVONIA | Franklin | 590010 | 1 | [5 empty] | Removed from Ground | Diesel | 1000 | Bare Steel | 1978-02-26 | 1988-11-17 | Galvanized Steel
GOLDEN PANTRY #52 | 131 JONES ST | LAVONIA | Franklin | 590018 | 2 | [5 empty] | Removed from Ground | Gas (Historical Use) | 10000 | Bare Steel | 1979-04-19 | 1992-10-27 | Galvanized Steel | Pressurized
WALTERS GROCERY | GA HWY 59 | LAVONIA | Franklin | 590019 | 4 | [5 empty] | Removed from Ground | Gas (Historical Use) | 1000 | Bare Steel | 1974-04-24 | 1993-06-24 | Galvanized Steel
EXXON #4-5221 | I-85 @ GA HWY 17 | LAVONIA | Franklin | 590032 | F946841 | [5 empty] | Removed from Ground | Diesel | 550 | Bare Steel | 1965-01-01 | 1899-12-31 | Bare Steel
LAVONIA AMOCO | 13830 JONES STREET | LAVONIA | Franklin | 590081 | 5 |  | 1998-08-01 |  | 1998-08-01 |  | Removed from Ground | Diesel | 3000 | Steel-Impressed Current | 1983-05-07 | 2004-08-17 | Cathodically Protected | Pressurized
EDWARD JORDAN | GA HWY 17/MAIN ST | CANON | Franklin | 590063 | 3 | [5 empty] | Removed from Ground | Gas (Historical Use) | 2000 | Bare Steel | 1993-10-01 | 1993-10-01 | Galvanized Steel
EDWARD JORDAN | GA HWY 17/MAIN ST | CANON | Franklin | 590063 | 2 | [5 empty] | Removed from Ground | Gas (Historical Use) | 1000 | Bare Steel | 1993-10-01 | 1993-10-01 | Galvanized Steel
WALTER BROWN/L S CHEEK | MAIN ST | CANON | Franklin | 590056 | 2 | [5 empty] | Removed from Ground | Gas (Historical Use) | 1000 | Bare Steel |  | 1899-12-31 | Galvanized Steel
HILL'S EXXON | 14301 JONES ST | LAVONIA | Franklin | 10000839 | 5 | Flapper Valve | 2022-05-02 | FALSE | 2005-01-19 | FALSE | Currently in Use | Diesel | 5000 | Fiberglass Double Walled | 2005-01-19 |  | Double-Walled Fiberglass | Pressurized
HILL'S EXXON | 14301 JONES ST | LAVONIA | Franklin | 10000839 | 4 | Flapper Valve | 2022-05-02 | FALSE | 2005-01-19 | FALSE | Currently in Use | Kerosene | 5000 | Fiberglass Double Walled | 2005-01-19 |  | Double-Walled Fiberglass | Pressurized
GA FC/FRANKLIN CO UNIT | RT 2 | CANON | Franklin | 590026 | 1 | [5 empty] | Removed from Ground | Diesel | 560 | Bare Steel | 1957-01-01 | 1991-10-01 | Galvanized Steel
SMILE MART | 4931 Hwy 17 | CANON | Franklin | 590086 | 1 | [5 empty] | Removed from Ground | Gas (Historical Use) | 8000 | Bare Steel | 1977-05-10 | 1995-11-04 | Galvanized Steel | Safe Suction (Euro)
WALTER BROWN/L S CHEEK | MAIN ST | CANON | Franklin | 590056 | 1 | [5 empty] | Removed from Ground | Gas (Historical Use) | 1000 | Bare Steel |  | 1899-12-31 | Galvanized Steel
LAVONIA AMOCO | 13830 JONES STREET | LAVONIA | Franklin | 590081 | 2 |  | 1998-08-01 |  | 1998-08-01 |  | Removed from Ground | Gas (Historical Use) | 6000 | Steel-Impressed Current | 1966-05-13 | 2004-08-17 | Cathodically Protected | Pressurized
SHELL FOOD MART | 11781 AUGUSTA RD | LAVONIA | Franklin | 9059001 | 1 | [5 empty] | Removed from Ground | Gas (Historical Use) | 4000 | Bare Steel | 1977-01-03 | 1999-06-04 | Galvanized Steel
AUTOZONE TEXAS LP | 11533 GA HWY 17 | LAVONIA | Franklin | 9059081 | 1 | Ball Float | 1994-05-01 | FALSE | 1994-05-01 | FALSE | Currently in Use | Diesel | 20000 | Fiberglass Double Walled | 1994-05-01 |  | Fiberglass Reinforced Plastic | Pressurized
GA FC/FRANKLIN CO UNIT | RT 2 | CANON | Franklin | 590026 | 2 | [5 empty] | Removed from Ground | Gas (Historical Use) | 2000 | Bare Steel | 1975-01-01 | 1991-10-09 | Galvanized Steel
SMILE MART | 4931 Hwy 17 | CANON | Franklin | 590086 | 2 | [5 empty] | Removed from Ground | Gas (Historical Use) | 4000 | Bare Steel | 1977-05-10 | 1995-11-04 | Galvanized Steel | Safe Suction (Euro)
BIG GUN BP | 4993 HWY 17 | CANON | Franklin | 10000793 | 1A | Flapper Valve | 2004-11-15 | FALSE | 2004-11-15 | FALSE | Currently in Use | Regular | 8000 | Composite | 2004-10-15 |  | Double-Walled Fiberglass | Pressurized
E&S GROCERY STORE | GA HWY 77 | CARNESVILLE | Franklin | 590053 | 1 | [5 empty] | Removed from Ground | Gas (Historical Use) | 500 | Bare Steel | 1986-12-01 | 1986-12-01 | Galvanized Steel
CARNESVILLE FARM & HOME SUPPLY | 9509 LAVONIA RD | CARNESVILLE | Franklin | 590016 | 2 | Flapper Valve | 1998-11-19 | FALSE | 1998-11-19 | FALSE | Currently in Use | Regular | 2000 | Composite | 1998-11-19 |  | Fiberglass Reinforced Plastic | Safe Suction (Euro)
D&D TRUCK SERVICE | 520 BUSHA RD | CARNESVILLE | Franklin | 590001 | 6 | [5 empty] | Removed from Ground | Other | 3000 | Bare Steel | 1985-03-06 | 2009-07-01 | Galvanized Steel | Suction (American)
EXXON #4-5047 | I-85 & GA HWY 106 | CARNESVILLE | Franklin | 590030 | 1 | [5 empty] | Removed from Ground | Gas (Historical Use) | 6000 | Bare Steel | 1968-05-10 | 1986-07-01 | Galvanized Steel
MORGAN FINA | 9641 LAVONIA RD | CARNESVILLE | Franklin | 590031 | 1 | [5 empty] | Removed from Ground | Gas (Historical Use) | 3000 | Bare Steel | 1976-04-23 | 1996-06-15 | Galvanized Steel
DOT CARNESVILLE MAINT HQ | SR 320 500 FT S OF SR 320 | CARNESVILLE | Franklin | 590028 | 10107-3 | [5 empty] | Removed from Ground | Gas (Historical Use) | 1000 | Bare Steel | 1975-05-02 | 1990-03-01 | Galvanized Steel
MCFARLIN GROCERY | 1212 BANKS RD | CARNESVILLE | Franklin | 590045 | 2 | [5 empty] | Removed from Ground | Gas (Historical Use) | 0 | Bare Steel | 1989-01-01 | 1989-01-01 | Galvanized Steel
FRANKLIN CO SHERIFF'S DEPT | GA HWY 145 | CARNESVILLE | Franklin | 590050 | 1 | [5 empty] | Removed from Ground | Gas (Historical Use) | 1000 | Bare Steel | 1993-01-17 | 1993-01-17 | Galvanized Steel
CIRCLE K #1277 | GA HWY 59 RT 1 | CARNESVILLE | Franklin | 590088 | 3 |  | 1994-04-01 |  | 1994-04-01 |  | Removed from Ground | Gas (Historical Use) | 8000 | Steel-Impressed Current | 1982-05-08 | 2002-08-06 | Cathodically Protected | Pressurized
FRANKLIN COUNTY TRANSPORTATION DEPT | 160 HUBBARD RD | CARNESVILLE | Franklin | 590008 | 4 | Flapper Valve | 1998-03-30 |  | 1998-03-30 |  | Currently in Use | Gas (Historical Use) | 2000 | Composite | 1998-03-30 |  | Fiberglass Reinforced Plastic | Safe Suction (Euro)
FRANKLIN COUNTY TRANSPORTATION DEPT | 160 HUBBARD RD | CARNESVILLE | Franklin | 590008 | 1 | [5 empty] | Removed from Ground | Diesel | 10000 | Cathodically Protected Steel | 1981-02-05 | 1998-03-27 | Galvanized Steel | Pressurized
D&D TRUCK SERVICE | 520 BUSHA RD | CARNESVILLE | Franklin | 590001 | 3 |  |  | TRUE |  | TRUE | Removed from Ground | Used Oil | 550 | Bare Steel | 1961-03-12 | 1899-12-31 | Galvanized Steel
MORGAN FINA | 9641 LAVONIA RD | CARNESVILLE | Franklin | 590031 | 2 | [5 empty] | Removed from Ground | Gas (Historical Use) | 3000 | Bare Steel | 1976-04-23 | 1996-06-15 | Galvanized Steel
D&D TRUCK SERVICE | 520 BUSHA RD | CARNESVILLE | Franklin | 590001 | 2 | [5 empty] | Removed from Ground | Gas (Historical Use) | 550 | Bare Steel | 1961-03-12 | 1899-12-31 | Galvanized Steel
EXXON #4-5047 | I-85 & GA HWY 106 | CARNESVILLE | Franklin | 590030 | 5 | [5 empty] | Removed from Ground | Kerosene | 500 | Bare Steel | 1968-05-10 | 1986-07-01 | Galvanized Steel
EXXON #4-5047 | I-85 & GA HWY 106 | CARNESVILLE | Franklin | 590030 | 4 |  |  | TRUE |  | TRUE | Removed from Ground | Used Oil | 500 | Bare Steel | 1968-05-10 | 1986-07-01 | Galvanized Steel
DOT CARNESVILLE MAINT HQ | SR 320 500 FT S OF SR 320 | CARNESVILLE | Franklin | 590028 | 3 | Flapper Valve | 1997-10-08 | FALSE | 1997-10-08 | FALSE | Currently in Use | Regular | 4000 | Fiberglass | 1997-10-07 |  | Fiberglass Reinforced Plastic | Safe Suction (Euro)
CHEVRON #40574 | I-85 & GA HWY 320 | CARNESVILLE | Franklin | 590025 | 2 | [5 empty] | Removed from Ground | Gas (Historical Use) | 4000 | Bare Steel | 1966-04-28 | 1987-01-01 | Galvanized Steel
Goldmine Travel Center | 9961 SANDY CROSS RD | CARNESVILLE | Franklin | 590024 | 12 | Flapper Valve | 2023-10-10 | FALSE | 2000-08-22 | FALSE | Currently in Use | Diesel | 12000 | Composite | 2000-07-27 |  | Double-Walled Fiberglass | Pressurized
FRANKLIN COUNTY TRANSPORTATION DEPT | 160 HUBBARD RD | CARNESVILLE | Franklin | 590008 | 6 | [5 empty] | Removed from Ground | Gas (Historical Use) | 10000 | Bare Steel | 1970-01-01 | 1990-08-01 | Bare Steel
DOT CARNESVILLE MAINT HQ | SR 320 500 FT S OF SR 320 | CARNESVILLE | Franklin | 590028 | 107D1 | [5 empty] | Removed from Ground | Diesel | 3000 | Cathodically Protected Steel | 1990-02-01 | 1997-11-19 | Galvanized Steel
Goldmine Travel Center | 9961 SANDY CROSS RD | CARNESVILLE | Franklin | 590024 | 13 | Flapper Valve | 2023-10-10 | FALSE | 2000-08-22 | FALSE | Currently in Use | Diesel | 10000 | Composite | 2000-07-27 |  | Double-Walled Fiberglass | Pressurized
D&D TRUCK SERVICE | 520 BUSHA RD | CARNESVILLE | Franklin | 590001 | 1 |  | 1999-02-02 |  | 1999-02-02 |  | Removed from Ground | Diesel | 20000 | Steel-Impressed Current | 1985-03-06 | 2009-07-01 | Cathodically Protected | Pressurized
EXXON #4-5047 | I-85 & GA HWY 106 | CARNESVILLE | Franklin | 590030 | 2 | [5 empty] | Removed from Ground | Gas (Historical Use) | 6000 | Bare Steel | 1968-05-10 | 1986-07-01 | Galvanized Steel
DOT CARNESVILLE MAINT HQ | SR 320 500 FT S OF SR 320 | CARNESVILLE | Franklin | 590028 | 4 | Flapper Valve | 1997-10-08 | FALSE | 1997-10-08 | FALSE | Currently in Use | Diesel | 4000 | Fiberglass | 1997-10-07 |  | Fiberglass Reinforced Plastic | Safe Suction (Euro)
CHEVRON #40574 | I-85 & GA HWY 320 | CARNESVILLE | Franklin | 590025 | 3 | [5 empty] | Removed from Ground | Gas (Historical Use) | 4000 | Bare Steel | 1966-04-28 | 1987-01-01 | Galvanized Steel
Goldmine Travel Center | 9961 SANDY CROSS RD | CARNESVILLE | Franklin | 590024 | 1 |  | 1998-12-01 |  | 1998-12-01 |  | Removed from Ground | Diesel | 6000 | Steel-Impressed Current | 1976-01-01 | 1999-11-10 | Cathodically Protected | Pressurized
THE LITTLE STORE | RT 3 HWY 59 | CARNESVILLE | Franklin | 590034 | 2 | [5 empty] | Removed from Ground | Gas (Historical Use) | 2000 | Bare Steel | 1981-04-30 | 1899-12-31 | Galvanized Steel
MCFARLIN GROCERY | 1212 BANKS RD | CARNESVILLE | Franklin | 590045 | 1 | [5 empty] | Removed from Ground | Gas (Historical Use) | 0 | Bare Steel | 1989-01-01 | 1989-01-01 | Galvanized Steel
CIRCLE K #1277 | GA HWY 59 RT 1 | CARNESVILLE | Franklin | 590088 | 4 |  | 1994-04-01 |  | 1994-04-01 |  | Removed from Ground | Gas (Historical Use) | 8000 | Steel-Impressed Current | 1982-05-08 | 2002-08-06 | Cathodically Protected | Pressurized
FORMALLY MCCALLS STATION/STANCIL | HWY 59 & OLD LAVONIA ROAD | CARNESVILLE | Franklin | 9059035 | 3 | [5 empty] | Removed from Ground | Gas (Historical Use) | 3000 | Not Marked/Unknown | 1996-07-06 | 1996-07-06 | Not Marked
CARNESVILLE FARM & HOME SUPPLY | 9509 LAVONIA RD | CARNESVILLE | Franklin | 590016 | 1 |  | 1998-11-19 |  | 1998-11-19 |  | Removed from Ground | Gas (Historical Use) | 2000 | Bare Steel | 1998-11-01 | 1998-11-01 | Galvanized Steel | Suction (American)
D&D TRUCK SERVICE | 520 BUSHA RD | CARNESVILLE | Franklin | 590001 | 5 | [5 empty] | Removed from Ground | Empty | 12000 | Bare Steel | 1979-03-08 | 1899-12-31 | Galvanized Steel
D&D TRUCK SERVICE | 520 BUSHA RD | CARNESVILLE | Franklin | 590001 | 4 | [5 empty] | Removed from Ground | Other | 1000 | Bare Steel | 1976-03-08 | 1899-12-31 | Galvanized Steel | Suction (American)
DOT CARNESVILLE MAINT HQ | SR 320 500 FT S OF SR 320 | CARNESVILLE | Franklin | 590028 | 10107-2 | [5 empty] | Removed from Ground | Diesel | 1000 | Bare Steel | 1967-05-04 | 1990-03-01 | Galvanized Steel
DOT CARNESVILLE MAINT HQ | SR 320 500 FT S OF SR 320 | CARNESVILLE | Franklin | 590028 | 10107-1 | [5 empty] | Removed from Ground | Gas (Historical Use) | 1000 | Bare Steel | 1967-05-04 | 1990-03-01 | Galvanized Steel
CHEVRON #40574 | I-85 & GA HWY 320 | CARNESVILLE | Franklin | 590025 | 4 | [5 empty] | Removed from Ground | Gas (Historical Use) | 5000 | Bare Steel | 1966-04-28 | 1987-01-01 | Galvanized Steel
CHEVRON #40574 | I-85 & GA HWY 320 | CARNESVILLE | Franklin | 590025 | 5 |  |  | TRUE |  | TRUE | Removed from Ground | Used Oil | 550 | Bare Steel | 1966-04-28 | 1987-01-01 | Galvanized Steel
Goldmine Travel Center | 9961 SANDY CROSS RD | CARNESVILLE | Franklin | 590024 | 10 | Flapper Valve | 2023-10-10 | FALSE | 2000-08-22 | FALSE | Currently in Use | Diesel | 6000 | Composite | 2000-07-27 |  | Double-Walled Fiberglass | Pressurized
RED HILL CONV STORE | GA HWY 106 NORTH | CARNESVILLE | Franklin | 590069 | 3 | [5 empty] | Removed from Ground | Gas (Historical Use) | 1000 | Bare Steel | 1979-01-01 | 1995-12-01 | Galvanized Steel | Suction (American)
CIRCLE K #1277 | GA HWY 59 RT 1 | CARNESVILLE | Franklin | 590088 | 1 |  | 1994-04-01 |  | 1994-04-01 |  | Removed from Ground | Gas (Historical Use) | 8000 | Steel-Impressed Current | 1982-05-01 | 2002-08-06 | Cathodically Protected | Pressurized
CRUMPS GROCERY | AKINS BRIDGE RD | CARNESVILLE | Franklin | 590077 | 1 | [5 empty] | Removed from Ground | Gas (Historical Use) | 1000 | Bare Steel | 1978-05-09 | 1988-01-01 | Galvanized Steel
PETRO STOPPING CENTERS | 10200 OLD FEDERAL RD | CARNESVILLE | Franklin | 9059082 | 4 | Flapper Valve |  | FALSE | 1994-11-01 | FALSE | Currently in Use | Diesel | 10000 | Fiberglass Double Walled | 1994-11-01 |  | Fiberglass Reinforced Plastic | Pressurized
FLYING J TRAVEL PLAZA #628 | 10226 OLD FEDERAL RD | CARNESVILLE | Franklin | 9059087 | 4 | Flapper Valve | 2000-12-01 | FALSE | 2000-12-01 | FALSE | Currently in Use | Regular | 20000 | Fiberglass Double Walled | 2000-12-01 |  | Double-Walled Fiberglass | Pressurized
VICTORIA BRYANT STATE PARK - MAINTENANCE SHOP | 1105 BRYANT PARK RD | ROYSTON | Franklin | 10000576 | 2 | Flapper Valve | 2002-01-01 | FALSE | 2002-01-01 | FALSE | Temporarily out of use | Diesel | 2500 | Fiberglass Double Walled | 2002-01-01 |  | Fiberglass Reinforced Plastic | Safe Suction (Euro)
T J'S | 1421 BOWERSVILLE ST | ROYSTON | Franklin | 9059029 | 4 | [5 empty] | Removed from Ground | Gas (Historical Use) | 4000 | Bare Steel | 1995-04-24 | 1899-12-31 | Galvanized Steel | Suction (American)
J S T INC. DBA ROYSTON QUICK SPOT | 965 FRANKLIN SPRINGS ST | ROYSTON | Franklin | 9059030 | 2 | Ball Float | 1992-01-01 | FALSE | 1992-01-01 | FALSE | Currently in Use | Regular | 8000 | Steel-Impressed Current | 1992-01-01 |  | Fiberglass Reinforced Plastic | Pressurized
CROMER'S GROCERY | RT 1/GA HWY 51 SANDY CROSS COMM | ROYSTON | Franklin | 9059011 | 3 | [5 empty] | Permanently Out Of Use | Gas (Historical Use) | 560 | Bare Steel | 1970-01-01 | 1982-04-01 | Galvanized Steel
GA DOT/ROYSTON MTC HQ 10108 | .3 MI WEST OF SR 17 ON GRIZZLE S | ROYSTON | Franklin | 590029 | 10108-2 | [5 empty] | Removed from Ground | Gas (Historical Use) | 1000 | Bare Steel | 1967-05-04 | 1987-04-01 | Galvanized Steel
GA DOT/ROYSTON MTC HQ 10108 | .3 MI WEST OF SR 17 ON GRIZZLE S | ROYSTON | Franklin | 590029 | 10108-1 | [5 empty] | Removed from Ground | Gas (Historical Use) | 1000 | Bare Steel | 1967-05-04 | 1987-04-01 | Galvanized Steel
GTG | 395 HARTWELL ST | ROYSTON | Franklin | 590005 | 2 | [5 empty] | Removed from Ground | Empty | 3000 | Bare Steel | 1978-02-02 | 2001-09-27 | Galvanized Steel | Safe Suction (Euro)
EXXON #4-5221 | I-85 @ GA HWY 17 | LAVONIA | Franklin | 590032 | 7 |  | 1992-01-01 |  | 1992-01-01 |  | Removed from Ground | Gas (Historical Use) | 12000 | Fiberglass | 1990-01-01 | 2005-04-05 | Fiberglass Reinforced Plastic
EXXON #4-5221 | I-85 @ GA HWY 17 | LAVONIA | Franklin | 590032 | 1 | [5 empty] | Removed from Ground | Gas (Historical Use) | 4000 | Bare Steel | 1967-05-11 | 1899-12-31 | Galvanized Steel
L W SEYMOUR | RT 1 | LAVONIA | Franklin | 590059 | 2 | [5 empty] | Removed from Ground | Gas (Historical Use) | 1000 | Bare Steel | 1988-12-01 | 1988-12-01 | Galvanized Steel
TUGALO CORNERS | 24 TUGALO STATE PARK RD | LAVONIA | Franklin | 9059027 | 2 | Flapper Valve | 1997-06-01 | FALSE | 1997-06-01 | FALSE | Currently in Use | Regular | 7896 | Galvanic (STIP-3) | 1986-11-01 |  | Fiberglass Reinforced Plastic | Pressurized
FAIRVIEW GROCERY | 2 MILES W OF LAVONIA GA ON HWY | LAVONIA | Franklin | 9059072 | 2 | [5 empty] | Removed from Ground | Gas (Historical Use) | 8000 | Not Marked/Unknown | 1996-12-16 | 1996-12-16 | Not Marked
RaceWay #6949 - Lavonia | 13722 JONES ST | LAVONIA | Franklin | 9059089 | 2 | Overfill Alarm | 2000-09-01 | FALSE | 2000-09-01 | FALSE | Currently in Use | Diesel | 12000 | Composite Double Walled | 1997-09-01 |  | Double-Walled Fiberglass | Pressurized
Royal Food Store 36 | 14901 HWY 17 | LAVONIA | Franklin | 9059086 | 3 |  | 1998-11-01 | FALSE | 1998-11-01 | FALSE | Currently in Use | E-0 | 10000 | Composite | 1998-11-01 |  | Fiberglass Reinforced Plastic | Pressurized
HILL'S EXXON | 14301 JONES ST | LAVONIA | Franklin | 10000839 | 3 | Flapper Valve | 2022-05-02 | FALSE | 2005-01-19 | FALSE | Currently in Use | Diesel | 10000 | Fiberglass Double Walled | 2005-01-19 |  | Double-Walled Fiberglass | Pressurized
BIG GUN BP | 4993 HWY 17 | CANON | Franklin | 10000793 | 1B | Flapper Valve | 2004-11-15 | FALSE | 2004-11-15 | FALSE | Currently in Use | Premium | 4000 | Composite | 2004-10-15 |  | Fiberglass Reinforced Plastic | Pressurized
Goldmine Travel Center | 9961 SANDY CROSS RD | CARNESVILLE | Franklin | 590024 | 6 |  | 1998-12-01 |  | 1998-12-01 |  | Removed from Ground | Gas (Historical Use) | 6000 | Steel-Impressed Current | 1976-01-01 | 1999-11-10 | Cathodically Protected | Pressurized
Sunshine Travel Center | 905 GA Hwy 320 | CARNESVILLE | Franklin | 590070 | 1A | Flapper Valve | 1994-11-09 | FALSE | 1994-11-09 | FALSE | Currently in Use | Regular | 10000 | Composite | 1994-11-09 |  | Fiberglass Reinforced Plastic | Pressurized
Sunshine Travel Center | 905 GA Hwy 320 | CARNESVILLE | Franklin | 590070 | 2 | [5 empty] | Removed from Ground | Gas (Historical Use) | 10000 | Cathodically Protected Steel | 1986-05-07 | 1994-01-01 | Galvanized Steel
HERMAN MOORES GROCERY/ACREE OIL | 7130 SANDY CROSS RD | CARNESVILLE | Franklin | 9059018 | 1 | [5 empty] | Removed from Ground | Gas (Historical Use) | 1000 | Marked Unknown |  | 1899-12-31 | Unknown
FORMALLY MCCALLS STATION/STANCIL | HWY 59 & OLD LAVONIA ROAD | CARNESVILLE | Franklin | 9059035 | 4 | [5 empty] | Removed from Ground | Diesel | 500 | Not Marked/Unknown | 1996-07-06 | 1996-07-06 | Not Marked
ROYAL FOOD STORE #54 | 9508 LAVONIA ROAD | CARNESVILLE | Franklin | 9059031 | 7B | Ball Float | 2003-05-05 | FALSE | 2003-05-05 | FALSE | Temporarily out of use | Kerosene | 1000 | Composite | 2003-04-30 |  | Fiberglass Reinforced Plastic | Safe Suction (Euro)
CLOSED SVC STATION GULF | HWY 106 & I-85 | CARNESVILLE | Franklin | 9059022 | 5 | [5 empty] | Removed from Ground | Diesel | 500 | Bare Steel | 1965-01-01 | 1995-06-08 | Galvanized Steel
CLOSED SVC STATION GULF | HWY 106 & I-85 | CARNESVILLE | Franklin | 9059022 | 4 |  |  | TRUE |  | TRUE | Removed from Ground | Used Oil | 500 | Bare Steel | 1965-01-01 | 1995-06-08 | Galvanized Steel
DOT CARNESVILLE MAINT HQ | SR 320 500 FT S OF SR 320 | CARNESVILLE | Franklin | 590028 | 107G1 | [5 empty] | Removed from Ground | Gas (Historical Use) | 3000 | Cathodically Protected Steel | 1990-02-01 | 1997-11-19 | Galvanized Steel
Goldmine Travel Center | 9961 SANDY CROSS RD | CARNESVILLE | Franklin | 590024 | 7 |  | 1998-12-01 |  | 1998-12-01 |  | Removed from Ground | Gas (Historical Use) | 3000 | Steel-Impressed Current | 1976-01-01 | 1999-11-10 | Cathodically Protected | Pressurized
Goldmine Travel Center | 9961 SANDY CROSS RD | CARNESVILLE | Franklin | 590024 | 5 |  | 1998-12-01 |  | 1998-12-01 |  | Removed from Ground | Gas (Historical Use) | 6000 | Steel-Impressed Current | 1976-01-01 | 1999-11-10 | Cathodically Protected | Pressurized
Goldmine Travel Center | 9961 SANDY CROSS RD | CARNESVILLE | Franklin | 590024 | 4 |  | 1998-12-01 |  | 1998-12-01 |  | Removed from Ground | Gas (Historical Use) | 6000 | Steel-Impressed Current | 1976-01-01 | 1999-11-10 | Cathodically Protected | Pressurized
RED HILL CONV STORE | GA HWY 106 NORTH | CARNESVILLE | Franklin | 590069 | 2 | [5 empty] | Removed from Ground | Gas (Historical Use) | 5000 | Bare Steel | 1979-01-01 | 1995-12-01 | Galvanized Steel | Suction (American)
CRUMPS GROCERY | AKINS BRIDGE RD | CARNESVILLE | Franklin | 590077 | 2 | [5 empty] | Removed from Ground | Gas (Historical Use) | 1000 | Bare Steel | 1978-05-09 | 1988-01-01 | Galvanized Steel
WHITE BUILDING ON GA HWY 59 | GA HWY 59 | CARNESVILLE | Franklin | 9059034 | 1 | [5 empty] | Removed from Ground | Gas (Historical Use) | 0 | Not Marked/Unknown |  | 1899-12-31 | Not Marked
ROYAL FOOD STORE #54 | 9508 LAVONIA ROAD | CARNESVILLE | Franklin | 9059031 | 5A | Flapper Valve | 2003-05-05 | FALSE | 2003-05-05 | FALSE | Currently in Use | Regular | 10000 | Composite | 2003-04-30 |  | Fiberglass Reinforced Plastic | Pressurized
ECHO FOOD MART | 11337 GA HWY 106 | CARNESVILLE | Franklin | 9059077 | 6 | Flapper Valve | 1994-02-01 | FALSE | 1994-02-01 | TRUE | Currently in Use | Plus | 10000 | Galvanic (STIP-3) | 1994-01-01 |  | Fiberglass Reinforced Plastic | Pressurized
SALIMA & SARIA INC | 11157 HWY 106 | CARNESVILLE | Franklin | 9059078 | 1 | Ball Float | 1996-01-01 | FALSE | 1996-01-01 | FALSE | Currently in Use | Regular | 12000 | Fiberglass | 1996-01-01 |  | Fiberglass Reinforced Plastic | Pressurized
WINDSTREAM LAVONIA CENTRAL OFFICE | 5801 VICKERY ST | LAVONIA | Franklin | 9059012 | 1 | Ball Float | 1990-01-01 | FALSE | 1990-01-01 | FALSE | Currently in Use | Diesel | 1500 | Fiberglass Double Walled | 1992-01-01 |  | Fiberglass Reinforced Plastic | Safe Suction (Euro)
TUGALO CORNERS | 24 TUGALO STATE PARK RD | LAVONIA | Franklin | 9059027 | 3 | Flapper Valve | 1997-06-01 | FALSE | 1997-06-01 | FALSE | Currently in Use | Premium | 6110 | Galvanic (STIP-3) | 1986-11-01 |  | Fiberglass Reinforced Plastic | Pressurized
WANSLEY MOTOR CO | GA HWY 59 | CARNESVILLE | Franklin | 590037 | 2 | [5 empty] | Removed from Ground | Gas (Historical Use) | 1000 | Bare Steel | 1947-05-03 | 1985-04-01 | Unknown
Sunshine Travel Center | 905 GA Hwy 320 | CARNESVILLE | Franklin | 590070 | 5A | Flapper Valve | 1994-07-18 | FALSE | 1994-07-18 | FALSE | Currently in Use | Diesel | 20000 | Composite | 1994-07-18 |  | Fiberglass Reinforced Plastic | Pressurized
CRUNLDETON GROCERY | HUNTERS CREEK RD | CARNESVILLE | Franklin | 590075 | 1 | [5 empty] | Removed from Ground | Gas (Historical Use) | 1000 | Bare Steel | 1984-05-07 | 1899-12-31 | Galvanized Steel
CARNESVILLE CHEVRON | GA HWY 59 & GA HWY 106 | CARNESVILLE | Franklin | 590057 | 2 | [5 empty] | Removed from Ground | Gas (Historical Use) | 1000 | Bare Steel | 1994-04-01 | 1994-04-01 | Galvanized Steel
ROYAL FOOD STORE #54 | 9508 LAVONIA ROAD | CARNESVILLE | Franklin | 9059031 | 3 |  | 1994-03-24 |  | 1994-03-24 |  | Removed from Ground | Gas (Historical Use) | 8000 | Steel-Impressed Current | 1982-05-01 | 1899-12-31 | Bare Steel | Suction (American)
PILOT #4557 | 11156 HWY 106 | CARNESVILLE | Franklin | 9059080 | 1 | Ball Float | 1997-06-01 | FALSE | 1997-06-01 | FALSE | Currently in Use | Regular | 15000 | Fiberglass Double Walled | 1997-06-01 |  | Fiberglass Reinforced Plastic | Pressurized
CON-WAY TRUCKLOAD SERVICES | 50 GRADY SCHOOL ROAD | CANON | Franklin | 9059079 | MO-1 |  | 1996-12-01 |  | 1996-12-01 |  | Removed from Ground | Other | 5000 | Cathodically Protected Steel | 1999-01-27 | 2016-02-01 | Cathodically Protected | Suction (American)
BIG GUN BP | 4993 HWY 17 | CANON | Franklin | 10000793 | 2A | Flapper Valve | 2004-11-15 | FALSE | 2004-11-15 | FALSE | Currently in Use | Diesel | 4000 | Composite | 2004-10-15 |  | Fiberglass Reinforced Plastic | Pressurized
HASTY MART #4 | 15801 HWY 59 | CARNESVILLE | Franklin | 9059004 | 3 | Flapper Valve | 1988-01-01 | FALSE | 1988-01-01 | FALSE | Currently in Use | Regular | 8000 | Galvanic (STIP-3) | 1988-01-01 |  | Steel/Sacrificial Anodes | Pressurized
ROYAL FOOD STORE #54 | 9508 LAVONIA ROAD | CARNESVILLE | Franklin | 9059031 | 2 |  | 1994-03-24 |  | 1994-03-24 |  | Removed from Ground | Diesel | 8000 | Steel-Impressed Current | 1982-05-01 | 1899-12-31 | Bare Steel | Suction (American)
FRANKLIN COUNTY TRANSPORTATION DEPT | 160 HUBBARD RD | CARNESVILLE | Franklin | 590008 | 5 | [5 empty] | Removed from Ground | Diesel | 1000 | Bare Steel | 1970-01-01 | 1990-08-01 | Bare Steel
VOYLES GROCERY & STA | 13411 GA HWY 106 | CARNESVILLE | Franklin | 590043 | 1 | [5 empty] | Removed from Ground | Gas (Historical Use) | 1000 | Bare Steel | 1971-05-09 | 1999-03-26 | Galvanized Steel
Sunshine Travel Center | 905 GA Hwy 320 | CARNESVILLE | Franklin | 590070 | 4 | [5 empty] | Removed from Ground | Diesel | 20000 | Cathodically Protected Steel | 1986-05-07 | 1994-01-01 | Galvanized Steel
Sunshine Travel Center | 905 GA Hwy 320 | CARNESVILLE | Franklin | 590070 | 1 | [5 empty] | Removed from Ground | Gas (Historical Use) | 10000 | Cathodically Protected Steel | 1986-05-07 | 1994-01-01 | Galvanized Steel
CRUNLDETON GROCERY | HUNTERS CREEK RD | CARNESVILLE | Franklin | 590075 | 2 | [5 empty] | Removed from Ground | Gas (Historical Use) | 1000 | Bare Steel | 1984-05-07 | 1899-12-31 | Galvanized Steel
CARNESVILLE CHEVRON | GA HWY 59 & GA HWY 106 | CARNESVILLE | Franklin | 590057 | 1 | [5 empty] | Removed from Ground | Gas (Historical Use) | 1000 | Bare Steel | 1994-04-01 | 1994-04-01 | Galvanized Steel
FRANKLIN COUNTY MIDDLE SCHOOL | BUSHA RD | CARNESVILLE | Franklin | 9059014 | 1 | [5 empty] | Removed from Ground | Diesel | 6000 | Bare Steel | 1970-01-01 | 1990-08-01 | Bare Steel
FRANKLIN COUNTY TRANSPORTATION DEPT | 160 HUBBARD RD | CARNESVILLE | Franklin | 590008 | 3 | Flapper Valve | 1998-03-30 |  | 1998-03-30 |  | Currently in Use | Diesel | 10000 | Composite | 1998-03-30 |  | Fiberglass Reinforced Plastic | Safe Suction (Euro)
Goldmine Travel Center | 9961 SANDY CROSS RD | CARNESVILLE | Franklin | 590024 | 8 |  |  | TRUE |  | TRUE | Removed from Ground | Used Oil | 500 | Bare Steel | 1976-01-01 | 1999-11-10 | Galvanized Steel | Suction (American)
Goldmine Travel Center | 9961 SANDY CROSS RD | CARNESVILLE | Franklin | 590024 | 2 |  | 1998-12-01 |  | 1998-12-01 |  | Removed from Ground | Diesel | 10000 | Steel-Impressed Current | 1976-01-01 | 1999-11-10 | Cathodically Protected | Pressurized
Goldmine Travel Center | 9961 SANDY CROSS RD | CARNESVILLE | Franklin | 590024 | 9 | Flapper Valve | 2023-10-10 | FALSE | 2000-08-22 | FALSE | Currently in Use | Premium | 10000 | Composite | 2000-07-27 |  | Double-Walled Fiberglass | Pressurized
Sunshine Travel Center | 905 GA Hwy 320 | CARNESVILLE | Franklin | 590070 | 6 | Overfill Alarm | 1994-07-18 | FALSE | 1994-07-18 | FALSE | Currently in Use | E-0 | 4000 | Composite | 1994-07-18 |  | Fiberglass Reinforced Plastic | Pressurized
ROYAL FOOD STORE #54 | 9508 LAVONIA ROAD | CARNESVILLE | Franklin | 9059031 | 5B | Flapper Valve | 2003-05-05 | FALSE | 2003-05-05 | FALSE | Currently in Use | Diesel Off Road | 2000 | Composite | 2003-04-30 |  | Fiberglass Reinforced Plastic | Pressurized
CLOSED SVC STATION GULF | HWY 106 & I-85 | CARNESVILLE | Franklin | 9059022 | 1 | [5 empty] | Removed from Ground | Gas (Historical Use) | 6000 | Bare Steel | 1965-01-01 | 1995-06-08 | Galvanized Steel
FRANKLIN COUNTY TRANSPORTATION DEPT | 160 HUBBARD RD | CARNESVILLE | Franklin | 590008 | 2 | [5 empty] | Removed from Ground | Gas (Historical Use) | 6000 | Cathodically Protected Steel | 1981-02-05 | 1998-03-27 | Galvanized Steel | Pressurized
CHEVRON #40574 | I-85 & GA HWY 320 | CARNESVILLE | Franklin | 590025 | 1 | [5 empty] | Removed from Ground | Gas (Historical Use) | 3000 | Bare Steel | 1966-04-28 | 1987-01-01 | Galvanized Steel
Goldmine Travel Center | 9961 SANDY CROSS RD | CARNESVILLE | Franklin | 590024 | 3 |  | 1998-12-01 |  | 1998-12-01 |  | Removed from Ground | Diesel | 10000 | Steel-Impressed Current | 1980-01-01 | 1999-11-10 | Cathodically Protected | Pressurized
WANSLEY MOTOR CO | GA HWY 59 | CARNESVILLE | Franklin | 590037 | 1 | [5 empty] | Removed from Ground | Gas (Historical Use) | 1000 | Bare Steel | 1947-05-03 | 1985-04-01 | Unknown
FRANKLIN CO SHERIFF'S DEPT | GA HWY 145 | CARNESVILLE | Franklin | 590050 | 2 | [5 empty] | Removed from Ground | Gas (Historical Use) | 1000 | Bare Steel | 1993-01-17 | 1993-01-17 | Galvanized Steel
CARNESVILLE CHEVRON | GA HWY 59 & GA HWY 106 | CARNESVILLE | Franklin | 590057 | 3 | [5 empty] | Removed from Ground | Gas (Historical Use) | 2000 | Bare Steel | 1994-04-01 | 1994-04-01 | Galvanized Steel
PILOT #4557 | 11156 HWY 106 | CARNESVILLE | Franklin | 9059080 | 2 | Ball Float | 1997-06-01 | FALSE | 1997-06-01 | FALSE | Currently in Use | Premium | 12000 | Fiberglass Double Walled | 1997-06-01 |  | Fiberglass Reinforced Plastic | Pressurized
PILOT #4557 | 11156 HWY 106 | CARNESVILLE | Franklin | 9059080 | 3 | Ball Float | 1997-06-01 | FALSE | 1997-06-01 | FALSE | Currently in Use | Diesel | 25000 | Fiberglass Double Walled | 1997-06-01 |  | Fiberglass Reinforced Plastic | Pressurized
EXXON #4-5047 | I-85 & GA HWY 106 | CARNESVILLE | Franklin | 590030 | 3 | [5 empty] | Removed from Ground | Gas (Historical Use) | 4000 | Bare Steel | 1968-05-10 | 1986-07-01 | Galvanized Steel
MORGAN FINA | 9641 LAVONIA RD | CARNESVILLE | Franklin | 590031 | 3 | [5 empty] | Removed from Ground | Gas (Historical Use) | 3000 | Bare Steel | 1976-04-23 | 1996-06-15 | Galvanized Steel
Sunshine Travel Center | 905 GA Hwy 320 | CARNESVILLE | Franklin | 590070 | 3A | Flapper Valve | 1994-11-09 | FALSE | 1994-11-09 | FALSE | Currently in Use | Gas (Historical Use) | 10000 | Composite | 1994-11-09 |  | Fiberglass Reinforced Plastic | Pressurized
ROYAL FOOD STORE #54 | 9508 LAVONIA ROAD | CARNESVILLE | Franklin | 9059031 | 6A | Flapper Valve | 2003-05-05 | FALSE | 2003-05-05 | FALSE | Currently in Use | Premium | 6000 | Composite | 2003-04-30 |  | Fiberglass Reinforced Plastic | Pressurized
ROYAL FOOD STORE #54 | 9508 LAVONIA ROAD | CARNESVILLE | Franklin | 9059031 | 6B | Flapper Valve | 2003-05-05 | FALSE | 2003-05-05 | FALSE | Currently in Use | Diesel On Road | 4000 | Composite | 2003-04-30 |  | Fiberglass Reinforced Plastic | Pressurized
ROYAL FOOD STORE #54 | 9508 LAVONIA ROAD | CARNESVILLE | Franklin | 9059031 | 4 |  | 1994-03-24 |  | 1994-03-24 |  | Removed from Ground | Gas (Historical Use) | 8000 | Steel-Impressed Current | 1982-05-01 | 1899-12-31 | Bare Steel | Suction (American)
SALIMA & SARIA INC | 11157 HWY 106 | CARNESVILLE | Franklin | 9059078 | 3 | Ball Float | 2007-01-01 | FALSE | 2007-01-01 | FALSE | Currently in Use | Diesel | 5000 | Epoxy | 2007-01-01 |  | Fiberglass Reinforced Plastic | Pressurized
MORGAN FINA | 9641 LAVONIA RD | CARNESVILLE | Franklin | 590031 | 4 |  |  | TRUE |  | TRUE | Removed from Ground | Used Oil | 500 | Bare Steel | 1976-04-23 | 1996-06-15 | Galvanized Steel | Pressurized
Sunshine Travel Center | 905 GA Hwy 320 | CARNESVILLE | Franklin | 590070 | 7B | Flapper Valve | 1994-11-09 | FALSE | 1994-11-09 | FALSE | Currently in Use | Kerosene | 4000 | Composite | 1994-11-09 |  | Fiberglass Reinforced Plastic | Pressurized
LECROY SVC STA | GA HWY 145 S | CARNESVILLE | Franklin | 590066 | 2 | [5 empty] | Removed from Ground | Gas (Historical Use) | 1000 | Bare Steel | 1980-05-08 | 1988-03-16 | Galvanized Steel
SANDERS OIL CO INC | GA HWY 320 | CARNESVILLE | Franklin | 9059005 | 1 | [5 empty] | Removed from Ground | Gas (Historical Use) | 2000 | Bare Steel | 1976-01-01 | 1998-11-05 | Galvanized Steel | Suction (American)
VOYLES GROCERY & STA | 13411 GA HWY 106 | CARNESVILLE | Franklin | 590043 | 3 | [5 empty] | Removed from Ground | Gas (Historical Use) | 1000 | Bare Steel | 1971-05-09 | 1999-03-26 | Galvanized Steel
Sunshine Travel Center | 905 GA Hwy 320 | CARNESVILLE | Franklin | 590070 | 7A | Flapper Valve | 1994-11-09 | FALSE | 1994-11-09 | FALSE | Currently in Use | Diesel | 4000 | Composite | 1994-11-09 |  | Fiberglass Reinforced Plastic | Pressurized
RED HILL CONV STORE | GA HWY 106 NORTH | CARNESVILLE | Franklin | 590069 | 1 | [5 empty] | Removed from Ground | Gas (Historical Use) | 1000 | Bare Steel | 1983-05-08 | 1995-12-01 | Galvanized Steel | Suction (American)
CIRCLE K #1277 | GA HWY 59 RT 1 | CARNESVILLE | Franklin | 590088 | 2 |  | 1994-04-01 |  | 1994-04-01 |  | Removed from Ground | Diesel | 8000 | Steel-Impressed Current | 1982-05-08 | 2002-08-06 | Cathodically Protected | Pressurized
SANDERS OIL CO INC | GA HWY 320 | CARNESVILLE | Franklin | 9059005 | 2 | [5 empty] | Removed from Ground | Diesel | 2000 | Bare Steel | 1976-01-01 | 1998-11-05 | Galvanized Steel | Suction (American)
FORMALLY MCCALLS STATION/STANCIL | HWY 59 & OLD LAVONIA ROAD | CARNESVILLE | Franklin | 9059035 | 1 | [5 empty] | Removed from Ground | Gas (Historical Use) | 4000 | Bare Steel | 1996-07-06 | 1996-07-06 | Galvanized Steel | Safe Suction (Euro)
ECHO FOOD MART | 11337 GA HWY 106 | CARNESVILLE | Franklin | 9059077 | 4 |  | 1994-02-01 | FALSE | 1994-02-01 | TRUE | Temporarily out of use | Diesel Off Road | 20000 | Galvanic (STIP-3) | 1986-01-01 |  |  | Pressurized
ECHO FOOD MART | 11337 GA HWY 106 | CARNESVILLE | Franklin | 9059077 | 5 | Flapper Valve | 1994-02-01 | FALSE | 1994-02-01 | TRUE | Currently in Use | Diesel On Road | 20000 | Galvanic (STIP-3) | 1986-01-01 |  |  | Pressurized
SALIMA & SARIA INC | 11157 HWY 106 | CARNESVILLE | Franklin | 9059078 | 2 | Ball Float | 1996-01-01 | FALSE | 1996-01-01 | FALSE | Currently in Use | Premium | 12000 | Fiberglass | 1996-01-01 |  | Fiberglass Reinforced Plastic | Pressurized
THE LITTLE STORE | RT 3 HWY 59 | CARNESVILLE | Franklin | 590034 | 1 | [5 empty] | Removed from Ground | Gas (Historical Use) | 2000 | Bare Steel | 1981-04-30 | 1899-12-31 | Galvanized Steel
Sunshine Travel Center | 905 GA Hwy 320 | CARNESVILLE | Franklin | 590070 | 4A | Flapper Valve | 1994-07-18 | FALSE | 1994-07-18 | FALSE | Currently in Use | Diesel | 20000 | Composite | 1994-07-18 |  | Fiberglass Reinforced Plastic | Pressurized
Sunshine Travel Center | 905 GA Hwy 320 | CARNESVILLE | Franklin | 590070 | 5 | [5 empty] | Removed from Ground | Kerosene | 7500 | Cathodically Protected Steel | 1979-01-01 | 1994-01-01 | Galvanized Steel
HASTY MART #4 | 15801 HWY 59 | CARNESVILLE | Franklin | 9059004 | 4 | Flapper Valve | 1988-01-01 | FALSE | 1988-01-01 | FALSE | Currently in Use | Diesel | 8000 | Galvanic (STIP-3) | 1988-01-01 |  | Steel/Sacrificial Anodes | Pressurized
HASTY MART #4 | 15801 HWY 59 | CARNESVILLE | Franklin | 9059004 | 5 | Flapper Valve | 1988-01-01 | FALSE | 1988-01-01 | FALSE | Currently in Use | Diesel Off Road | 2000 | Galvanic (STIP-3) | 1988-01-01 |  | Steel/Sacrificial Anodes | Safe Suction (Euro)
CLOSED SVC STATION GULF | HWY 106 & I-85 | CARNESVILLE | Franklin | 9059022 | 2 | [5 empty] | Removed from Ground | Gas (Historical Use) | 6000 | Bare Steel | 1965-01-01 | 1995-06-08 | Galvanized Steel
UPS CARNESVILLE (UST) | 560 BUSHA RD | CARNESVILLE | Franklin | 9000201 | 1 |  | 1993-09-15 |  | 1993-09-15 |  | Removed from Ground | Gas (Historical Use) | 10000 | Fiberglass | 1982-01-15 | 2002-01-13 | Fiberglass Reinforced Plastic | Pressurized
HASTY MART #4 | 15801 HWY 59 | CARNESVILLE | Franklin | 9059004 | 1 | Flapper Valve | 1988-01-01 | FALSE | 1988-01-01 | FALSE | Currently in Use | Premium | 8000 | Galvanic (STIP-3) | 1988-01-01 |  | Steel/Sacrificial Anodes | Pressurized
FORMALLY MCCALLS STATION/STANCIL | HWY 59 & OLD LAVONIA ROAD | CARNESVILLE | Franklin | 9059035 | 2 | [5 empty] | Removed from Ground | Gas (Historical Use) | 0 | Not Marked/Unknown | 1996-07-06 | 1996-07-06 | Not Marked
ECHO FOOD MART | 11337 GA HWY 106 | CARNESVILLE | Franklin | 9059077 | 3 | Ball Float |  | FALSE |  | FALSE | Removed from Ground | Gas (Historical Use) | 10000 | Galvanic (STIP-3) | 1994-01-01 | 1994-02-01 | Fiberglass Reinforced Plastic | Pressurized
FRANKLIN CO ROAD DEPT | GA HWY 145 | CARNESVILLE | Franklin | 9059025 | 2 | [5 empty] | Removed from Ground | Diesel | 1000 | Bare Steel | 1964-01-01 | 1999-11-30 | Bare Steel | Suction (American)
ECHO FOOD MART | 11337 GA HWY 106 | CARNESVILLE | Franklin | 9059077 | 2 | Ball Float | 1994-02-01 | FALSE | 1994-02-01 | TRUE | Currently in Use | Premium | 10000 | Galvanic (STIP-3) | 1988-01-01 |  | Fiberglass Reinforced Plastic | Pressurized
Goldmine Travel Center | 9961 SANDY CROSS RD | CARNESVILLE | Franklin | 590024 | 11 | Flapper Valve | 2023-10-10 | FALSE | 2000-08-22 | FALSE | Currently in Use | Regular | 12000 | Composite | 2000-07-27 |  | Double-Walled Fiberglass | Pressurized
GILLESPIE BROS | GA HWY 59 | CARNESVILLE | Franklin | 590051 | 1 | [5 empty] | Closed in Ground | Gas (Historical Use) | 500 | Bare Steel | 1988-01-04 | 1988-01-04 | Galvanized Steel
Sunshine Travel Center | 905 GA Hwy 320 | CARNESVILLE | Franklin | 590070 | 2A | Flapper Valve | 1994-11-09 | FALSE | 1994-11-09 | FALSE | Currently in Use | Regular | 10000 | Composite | 1994-11-09 |  | Fiberglass Reinforced Plastic | Pressurized
LECROY SVC STA | GA HWY 145 S | CARNESVILLE | Franklin | 590066 | 1 | [5 empty] | Removed from Ground | Gas (Historical Use) | 1000 | Bare Steel | 1980-05-08 | 1988-03-16 | Galvanized Steel
HERMAN MOORES GROCERY/ACREE OIL | 7130 SANDY CROSS RD | CARNESVILLE | Franklin | 9059018 | 2 | [5 empty] | Removed from Ground | Gas (Historical Use) | 1000 | Marked Unknown |  | 1899-12-31 | Unknown
ROYAL FOOD STORE #54 | 9508 LAVONIA ROAD | CARNESVILLE | Franklin | 9059031 | 7A | Flapper Valve | 2003-05-05 | FALSE | 2003-05-05 | FALSE | Currently in Use | E-0 | 1000 | Composite | 2003-04-30 |  | Fiberglass Reinforced Plastic | Safe Suction (Euro)
CLOSED SVC STATION GULF | HWY 106 & I-85 | CARNESVILLE | Franklin | 9059022 | 3 | [5 empty] | Removed from Ground | Gas (Historical Use) | 4000 | Bare Steel | 1965-01-01 | 1995-06-08 | Galvanized Steel
UPS CARNESVILLE (UST) | 560 BUSHA RD | CARNESVILLE | Franklin | 9000201 | 2 |  |  | TRUE |  | TRUE | Removed from Ground | Used Oil | 500 | Fiberglass | 1989-10-17 | 1989-10-17 | Bare Steel | Gravity Fed
HASTY MART #4 | 15801 HWY 59 | CARNESVILLE | Franklin | 9059004 | 2 | Flapper Valve | 1988-01-01 | FALSE | 1988-01-01 | FALSE | Currently in Use | Regular | 8000 | Galvanic (STIP-3) | 1988-01-01 |  | Steel/Sacrificial Anodes | Pressurized
ROYAL FOOD STORE #54 | 9508 LAVONIA ROAD | CARNESVILLE | Franklin | 9059031 | 1 |  | 1994-03-24 |  | 1994-03-24 |  | Removed from Ground | Gas (Historical Use) | 8000 | Steel-Impressed Current | 1982-05-01 | 1899-12-31 | Bare Steel | Suction (American)
FRANKLIN CO DENTENTION CTR | 1 JAMES LITTLE ST | CARNESVILLE | Franklin | 9059026 | 1 | Flapper Valve | 1993-01-01 | FALSE | 1993-01-01 | FALSE | Currently in Use | Regular | 10000 | Composite | 1993-01-01 |  | Fiberglass Reinforced Plastic | Safe Suction (Euro)
VOYLES GROCERY & STA | 13411 GA HWY 106 | CARNESVILLE | Franklin | 590043 | 2 | [5 empty] | Removed from Ground | Gas (Historical Use) | 1000 | Bare Steel | 1971-05-09 | 1999-03-26 | Galvanized Steel
Sunshine Travel Center | 905 GA Hwy 320 | CARNESVILLE | Franklin | 590070 | 3 | [5 empty] | Removed from Ground | Gas (Historical Use) | 10000 | Cathodically Protected Steel | 1986-05-07 | 1994-01-01 | Galvanized Steel
FRANKLIN CO ROAD DEPT | GA HWY 145 | CARNESVILLE | Franklin | 9059025 | 1 | [5 empty] | Removed from Ground | Gas (Historical Use) | 1000 | Bare Steel | 1964-01-01 | 1999-11-30 | Bare Steel | Safe Suction (Euro)
ECHO FOOD MART | 11337 GA HWY 106 | CARNESVILLE | Franklin | 9059077 | 1 | Ball Float | 1994-02-01 | FALSE | 1994-02-01 | TRUE | Currently in Use | Regular | 10000 | Galvanic (STIP-3) | 1988-01-01 |  |  | Pressurized
Sandy Cross Grocery | 4738 Sandy Cross Road | Royston | Franklin | 10003440 | 2B | Flapper Valve | 2023-12-01 | FALSE | 2023-12-01 | FALSE | Currently in Use | Diesel Off Road | 3000 | Tank Jacket Double Walled | 2023-12-01 |  | Fiberglass Reinforced Plastic | Suction (American)
Sandy Cross Grocery | 4738 Sandy Cross Road | Royston | Franklin | 10003440 | 1B | Flapper Valve | 2023-12-01 | FALSE | 2023-12-01 | FALSE | Currently in Use | Premium | 4000 | Tank Jacket Double Walled | 2023-12-01 |  | Double-Walled Fiberglass | Pressurized
Sandy Cross Grocery | 4738 Sandy Cross Road | Royston | Franklin | 10003440 | 1A | Flapper Valve | 2023-12-01 | FALSE | 2023-12-01 | FALSE | Currently in Use | Regular | 12000 | Tank Jacket Double Walled | 2023-12-01 |  | Double-Walled Fiberglass | Pressurized
Sandy Cross Grocery | 4738 Sandy Cross Road | Royston | Franklin | 10003440 | 2C | Flapper Valve | 2023-12-01 | FALSE | 2023-12-01 | FALSE | Currently in Use | E-0 | 5000 | Tank Jacket Double Walled | 2023-12-01 |  | Double-Walled Fiberglass | Pressurized
Sandy Cross Grocery | 4738 Sandy Cross Road | Royston | Franklin | 10003440 | 2A | Flapper Valve | 2023-12-01 | FALSE | 2023-12-01 | FALSE | Currently in Use | Diesel | 8000 | Tank Jacket Double Walled | 2023-12-01 |  | Double-Walled Fiberglass | Pressurized
ASHLAND CORNERS | 6750 BOLD SPRINGS ROAD | COMMERCE | Franklin | 9059032 | 2 |  | 1998-11-23 | FALSE | 1998-11-23 | FALSE | Permanently Out of Use - historical purposes | Diesel | 6000 | Steel-Impressed Current | 1989-04-27 |  |  | Pressurized
CIRCLE K #2059 | GA HWY 17 | MARTIN | Franklin | 9059008 | 1 |  | 1994-04-29 |  | 1994-04-29 |  | Removed from Ground | Diesel | 3000 | Steel-Impressed Current | 1984-01-01 | 2003-04-07 | Cathodically Protected | Safe Suction (Euro)
GERALDINE THOMAS | 105 PLEASANT HILL CIR | MARTIN | Franklin | 590073 | 2 | [5 empty] | Removed from Ground | Gas (Historical Use) | 1000 | Bare Steel | 1974-05-11 | 1899-12-31 | Galvanized Steel
GERALDINE THOMAS | 105 PLEASANT HILL CIR | MARTIN | Franklin | 590073 | 1 | [5 empty] | Removed from Ground | Gas (Historical Use) | 1000 | Bare Steel | 1974-05-11 | 1899-12-31 | Galvanized Steel
CIRCLE K #2059 | GA HWY 17 | MARTIN | Franklin | 9059008 | 4 |  | 1994-04-29 |  | 1994-04-29 |  | Removed from Ground | Gas (Historical Use) | 6000 | Steel-Impressed Current | 1984-01-01 | 2003-04-16 | Cathodically Protected | Pressurized
CIRCLE K #2059 | GA HWY 17 | MARTIN | Franklin | 9059008 | 3 |  | 1994-04-29 |  | 1994-04-29 |  | Removed from Ground | Gas (Historical Use) | 3000 | Steel-Impressed Current | 1984-01-01 | 2003-04-16 | Cathodically Protected | Safe Suction (Euro)
ASHLAND CORNERS | 6750 BOLD SPRINGS ROAD | COMMERCE | Franklin | 9059032 | 1 |  | 1998-11-23 | FALSE | 1998-11-23 | FALSE | Permanently Out of Use - historical purposes | Gas (Historical Use) | 6000 | Steel-Impressed Current | 1989-04-27 |  |  | Pressurized
CIRCLE K #2059 | GA HWY 17 | MARTIN | Franklin | 9059008 | 2 |  | 1994-04-29 |  | 1994-04-29 |  | Removed from Ground | Gas (Historical Use) | 8000 | Steel-Impressed Current | 1984-01-01 | 2003-04-16 | Cathodically Protected | Pressurized
ROYSTON CHEVRON | 703 FRANKLIN SPRINGS ST | ROYSTON | Franklin | 590009 | 2 | [5 empty] | Removed from Ground | Gas (Historical Use) | 4000 | Bare Steel | 1965-02-23 | 1986-06-13 | Galvanized Steel
ROYSTON CHEVRON | 703 FRANKLIN SPRINGS ST | ROYSTON | Franklin | 590009 | 4 | [5 empty] | Removed from Ground | Diesel | 2000 | Bare Steel | 1979-06-01 | 1979-06-01 | Galvanized Steel
ROYSTON CHEVRON | 703 FRANKLIN SPRINGS ST | ROYSTON | Franklin | 590009 | 5 |  | 1994-08-01 | FALSE | 1994-08-01 | FALSE | Temporarily out of use | Diesel | 6000 | Galvanic (STIP-3) | 1986-01-01 |  |  | Pressurized
ROYSTON CHEVRON | 703 FRANKLIN SPRINGS ST | ROYSTON | Franklin | 590009 | 7 |  | 1994-08-01 | FALSE | 1994-08-01 | FALSE | Temporarily out of use | Gas (Historical Use) | 10000 | Composite | 1994-08-19 |  | Fiberglass Reinforced Plastic | Pressurized
ROYSTON CHEVRON | 703 FRANKLIN SPRINGS ST | ROYSTON | Franklin | 590009 | 3 | [5 empty] | Removed from Ground | Gas (Historical Use) | 6000 | Bare Steel | 1980-02-20 | 1986-06-10 | Galvanized Steel
ROYSTON CHEVRON | 703 FRANKLIN SPRINGS ST | ROYSTON | Franklin | 590009 | 1 | [5 empty] | Removed from Ground | Gas (Historical Use) | 4000 | Bare Steel | 1965-02-23 | 1986-06-13 | Galvanized Steel
ROYSTON CHEVRON | 703 FRANKLIN SPRINGS ST | ROYSTON | Franklin | 590009 | 6 |  | 1994-08-01 | FALSE | 1994-08-01 | FALSE | Temporarily out of use | Gas (Historical Use) | 6000 | Galvanic (STIP-3) | 1986-01-01 |  |  | Pressurized
Delta Air Lines - General Offices | 1020 Delta Boulevard | Hapeville | Fulton | UST-SLOC-310016 | 46 |  |  | TRUE |  | TRUE | Removed from Ground | Used Oil | 500 | Bare Steel | 1980-01-01 | 1995-10-26 | Bare Steel
Delta Air Lines - General Offices | 1020 Delta Boulevard | Hapeville | Fulton | UST-SLOC-310016 | 46 |  |  | TRUE |  | TRUE | Removed from Ground | Used Oil | 500 | Bare Steel | 1980-01-01 | 1995-10-26 | Bare Steel
BP | 135 University Avenue SW | Atlanta | Fulton | 10002930 | 2A | Flapper Valve | 2018-09-13 | FALSE | 2018-09-13 | FALSE | Currently in Use | Premium | 6000 | Composite Double Walled | 2018-09-13 |  | Double-Walled Fiberglass | Pressurized
QuikTrip #800 | 4975 Windward Pkwy | Alpharetta | Fulton | 10003116 | 1 | Flapper Valve |  | FALSE |  | FALSE | Currently in Use | Regular | 15000 | Fiberglass Double Walled | 2020-10-22 |  | Double-Walled Fiberglass | Pressurized
Delta Air Lines - General Offices | 1020 Delta Boulevard | Hapeville | Fulton | UST-SLOC-9060189 | 675 | Overfill Alarm | 1991-11-01 | FALSE | 1991-11-01 | FALSE | Currently in Use | Diesel | 20000 | Fiberglass Double Walled | 1991-11-19 |  | Double-Walled Fiberglass | Pressurized
Delta Air Lines - General Offices | 1020 Delta Boulevard | Hapeville | Fulton | UST-SLOC-9060189 | 675 | Overfill Alarm | 1991-11-01 | FALSE | 1991-11-01 | FALSE | Currently in Use | Diesel | 20000 | Fiberglass Double Walled | 1991-11-19 |  | Double-Walled Fiberglass | Pressurized
Delta Air Lines - General Offices | 1020 Delta Boulevard | Hapeville | Fulton | UST-SLOC-9060189 | 674 | Overfill Alarm | 1991-11-01 | FALSE | 1991-11-01 | FALSE | Currently in Use | Diesel | 20000 | Fiberglass Double Walled | 1991-11-19 |  | Double-Walled Fiberglass | Pressurized
Delta Air Lines - General Offices | 1020 Delta Boulevard | Hapeville | Fulton | UST-SLOC-9060189 | 674 | Overfill Alarm | 1991-11-01 | FALSE | 1991-11-01 | FALSE | Currently in Use | Diesel | 20000 | Fiberglass Double Walled | 1991-11-19 |  | Double-Walled Fiberglass | Pressurized
Delta Air Lines - General Offices | 1020 Delta Boulevard | Hapeville | Fulton | UST-SLOC-310016 | 45 | [5 empty] | Removed from Ground | Gas (Historical Use) | 10000 | Bare Steel | 1980-01-01 | 1997-08-01 | Bare Steel
Delta Air Lines - General Offices | 1020 Delta Boulevard | Hapeville | Fulton | UST-SLOC-310016 | 45 | [5 empty] | Removed from Ground | Gas (Historical Use) | 10000 | Bare Steel | 1980-01-01 | 1997-08-01 | Bare Steel
Delta Air Lines - General Offices | 1020 Delta Boulevard | Hapeville | Fulton | UST-SLOC-600411 | 32 | Flapper Valve | 1997-11-01 | FALSE | 1997-11-01 | FALSE | Currently in Use | Diesel | 15000 | Tank Jacket | 1983-05-09 |  | Copper | Safe Suction (Euro)
Delta Air Lines - General Offices | 1020 Delta Boulevard | Hapeville | Fulton | UST-SLOC-600411 | 32 | Flapper Valve | 1997-11-01 | FALSE | 1997-11-01 | FALSE | Currently in Use | Diesel | 15000 | Tank Jacket | 1983-05-09 |  | Copper | Safe Suction (Euro)
QuikTrip #800 | 4975 Windward Pkwy | Alpharetta | Fulton | 10003116 | 2 | Flapper Valve | 2021-02-01 | FALSE | 2021-01-01 | FALSE | Currently in Use | Regular | 15000 | Fiberglass Double Walled | 2020-10-22 |  | Double-Walled Fiberglass | Pressurized
Delta Air Lines - General Offices | 1020 Delta Boulevard | Hapeville | Fulton | UST-SLOC-310016 | 18 | [5 empty] | Removed from Ground | Gas (Historical Use) | 10000 | Bare Steel | 1980-05-09 | 1997-08-01 | Bare Steel
Delta Air Lines - General Offices | 1020 Delta Boulevard | Hapeville | Fulton | UST-SLOC-310016 | 18 | [5 empty] | Removed from Ground | Gas (Historical Use) | 10000 | Bare Steel | 1980-05-09 | 1997-08-01 | Bare Steel
Delta Air Lines - General Offices | 1020 Delta Boulevard | Hapeville | Fulton | UST-SLOC-600411 | 31 | Flapper Valve | 1997-11-01 | FALSE | 1997-11-01 | FALSE | Currently in Use | Diesel | 15000 | Tank Jacket | 1983-05-09 |  | Copper | Safe Suction (Euro)
Delta Air Lines - General Offices | 1020 Delta Boulevard | Hapeville | Fulton | UST-SLOC-600411 | 31 | Flapper Valve | 1997-11-01 | FALSE | 1997-11-01 | FALSE | Currently in Use | Diesel | 15000 | Tank Jacket | 1983-05-09 |  | Copper | Safe Suction (Euro)
Delta Air Lines - General Offices | 1020 Delta Boulevard | Hapeville | Fulton | UST-SLOC-310016 | 381 |  | 1992-05-01 | FALSE | 1992-05-01 | FALSE | Closed in Ground | Diesel | 12000 | Fiberglass | 1992-05-07 |  | Double-Walled Flex | Safe Suction (Euro)
Delta Air Lines - General Offices | 1020 Delta Boulevard | Hapeville | Fulton | UST-SLOC-310016 | 381 |  | 1992-05-01 | FALSE | 1992-05-01 | FALSE | Closed in Ground | Diesel | 12000 | Fiberglass | 1992-05-07 |  | Double-Walled Flex | Safe Suction (Euro)
Delta Air Lines - General Offices | 1020 Delta Boulevard | Hapeville | Fulton | UST-SLOC-9060189 | 677 | Overfill Alarm | 1991-11-01 | FALSE | 1991-11-01 | FALSE | Currently in Use | Diesel | 20000 | Fiberglass Double Walled | 1991-11-19 |  | Double-Walled Fiberglass | Pressurized
Delta Air Lines - General Offices | 1020 Delta Boulevard | Hapeville | Fulton | UST-SLOC-9060189 | 677 | Overfill Alarm | 1991-11-01 | FALSE | 1991-11-01 | FALSE | Currently in Use | Diesel | 20000 | Fiberglass Double Walled | 1991-11-19 |  | Double-Walled Fiberglass | Pressurized
QuikTrip #800 | 4975 Windward Pkwy | Alpharetta | Fulton | 10003116 | 3 | Flapper Valve | 2021-02-01 | FALSE | 2021-01-01 | FALSE | Currently in Use | E-0 | 15000 | Fiberglass Double Walled | 2020-10-22 |  | Double-Walled Fiberglass | Pressurized
Delta Air Lines - General Offices | 1020 Delta Boulevard | Hapeville | Fulton | UST-SLOC-9060189 | 676 | Overfill Alarm | 1991-11-01 | FALSE | 1991-11-01 | FALSE | Currently in Use | Diesel | 20000 | Fiberglass Double Walled | 1991-11-19 |  | Double-Walled Fiberglass | Pressurized
Delta Air Lines - General Offices | 1020 Delta Boulevard | Hapeville | Fulton | UST-SLOC-9060189 | 676 | Overfill Alarm | 1991-11-01 | FALSE | 1991-11-01 | FALSE | Currently in Use | Diesel | 20000 | Fiberglass Double Walled | 1991-11-19 |  | Double Walled | Pressurized
Delta Air Lines - General Offices | 1020 Delta Boulevard | Hapeville | Fulton | UST-SLOC-310016 | 45-B |  | 1997-08-01 |  | 1997-08-01 |  | Removed from Ground | Gas (Historical Use) | 10000 | Double Walled | 1997-08-01 | 2011-05-11 | Fiberglass Reinforced Plastic | Safe Suction (Euro)
Delta Air Lines - General Offices | 1020 Delta Boulevard | Hapeville | Fulton | UST-SLOC-310016 | 45-B |  | 1997-08-01 |  | 1997-08-01 |  | Removed from Ground | Gas (Historical Use) | 10000 | Double Walled | 1997-08-01 | 2011-05-11 | Fiberglass Reinforced Plastic | Safe Suction (Euro)
Delta Air Lines - General Offices | 1020 Delta Boulevard | Hapeville | Fulton | UST-SLOC-310016 | 3 | [5 empty] | Removed from Ground | Diesel | 10000 | Bare Steel | 1980-05-09 | 1899-12-31 | Bare Steel
Delta Air Lines - General Offices | 1020 Delta Boulevard | Hapeville | Fulton | UST-SLOC-310016 | 3 | [5 empty] | Removed from Ground | Diesel | 10000 | Bare Steel | 1980-05-09 | 1899-12-31 | Bare Steel
BP | 135 University Avenue SW | Atlanta | Fulton | 10002930 | 1 | Flapper Valve | 2018-09-13 | FALSE | 2018-09-13 | FALSE | Currently in Use | Regular | 15000 | Composite Double Walled | 2018-09-13 |  | Double-Walled Fiberglass | Pressurized
BP | 135 University Avenue SW | Atlanta | Fulton | 10002930 | 2B | Flapper Valve | 2018-09-13 | FALSE | 2018-09-13 | FALSE | Currently in Use | Diesel On Road | 5000 | Composite Double Walled | 2018-09-13 |  | Double-Walled Fiberglass | Pressurized
BP | 135 University Avenue SW | Atlanta | Fulton | 10002930 | 2C | Flapper Valve | 2018-09-13 | FALSE | 2018-09-13 | FALSE | Currently in Use | E-0 | 4000 | Composite Double Walled | 2018-09-13 |  | Double-Walled Fiberglass | Pressurized
QuikTrip #800 | 4975 Windward Pkwy | Alpharetta | Fulton | 10003116 | 4 | Flapper Valve | 2021-02-01 | FALSE | 2021-01-01 | FALSE | Currently in Use | Premium | 15000 | Fiberglass Double Walled | 2020-10-22 |  | Double-Walled Fiberglass | Pressurized
QuikTrip #800 | 4975 Windward Pkwy | Alpharetta | Fulton | 10003116 | 5 | Flapper Valve | 2021-02-01 | FALSE | 2021-01-01 | FALSE | Currently in Use | Diesel | 15000 | Fiberglass Double Walled | 2020-10-22 |  | Double-Walled Fiberglass | Pressurized
Delta Air Lines - General Offices | 1020 Delta Boulevard | Hapeville | Fulton | UST-SLOC-310016 | 17 | [5 empty] | Removed from Ground | Diesel | 10000 | Bare Steel | 1980-05-09 | 1997-08-01 | Galvanized Steel
Delta Air Lines - General Offices | 1020 Delta Boulevard | Hapeville | Fulton | UST-SLOC-310016 | 17 | [5 empty] | Removed from Ground | Diesel | 10000 | Bare Steel | 1980-05-09 | 1997-08-01 | Galvanized Steel
TUNE-UP CLINIC | 1577 HOLCOMB BRIDGE RD | ROSWELL | Fulton | 601397 | 368172 |  |  |  | 1993-09-20 |  | Closed in Ground | Other | 550 | Cathodically Protected Steel | 1987-01-01 | 2000-02-28 | Bare Steel | Suction (American)
CIRCLE K #8435/7-ELEVEN STORE 14 | 1470 HOLCOMB BRIDGE RD | ROSWELL | Fulton | 600709 | 3 | [5 empty] | Removed from Ground | Gas (Historical Use) | 6000 | Bare Steel | 1976-03-01 | 1993-08-27 | Galvanized Steel | Pressurized
TUNE-UP CLINIC | 1577 HOLCOMB BRIDGE RD | ROSWELL | Fulton | 601397 | 368170 |  |  |  | 1993-09-20 |  | Closed in Ground | Other | 550 | Cathodically Protected Steel | 1987-01-01 | 2000-02-28 | Bare Steel | Suction (American)
FULTON CO/JOHNS CREEK W&PCP | 8100 RIVERBIRCH DR | ROSWELL | Fulton | 600234 | 1 | [5 empty] | Removed from Ground | Diesel | 2000 | Bare Steel | 1980-04-30 | 1998-04-10 | Galvanized Steel | Safe Suction (Euro)
FULTON CO/BALL MILL CRK PUMP STA | 1500 RIVERSIDE ROAD | ROSWELL | Fulton | 601111 | 1 | [5 empty] | Removed from Ground | Diesel | 1200 | Bare Steel | 1976-05-01 | 2005-09-27 | Bare Steel
CHEVRON FOODS | 680 HOLCOMB BRIDGE RD | ROSWELL | Fulton | 601079 | 2 | [5 empty] | Removed from Ground | Gas (Historical Use) | 8000 | Bare Steel | 1976-04-25 | 1987-01-01 | Galvanized Steel
HOLCOMBE BRIDGE 01778 LLC | 1468 HOLCOMB BRIDGE RD | ROSWELL | Fulton | 600807 | 9 | Flapper Valve | 2006-02-09 | TRUE | 2006-02-09 | FALSE | Currently in Use | Regular | 10000 | Fiberglass Double Walled | 2005-12-21 |  | Double-Walled Flex | Pressurized
HOLCOMBE BRIDGE 01778 LLC | 1468 HOLCOMB BRIDGE RD | ROSWELL | Fulton | 600807 | 6 |  | 1988-04-01 |  | 1988-04-01 |  | Removed from Ground | Gas (Historical Use) | 10000 | Fiberglass | 1988-04-25 | 2005-12-16 | Fiberglass Reinforced Plastic | Pressurized
HOLCOMBE BRIDGE 01778 LLC | 1468 HOLCOMB BRIDGE RD | ROSWELL | Fulton | 600807 | 8 | [5 empty] | Removed from Ground | Gas (Historical Use) | 10000 | Not Marked/Unknown | 2005-12-07 | 2005-12-16 | Not Marked
UNITED BMW OF ROSWELL | 11458 ALPHARETTA HWY | ROSWELL | Fulton | 600501 | 2 | [5 empty] | Removed from Ground | Other | 550 | Bare Steel | 1984-04-22 | 1997-05-01 | Galvanized Steel | Pressurized
SHELL FOOD MART | 685 HOLCOMB BRIDGE RD | ROSWELL | Fulton | 601182 | 2 | Flapper Valve | 1995-08-18 | FALSE | 1995-08-18 | FALSE | Currently in Use | Premium | 12000 | Fiberglass | 1982-04-18 |  | Double-Walled Fiberglass | Pressurized
HOLCOLMB BRIDGE ROAD 06285 LLC | 1465 HOLCOMB BRIDGE RD | ROSWELL | Fulton | 601081 | 1 | Flapper Valve | 1996-12-12 | FALSE | 1996-12-12 | FALSE | Currently in Use | Premium | 10000 | Steel-Impressed Current | 1981-04-24 |  | Double-Walled Fiberglass | Pressurized
UNITED BMW OF ROSWELL | 11458 ALPHARETTA HWY | ROSWELL | Fulton | 600501 | 4 | Flapper Valve | 2003-01-14 | FALSE | 2002-12-20 | FALSE | Currently in Use | Premium | 10000 | Composite Double Walled | 2002-12-18 |  | Double-Walled Fiberglass | Safe Suction (Euro)
HOLCOLMB BRIDGE ROAD 06285 LLC | 1465 HOLCOMB BRIDGE RD | ROSWELL | Fulton | 601081 | 3 | Flapper Valve | 1996-12-12 | FALSE | 1996-12-12 | FALSE | Currently in Use | Regular | 10000 | Steel-Impressed Current | 1981-04-24 |  | Double-Walled Fiberglass | Pressurized
HOLCOMB BRIDGE SHELL | 2250 HOLCOMB BRIDGE RD | ROSWELL | Fulton | 9060836 | 3 | Ball Float | 2007-10-01 | FALSE | 2007-10-01 | FALSE | Currently in Use | Diesel | 10000 | Composite | 2007-10-01 |  | Double-Walled Flex | Pressurized
HORSESHOE BEN COUNTRY CLUB | 2100 STEEPLECHASE LANE | ROSWELL | Fulton | 9060555 | 2EAST | [5 empty] | Removed from Ground | Gas (Historical Use) | 1000 | Bare Steel | 1972-05-14 | 1998-01-15 | Bare Steel | Safe Suction (Euro)
BP Gas Station | 1190 OLD ROSWELL RD | ROSWELL | Fulton | 9060663 | 1 | Flapper Valve | 1996-04-01 | FALSE | 1996-04-01 | FALSE | Currently in Use | Regular | 15000 | Fiberglass | 1996-04-08 |  | Fiberglass Reinforced Plastic | Pressurized
HOLCOMBE BRIDGE 01778 LLC | 1468 HOLCOMB BRIDGE RD | ROSWELL | Fulton | 600807 | 2 | [5 empty] | Removed from Ground | Gas (Historical Use) | 10000 | Bare Steel | 1980-05-03 | 1988-01-01 | Galvanized Steel
E-Z SERVE #8166 | 10700 ALPHARETTA HWY | ROSWELL | Fulton | 600716 | 1 |  | 1998-05-21 |  | 1998-05-21 |  | Removed from Ground | Gas (Historical Use) | 12000 | Steel-Impressed Current | 1978-01-01 | 2003-03-12 | Cathodically Protected | Pressurized
UNKNOWN | 563 MEMORIAL DRIVE | ATLANTA | Fulton | 10000593 | 3 |  |  | FALSE |  | FALSE | Removed from Ground | Gas (Historical Use) | 1000 | Bare Steel | 1950-01-01 | 2006-06-01
878 MURPHY AVENUE | 878 MURPHY AVENUE | ATLANTA | Fulton | 10000846 | 1 |  |  | FALSE |  | FALSE | Removed from Ground | Not Marked/Tank Removed | 1000 | Bare Steel | 2005-02-10 | 2005-02-10
ZIVEN LALWOOD LLC | 1917 PRYOR RD SW | ATLANTA | Fulton | 10001210 | 2A | Ball Float | 2006-05-01 | FALSE | 2006-05-01 | FALSE | Currently in Use | Premium | 6000 | Epoxy | 2006-05-01 |  | Double-Walled Fiberglass | Pressurized
FORMER GASOLINE STATION SITE | 363 MEMORIAL DRIVE SE | ATLANTA | Fulton | 10000843 | 3 |  |  | FALSE |  | FALSE | Removed from Ground | Gas (Historical Use) | 5000 | Bare Steel | 2005-02-17 | 2005-02-17 | Bare Steel
UNKNOWN | 563 MEMORIAL DRIVE | ATLANTA | Fulton | 10000593 | 4 |  |  | FALSE |  | FALSE | Removed from Ground | Gas (Historical Use) | 1000 | Bare Steel | 1950-01-01 | 2006-06-01
HOLCOMBE BRIDGE 01778 LLC | 1468 HOLCOMB BRIDGE RD | ROSWELL | Fulton | 600807 | 10 | Flapper Valve | 2006-02-09 | FALSE | 2006-02-09 | FALSE | Currently in Use | Regular | 10000 | Fiberglass Double Walled | 2005-12-21 |  | Double-Walled Flex | Pressurized
HOLCOMBE BRIDGE 01778 LLC | 1468 HOLCOMB BRIDGE RD | ROSWELL | Fulton | 600807 | 11 | Flapper Valve | 2006-02-09 | FALSE | 2006-02-09 | FALSE | Currently in Use | Premium | 10000 | Fiberglass Double Walled | 2005-12-21 |  | Double-Walled Flex | Pressurized
LUMMUS SUPPLY CO | 11700 ALPHARETTA HWY | ROSWELL | Fulton | 600623 | 1 | [5 empty] | Removed from Ground | Diesel | 1000 | Bare Steel | 1973-04-17 | 1989-03-10 | Galvanized Steel
ROSWELL MAZDA | 11185 ALPHARETTA HWY | ROSWELL | Fulton | 600434 | 2 |  |  | TRUE |  | TRUE | Removed from Ground | Used Oil | 550 | Double Walled | 1987-01-01 | 2003-09-08 | Cathodically Protected | Gravity Fed
HOLCOMB BRIDGE SHELL | 2250 HOLCOMB BRIDGE RD | ROSWELL | Fulton | 9060836 | 1 | Ball Float | 2000-05-01 | FALSE | 2000-05-01 | FALSE | Currently in Use | Regular | 20000 | Composite | 2000-05-01 |  | Double-Walled Flex | Pressurized
AUTO CARE CENTER | 1177 ALPHARETTA STREET | ROSWELL | Fulton | 9060722 | TK-1 | [5 empty] | Removed from Ground | Other | 500 | Bare Steel | 1984-01-01 | 1998-04-16 | Bare Steel
FIRST UNION NATIONAL BANK/FORMER | 11560 ALPHARETTA HWY | ROSWELL | Fulton | 9060275 | 1 |  |  | TRUE |  | TRUE | Removed from Ground | Used Oil | 0 | Bare Steel |  | 1899-12-31 | Bare Steel
ROSWELL AUTO CENTER | 10705 HOUZE RD | ROSWELL | Fulton | 9060232 | 1 |  |  | TRUE |  | TRUE | Removed from Ground | Used Oil | 500 | Bare Steel | 1983-08-10 | 1992-01-01 | Galvanized Steel | Gravity Fed
HONDA CARLAND | 11085 ALPHARETTA HWY | ROSWELL | Fulton | 9060193 | 2 |  |  | TRUE |  | TRUE | Removed from Ground | Used Oil | 1000 | Cathodically Protected Steel | 1986-01-01 | 1996-05-01 | Galvanized Steel
HOLCOMB BRIDGE CHEVRON, INC | 1360 HOLCOMB BRIDGE RD | ROSWELL | Fulton | 9060195 | 2 | [5 empty] | Removed from Ground | Gas (Historical Use) | 10000 | Cathodically Protected Steel | 1972-01-01 | 1990-01-22 | Fiberglass Reinforced Plastic
HOLCOMB BRIDGE CHEVRON, INC | 1360 HOLCOMB BRIDGE RD | ROSWELL | Fulton | 9060195 | 8 | Ball Float | 1993-12-15 | FALSE | 1993-12-15 | FALSE | Removed from Ground | Diesel | 10000 | Fiberglass Double Walled | 1990-01-25 |  | Fiberglass Reinforced Plastic | Pressurized
Citgo Foodmart | 1597 HOLCOMB BRIDGE RD | ROSWELL | Fulton | 9060197 | 1 |  | 1998-05-21 | FALSE | 1998-05-21 | FALSE | Currently in Use | Gas (Historical Use) | 8000 | Steel-Impressed Current | 1976-01-01 |  | Fiberglass Reinforced Plastic | Pressurized
JACKSON ACCURA | 10900 ALPHARETTA HWY | ROSWELL | Fulton | 10001476 | 1 | Ball Float | 2006-01-28 | FALSE | 2006-01-28 | FALSE | Currently in Use | Regular | 12000 | Composite Double Walled | 2006-01-28 |  | Double-Walled Flex | Pressurized
HENNESSY PORSCHE NORTH ATLANTA | 990 MANSELL RD | ROSWELL | Fulton | 10002045 | 2R | Flapper Valve | 2014-08-22 | FALSE | 2014-08-22 | FALSE | Currently in Use | Premium | 4000 | Composite Double Walled | 2014-08-22 |  | Double-Walled Fiberglass | Pressurized
KROGER - 431 | 570 E CROSSVILLE RD | ROSWELL | Fulton | 10002269 | 1 | Ball Float | 2013-08-22 | FALSE | 2013-02-15 | FALSE | Currently in Use | Gas (Historical Use) | 20000 | Fiberglass | 2013-08-22 |  | Double-Walled Flex | Pressurized
E-Z SERVE #8166 | 10700 ALPHARETTA HWY | ROSWELL | Fulton | 600716 | 2 |  | 1998-05-21 |  | 1998-05-21 |  | Removed from Ground | Gas (Historical Use) | 12000 | Steel-Impressed Current | 1978-01-01 | 2003-03-12 | Cathodically Protected | Pressurized
ROSWELL MAZDA | 11185 ALPHARETTA HWY | ROSWELL | Fulton | 600434 | 1 | [5 empty] | Removed from Ground | Gas (Historical Use) | 550 | Double Walled | 1987-01-01 | 1998-06-10 | Cathodically Protected
SHELL FOOD MART | 685 HOLCOMB BRIDGE RD | ROSWELL | Fulton | 601182 | 1 | Flapper Valve | 1995-08-18 | FALSE | 1995-08-18 | FALSE | Currently in Use | Regular | 12000 | Fiberglass | 1982-04-18 |  | Double-Walled Fiberglass | Pressurized
BST/HOUZE RD SOC F5564 | 10775 HOUZE RD | ROSWELL | Fulton | 601033 | 2 | [5 empty] | Removed from Ground | Gas (Historical Use) | 4000 | Bare Steel | 1973-01-01 | 1986-10-12 | Unknown | Pressurized
GAS EXPRESS #249 | 1105 HOLCOMB BRIDGE RD | ROSWELL | Fulton | 600938 | 5 | Flapper Valve | 1992-06-25 | FALSE | 1992-06-25 | FALSE | Removed from Ground | Regular | 12000 | Fiberglass Double Walled | 1992-06-25 |  | Double-Walled Fiberglass | Pressurized
GAS EXPRESS #249 | 1105 HOLCOMB BRIDGE RD | ROSWELL | Fulton | 600938 | 4 | [5 empty] | Removed from Ground | Diesel | 10000 | Bare Steel | 1981-05-01 | 1987-01-01 | Galvanized Steel | Pressurized
Salil E Enterprise | 1100 HOLCOMB BRIDGE RD | ROSWELL | Fulton | 330067 | 1 | Flapper Valve | 1996-02-09 | FALSE | 1991-01-01 | FALSE | Currently in Use | Regular | 10000 | Galvanic (STIP-3) | 1980-04-30 |  | Fiberglass Reinforced Plastic | Pressurized
FIRST UNION NATIONAL BANK/FORMER | 11560 ALPHARETTA HWY | ROSWELL | Fulton | 9060275 | 2 |  |  | TRUE |  | TRUE | Removed from Ground | Used Oil | 300 | Marked Unknown |  | 1899-12-31 | Bare Steel
ROSWELL JEEP EAGLE | 11100 ALPHARETTA HWY | ROSWELL | Fulton | 9060395 | 1AST |  |  | TRUE |  | TRUE | Currently in Use | Used Oil | 0 | Not Marked/Unknown |  |  | Not Marked
CIRCLE K #8435/7-ELEVEN STORE 14 | 1470 HOLCOMB BRIDGE RD | ROSWELL | Fulton | 600709 | 2 | [5 empty] | Removed from Ground | Gas (Historical Use) | 10000 | Bare Steel | 1976-03-01 | 1993-08-27 | Galvanized Steel | Pressurized
GAS EXPRESS #249 | 1105 HOLCOMB BRIDGE RD | ROSWELL | Fulton | 600938 | 6 | Flapper Valve | 1992-06-25 | FALSE | 1992-06-25 | FALSE | Removed from Ground | Plus | 12000 | Fiberglass Double Walled | 1992-06-25 |  | Double-Walled Fiberglass | Pressurized
CHEVRON FOODS | 680 HOLCOMB BRIDGE RD | ROSWELL | Fulton | 601079 | 5 | Ball Float | 1987-01-01 |  | 1987-01-01 |  | Removed from Ground | Gas (Historical Use) | 10000 | Galvanic (STIP-3) | 1987-01-01 | 2016-08-30 | Galvanized Steel | Pressurized
HOLCOMBE BRIDGE 01778 LLC | 1468 HOLCOMB BRIDGE RD | ROSWELL | Fulton | 600807 | 7 |  | 1988-04-01 |  | 1988-04-01 |  | Removed from Ground | Gas (Historical Use) | 10000 | Fiberglass | 1988-04-25 | 2005-12-16 | Fiberglass Reinforced Plastic | Pressurized
HOLCOMBE BRIDGE 01778 LLC | 1468 HOLCOMB BRIDGE RD | ROSWELL | Fulton | 600807 | 3 | [5 empty] | Removed from Ground | Gas (Historical Use) | 10000 | Bare Steel | 1980-05-03 | 1988-01-01 | Galvanized Steel
KMART #3487 | 606 HOLCOMB BRIDGE RD | ROSWELL | Fulton | 600559 | 1 |  |  | TRUE |  | TRUE | Removed from Ground | Used Oil | 1000 | Bare Steel | 1978-08-01 | 1992-04-23 | Galvanized Steel | Gravity Fed
NALLEY TOYOTA OF ROSWELL | 11130 ALPHARETTA HWY | ROSWELL | Fulton | 330618 | 1 |  |  | TRUE |  | TRUE | Removed from Ground | Used Oil | 1000 | Cathodically Protected Steel | 1981-12-21 | 2011-11-16 | Cathodically Protected | Gravity Fed
HOLCOMB BRIDGE SHELL | 2250 HOLCOMB BRIDGE RD | ROSWELL | Fulton | 9060836 | 2 | Ball Float | 2000-05-01 | FALSE | 2000-05-01 | FALSE | Currently in Use | Premium | 12000 | Composite | 2000-05-01 |  | Double-Walled Flex | Pressurized
ABCDP INC | 11720 ALPHARETTA HWY | ROSWELL | Fulton | 9060762 | 1 |  | 1998-10-28 | FALSE | 1998-10-28 | FALSE | Currently in Use | Regular | 15000 | Fiberglass Double Walled | 1998-10-28 |  | Fiberglass Reinforced Plastic | Pressurized
AUTO CARE CENTER | 1177 ALPHARETTA STREET | ROSWELL | Fulton | 9060722 | TK-3 | [5 empty] | Removed from Ground | Other | 500 | Bare Steel | 1998-04-16 | 1998-04-16 | Bare Steel
WELLSTAR NORTH FULTON MEDICAL CENTER | 3000 HOSPITAL BLVD | ROSWELL | Fulton | 9060419 | 3 | Flapper Valve |  | FALSE | 1997-02-15 | FALSE | Currently in Use | Diesel | 8000 | Composite | 1997-02-15 |  | Double-Walled Fiberglass | Safe Suction (Euro)
HOLCOMB BRIDGE CHEVRON, INC | 1360 HOLCOMB BRIDGE RD | ROSWELL | Fulton | 9060195 | 3 | [5 empty] | Removed from Ground | Gas (Historical Use) | 5000 | Cathodically Protected Steel | 1972-01-01 | 1990-01-22 | Fiberglass Reinforced Plastic
TARGET STORE #T-370 | 610 HOLCOMB BRIDGE RD | ROSWELL | Fulton | 9060200 | 1 |  |  | TRUE |  | TRUE | Removed from Ground | Used Oil | 500 | Bare Steel | 1980-01-01 | 1899-12-31 | Galvanized Steel
US POSTAL SERVICE | 8920 EVES RD | ROSWELL | Fulton | 9060203 | 1 | [5 empty] | Removed from Ground | Gas (Historical Use) | 12000 | Double Walled | 1988-03-01 | 1994-11-02 | Fiberglass Reinforced Plastic
WELLSTAR NORTH FULTON MEDICAL CENTER | 3000 HOSPITAL BLVD | ROSWELL | Fulton | 9060419 | 1 | [5 empty] | Removed from Ground | Diesel | 5000 | Bare Steel | 1983-04-04 | 1997-01-25 | Copper | Suction (American)
TOM TRONCALLI JAGUAR/SAAB/CHRYSL | 11505 ALPHARETTA HWY | ROSWELL | Fulton | 9060347 | 1 |  |  | TRUE |  | TRUE | Removed from Ground | Used Oil | 1000 | Bare Steel | 1994-04-15 | 1994-04-15 | Galvanized Steel | Gravity Fed
ROSWELL LINCOLN-MERCURY (FORMER) | 11446 ALPHARETTA RD | ROSWELL | Fulton | 9060236 | 4 |  |  | TRUE |  | TRUE | Removed from Ground | Used Oil | 1000 | Cathodically Protected Steel | 1987-01-01 | 1991-05-10 | Galvanized Steel
ROSWELL LINCOLN-MERCURY (FORMER) | 11446 ALPHARETTA RD | ROSWELL | Fulton | 9060236 | 1 | [5 empty] | Removed from Ground | Gas (Historical Use) | 8200 | Marked Unknown | 1991-05-10 | 1991-05-10 | Unknown
Citgo Foodmart | 1597 HOLCOMB BRIDGE RD | ROSWELL | Fulton | 9060197 | 2 |  | 1998-05-21 | FALSE | 1998-05-21 | FALSE | Currently in Use | Gas (Historical Use) | 8000 | Steel-Impressed Current | 1976-01-01 |  | Fiberglass Reinforced Plastic | Pressurized
HENNESSY PORSCHE NORTH ATLANTA | 990 MANSELL RD | ROSWELL | Fulton | 10002045 | 1 | Ball Float | 2011-12-01 | FALSE | 2011-12-01 | FALSE | Removed from Ground | Gas (Historical Use) | 8000 | Composite Double Walled | 2011-12-01 | 2014-08-20 | Double-Walled Fiberglass | Pressurized
KROGER - 431 | 570 E CROSSVILLE RD | ROSWELL | Fulton | 10002269 | 2B | Ball Float | 2013-08-22 | FALSE | 2013-02-15 | FALSE | Currently in Use | Gas (Historical Use) | 8000 | Fiberglass | 2013-08-22 |  | Double-Walled Flex | Pressurized
DIAL CALL INC | 6600 PEACHTREE DUNWOODY ROAD | ATLANTA | Fulton | 10000687 | 1 |  |  | FALSE |  | FALSE | Removed from Ground | Diesel | 2000 | Bare Steel | 1996-01-01 | 1996-01-01
NO FACILITY NAME/CLOSED 1940'S | 6201 ROSWELL RD | ATLANTA | Fulton | 9060210 | 1 | [5 empty] | Removed from Ground | Other | 500 | Bare Steel | 1992-03-10 | 1992-03-10 | Not Marked
UNITED BMW OF ROSWELL | 11458 ALPHARETTA HWY | ROSWELL | Fulton | 600501 | 3 |  |  | TRUE |  | TRUE | Removed from Ground | Used Oil | 1500 | Bare Steel | 1984-04-22 | 1997-05-01 | Galvanized Steel | Pressurized
SHELL FOOD MART | 685 HOLCOMB BRIDGE RD | ROSWELL | Fulton | 601182 | 3 | Flapper Valve | 1995-08-18 | FALSE | 1995-08-18 | FALSE | Currently in Use | Diesel | 12000 | Fiberglass | 1982-04-18 |  | Double-Walled Fiberglass | Pressurized
Salil E Enterprise | 1100 HOLCOMB BRIDGE RD | ROSWELL | Fulton | 330067 | 3 | Flapper Valve | 1996-02-09 | FALSE | 1991-01-01 | FALSE | Currently in Use | Premium | 10000 | Galvanic (STIP-3) | 1980-04-30 |  | Fiberglass Reinforced Plastic | Pressurized
AUTO CARE CENTER | 1177 ALPHARETTA STREET | ROSWELL | Fulton | 9060722 | TK-2 | [5 empty] | Removed from Ground | Other | 500 | Bare Steel | 1998-04-16 | 1998-04-16 | Bare Steel
UNITED BMW OF ROSWELL | 11458 ALPHARETTA HWY | ROSWELL | Fulton | 600501 | 1 | [5 empty] | Removed from Ground | Gas (Historical Use) | 1000 | Fiberglass | 1984-04-22 | 1997-05-01 | Double-Walled Fiberglass | Safe Suction (Euro)
TUNE-UP CLINIC | 1577 HOLCOMB BRIDGE RD | ROSWELL | Fulton | 601397 | 368171 |  |  | TRUE | 1993-09-20 | TRUE | Closed in Ground | Used Oil | 550 | Cathodically Protected Steel | 1987-01-01 | 2000-02-28 | Bare Steel | Gravity Fed
NALLEY TOYOTA OF ROSWELL | 11130 ALPHARETTA HWY | ROSWELL | Fulton | 330618 | 3 |  | 1998-12-22 | TRUE | 1998-12-22 | TRUE | Removed from Ground | Used Oil | 1000 | Cathodically Protected Steel | 1985-12-20 | 2011-11-16 | Cathodically Protected | Suction (American)
NALLEY LEXUS | 980 MANSELL RD | ROSWELL | Fulton | 9060857 | 1 | Flapper Valve | 2020-12-01 | FALSE | 2000-01-01 | FALSE | Currently in Use | Premium | 10000 | Fiberglass | 2000-01-01 |  | Double-Walled Fiberglass | Pressurized
ROSWELL LINCOLN-MERCURY (FORMER) | 11446 ALPHARETTA RD | ROSWELL | Fulton | 9060236 | 3 | [5 empty] | Removed from Ground | Gas (Historical Use) | 10000 | Cathodically Protected Steel | 1987-01-01 | 1991-05-10 | Galvanized Steel
GOLD CIRCLE STORES | 608 HOLCOMB BRIDGE RD | ROSWELL | Fulton | 9060243 | 2 | [5 empty] | Removed from Ground | Gas (Historical Use) | 10000 | Marked Unknown | 1974-01-01 | 1988-09-01 | Unknown
SANDY SPRINGS FIRE STATION 52 | 135 JOHNSON FERRY RD @ SANDY SPRINGS CIR | ATLANTA | Fulton | 9060485 | 2 |  |  | FALSE |  | FALSE | Removed from Ground | Diesel | 2000 | Bare Steel | 1997-12-02 | 1997-12-02 | Bare Steel | Safe Suction (Euro)
CONCOURSE II LTD | 2 CONCOURSE PKWY | ATLANTA | Fulton | 9060068 | 1 |  | 1994-08-01 |  | 1994-08-01 |  | Removed from Ground | Diesel | 1000 | Fiberglass | 1985-01-01 | 2008-04-07 | Cathodically Protected | Safe Suction (Euro)
5995 ROSWELL LLC | 5995 ROSWELL RD | ATLANTA | Fulton | 601062 | 2 | [5 empty] | Removed from Ground | Gas (Historical Use) | 4000 | Bare Steel | 1967-04-28 | 1993-10-02 | Galvanized Steel
MCCULLOUGH AUTO CARE | 5810 ROSWELL RD | ATLANTA | Fulton | 600924 | 4 |  | 1997-07-07 | TRUE | 1997-07-07 | TRUE | Orphan- Contamination | Used Oil | 1000 | Fiberglass | 1985-04-30 |  | Fiberglass Reinforced Plastic | TOU
FORMER CONOCO 10069/FORMER KAYO | 5905 ROSWELL RD NE | ATLANTA | Fulton | 9000464 | 2 | [5 empty] | Removed from Ground | Gas (Historical Use) | 5000 | Bare Steel | 1972-04-20 | 1989-12-15 | Galvanized Steel
ROSWELL JEEP EAGLE | 11100 ALPHARETTA HWY | ROSWELL | Fulton | 9060395 | 1 |  |  | TRUE |  | TRUE | Removed from Ground | Used Oil | 550 | Bare Steel | 1986-01-01 | 1988-01-01 | Bare Steel
HOLCOMB BRIDGE CHEVRON, INC | 1360 HOLCOMB BRIDGE RD | ROSWELL | Fulton | 9060195 | 6 | Ball Float | 1993-12-15 | FALSE | 1993-12-15 | FALSE | Removed from Ground | Regular | 10000 | Fiberglass Double Walled | 1990-01-25 |  | Fiberglass Reinforced Plastic | Pressurized
HOLCOMB BRIDGE CHEVRON, INC | 1360 HOLCOMB BRIDGE RD | ROSWELL | Fulton | 9060195 | 9 | Ball Float | 2006-09-01 | TRUE | 1993-12-15 | TRUE | Removed from Ground | Used Oil | 1000 | Fiberglass Double Walled | 1990-01-25
US POSTAL SERVICE | 8920 EVES RD | ROSWELL | Fulton | 9060203 | 2 | [5 empty] | Removed from Ground | Gas (Historical Use) | 12000 | Double Walled | 1988-03-01 | 1998-09-25 | Fiberglass Reinforced Plastic
HENNESSY PORSCHE NORTH ATLANTA | 990 MANSELL RD | ROSWELL | Fulton | 10002045 | 2 | Ball Float | 2011-12-01 |  | 2011-12-01 |  | Removed from Ground | Diesel | 4000 | Composite Double Walled | 2011-12-01 | 2014-08-20 | Double-Walled Fiberglass | Pressurized
THONIS SERVICE STATION (FORMER) | CORNER OF MORELAND & HENRICO | ATLANTA | Fulton | 9060397 | 1 |  |  | FALSE |  | FALSE | Removed from Ground | Not Marked | 0 | Unknown |  | 1899-12-31 | Unknown
SANDY SPRINGS FIRE STATION 52 | 135 JOHNSON FERRY RD @ SANDY SPRINGS CIR | ATLANTA | Fulton | 9060485 | 4 | Flapper Valve | 1997-11-15 | FALSE | 1997-11-15 | FALSE | Removed from Ground | Regular | 6000 | Epoxy Double-Walled | 1997-11-15 |  | Double-Walled Fiberglass | Safe Suction (Euro)
RIVEREDGE PLACE BDG | 2000 RIVEREDGE PKWY | ATLANTA | Fulton | 9060150 | 1 | [5 empty] | Removed from Ground | Diesel | 1000 | Bare Steel | 1984-01-01 | 1996-11-11 | Bare Steel | Safe Suction (Euro)
Costco Fuel Facility (Loc.188) | 6350 PEACHTREE DUNWOODY | ATLANTA | Fulton | 9060868 | 87-1 |  | 1998-07-01 |  | 1998-07-01 |  | Currently in Use | Gas (Historical Use) | 20000 | Fiberglass Double Walled | 1998-07-01 |  | Fiberglass Reinforced Plastic | Pressurized
5995 ROSWELL LLC | 5995 ROSWELL RD | ATLANTA | Fulton | 601062 | 4 | [5 empty] | Removed from Ground | Gas (Historical Use) | 4000 | Bare Steel | 1967-04-28 | 1993-10-02 | Galvanized Steel
5995 ROSWELL LLC | 5995 ROSWELL RD | ATLANTA | Fulton | 601062 | 7 | Flapper Valve | 1993-10-01 | FALSE | 1993-10-01 | FALSE | Currently in Use | Regular | 10000 | Fiberglass | 1993-10-01 |  | Fiberglass Reinforced Plastic | Pressurized
5995 ROSWELL LLC | 5995 ROSWELL RD | ATLANTA | Fulton | 601062 | 5 | [5 empty] | Removed from Ground | Gas (Historical Use) | 8000 | Bare Steel | 1967-04-28 | 1993-10-02 | Galvanized Steel
HOLCOMBE BRIDGE 01778 LLC | 1468 HOLCOMB BRIDGE RD | ROSWELL | Fulton | 600807 | 1 | [5 empty] | Removed from Ground | Gas (Historical Use) | 10000 | Bare Steel | 1980-05-03 | 1988-01-01 | Galvanized Steel
UPS ROSWELL (UST) | 1300 OLD ELLIS RD | ROSWELL | Fulton | 9060707 | 2 | Flapper Valve | 1997-09-09 | FALSE | 1997-07-07 | FALSE | Currently in Use | Diesel | 12000 | Fiberglass Double Walled | 1997-06-12 |  | Double-Walled Flex | Pressurized
COUNTRY CLUB OF ROSWELL | 4041 REXBURGH DRIVE | ROSWELL | Fulton | 9060556 | 2 | [5 empty] | Removed from Ground | Diesel | 4000 | Bare Steel | 1979-01-01 | 1998-07-01 | Galvanized Steel | Suction (American)
HENNESSY PORSCHE NORTH ATLANTA | 990 MANSELL RD | ROSWELL | Fulton | 10002045 | 1R | Ball Float | 2014-08-22 | FALSE | 2014-08-22 | FALSE | Currently in Use | Premium | 8000 | Composite Double Walled | 2014-08-22 |  | Double-Walled Fiberglass | Pressurized
SANDY SPRINGS FIRE STATION 52 | 135 JOHNSON FERRY RD @ SANDY SPRINGS CIR | ATLANTA | Fulton | 9060485 | 1 |  |  | FALSE |  | FALSE | Removed from Ground | Gas (Historical Use) | 500 | Fiberglass | 1997-12-02 | 1997-12-02 | Bare Steel | Safe Suction (Euro)
NORTHPARK TOWN CENTER BLDG 400 | 1000 ABERNATHY RD NE STE L-2 | ATLANTA | Fulton | 9060711 | 1 | Flapper Valve | 1998-06-01 | FALSE | 1998-06-01 | FALSE | Currently in Use | Diesel | 2000 | Fiberglass | 1985-01-01 |  | Steel (Impressed Current) | Safe Suction (Euro)
DEKALB TIRE COMPANY | 6425 ROSWELL ROAD | ATLANTA | Fulton | 9044338 | 1 | [5 empty] | Removed from Ground | Gas (Historical Use) | 4000 | Not Marked/Unknown | 1996-03-12 | 1996-03-12 | Not Marked
5995 ROSWELL LLC | 5995 ROSWELL RD | ATLANTA | Fulton | 601062 | 1 | [5 empty] | Removed from Ground | Gas (Historical Use) | 4000 | Bare Steel | 1967-04-28 | 1993-10-02 | Galvanized Steel
EXXON FOOD STORE | 6180 ROSWELL ROAD NE | ATLANTA | Fulton | 601131 | 1A |  | 1988-06-01 |  | 1988-06-01 |  | Removed from Ground | Gas (Historical Use) | 12000 | Fiberglass | 1988-10-31 | 2013-07-09 | Fiberglass Reinforced Plastic | Pressurized
MCCULLOUGH AUTO CARE | 5810 ROSWELL RD | ATLANTA | Fulton | 600924 | 3 |  | 1994-09-01 | FALSE | 1994-09-01 | FALSE | Orphan- Contamination | Diesel | 10000 | Fiberglass | 1985-04-30 |  | Galvanized Steel | TOU
FORMER CONOCO 10069/FORMER KAYO | 5905 ROSWELL RD NE | ATLANTA | Fulton | 9000464 | 3 | [5 empty] | Removed from Ground | Gas (Historical Use) | 5000 | Bare Steel | 1972-04-20 | 1989-12-15 | Galvanized Steel
INTERCONTINENTAL EXCHANGE INC. | 5680 NEW NORTHSIDE DR | ATLANTA | Fulton | 602019 | 3 | Flapper Valve |  | FALSE | 1993-01-01 | FALSE | Currently in Use | Diesel | 6000 | Fiberglass Double Walled | 1993-05-01 |  | Double-Walled Flex | Suction (American)
TOM JUMPER CHEVROLET INC | 7200 ROSWELL RD | ATLANTA | Fulton | 600542 | 6 |  | 1991-01-01 |  | 1991-01-01 |  | Removed from Ground | Gas (Historical Use) | 10000 | Cathodically Protected Steel | 1991-01-04 | 1999-07-21 | Fiberglass Reinforced Plastic | Suction (American)
QUIK PICK C-STORE | 7355 ROSWELL RD | ATLANTA | Fulton | 9000006 | 4 | [5 empty] | Removed from Ground | Gas (Historical Use) | 5000 | Bare Steel | 1974-02-06 | 1988-06-15 | Bare Steel
QUIK PICK C-STORE | 7355 ROSWELL RD | ATLANTA | Fulton | 9000006 | 5 |  | 1998-05-25 |  | 1998-05-25 |  | Removed from Ground | Gas (Historical Use) | 10000 | Composite | 1988-06-20 | 2009-03-05 | Fiberglass Reinforced Plastic | Pressurized
HOLCOMBE BRIDGE 01778 LLC | 1468 HOLCOMB BRIDGE RD | ROSWELL | Fulton | 600807 | 5 |  | 1988-04-01 |  | 1988-04-01 |  | Removed from Ground | Gas (Historical Use) | 10000 | Fiberglass | 1988-04-25 | 2005-12-16 | Fiberglass Reinforced Plastic | Pressurized
HOLCOMBE BRIDGE 01778 LLC | 1468 HOLCOMB BRIDGE RD | ROSWELL | Fulton | 600807 | 4 | [5 empty] | Removed from Ground | Diesel | 10000 | Bare Steel | 1980-05-03 | 1988-01-01 | Galvanized Steel
TUNE-UP CLINIC | 1577 HOLCOMB BRIDGE RD | ROSWELL | Fulton | 601397 | 368176 |  |  |  | 1993-09-20 |  | Closed in Ground | Other | 1000 | Cathodically Protected Steel | 1987-01-01 | 2000-02-28 | Bare Steel | Suction (American)
GAS EXPRESS #249 | 1105 HOLCOMB BRIDGE RD | ROSWELL | Fulton | 600938 | 3 | [5 empty] | Removed from Ground | Gas (Historical Use) | 10000 | Double Walled | 1981-05-01 | 1992-06-15 | Fiberglass Reinforced Plastic | Pressurized
ABCDP INC | 11720 ALPHARETTA HWY | ROSWELL | Fulton | 9060762 | 3 | Ball Float | 2008-01-01 | FALSE | 2008-01-01 | FALSE | Currently in Use | Diesel | 6000 | Composite Double Walled | 2008-01-01 |  | Double-Walled Fiberglass | Pressurized
GOLD CIRCLE STORES | 608 HOLCOMB BRIDGE RD | ROSWELL | Fulton | 9060243 | 1 | [5 empty] | Removed from Ground | Gas (Historical Use) | 10000 | Marked Unknown | 1974-01-01 | 1988-09-01 | Unknown
SANDY SPRINGS TOYOTA | 6475 ROSWELL RD | ATLANTA | Fulton | 9060383 | 2 |  |  | TRUE |  | TRUE | Removed from Ground | Used Oil | 550 | Not Marked/Unknown |  | 1899-12-31 | Not Marked
IMAGE WORKS | 1455 ELLSWORTH INDUSTRIAL DR | ATLANTA | Fulton | 9060333 | 3 | [5 empty] | Removed from Ground | Other | 1000 | Marked Unknown | 1988-05-24 | 1988-05-24 | Unknown
AMOCO STATION #932\NORTH SPRINGS | 7295 ROSWELL RD | ATLANTA | Fulton | 601073 | 2 | [5 empty] | Removed from Ground | Gas (Historical Use) | 8000 | Bare Steel | 1971-04-27 | 1994-04-25 | Galvanized Steel
MCGIL SPECIALIZED CARRIERS | 2770 PEYTON RD NW | ATLANTA | Fulton | 600226 | 1 | [5 empty] | Removed from Ground | Empty | 8000 | Bare Steel | 1965-05-05 | 1988-11-20 | Galvanized Steel
ECONOMY CAR WASH | 6380 ROSWELL RD | ATLANTA | Fulton | 9060153 | 2 | [5 empty] | Removed from Ground | Diesel | 6000 | Bare Steel | 1974-01-01 | 1994-07-19 | Galvanized Steel
NORTHPARK TOWN CENTER BLDG 500 | 1100 ABERNATHY RD NE BLDG 500 | ATLANTA | Fulton | 9060712 | 1 | Flapper Valve | 1998-06-01 | FALSE | 1998-06-01 | FALSE | Currently in Use | Diesel | 10000 | Fiberglass | 1989-01-01 |  | Double-Walled Fiberglass | Safe Suction (Euro)
5995 ROSWELL LLC | 5995 ROSWELL RD | ATLANTA | Fulton | 601062 | 3 | [5 empty] | Removed from Ground | Gas (Historical Use) | 4000 | Bare Steel | 1967-04-28 | 1993-10-02 | Galvanized Steel
EXXON FOOD STORE | 6180 ROSWELL ROAD NE | ATLANTA | Fulton | 601131 | 4A |  | 1988-06-01 |  | 1988-06-01 |  | Removed from Ground | Diesel | 6000 | Fiberglass | 1988-10-31 | 2013-07-09 | Fiberglass Reinforced Plastic | Pressurized
CHEVRON FOODS | 680 HOLCOMB BRIDGE RD | ROSWELL | Fulton | 601079 | 4 | [5 empty] | Removed from Ground | Gas (Historical Use) | 8000 | Bare Steel | 1976-04-25 | 1987-01-01 | Galvanized Steel
NO FACILITY NAME/CLOSED 1940'S | 6201 ROSWELL RD | ATLANTA | Fulton | 9060210 | 3 | [5 empty] | Removed from Ground | Other | 1000 | Bare Steel | 1992-03-10 | 1992-03-10 | Not Marked
SANDY SPRINGS TOYOTA | 6475 ROSWELL RD | ATLANTA | Fulton | 9060383 | 1 |  |  | TRUE |  | TRUE | Removed from Ground | Used Oil | 550 | Not Marked/Unknown |  | 1899-12-31 | Not Marked
CENTRAL PARK WEST BUILDING 9000 | 9000 CENTRAL PARK WEST | ATLANTA | Fulton | 9060522 | 1 | [5 empty] | Removed from Ground | Diesel | 1000 | Marked Unknown | 1995-09-19 | 1995-09-19 | Unknown
Costco Fuel Facility (Loc.188) | 6350 PEACHTREE DUNWOODY | ATLANTA | Fulton | 9060868 | 87-2 |  | 1998-07-01 |  | 1998-07-01 |  | Currently in Use | Gas (Historical Use) | 20000 | Fiberglass Double Walled | 1998-07-01 |  | Fiberglass Reinforced Plastic | Pressurized
EXXON FOOD STORE | 6180 ROSWELL ROAD NE | ATLANTA | Fulton | 601131 | 3 | [5 empty] | Removed from Ground | Gas (Historical Use) | 6000 | Cathodically Protected Steel | 1968-05-10 | 1988-05-01 | Galvanized Steel
EXXON FOOD STORE | 6180 ROSWELL ROAD NE | ATLANTA | Fulton | 601131 | 5A |  | 2010-08-30 | TRUE | 1988-06-01 | TRUE | Removed from Ground | Used Oil | 1000 | Fiberglass | 1988-10-31 | 2013-07-12 | Fiberglass Reinforced Plastic | Gravity Fed
EXXON FOOD STORE | 6180 ROSWELL ROAD NE | ATLANTA | Fulton | 601131 | 7 | [5 empty] | Removed from Ground | Gas (Historical Use) | 8000 | Fiberglass | 1981-05-07 | 1988-05-01 | Fiberglass Reinforced Plastic
EXXON FOOD STORE | 6180 ROSWELL ROAD NE | ATLANTA | Fulton | 601131 | 1 | [5 empty] | Removed from Ground | Diesel | 10000 | Fiberglass | 1981-05-07 | 1988-05-01 | Fiberglass Reinforced Plastic
EXXON FOOD STORE | 6180 ROSWELL ROAD NE | ATLANTA | Fulton | 601131 | 4 | [5 empty] | Removed from Ground | Gas (Historical Use) | 4000 | Cathodically Protected Steel | 1968-05-10 | 1988-05-01 | Galvanized Steel
MCCULLOUGH AUTO CARE | 5810 ROSWELL RD | ATLANTA | Fulton | 600924 | 2 |  | 1994-09-01 | FALSE | 1994-09-01 | FALSE | Orphan- Contamination | Gas (Historical Use) | 10000 | Fiberglass | 1985-04-30 |  | Galvanized Steel | TOU
FORMER CONOCO 10069/FORMER KAYO | 5905 ROSWELL RD NE | ATLANTA | Fulton | 9000464 | 4 | [5 empty] | Removed from Ground | Gas (Historical Use) | 5000 | Bare Steel | 1972-04-20 | 1989-12-15 | Galvanized Steel
FORMER CONOCO 10069/FORMER KAYO | 5905 ROSWELL RD NE | ATLANTA | Fulton | 9000464 | 5 | [5 empty] | Removed from Ground | Gas (Historical Use) | 5000 | Bare Steel | 1972-04-20 | 1989-12-15 | Galvanized Steel
Gas Express #222 | 7320 ROSWELL RD | ATLANTA | Fulton | 600928 | 1 | Flapper Valve | 1993-10-23 | FALSE | 1993-10-23 | FALSE | Currently in Use | Regular | 10000 | Fiberglass | 1986-01-03 |  | Fiberglass Reinforced Plastic | Pressurized
QUIK PICK C-STORE | 7355 ROSWELL RD | ATLANTA | Fulton | 9000006 | 2 | [5 empty] | Removed from Ground | Gas (Historical Use) | 5000 | Bare Steel | 1974-02-06 | 1988-06-15 | Bare Steel
TOM JUMPER CHEVROLET INC | 7200 ROSWELL RD | ATLANTA | Fulton | 600542 | 1 | [5 empty] | Closed in Ground | Gas (Historical Use) | 10000 | Bare Steel | 1971-05-04 | 1986-01-01 | Unknown
THOMAS CONCRETE N FULTON PLANT #3700 | 11470 N FULTON IND BLVD | ALPHARETTA | Fulton | 600162 | 4 |  |  | FALSE |  | FALSE | Removed from Ground | Gas (Historical Use) | 550 | Unknown | 1978-12-31 | 1978-12-31 | Unknown
S & B MART INC | 33 S MAIN ST | ALPHARETTA | Fulton | 601161 | 7B |  | 2003-10-15 | FALSE | 2003-10-15 | FALSE | Removed from Ground | Gas (Historical Use) | 4000 | Epoxy | 2003-10-15 | 2016-05-17 | Fiberglass Reinforced Plastic | Pressurized
SHELL FOOD MART | 2005 HEMBREE RD | ALPHARETTA | Fulton | 9060780 | 1 | Ball Float | 1999-04-01 | FALSE | 1999-04-01 | FALSE | Currently in Use | Regular | 15000 | Fiberglass | 1988-02-01 |  |  | Pressurized
SWVP Alpharetta,LLC | 5555 WINDWARD PKWY | ALPHARETTA | Fulton | 9160543 | 1 | Flapper Valve | 1989-08-16 | FALSE | 1989-08-16 | FALSE | Currently in Use | Diesel | 20000 | Fiberglass Double Walled | 1988-08-16 |  | Double-Walled Fiberglass | Suction (American)
S & B MART INC | 33 S MAIN ST | ALPHARETTA | Fulton | 601161 | 6 |  | 2003-10-15 | FALSE | 2003-10-15 | FALSE | Removed from Ground | Gas (Historical Use) | 8000 | Epoxy | 2003-10-15 | 2016-05-17 | Fiberglass Reinforced Plastic | Pressurized
A J ENERGY 5 LLC | 1630 MANSELL RD | ALPHARETTA | Fulton | 9060756 | 3 | Overfill Alarm | 1998-10-25 | FALSE | 1998-10-25 | FALSE | Currently in Use | Premium | 10000 | Fiberglass Double Walled | 1998-10-25 |  | Double-Walled Flex | Pressurized
ALPHA FOOD LLC | 560 N MAIN ST | ALPHARETTA | Fulton | 9060786 | 3 | Ball Float | 1999-05-01 | FALSE | 1999-05-01 | FALSE | Currently in Use | Diesel | 4000 | Composite | 1999-05-01 |  | Flex | Pressurized
SHELL FOOD MART | 2005 HEMBREE RD | ALPHARETTA | Fulton | 9060780 | 2 | Ball Float | 1999-04-01 | FALSE | 1999-04-01 | FALSE | Currently in Use | Premium | 10000 | Fiberglass | 1999-02-01 |  |  | Pressurized
BP #13564 | 11425 HAYNES BRIDGE RD | ALPHARETTA | Fulton | 9060704 | 1 | Ball Float | 1997-09-01 | FALSE | 1997-09-01 | FALSE | Currently in Use | Regular | 10000 |  | 1997-09-01 |  | Double-Walled Fiberglass | Pressurized
SITES GROCERY | 12265 CRABAPPLE RD STE A | ALPHARETTA | Fulton | 601193 | 1 |  | 1999-01-21 | FALSE | 1999-01-21 | FALSE | Removed from Ground | Gas (Historical Use) | 5000 | Steel-Impressed Current | 1982-07-17 | 2017-09-22 | Galvanized Steel | Pressurized
CHEVRON FOOD MART | 174 NORTH MAIN ST | ALPHARETTA | Fulton | 600597 | 8 | Ball Float | 1997-09-01 | FALSE | 1997-09-01 | FALSE | Currently in Use | Diesel Off Road | 6000 | Steel-Impressed Current | 1980-11-05 |  | Steel (Impressed Current) | Pressurized
CHEVRON FOOD MART | 174 NORTH MAIN ST | ALPHARETTA | Fulton | 600597 | 9 |  |  | TRUE |  | TRUE | Removed from Ground | Used Oil | 560 | Bare Steel | 1976-11-06 | 1991-05-01 | Galvanized Steel
CHEVRON FOOD MART | 174 NORTH MAIN ST | ALPHARETTA | Fulton | 600597 | 6 | [5 empty] | Removed from Ground | Diesel | 1000 | Bare Steel | 1976-11-05 | 1991-04-15 | Galvanized Steel
CHEVRON FOOD MART | 174 NORTH MAIN ST | ALPHARETTA | Fulton | 600597 | 4A |  | 1993-03-01 | FALSE | 1993-03-01 | FALSE | Currently in Use | E-85 | 4000 | Galvanic (STIP-3) | 1991-05-02 |  | Fiberglass Reinforced Plastic | Safe Suction (Euro)
CHEVRON FOOD MART | 174 NORTH MAIN ST | ALPHARETTA | Fulton | 600597 | 4 | [5 empty] | Removed from Ground | Gas (Historical Use) | 4000 | Bare Steel | 1976-11-06 | 1991-04-15 | Galvanized Steel
CHEVRON FOOD MART | 174 NORTH MAIN ST | ALPHARETTA | Fulton | 600597 | 5 | [5 empty] | Removed from Ground | Gas (Historical Use) | 3000 | Bare Steel | 1976-11-06 | 1991-04-15 | Galvanized Steel
NORTH TRANSPORTATION FACILITY | 410 SOUTH MAIN ST | ALPHARETTA | Fulton | 600535 | 5 | Flapper Valve | 1999-02-01 | FALSE | 1999-02-01 | FALSE | Currently in Use | Diesel | 25000 | Fiberglass Double Walled | 1999-02-01 |  | Double-Walled Fiberglass | Pressurized
NORTH TRANSPORTATION FACILITY | 410 SOUTH MAIN ST | ALPHARETTA | Fulton | 600535 | 4 | Flapper Valve | 1999-02-01 | FALSE | 1999-02-01 | FALSE | Currently in Use | Diesel | 25000 | Fiberglass Double Walled | 1999-02-01 |  | Double-Walled Fiberglass | Pressurized
DEERFIELD CHEVRON FOOD MART | 13021 DEERFIELD PARKWAY | ALPHARETTA | Fulton | 9060850 | 2 | Flapper Valve | 2000-12-01 | FALSE | 2000-12-01 | FALSE | Currently in Use | Premium | 12000 | Fiberglass | 2000-10-16 |  | Fiberglass Reinforced Plastic | Pressurized
CHEVRON FOOD MART | 174 NORTH MAIN ST | ALPHARETTA | Fulton | 600597 | 2 | [5 empty] | Removed from Ground | Gas (Historical Use) | 4000 | Bare Steel | 1976-11-06 | 1991-04-15 | Galvanized Steel
CHEVRON FOOD MART | 174 NORTH MAIN ST | ALPHARETTA | Fulton | 600597 | 1A | Ball Float | 1993-03-01 | FALSE | 1993-03-01 | FALSE | Currently in Use | Regular | 5000 | Galvanic (STIP-3) | 1991-05-02 |  | Fiberglass Reinforced Plastic | Pressurized
SITES GROCERY | 12265 CRABAPPLE RD STE A | ALPHARETTA | Fulton | 601193 | 2 |  | 1999-01-21 | FALSE | 1999-01-21 | FALSE | Removed from Ground | Gas (Historical Use) | 6000 | Steel-Impressed Current | 1982-07-17 | 2017-09-22 | Galvanized Steel | Pressurized
BP #13564 | 11425 HAYNES BRIDGE RD | ALPHARETTA | Fulton | 9060704 | 2 | Ball Float | 1997-09-01 | FALSE | 1997-09-01 | FALSE | Currently in Use | Premium | 10000 |  | 1997-09-01 |  | Double-Walled Fiberglass | Pressurized
CHEVRON FOOD MART | 174 NORTH MAIN ST | ALPHARETTA | Fulton | 600597 | 3A | Ball Float | 1993-03-01 | FALSE | 1993-03-01 | FALSE | Currently in Use | Premium | 5000 | Galvanic (STIP-3) | 1991-05-02 |  | Fiberglass Reinforced Plastic | Pressurized
NORTH TRANSPORTATION FACILITY | 410 SOUTH MAIN ST | ALPHARETTA | Fulton | 600535 | 6 | Flapper Valve | 1999-02-01 | FALSE | 1999-02-01 | FALSE | Currently in Use | Diesel | 25000 | Fiberglass Double Walled | 1999-02-01 |  | Double-Walled Fiberglass | Pressurized
NORTH TRANSPORTATION FACILITY | 410 SOUTH MAIN ST | ALPHARETTA | Fulton | 600535 | 8 | Ball Float | 1999-02-01 | FALSE | 1999-02-01 | FALSE | Currently in Use | Regular | 12500 | Fiberglass Double Walled | 1999-02-01 |  | Double-Walled Fiberglass | Pressurized
CHEVRON FOOD MART | 174 NORTH MAIN ST | ALPHARETTA | Fulton | 600597 | 7 | Ball Float | 1997-09-01 | FALSE | 1997-09-01 | FALSE | Currently in Use | Diesel | 10000 | Steel-Impressed Current | 1980-11-05 |  | Steel (Impressed Current) | Pressurized
CHEVRON FOOD MART | 174 NORTH MAIN ST | ALPHARETTA | Fulton | 600597 | 1 | [5 empty] | Removed from Ground | Gas (Historical Use) | 4000 | Bare Steel | 1976-11-06 | 1991-04-15 | Galvanized Steel
SITES GROCERY | 12265 CRABAPPLE RD STE A | ALPHARETTA | Fulton | 601193 | 3 |  | 1999-01-21 | FALSE | 1999-01-21 | FALSE | Removed from Ground | Gas (Historical Use) | 8000 | Steel-Impressed Current | 1982-07-17 | 2017-09-22 | Galvanized Steel | Pressurized
S & B MART INC | 33 S MAIN ST | ALPHARETTA | Fulton | 601161 | 1 |  | 1997-07-01 |  | 1997-07-01 |  | Removed from Ground | Gas (Historical Use) | 2000 | Steel-Impressed Current | 1966-05-10 | 2003-09-26 | Cathodically Protected | Pressurized
S & B MART INC | 33 S MAIN ST | ALPHARETTA | Fulton | 601161 | 4 |  | 1997-07-01 |  | 1997-07-01 |  | Removed from Ground | Gas (Historical Use) | 7500 | Steel-Impressed Current | 1981-05-06 | 2003-09-26 | Cathodically Protected | Pressurized
DOYLE COUNTRY STORE | 850 HICKORY FLAT RD | ALPHARETTA | Fulton | 9058153 | 1 | [5 empty] | Removed from Ground | Empty | 575 | Cathodically Protected Steel | 1940-01-01 | 1999-02-17 | Bare Steel | Safe Suction (Euro)
BIRMINGHAM SHELL FOOD MART | 15840 BIRMINGHAM HWY | ALPHARETTA | Fulton | 9060752 | 1B | Ball Float | 1998-06-07 | FALSE | 1998-06-07 | FALSE | Currently in Use | Diesel | 5000 | Composite | 1998-06-07 |  | Fiberglass Reinforced Plastic | Pressurized
SHELL FOOD MART | 5005 WINDWARD PKWY | ALPHARETTA | Fulton | 9060739 | 3 | Flapper Valve | 1998-04-01 | FALSE | 1998-04-01 | FALSE | Currently in Use | Premium | 10000 | Fiberglass Double Walled | 1998-04-01 |  | Double-Walled Fiberglass | Pressurized
FORMER VOLVO REPAIR SHOP | 130 S MAIN STREET | ALPHARETTA | Fulton | 9060740 | 1 | [5 empty] | Removed from Ground | Gas (Historical Use) | 0 | Bare Steel |  | 1899-12-31 | Unknown
AUTO BRITE CAR WASH INC | 1710 ALPHARETTA HWY | ALPHARETTA | Fulton | 9060509 | 154096 |  | 1989-07-11 |  | 1989-07-11 |  | Removed from Ground | Gas (Historical Use) | 6000 | Cathodically Protected Steel | 2000-03-12 | 2000-03-12 | Fiberglass Reinforced Plastic | Pressurized
THOMAS CONCRETE N FULTON PLANT #3700 | 11470 N FULTON IND BLVD | ALPHARETTA | Fulton | 600162 | 3 | Flapper Valve | 2021-10-25 | FALSE | 1995-02-14 | FALSE | Currently in Use | Diesel | 15000 | Fiberglass | 1995-02-14 |  | Fiberglass Reinforced Plastic | Pressurized
ALPHA FOOD LLC | 560 N MAIN ST | ALPHARETTA | Fulton | 9060786 | 1 | Ball Float | 1999-05-01 | FALSE | 1999-05-01 | FALSE | Currently in Use | Regular | 12000 | Composite | 1999-05-01 |  | Flex | Pressurized
EDGEWOOD AVE PROPERTY | 697 EDGEWOOD AVENUE | ATLANTA | Fulton | 10000335 | 2 |  |  | FALSE |  | FALSE | Removed from Ground | Not Marked/Tank Removed | 5200 | Bare Steel | 2002-12-18 | 2002-12-18
AG RHODES NURSING HOME | 350 BLVD SE | ATLANTA | Fulton | 10000281 | 1 |  |  | FALSE |  | FALSE | Closed in Ground | Diesel | 250 | Unknown | 2002-12-19 | 2002-12-19
BP FOOD MART | 245 MEMORIAL DR | ATLANTA | Fulton | 9060426 | 3 | Ball Float | 1995-10-23 | FALSE | 1995-10-23 | FALSE | Currently in Use | Diesel | 10000 | Composite | 1995-10-16 |  | Fiberglass Reinforced Plastic | Pressurized
EDGEWOOD AVE PROPERTY | 697 EDGEWOOD AVENUE | ATLANTA | Fulton | 10000335 | 1 |  |  | FALSE |  | FALSE | Removed from Ground | Not Marked/Tank Removed | 4000 | Bare Steel | 2002-12-18 | 2002-12-18
731 ASSOCIATES | 731 HIGHLAND AVE NE | ATLANTA | Fulton | 9060279 | 2 | [5 empty] | Removed from Ground | Other | 2000 | Not Marked/Unknown |  | 1899-12-31 | Not Marked
CSX FULTON BAG & COTTON MILL | BOULEVARD & CARROLL STS | ATLANTA | Fulton | 9060360 | 2 | [5 empty] | Removed from Ground | Gas (Historical Use) | 1000 | Marked Unknown | 1994-07-25 | 1994-07-25 | Unknown
TOBY SEXTON TIRE CO-ABANDONED | 470 GLENN STREET | ATLANTA | Fulton | 9060860 | X | [5 empty] | Removed from Ground | Diesel | 0 | Marked Unknown | 1995-01-01 | 1995-01-01 | Unknown
ATLANTA-FULTON CO STADIUM/OLYMPI | RALPH D ABERNATHY BLVD | ATLANTA | Fulton | 9060320 | 3 | [5 empty] | Removed from Ground | Gas (Historical Use) | 6000 | Not Marked/Unknown | 1993-11-01 | 1993-11-01 | Not Marked
CSX FULTON BAG & COTTON MILL | BOULEVARD & CARROLL STS | ATLANTA | Fulton | 9060360 | 4 | [5 empty] | Removed from Ground | Gas (Historical Use) | 500 | Marked Unknown | 1994-07-01 | 1994-07-01 | Unknown
CSX FULTON BAG & COTTON MILL | BOULEVARD & CARROLL STS | ATLANTA | Fulton | 9060360 | 1 | [5 empty] | Removed from Ground | Other | 12000 | Marked Unknown | 1994-07-25 | 1994-07-25 | Unknown
DYNAMIC METALS INC | 616 DECATUR ST SE | ATLANTA | Fulton | 9060074 | 1 | [5 empty] | Removed from Ground | Gas (Historical Use) | 1000 | Bare Steel | 1989-07-12 | 1989-07-12 | Unknown
EXXON STATION #44786 | BOULEVARD @ I-20 | ATLANTA | Fulton | 9060053 | 4 | [5 empty] | Removed from Ground | Other | 0 | Not Marked/Unknown | 1988-09-07 | 1988-09-07 | Not Marked
EXXON STATION #44786 | BOULEVARD @ I-20 | ATLANTA | Fulton | 9060053 | 5 | [5 empty] | Removed from Ground | Other | 0 | Not Marked/Unknown | 1988-09-07 | 1988-09-07 | Not Marked
330 EDGEWOOD AVENUE SE | 330 EDGEWOOD AVENUE SE | ATLANTA | Fulton | 10002589 | 3 |  |  | FALSE |  | FALSE | Removed from Ground | Not Marked/Tank Removed | 600 | Bare Steel | 2016-08-03 | 2016-08-03
1385 RALPH DAVID ABERNATHY BOULEVARD | 1385 RALPH DAVID AVERNATHY BOULEVARD | ATLANTA | Fulton | 10002551 | 2 |  |  | FALSE |  | FALSE | Removed from Ground | Diesel | 1000 | Unknown |  | 1899-12-31 | Unknown
HESS #10241 | 841 NORTH HIGHLAND AVE NE | ATLANTA | Fulton | 330081 | 3 | [5 empty] | Removed from Ground | Other | 5000 | Bare Steel | 1969-05-09 | 1990-11-13 | Galvanized Steel
CAPITOL HOMES | 316 TERRY STREET | ATLANTA | Fulton | 9060697 | 1 | [5 empty] | Removed from Ground | Gas (Historical Use) | 540 | Bare Steel | 1997-11-05 | 1997-11-05 | Bare Steel | Safe Suction (Euro)
CHEVRON FOOD MART | 174 NORTH MAIN ST | ALPHARETTA | Fulton | 600597 | 2A | Ball Float | 1993-03-01 | FALSE | 1993-03-01 | FALSE | Currently in Use | Regular | 5000 | Galvanic (STIP-3) | 1991-05-02 |  | Fiberglass Reinforced Plastic | Pressurized
NORTH TRANSPORTATION FACILITY | 410 SOUTH MAIN ST | ALPHARETTA | Fulton | 600535 | 2 | [5 empty] | Removed from Ground | Gas (Historical Use) | 8000 | Bare Steel | 1969-05-03 | 1998-02-05 | Galvanized Steel
S & B MART INC | 33 S MAIN ST | ALPHARETTA | Fulton | 601161 | 5 |  | 1997-07-01 |  | 1997-07-01 |  | Removed from Ground | Gas (Historical Use) | 7500 | Steel-Impressed Current | 1981-05-06 | 2003-09-26 | Cathodically Protected | Pressurized
ALPHA CONVENIENCE STORE | 280 S MAIN ST | ALPHARETTA | Fulton | 9060511 | 1 | Ball Float | 1998-12-01 | FALSE | 1998-12-01 | FALSE | Currently in Use | Regular | 8000 | Steel-Impressed Current | 1980-01-01 |  | Fiberglass Reinforced Plastic | Pressurized
DYNAMIC METALS | 584 EDGEWOOD AVE SE | ATLANTA | Fulton | 10000228 | 1 |  |  | FALSE |  | FALSE | Removed from Ground | Gas (Historical Use) | 0 | Bare Steel |  | 1899-12-31 | Unknown
CSX INTERMODAL | 173 BOULEVARD SOUTHEAST | ATLANTA | Fulton | 9060502 | 1 | [5 empty] | Removed from Ground | Gas (Historical Use) | 1000 | Bare Steel | 1997-01-30 | 1997-01-30 | Bare Steel | Pressurized
BP FOOD MART | 245 MEMORIAL DR | ATLANTA | Fulton | 9060426 | 2 | Ball Float | 1995-10-23 | FALSE | 1995-10-23 | FALSE | Currently in Use | Premium | 10000 | Composite | 1995-10-16 |  | Fiberglass Reinforced Plastic | Pressurized
EXXON STATION #44786 | BOULEVARD @ I-20 | ATLANTA | Fulton | 9060053 | 3 | [5 empty] | Removed from Ground | Other | 0 | Not Marked/Unknown | 1988-09-07 | 1988-09-07 | Not Marked
TEXACO FOOD MART | 364 HILL ST | ATLANTA | Fulton | 9060495 | 3 | Flapper Valve | 1995-01-01 | FALSE | 1995-01-01 | FALSE | Currently in Use | Diesel | 10000 | Fiberglass | 1987-01-01 |  | Fiberglass Reinforced Plastic | Pressurized
CSX INTERMODAL | 173 BOULEVARD SOUTHEAST | ATLANTA | Fulton | 9060502 | 2 | [5 empty] | Removed from Ground | Diesel | 10000 | Bare Steel | 1997-01-30 | 1997-01-30 | Bare Steel | Pressurized
878 MURPHY AVENUE | 878 MURPHY AVENUE | ATLANTA | Fulton | 10000846 | 5 |  |  | FALSE |  | FALSE | Removed from Ground | Used Oil | 1000 | Bare Steel | 2005-02-10 | 2005-02-10
878 MURPHY AVENUE | 878 MURPHY AVENUE | ATLANTA | Fulton | 10000846 | 4 |  |  | FALSE |  | FALSE | Removed from Ground | Not Marked/Tank Removed | 500 | Bare Steel | 2005-02-10 | 2005-02-10
A C WHITE TRANSFER/STRG CO INC | 20 AIRLINE ST NE | ATLANTA | Fulton | 600493 | 1 | [5 empty] | Removed from Ground | Diesel | 3000 | Bare Steel | 1970-04-27 | 1988-12-12 | Galvanized Steel
FLEET MAINTENANCE | 568 HUMPHRIES STREET | ATLANTA | Fulton | 9060696 | 1 | [5 empty] | Removed from Ground | Gas (Historical Use) | 2000 | Bare Steel | 1998-12-01 | 2008-01-03 | Bare Steel | Safe Suction (Euro)
FORMER GASOLINE STATION SITE | 363 MEMORIAL DRIVE SE | ATLANTA | Fulton | 10000843 | 1 |  |  | FALSE |  | FALSE | Removed from Ground | Gas (Historical Use) | 1000 | Bare Steel | 2005-02-17 | 2005-02-17 | Bare Steel
878 MURPHY AVENUE | 878 MURPHY AVENUE | ATLANTA | Fulton | 10000846 | 3 |  |  | FALSE |  | FALSE | Removed from Ground | Not Marked/Tank Removed | 1000 | Bare Steel | 2005-02-10 | 2005-02-10
ZIVEN LALWOOD LLC | 1917 PRYOR RD SW | ATLANTA | Fulton | 10001210 | 2B | Ball Float | 2006-05-01 | FALSE | 2006-05-01 | FALSE | Currently in Use | Diesel | 4000 | Epoxy | 2006-05-01 |  | Double-Walled Fiberglass | Pressurized
CSX FULTON BAG & COTTON MILL | BOULEVARD & CARROLL STS | ATLANTA | Fulton | 9060360 | 5 | [5 empty] | Removed from Ground | Gas (Historical Use) | 500 | Marked Unknown | 1994-07-01 | 1994-07-01 | Unknown
EXXON STATION #44786 | BOULEVARD @ I-20 | ATLANTA | Fulton | 9060053 | 1 | [5 empty] | Removed from Ground | Other | 0 | Not Marked/Unknown | 1988-09-07 | 1988-09-07 | Not Marked
EASEWAY FOOD | 400 EDGEWOOD AVE NE | ATLANTA | Fulton | 600843 | 2 |  | 1998-08-01 | FALSE | 1998-08-01 | FALSE | Currently in Use | Premium | 8000 | Steel-Impressed Current | 1975-03-30 |  | Steel (Impressed Current) | Pressurized
BOULEVARD FOOD MART | 111 BOULEVARD NE | ATLANTA | Fulton | 600762 | 12 | Flapper Valve | 2000-09-01 | FALSE | 2000-09-01 | FALSE | Currently in Use | Diesel | 8000 | Composite | 2000-09-01 |  | Fiberglass Reinforced Plastic | Pressurized
BOULEVARD FOOD MART | 111 BOULEVARD NE | ATLANTA | Fulton | 600762 | 2 | [5 empty] | Removed from Ground | Gas (Historical Use) | 6000 | Bare Steel | 1964-05-07 | 1899-12-31 | Galvanized Steel
JAMES HAGEY/FORMER TRAILWAYS LIN | CORNER HOUSTON & HOWELL ST | ATLANTA | Fulton | 9060263 | 1 | [5 empty] | Removed from Ground | Used Oil | 0 | Unknown |  | 1899-12-31 | Not Marked
FRED E RIMER CO INC | 307 CHEROKEE AVE SE | ATLANTA | Fulton | 9060761 | 1 | [5 empty] | Closed in Ground | Gas (Historical Use) | 500 | Marked Unknown | 1993-01-28 | 1993-01-28 | Galvanized Steel | Safe Suction (Euro)
T MARZETTI CO ATLANTA DIVISION | 261 GRANT ST SE | ATLANTA | Fulton | 600634 | 2 | [5 empty] | Closed in Ground | Gas (Historical Use) | 6000 | Bare Steel | 1961-04-24 | 1998-11-01 | Unknown
SEWELL SUPPLY CO | 273 OAKLAND AVE SE | ATLANTA | Fulton | 600064 | 2 | [5 empty] | Removed from Ground | Empty | 550 | Bare Steel | 1960-01-01 | 1990-03-01 | Bare Steel
UNKNOWN | 563 MEMORIAL DRIVE | ATLANTA | Fulton | 10000593 | 2 |  |  | FALSE |  | FALSE | Removed from Ground | Diesel | 1800 | Bare Steel | 2004-02-13 | 2004-02-13
FORMER GASOLINE STATION SITE | 363 MEMORIAL DRIVE SE | ATLANTA | Fulton | 10000843 | 4 |  |  | FALSE |  | FALSE | Removed from Ground | Gas (Historical Use) | 8000 | Bare Steel | 2005-02-17 | 2005-02-17 | Bare Steel
FRONTIER COMMUNICATIONS INTERNAT | 349 DECATUR STREET | ATLANTA | Fulton | 9060499 | 1 |  | 1994-08-01 |  | 1994-08-01 |  | Removed from Ground | Diesel | 4000 | Fiberglass | 1994-08-01 | 2005-10-31 | Galvanized Steel | Suction (American)
731 ASSOCIATES | 731 HIGHLAND AVE NE | ATLANTA | Fulton | 9060279 | 1 | [5 empty] | Removed from Ground | Other | 2000 | Not Marked/Unknown |  | 1899-12-31 | Not Marked
AUTOMOTIVE REPAIR SITE | 556 METROPOLITAN PARKWAY | ATLANTA | Fulton | 10002044 | 5 |  |  | FALSE |  | FALSE | Removed from Ground | Not Marked/Tank Removed | 4000 | Unknown | 2011-11-15 | 2011-11-15 | Unknown
AUTOMOTIVE REPAIR SITE | 556 METROPOLITAN PARKWAY | ATLANTA | Fulton | 10002044 | 4 |  |  | FALSE |  | FALSE | Removed from Ground | Not Marked/Tank Removed | 4000 | Unknown | 2011-11-15 | 2011-11-15 | Unknown
HALLS ATLANTA WHOLESALE FLORIST INC | 740 RALPH MCGILL BOULEVARD NE | ATLANTA | Fulton | 10002040 | 1 |  |  | FALSE |  | FALSE | Removed from Ground | Not Marked | 1000 | Bare Steel | 2011-10-24 | 2011-10-24 | Bare Steel
SBC TELECOM | 275 DECATUR ST | ATLANTA | Fulton | 9060848 | 1 |  | 2000-08-14 |  | 2000-04-14 |  | Removed from Ground | Diesel | 4000 | Double Walled | 2000-08-01 | 2015-07-30 | Secondary Containment | Suction (American)
FLEET MAINTENANCE | 568 HUMPHRIES STREET | ATLANTA | Fulton | 9060696 | 2 | [5 empty] | Removed from Ground | Gas (Historical Use) | 2000 | Bare Steel | 1998-12-01 | 2008-01-03 | Bare Steel | Safe Suction (Euro)
878 MURPHY AVENUE | 878 MURPHY AVENUE | ATLANTA | Fulton | 10000846 | 2 |  |  | FALSE |  | FALSE | Removed from Ground | Not Marked/Tank Removed | 500 | Bare Steel | 2005-02-10 | 2005-02-10
BP FOOD MART | 245 MEMORIAL DR | ATLANTA | Fulton | 9060426 | 1 | Ball Float | 1995-10-23 | FALSE | 1995-10-23 | FALSE | Currently in Use | Regular | 10000 | Composite | 1995-10-16 |  | Fiberglass Reinforced Plastic | Pressurized
METRO ALLOYS INC | 717 HIGHLAND AVE | ATLANTA | Fulton | 9060357 | 1 | [5 empty] | Removed from Ground | Gas (Historical Use) | 1000 | Bare Steel | 1994-06-30 | 1994-06-30 | Galvanized Steel | Suction (American)
CSX FULTON BAG & COTTON MILL | BOULEVARD & CARROLL STS | ATLANTA | Fulton | 9060360 | 3 | [5 empty] | Removed from Ground | Gas (Historical Use) | 1000 | Marked Unknown | 1994-07-25 | 1994-07-25 | Unknown
ATLANTA DEPT OF HOUSING/WELCOME | 234 MEMORIAL DR @ FORMWALT ST | ATLANTA | Fulton | 9060237 | 1 | [5 empty] | Removed from Ground | Other | 8000 | Bare Steel | 1992-04-13 | 1992-04-13 | Unknown
HESS #10241 | 841 NORTH HIGHLAND AVE NE | ATLANTA | Fulton | 330081 | 4 | [5 empty] | Removed from Ground | Other | 5000 | Bare Steel | 1969-05-09 | 1990-11-13 | Galvanized Steel
FORMER PHILLIPS 66 | 603 MEMORIAL DRIVE | ATLANTA | Fulton | 9060653 | 1 | [5 empty] | Removed from Ground | Gas (Historical Use) | 2000 | Not Marked/Unknown | 1997-02-01 | 1997-02-01 | Not Marked
GA POWER/STEAM HEAT DEPT/ATLANTA | 130 MLK JR DR SE | ATLANTA | Fulton | 600734 | 7 | [5 empty] | Removed from Ground | Diesel | 50000 | Composite | 1971-05-11 | 1993-02-04 | Unknown
GA POWER/STEAM HEAT DEPT/ATLANTA | 130 MLK JR DR SE | ATLANTA | Fulton | 600734 | 1 | [5 empty] | Removed from Ground | Diesel | 50000 | Composite | 1971-05-11 | 1993-02-04 | Unknown
A C WHITE TRANSFER/STRG CO INC | 20 AIRLINE ST NE | ATLANTA | Fulton | 600493 | 3 |  |  | TRUE |  | TRUE | Removed from Ground | Used Oil | 560 | Bare Steel | 1970-04-27 | 2007-04-01 | Galvanized Steel
ZIVEN LALWOOD LLC | 1917 PRYOR RD SW | ATLANTA | Fulton | 10001210 | 1 | Ball Float | 2006-05-01 | FALSE | 2006-05-01 | FALSE | Currently in Use | Regular | 12000 | Epoxy | 2006-05-01 |  | Double-Walled Fiberglass | Pressurized
TEXACO FOOD MART | 364 HILL ST | ATLANTA | Fulton | 9060495 | 1 | Flapper Valve | 1995-01-01 | FALSE | 1995-01-01 | FALSE | Currently in Use | Diesel | 10000 | Fiberglass | 1987-01-01 |  | Fiberglass Reinforced Plastic | Pressurized
AUTOMOTIVE REPAIR SITE | 556 METROPOLITAN PARKWAY | ATLANTA | Fulton | 10002044 | 1 |  |  | FALSE |  | FALSE | Removed from Ground | Used Oil | 600 | Unknown | 2011-11-15 | 2011-11-15 | Unknown
STOP N GO MARKET #320 | 664 NORTH HIGHLAND AVE NE | ATLANTA | Fulton | 9000266 | 1 | [5 empty] | Removed from Ground | Gas (Historical Use) | 10000 | Bare Steel | 1974-05-11 | 1990-08-29 | Galvanized Steel
AUTOMOTIVE REPAIR SITE | 556 METROPOLITAN PARKWAY | ATLANTA | Fulton | 10002044 | 7 |  |  | FALSE |  | FALSE | Removed from Ground | Not Marked/Tank Removed | 4000 | Unknown | 2011-11-15 | 2011-11-15 | Unknown
FORMER SERVICE STATION | 288 RALPH DAVID ABERNATHY BLVD | ATLANTA | Fulton | 10002626 | 1 |  |  | FALSE |  | FALSE | Removed from Ground | Not Marked/Tank Removed | 0 | Unknown |  | 1899-12-31
FORMER PHILLIPS 66 | 603 MEMORIAL DRIVE | ATLANTA | Fulton | 9060653 | 3 | [5 empty] | Removed from Ground | Gas (Historical Use) | 4000 | Not Marked/Unknown | 1997-02-01 | 1997-02-01 | Not Marked
WELLSTAR ATLANTA MEDICAL CENTER | 303 PARKWAY DR | ATLANTA | Fulton | 600421 | 5 | [5 empty] | Removed from Ground | Other | 10000 | Fiberglass | 1982-05-09 | 1999-05-01 | Unknown
WELLSTAR ATLANTA MEDICAL CENTER | 303 PARKWAY DR | ATLANTA | Fulton | 600421 | 4 |  |  | FALSE |  | FALSE | Closed in Ground | Diesel | 10000 | Bare Steel | 1956-05-15 | 1984-01-01
CITY OF ATLANTA | 75 MLK DR | ATLANTA | Fulton | 600354 | 5 | [5 empty] | Permanently Out of Use - historical purposes | Kerosene | 1000 | Bare Steel | 1986-05-08 | 1899-12-31 | Unknown
CITY OF ATLANTA | 75 MLK DR | ATLANTA | Fulton | 600354 | 4 | [5 empty] | Permanently Out of Use - historical purposes | Diesel | 6000 | Bare Steel | 1986-05-08 | 1899-12-31 | Unknown
HOON J KIM/FLEET OIL CO #211 | 346 EDGEWOOD AVE NE | ATLANTA | Fulton | 601296 | 2 | [5 empty] | Removed from Ground | Gas (Historical Use) | 6000 | Bare Steel | 1967-05-13 | 1993-03-22 | Galvanized Steel | Safe Suction (Euro)
AUTOMOTIVE REPAIR SITE | 556 METROPOLITAN PARKWAY | ATLANTA | Fulton | 10002044 | 3 |  |  | FALSE |  | FALSE | Removed from Ground | Not Marked/Tank Removed | 4000 | Unknown | 2011-11-15 | 2011-11-15 | Unknown
HESS #10241 | 841 NORTH HIGHLAND AVE NE | ATLANTA | Fulton | 330081 | 1 | [5 empty] | Removed from Ground | Other | 5000 | Bare Steel | 1969-05-09 | 1990-11-13 | Galvanized Steel
ATLANTA IRONWORKERS JAP INC | 150 BOULEVARD NE | ATLANTA | Fulton | 600665 | 2 | [5 empty] | Removed from Ground | Other | 1 | Marked Unknown | 1996-02-29 | 1996-02-29 | Unknown
PRIOR TIRE CO | 375 HIGHLAND AVE NE | ATLANTA | Fulton | 600526 | 1B |  | 1994-01-20 |  | 1994-01-20 |  | Removed from Ground | Diesel | 10000 | Unknown | 1994-01-20 | 1899-12-31 | Fiberglass Reinforced Plastic | Pressurized
CHEVRON FOOD MART | 174 NORTH MAIN ST | ALPHARETTA | Fulton | 600597 | 3 | [5 empty] | Removed from Ground | Gas (Historical Use) | 4000 | Bare Steel | 1976-11-06 | 1991-04-15 | Galvanized Steel
BP #13564 | 11425 HAYNES BRIDGE RD | ALPHARETTA | Fulton | 9060704 | 3 | Ball Float | 1997-09-01 | FALSE | 1997-09-01 | FALSE | Currently in Use | Diesel | 10000 |  | 1997-09-01 |  | Double-Walled Fiberglass | Pressurized
AUTO BRITE CAR WASH INC | 1710 ALPHARETTA HWY | ALPHARETTA | Fulton | 9060509 | 154097 |  | 1989-07-11 |  | 1989-07-11 |  | Removed from Ground | Gas (Historical Use) | 6000 | Cathodically Protected Steel | 2000-03-12 | 2000-03-12 | Fiberglass Reinforced Plastic | Pressurized
DEERFIELD CHEVRON FOOD MART | 13021 DEERFIELD PARKWAY | ALPHARETTA | Fulton | 9060850 | 1 | Flapper Valve | 2000-12-01 | FALSE | 2000-12-01 | FALSE | Currently in Use | Regular | 15000 | Fiberglass | 2000-10-16 |  | Fiberglass Reinforced Plastic | Pressurized
A J ENERGY 5 LLC | 1630 MANSELL RD | ALPHARETTA | Fulton | 9060756 | 2 | Overfill Alarm | 1998-10-25 | FALSE | 1998-10-25 | FALSE | Currently in Use | Regular | 10000 | Fiberglass Double Walled | 1998-10-25 |  | Double-Walled Flex | Pressurized
ALPHA FOOD LLC | 560 N MAIN ST | ALPHARETTA | Fulton | 9060786 | 2 | Ball Float | 1999-05-01 | FALSE | 1999-05-01 | FALSE | Currently in Use | Premium | 10000 | Composite | 1999-05-01 |  | Flex | Pressurized
ALPHA CONVENIENCE STORE | 280 S MAIN ST | ALPHARETTA | Fulton | 9060511 | 3 | Ball Float | 2008-08-01 | FALSE | 2008-08-01 | FALSE | Currently in Use | Diesel | 6000 | Tank Jacket | 2008-08-01 |  | Double-Walled Fiberglass | Pressurized
SIMS ASPHALT COMPANY | 11470 N FULTON IND BLVD | ALPHARETTA | Fulton | 600179 | 1 | [5 empty] | Removed from Ground | Hazardous Substance | 4000 | Not Marked/Unknown | 1987-01-01 | 1987-01-01 | Not Marked
THOMAS CONCRETE N FULTON PLANT #3700 | 11470 N FULTON IND BLVD | ALPHARETTA | Fulton | 600162 | 1 | [5 empty] | Removed from Ground | Diesel | 8000 | Bare Steel | 1975-03-17 | 1995-01-17 | Galvanized Steel | Suction (American)
S & B MART INC | 33 S MAIN ST | ALPHARETTA | Fulton | 601161 | 7A |  | 2003-10-15 | FALSE | 2003-10-15 | FALSE | Removed from Ground | Gas (Historical Use) | 4000 | Epoxy | 2003-10-15 | 2016-05-17 | Fiberglass Reinforced Plastic | Pressurized
DEERFIELD CHEVRON FOOD MART | 13021 DEERFIELD PARKWAY | ALPHARETTA | Fulton | 9060850 | 3 | Flapper Valve |  | FALSE | 2000-12-01 | FALSE | Currently in Use | Diesel | 4000 | Fiberglass | 2000-10-16 |  | Fiberglass Reinforced Plastic | Pressurized
A J ENERGY 5 LLC | 1630 MANSELL RD | ALPHARETTA | Fulton | 9060756 | 1 | Overfill Alarm | 1998-10-25 | FALSE | 1998-10-25 | FALSE | Currently in Use | Regular | 10000 | Fiberglass Double Walled | 1998-10-25 |  | Double-Walled Flex | Pressurized
BIRMINGHAM SHELL FOOD MART | 15840 BIRMINGHAM HWY | ALPHARETTA | Fulton | 9060752 | 1A | Ball Float | 1998-06-07 | FALSE | 1998-06-07 | FALSE | Currently in Use | Regular | 12000 | Composite | 1998-06-07 |  | Fiberglass Reinforced Plastic | Pressurized
SHELL FOOD MART | 2005 HEMBREE RD | ALPHARETTA | Fulton | 9060780 | 3 | Ball Float | 1999-04-01 | FALSE | 1999-04-01 | FALSE | Currently in Use | Diesel | 8000 | Fiberglass | 1999-02-01 |  |  | Pressurized
AUTO BRITE CAR WASH INC | 1710 ALPHARETTA HWY | ALPHARETTA | Fulton | 9060509 | 154099 |  | 1989-07-11 |  | 1989-07-11 |  | Removed from Ground | Gas (Historical Use) | 6000 | Cathodically Protected Steel | 2000-03-12 | 2000-03-12 | Fiberglass Reinforced Plastic | Pressurized
KROGER FUEL CENTER (GA#415) | 12460 CRABAPPLE RD SUITE 300 | ALPHARETTA | Fulton | 10002132 | 2A | Overfill Alarm | 2012-06-13 | FALSE | 2013-08-07 | FALSE | Currently in Use | Diesel | 10000 | Fiberglass Double Walled | 2012-05-04 |  | Double-Walled Flex | Pressurized
NORTH TRANSPORTATION FACILITY | 410 SOUTH MAIN ST | ALPHARETTA | Fulton | 600535 | 1 | [5 empty] | Removed from Ground | Gas (Historical Use) | 8000 | Bare Steel | 1998-02-05 | 1998-02-05 | Unknown
NORTH TRANSPORTATION FACILITY | 410 SOUTH MAIN ST | ALPHARETTA | Fulton | 600535 | 7 | Ball Float | 1999-02-01 | FALSE | 1999-02-01 | FALSE | Currently in Use | Regular | 12500 | Fiberglass Double Walled | 1999-02-01 |  | Double-Walled Fiberglass | Pressurized
THOMAS CONCRETE N FULTON PLANT #3700 | 11470 N FULTON IND BLVD | ALPHARETTA | Fulton | 600162 | 2 | [5 empty] | Removed from Ground | Diesel | 8000 | Bare Steel | 1980-03-15 | 1995-01-17 | Galvanized Steel | Suction (American)
BIRMINGHAM SHELL FOOD MART | 15840 BIRMINGHAM HWY | ALPHARETTA | Fulton | 9060752 | 2 | Ball Float | 1998-06-07 | FALSE | 1998-06-07 | FALSE | Currently in Use | Premium | 8000 | Composite | 1998-06-07 |  | Fiberglass Reinforced Plastic | Pressurized
SHELL FOOD MART | 5005 WINDWARD PKWY | ALPHARETTA | Fulton | 9060739 | 1 | Flapper Valve | 1998-04-01 | FALSE | 1998-04-01 | FALSE | Currently in Use | Regular | 10000 | Fiberglass Double Walled | 1998-04-01 |  | Double-Walled Fiberglass | Pressurized
NORTH TRANSPORTATION FACILITY | 410 SOUTH MAIN ST | ALPHARETTA | Fulton | 600535 | 3 | [5 empty] | Permanently Out Of Use | Diesel | 12000 | Cathodically Protected Steel | 1998-01-26 | 1998-01-26 | Galvanized Steel
CIRCLE K 4721 | 280 RUCKER RD | ALPHARETTA | Fulton | 10001638 | 2C | Ball Float | 2008-09-17 | FALSE | 2008-09-17 | FALSE | Currently in Use | Diesel | 6000 | Fiberglass Double Walled | 2008-09-10 |  | Double-Walled Fiberglass | Pressurized
CIRCLE K 4721 | 280 RUCKER RD | ALPHARETTA | Fulton | 10001638 | 2A | Ball Float | 2008-09-17 | FALSE | 2008-09-17 | FALSE | Currently in Use | Premium | 8000 | Fiberglass Double Walled | 2008-09-24 |  | Double-Walled Fiberglass | Pressurized
KROGER GA-444 | 5665 GA HWY 9 | ALPHARETTA | Fulton | 10000023 | 1B | Ball Float | 2002-02-27 | FALSE | 2002-02-27 | FALSE | Currently in Use | Premium | 8000 | Fiberglass Double Walled | 2002-02-27 |  | Double-Walled Fiberglass | Pressurized
EVOX GA Alpharetta 1775 LLC | 1775 FOUNDERS PKWY | ALPHARETTA | Fulton | 9060477 | 2 | Flapper Valve | 1990-05-31 | FALSE | 1990-05-31 | FALSE | Removed from Ground | Diesel | 3000 | Composite | 1990-05-24 |  | Fiberglass Reinforced Plastic | Suction (American)
SHELL FOOD MART | 11580 JONES BRIDGE RD | ALPHARETTA | Fulton | 9060172 | 3 | Flapper Valve | 1990-07-19 | FALSE | 1990-07-19 | FALSE | Currently in Use | Diesel | 10000 | Fiberglass | 1988-05-01 |  | Double-Walled Fiberglass | Pressurized
KROGER GA 495 | 12870 HWY 9 | ALPHARETTA | Fulton | 10001671 | A120240 B | Overfill Alarm | 2009-01-05 | FALSE | 2009-01-05 | FALSE | Currently in Use | Premium | 8000 | Fiberglass Double Walled | 2008-11-26 |  | Double-Walled Flex | Pressurized
KROGER GA 495 | 12870 HWY 9 | ALPHARETTA | Fulton | 10001671 | A120240 A | Overfill Alarm | 2009-01-05 | FALSE | 2009-01-05 | FALSE | Currently in Use | Diesel | 10000 | Fiberglass Double Walled | 2008-11-26 |  | Double-Walled Flex | Pressurized
Aatif Enterprises USA Inc. | 2190 Old Milton Rd. | ALPHARETTA | Fulton | 9060177 | 4 | Ball Float | 1998-04-28 | FALSE | 1998-04-28 | FALSE | Currently in Use | Diesel | 10000 | Galvanic (STIP-3) | 1989-03-23 |  | Fiberglass Reinforced Plastic | Pressurized
CHEVRON STATION #200212 | 12330 CRABAPPLE RD | ALPHARETTA | Fulton | 9060173 | 3 | Flapper Valve | 1989-12-04 |  | 1989-12-04 |  | Removed from Ground | Gas (Historical Use) | 11627 | Double Walled | 1989-12-04 | 2005-12-08 | Fiberglass Reinforced Plastic | Pressurized
WATER RESOURCES OPERATIONS CTR | 11575 MAXWELL RD | ALPHARETTA | Fulton | 9060171 | 10705-2 | [5 empty] | Removed from Ground | Diesel | 255 | Bare Steel | 1979-01-01 | 1993-03-31 | Galvanized Steel
Costco Fuel Facility (Loc.743) | 2855 JORDAN CT | ALPHARETTA | Fulton | 10000946 | 5 | Ball Float | 2015-04-01 | FALSE | 2015-04-01 | FALSE | Currently in Use | Premium | 20000 | Fiberglass Double Walled | 2015-03-01 |  | Double-Walled Flex | Pressurized
Costco Fuel Facility (Loc.743) | 2855 JORDAN CT | ALPHARETTA | Fulton | 10000946 | 4 | Flapper Valve | 2011-11-18 | FALSE | 2011-11-18 | FALSE | Currently in Use | Ultrazol(Fuel Additive) | 1500 | Fiberglass Double Walled | 2011-11-18 |  | Double-Walled Flex | Pressurized
Aatif Enterprises USA Inc. | 2190 Old Milton Rd. | ALPHARETTA | Fulton | 9060177 | 2 | Ball Float | 1989-04-28 | FALSE | 1989-04-28 | FALSE | Currently in Use | Plus | 10000 | Galvanic (STIP-3) | 1989-03-23 |  | Fiberglass Reinforced Plastic | Pressurized
CHEVRON STATION #200212 | 12330 CRABAPPLE RD | ALPHARETTA | Fulton | 9060173 | 1 | Flapper Valve | 1989-12-04 |  | 1989-12-04 |  | Removed from Ground | Gas (Historical Use) | 11627 | Double Walled | 1989-12-04 | 2005-12-08 | Fiberglass Reinforced Plastic | Pressurized
Costco Fuel Facility (Loc.743) | 2855 JORDAN CT | ALPHARETTA | Fulton | 10000946 | 2 | Flapper Valve | 2005-04-07 | FALSE | 2005-04-07 | FALSE | Currently in Use | Regular | 20000 | Fiberglass Double Walled | 2005-03-16 |  | Double-Walled Flex | Pressurized
EXXON FOOD MART | 13020 MORRIS RD | ALPHARETTA | Fulton | 10000758 | 3 | Ball Float | 2004-10-09 | FALSE | 2004-10-09 | FALSE | Currently in Use | Diesel | 6000 | Epoxy | 2003-12-03 |  | Fiberglass Reinforced Plastic | Pressurized
CIRCLE K 4721 | 280 RUCKER RD | ALPHARETTA | Fulton | 10001638 | 1 | Ball Float | 2008-09-17 | FALSE | 2008-09-17 | FALSE | Currently in Use | Regular | 20000 | Fiberglass Double Walled | 2008-09-10 |  | Double-Walled Fiberglass | Pressurized
EVOX GA Alpharetta 1775 LLC | 1775 FOUNDERS PKWY | ALPHARETTA | Fulton | 9060477 | 1 | Flapper Valve | 1990-05-31 | FALSE | 1990-05-31 | FALSE | Removed from Ground | Regular | 3000 | Composite | 1990-05-24 |  | Fiberglass Reinforced Plastic | Suction (American)
SITES GROCERY | 12265 CRABAPPLE RD STE A | ALPHARETTA | Fulton | 601193 | 4 |  | 1999-01-21 | FALSE | 1999-01-21 | FALSE | Removed from Ground | Diesel | 5000 | Steel-Impressed Current | 1982-07-17 | 2017-09-22 | Galvanized Steel | Pressurized
S & B MART INC | 33 S MAIN ST | ALPHARETTA | Fulton | 601161 | 2 |  | 1997-07-01 |  | 1997-07-01 |  | Removed from Ground | Gas (Historical Use) | 2000 | Steel-Impressed Current | 1966-05-10 | 2003-09-26 | Cathodically Protected | Pressurized
SHELL FOOD MART | 5005 WINDWARD PKWY | ALPHARETTA | Fulton | 9060739 | 2 | Flapper Valve | 1998-04-01 | FALSE | 1998-04-01 | FALSE | Currently in Use | Regular | 10000 | Fiberglass Double Walled | 1998-04-01 |  | Double-Walled Fiberglass | Pressurized
RaceTrac #648 - Old Milton | 2645 OLD MILTON PKWY | ALPHARETTA | Fulton | 10002201 | 1 | Overfill Alarm | 2013-02-01 | FALSE | 2013-02-01 | FALSE | Currently in Use | Gas (Historical Use) | 20000 | Composite Double Walled | 2013-02-01 |  | Double-Walled Fiberglass | Pressurized
KROGER GA 495 | 12870 HWY 9 | ALPHARETTA | Fulton | 10001671 | A 120239 | Overfill Alarm | 2009-01-05 | FALSE | 2009-01-05 | FALSE | Currently in Use | Regular | 20000 | Fiberglass Double Walled | 2008-11-26 |  | Double-Walled Flex | Pressurized
EXXON FOOD MART | 13020 MORRIS RD | ALPHARETTA | Fulton | 10000758 | 1 | Ball Float | 2004-10-09 | FALSE | 2004-10-09 | FALSE | Currently in Use | Regular | 12000 | Epoxy | 2003-12-03 |  | Fiberglass Reinforced Plastic | Pressurized
WATER RESOURCES OPERATIONS CTR | 11575 MAXWELL RD | ALPHARETTA | Fulton | 9060171 | T-002 | Ball Float | 2015-01-01 | FALSE | 2014-09-01 | FALSE | Currently in Use | Diesel | 12000 | Fiberglass Double Walled | 2014-09-01 |  | Double-Walled Fiberglass | Pressurized
SHELL FOOD MART | 11580 JONES BRIDGE RD | ALPHARETTA | Fulton | 9060172 | 2 | Flapper Valve | 1990-07-19 | FALSE | 1990-07-19 | FALSE | Currently in Use | Premium | 10000 | Fiberglass | 1988-05-01 |  | Double-Walled Fiberglass | Pressurized
Aatif Enterprises USA Inc. | 2190 Old Milton Rd. | ALPHARETTA | Fulton | 9060177 | 1 | Ball Float | 1989-04-28 | FALSE | 1989-04-28 | FALSE | Currently in Use | Regular | 10000 | Galvanic (STIP-3) | 1989-03-23 |  | Fiberglass Reinforced Plastic | Pressurized
Costco Fuel Facility (Loc.743) | 2855 JORDAN CT | ALPHARETTA | Fulton | 10000946 | 1 | Flapper Valve | 2005-04-07 | FALSE | 2005-04-07 | FALSE | Currently in Use | Regular | 20000 | Fiberglass Double Walled | 2005-03-16 |  | Double-Walled Flex | Pressurized
SAMS CLUB #6646 | 10675 DAVIS DR | ALPHARETTA | Fulton | 10000821 | 3 | Overfill Alarm | 2004-12-30 | FALSE | 2004-12-30 | FALSE | Currently in Use | Premium | 20000 | Fiberglass Double Walled | 2004-12-03 |  | Double-Walled Fiberglass | Pressurized
CHEVRON STATION #200212 | 12330 CRABAPPLE RD | ALPHARETTA | Fulton | 9060173 | 2 | Flapper Valve | 1989-12-04 |  | 1989-12-04 |  | Removed from Ground | Gas (Historical Use) | 11627 | Double Walled | 1989-12-04 | 2005-12-08 | Fiberglass Reinforced Plastic | Pressurized
E-Z SERVE #8166 | 10700 ALPHARETTA HWY | ROSWELL | Fulton | 600716 | 3 |  | 1998-05-21 |  | 1998-05-21 |  | Removed from Ground | Gas (Historical Use) | 12000 | Steel-Impressed Current | 1978-01-01 | 2003-03-12 | Cathodically Protected | Pressurized
CIRCLE K #8435/7-ELEVEN STORE 14 | 1470 HOLCOMB BRIDGE RD | ROSWELL | Fulton | 600709 | 1 | [5 empty] | Removed from Ground | Gas (Historical Use) | 10000 | Bare Steel | 1976-03-01 | 1993-08-27 | Galvanized Steel | Pressurized
REGAL NISSAN/CHARLES SCOTT | 1090 HOLCOMB BRIDGE RD | ROSWELL | Fulton | 600492 | 1 |  |  | TRUE |  | TRUE | Removed from Ground | Used Oil | 1000 | Bare Steel | 1993-07-23 | 1993-07-23 | Galvanized Steel | Gravity Fed
BST/HOUZE RD SOC F5564 | 10775 HOUZE RD | ROSWELL | Fulton | 601033 | 1 | [5 empty] | Removed from Ground | Gas (Historical Use) | 12000 | Bare Steel | 1981-01-02 | 1991-07-12 | Galvanized Steel | Pressurized
NALLEY TOYOTA OF ROSWELL | 11130 ALPHARETTA HWY | ROSWELL | Fulton | 330618 | 2 |  | 1998-12-22 | TRUE | 1998-12-22 | TRUE | Removed from Ground | New Oil | 1000 | Cathodically Protected Steel | 1985-12-20 | 2011-11-16 | Cathodically Protected | Suction (American)
Salil E Enterprise | 1100 HOLCOMB BRIDGE RD | ROSWELL | Fulton | 330067 | 2 | Flapper Valve | 1996-02-09 | FALSE | 1991-01-01 | FALSE | Currently in Use | Regular | 10000 | Galvanic (STIP-3) | 1980-04-30 |  | Fiberglass Reinforced Plastic | Pressurized
EXXON FOOD MART | 13020 MORRIS RD | ALPHARETTA | Fulton | 10000758 | 2 | Ball Float | 2004-10-09 | FALSE | 2004-10-09 | FALSE | Currently in Use | Premium | 8000 | Epoxy | 2003-12-03 |  | Fiberglass Reinforced Plastic | Pressurized
KROGER FUEL CENTER (GA#415) | 12460 CRABAPPLE RD SUITE 300 | ALPHARETTA | Fulton | 10002132 | 2B | Overfill Alarm | 2012-06-13 | FALSE | 2013-08-07 | FALSE | Currently in Use | Premium | 8000 | Fiberglass Double Walled | 2012-05-04 |  | Double-Walled Flex | Pressurized
KROGER FUEL CENTER (GA#415) | 12460 CRABAPPLE RD SUITE 300 | ALPHARETTA | Fulton | 10002132 | 1 | Overfill Alarm | 2012-06-13 | FALSE | 2013-08-07 | FALSE | Currently in Use | Regular | 20000 | Fiberglass Double Walled | 2012-05-04 |  | Double-Walled Flex | Pressurized
RaceTrac #648 - Old Milton | 2645 OLD MILTON PKWY | ALPHARETTA | Fulton | 10002201 | 2 | Overfill Alarm | 2013-02-01 | FALSE | 2013-02-01 | FALSE | Currently in Use | Gas (Historical Use) | 12000 | Composite Double Walled | 2013-02-01 |  | Double-Walled Fiberglass | Pressurized
WATER RESOURCES OPERATIONS CTR | 11575 MAXWELL RD | ALPHARETTA | Fulton | 9060171 | T-001 | Ball Float | 2015-01-01 | FALSE | 2014-09-01 | FALSE | Currently in Use | Regular | 12000 | Fiberglass Double Walled | 2014-09-01 |  | Double-Walled Fiberglass | Pressurized
Costco Fuel Facility (Loc.743) | 2855 JORDAN CT | ALPHARETTA | Fulton | 10000946 | 6 | Ball Float | 2015-04-01 | FALSE | 2015-04-01 | FALSE | Currently in Use | Ultrazol(Fuel Additive) | 1500 | Fiberglass Double Walled | 2015-03-01 |  | Double-Walled Flex | Pressurized
SAMS CLUB #6646 | 10675 DAVIS DR | ALPHARETTA | Fulton | 10000821 | 1 | Overfill Alarm | 2004-12-30 | FALSE | 2004-12-30 | FALSE | Currently in Use | Regular | 20000 | Fiberglass Double Walled | 2004-12-03 |  | Double-Walled Flex | Pressurized
FULTON CO FAA BLDG | 3977 AVIATION CIRCLE | ATLANTA | Fulton | 9060784 | 2 | [5 empty] | Removed from Ground | Diesel | 500 | Bare Steel | 1999-08-16 | 1999-08-16 | Not Marked
TRIMAC | 605 SELIG DR SW | ATLANTA | Fulton | 4600007 | 8 |  | 1991-03-01 |  | 1991-03-01 |  | Removed from Ground | Diesel | 20000 | Galvanic (STIP-3) | 1991-03-01 | 2016-06-22 | Fiberglass Reinforced Plastic | Pressurized
TRIMAC | 605 SELIG DR SW | ATLANTA | Fulton | 4600007 | 6 | [5 empty] | Removed from Ground | Other | 2005 | Bare Steel | 1970-12-14 | 1991-04-03 | Bare Steel
WATER RESOURCES OPERATIONS CTR | 11575 MAXWELL RD | ALPHARETTA | Fulton | 9060171 | 705D1 |  |  | FALSE |  | FALSE | Removed from Ground | Diesel | 1000 | Bare Steel | 1984-01-01 | 2003-07-14 | Galvanized Steel | Safe Suction (Euro)
SAMS CLUB #6646 | 10675 DAVIS DR | ALPHARETTA | Fulton | 10000821 | 2 | Overfill Alarm | 2004-12-30 | FALSE | 2004-12-30 | FALSE | Currently in Use | Plus | 20000 | Fiberglass Double Walled | 2004-12-03 |  | Double-Walled Flex | Pressurized
RaceTrac #648 - Old Milton | 2645 OLD MILTON PKWY | ALPHARETTA | Fulton | 10002201 | 3 | Overfill Alarm | 2013-02-01 | FALSE | 2013-02-01 | FALSE | Currently in Use | Diesel | 12000 | Composite Double Walled | 2013-02-01 |  | Double-Walled Fiberglass | Pressurized
WATER RESOURCES OPERATIONS CTR | 11575 MAXWELL RD | ALPHARETTA | Fulton | 9060171 | 10705-1 | [5 empty] | Removed from Ground | Gas (Historical Use) | 550 | Bare Steel | 1979-01-01 | 1993-03-31 | Galvanized Steel
Aatif Enterprises USA Inc. | 2190 Old Milton Rd. | ALPHARETTA | Fulton | 9060177 | 3 | Ball Float | 1998-04-28 | FALSE | 1998-04-28 | FALSE | Currently in Use | Premium | 10000 | Galvanic (STIP-3) | 1989-03-23 |  | Fiberglass Reinforced Plastic | Pressurized
Costco Fuel Facility (Loc.743) | 2855 JORDAN CT | ALPHARETTA | Fulton | 10000946 | 3 | Flapper Valve | 2005-04-07 | FALSE | 2005-08-07 | FALSE | Currently in Use | Premium | 20000 | Fiberglass Double Walled | 2005-04-07 |  | Double-Walled Flex | Pressurized
CIRCLE K 4721 | 280 RUCKER RD | ALPHARETTA | Fulton | 10001638 | 2B | Ball Float | 2008-09-17 | FALSE | 2008-09-17 | FALSE | Currently in Use | Diesel | 6000 | Fiberglass Double Walled | 2008-09-10 |  | Double-Walled Fiberglass | Pressurized
KROGER GA-444 | 5665 GA HWY 9 | ALPHARETTA | Fulton | 10000023 | 1A | Ball Float | 2002-02-27 | FALSE | 2002-02-27 | FALSE | Currently in Use | Regular | 16000 | Fiberglass Double Walled | 2002-02-27 |  | Double-Walled Fiberglass | Pressurized
WATER RESOURCES OPERATIONS CTR | 11575 MAXWELL RD | ALPHARETTA | Fulton | 9060171 | 705G1 |  |  | FALSE |  | FALSE | Removed from Ground | Gas (Historical Use) | 4000 | Bare Steel | 1984-01-01 | 2003-07-14 | Galvanized Steel | Safe Suction (Euro)
FINA #6725 | 4175 FULTON IND BLVD | ATLANTA | Fulton | 601023 | 3 | [5 empty] | Removed from Ground | Gas (Historical Use) | 5000 | Bare Steel | 1968-04-27 | 1991-07-15 | Galvanized Steel
CHEVRON 201788 | 4340 FULTON IND BLVD | ATLANTA | Fulton | 600919 | 7 | Flapper Valve | 1994-06-20 | FALSE | 1994-06-20 | FALSE | Currently in Use | Diesel | 10000 | Fiberglass | 1994-06-20 |  | Fiberglass Reinforced Plastic | Pressurized
CHEVRON 201788 | 4340 FULTON IND BLVD | ATLANTA | Fulton | 600919 | 4 |  |  | TRUE |  | TRUE | Removed from Ground | Used Oil | 1000 | Bare Steel | 1972-05-03 | 1992-07-04 | Fiberglass Reinforced Plastic | Gravity Fed
CHEVRON 201788 | 4340 FULTON IND BLVD | ATLANTA | Fulton | 600919 | 5 |  | 1992-07-01 | TRUE | 1992-07-01 | TRUE | Temporarily out of use | Used Oil | 1000 | Double Walled | 1992-07-05 |  | Not Marked | Gravity Fed
WINN DIXIE ATLANTA INC | 5400 FULTON IND BLVD | ATLANTA | Fulton | 60092 | 7 | [5 empty] | Closed in Ground | Gas (Historical Use) | 550 | Bare Steel |  | 1899-12-31 | Galvanized Steel
WINN DIXIE ATLANTA INC | 5400 FULTON IND BLVD | ATLANTA | Fulton | 60092 | 1 |  | 1985-01-01 |  | 1985-01-01 |  | Removed from Ground | Diesel | 12000 | Fiberglass | 1985-05-08 | 2006-06-14 | Cathodically Protected | Pressurized
FULTON CO FAA BLDG | 3977 AVIATION CIRCLE | ATLANTA | Fulton | 9060784 | 1 | [5 empty] | Removed from Ground | Diesel | 500 | Bare Steel | 1999-08-16 | 1999-08-16 | Not Marked
TRIMAC | 605 SELIG DR SW | ATLANTA | Fulton | 4600007 | 5 | [5 empty] | Removed from Ground | Other | 7500 | Bare Steel | 1970-12-14 | 1991-04-03 | Bare Steel
TRIMAC | 605 SELIG DR SW | ATLANTA | Fulton | 4600007 | 4 | [5 empty] | Removed from Ground | Gas (Historical Use) | 7500 | Bare Steel | 1970-12-14 | 1991-04-03 | Bare Steel
TRIMAC | 605 SELIG DR SW | ATLANTA | Fulton | 4600007 | 7 |  |  | TRUE |  | TRUE | Closed in Ground | Used Oil | 1 | Not Marked/Unknown | 1991-05-28 | 1991-05-28 | Not Marked
UPS ATLANTA (UST) | 270 MARVIN MILLER DR SW | ATLANTA | Fulton | 9000732 | 4 | [5 empty] | Removed from Ground | Diesel | 10000 | Bare Steel | 1970-05-09 | 1990-09-01 | Galvanized Steel
IMAGING TECHNOLOGIES SERVICES IN | 655 LAMBERT DR | ATLANTA | Fulton | 600576 | 3 | [5 empty] | Removed from Ground | Diesel | 3500 | Bare Steel | 1997-10-29 | 1997-10-29 | Galvanized Steel
CHESHIRE BRIDGE CITGO | 2353 CHESHIRE BRIDGE RD NE | ATLANTA | Fulton | 600790 | 4 | Flapper Valve | 1992-01-01 | FALSE | 1992-01-01 | TRUE | Currently in Use | Regular | 10000 | Composite | 1992-01-01 |  | Fiberglass Reinforced Plastic | Pressurized
TRIMAC | 605 SELIG DR SW | ATLANTA | Fulton | 4600007 | 1 | [5 empty] | Removed from Ground | Diesel | 7500 | Bare Steel | 1970-12-14 | 1991-04-03 | Bare Steel
FULTON COUNTY AIR TRAFFIC CONTROL | 3979 AVIATION CIRCLE | ATLANTA | Fulton | 9060729 | 1 | Overfill Alarm | 1991-04-24 | FALSE | 1991-04-24 | FALSE | Removed from Ground | Diesel | 1000 | Fiberglass Double Walled | 1991-04-24 | 2020-10-22 | Double-Walled Fiberglass | Safe Suction (Euro)
WINN DIXIE ATLANTA INC | 5400 FULTON IND BLVD | ATLANTA | Fulton | 60092 | 5 |  | 1985-01-01 |  | 1985-01-01 |  | Removed from Ground | Diesel | 12000 | Fiberglass | 1985-05-08 | 2006-06-14 | Cathodically Protected | Pressurized
FLAV-O-RICH INC | 2121 FAULKNER RD NE | ATLANTA | Fulton | 600579 | 2 | [5 empty] | Removed from Ground | Gas (Historical Use) | 10000 | Bare Steel | 1971-05-11 | 1995-06-05 | Galvanized Steel
CHESHIRE BRIDGE CITGO | 2353 CHESHIRE BRIDGE RD NE | ATLANTA | Fulton | 600790 | 6 | Flapper Valve | 1992-01-01 | FALSE | 1992-01-01 | TRUE | Currently in Use | Premium | 10000 | Composite | 1992-01-01 |  | Fiberglass Reinforced Plastic | Pressurized
WINN DIXIE ATLANTA INC | 5400 FULTON IND BLVD | ATLANTA | Fulton | 60092 | 4 |  | 1985-01-01 |  | 1985-01-01 |  | Removed from Ground | Diesel | 12000 | Fiberglass | 1985-05-08 | 2006-06-14 | Cathodically Protected | Pressurized
COUNTRY CLUB OF ROSWELL | 4041 REXBURGH DRIVE | ROSWELL | Fulton | 9060556 | 3 | [5 empty] | Removed from Ground | Gas (Historical Use) | 1000 | Not Marked/Unknown | 1998-07-01 | 1998-07-01 | Not Marked
HONDA CARLAND | 11085 ALPHARETTA HWY | ROSWELL | Fulton | 9060193 | 3 | [5 empty] | Removed from Ground | Other | 1000 | Cathodically Protected Steel | 1986-01-01 | 1996-05-01 | Galvanized Steel
HOLCOMB BRIDGE CHEVRON, INC | 1360 HOLCOMB BRIDGE RD | ROSWELL | Fulton | 9060195 | 4 |  |  | TRUE |  | TRUE | Removed from Ground | Used Oil | 550 | Cathodically Protected Steel | 1972-01-01 | 1990-01-22 | Fiberglass Reinforced Plastic
HOLCOMB BRIDGE CHEVRON, INC | 1360 HOLCOMB BRIDGE RD | ROSWELL | Fulton | 9060195 | 7 | Ball Float | 1993-12-15 | FALSE | 1993-12-15 | FALSE | Removed from Ground | Premium | 10000 | Fiberglass Double Walled | 1990-01-25 |  | Fiberglass Reinforced Plastic | Pressurized
HOLCOMB BRIDGE CHEVRON, INC | 1360 HOLCOMB BRIDGE RD | ROSWELL | Fulton | 9060195 | 1 | [5 empty] | Removed from Ground | Gas (Historical Use) | 10000 | Cathodically Protected Steel | 1972-01-01 | 1990-01-22 | Fiberglass Reinforced Plastic
NO FACILITY NAME/CLOSED 1940'S | 6201 ROSWELL RD | ATLANTA | Fulton | 9060210 | 4 | [5 empty] | Removed from Ground | Other | 1000 | Bare Steel | 1992-03-10 | 1992-03-10 | Not Marked
ECONOMY CAR WASH | 6380 ROSWELL RD | ATLANTA | Fulton | 9060153 | 1 | [5 empty] | Removed from Ground | Gas (Historical Use) | 12000 | Bare Steel | 1970-01-01 | 1994-07-19 | Galvanized Steel
QUIKTRIP #777 | 5705 FULTON IND BLVD | ATLANTA | Fulton | 9060730 | 3 |  | 1997-11-05 | FALSE | 1997-11-05 | FALSE | Currently in Use | Premium | 12000 | Fiberglass | 1997-11-05 |  | Double-Walled Fiberglass | Pressurized
UPS ATLANTA (UST) | 270 MARVIN MILLER DR SW | ATLANTA | Fulton | 9000732 | GU-3 | Flapper Valve | 1990-11-01 | FALSE | 1990-11-01 | FALSE | Currently in Use | Regular | 20000 | Fiberglass Double Walled | 1990-11-01 |  | Double-Walled Fiberglass | Pressurized
METRO TRACTOR CO INC/METRAC | 4500 WENDELL DR SW | ATLANTA | Fulton | 602001 | 5 |  |  | TRUE |  | TRUE | Removed from Ground | Used Oil | 4000 | Bare Steel | 1976-11-06 | 1899-12-31 | Galvanized Steel | Safe Suction (Euro)
CHESHIRE BRIDGE CITGO | 2353 CHESHIRE BRIDGE RD NE | ATLANTA | Fulton | 600790 | 5 | Flapper Valve | 1992-01-01 | FALSE | 1992-01-01 | TRUE | Currently in Use | Plus | 10000 | Composite | 1992-01-01 |  | Fiberglass Reinforced Plastic | Pressurized
LINPAC INC | 655 A SELIG DRIVE NW | ATLANTA | Fulton | 9060741 | 1 | [5 empty] | Removed from Ground | Diesel | 12000 | Not Marked/Unknown | 1998-12-01 | 1998-12-01 | Not Marked
QUIKTRIP #777 | 5705 FULTON IND BLVD | ATLANTA | Fulton | 9060730 | 8 |  | 1997-11-05 | FALSE | 1997-11-05 | FALSE | Currently in Use | Diesel | 12000 | Fiberglass | 1997-11-05 |  | Double-Walled Fiberglass | Pressurized
UPS ATLANTA (UST) | 270 MARVIN MILLER DR SW | ATLANTA | Fulton | 9000732 | 2 | [5 empty] | Removed from Ground | Gas (Historical Use) | 10000 | Bare Steel | 1970-05-09 | 1990-09-01 | Galvanized Steel
Valen Food Mart | 4160 FULTON IND BLVD | ATLANTA | Fulton | 601306 | 4 | Ball Float | 1985-01-01 | FALSE | 1985-01-01 | FALSE | Temporarily out of use | Diesel | 11300 | Fiberglass | 1985-05-08 |  | Fiberglass Reinforced Plastic | Pressurized
M D HODGES ENTERPRISES INC | 650 GREAT SOUTHWEST PARKWAY | ATLANTA | Fulton | 9060799 | 1 | [5 empty] | Removed from Ground | Gas (Historical Use) | 3000 | Marked Unknown | 1972-01-01 | 1998-12-22 | Unknown
FULTON COUNTY - DEPT OF PUBLIC B | 101 AUBURN AVE NE | ATLANTA | Fulton | 9060771 | 1 | [5 empty] | Closed in Ground | Diesel | 500 | Not Marked/Unknown | 1999-03-04 | 1999-03-04 | Not Marked
CHEVRON 201788 | 4340 FULTON IND BLVD | ATLANTA | Fulton | 600919 | 3 | [5 empty] | Removed from Ground | Gas (Historical Use) | 10000 | Fiberglass | 1972-05-03 | 1994-06-10 | Fiberglass Reinforced Plastic | Pressurized
ARCHITECTURAL PRODUCTS FACILITY | 4785 FULTON IND BLVD | ATLANTA | Fulton | 9060661 | 1 | [5 empty] | Removed from Ground | Gas (Historical Use) | 1000 | Not Marked/Unknown | 1997-01-29 | 1997-01-29 | Not Marked
PENSKE TRUCK LEASING CO LP | 4605 FULTON IND BLVD | ATLANTA | Fulton | 9060575 | 2 | Overfill Alarm | 1995-10-18 | FALSE | 1995-10-18 | FALSE | Currently in Use | Diesel | 20000 | Composite | 1995-10-18 |  | Fiberglass Reinforced Plastic | Pressurized
W R GRACE/DEWEY & ALMY CHEM DIV | 5225 PHILLIP LEE DR SW | ATLANTA | Fulton | 9000476 | 6A | [5 empty] | Removed from Ground | Other | 6000 | Bare Steel | 1966-03-08 | 1993-06-16 | Bare Steel | Pressurized
DIAZ FOODS | 5501 FULTON IND BLVD | ATLANTA | Fulton | 601170 | 3 |  |  | TRUE |  | TRUE | Removed from Ground | Used Oil | 550 | Bare Steel | 1980-03-28 | 1987-10-21 | Galvanized Steel
HANGAR ONE INC/FULTON CO BROWN F | 700 FULTON IND BLVD | ATLANTA | Fulton | 9000743 | E-4 | [5 empty] | Removed from Ground | Other | 6000 | Bare Steel | 1968-12-15 | 1990-06-20 | Bare Steel
HANGAR ONE INC/FULTON CO BROWN F | 700 FULTON IND BLVD | ATLANTA | Fulton | 9000743 | E-1 | [5 empty] | Removed from Ground | Other | 6000 | Bare Steel | 1968-12-15 | 1990-06-20 | Bare Steel
PENSKE TRUCK LEASING CO LP | 4605 FULTON IND BLVD | ATLANTA | Fulton | 9060575 | 3 | Overfill Alarm | 1995-10-18 | FALSE | 1995-10-18 | FALSE | Currently in Use | Regular | 12000 | Composite | 1995-10-18 |  | Fiberglass Reinforced Plastic | Pressurized
FINA #6725 | 4175 FULTON IND BLVD | ATLANTA | Fulton | 601023 | 1 | [5 empty] | Removed from Ground | Gas (Historical Use) | 3000 | Bare Steel | 1968-04-27 | 1991-07-15 | Galvanized Steel
CHEVRON 201788 | 4340 FULTON IND BLVD | ATLANTA | Fulton | 600919 | 2 | [5 empty] | Removed from Ground | Gas (Historical Use) | 8000 | Fiberglass | 1972-05-03 | 1994-06-10 | Fiberglass Reinforced Plastic | Pressurized
UPS ATLANTA (UST) | 270 MARVIN MILLER DR SW | ATLANTA | Fulton | 9000732 | D-2 | Flapper Valve | 1990-11-01 | FALSE | 1990-11-01 | FALSE | Currently in Use | Diesel | 15000 | Fiberglass Double Walled | 1990-11-01 |  | Double-Walled Fiberglass | Pressurized
DIAZ FOODS | 5501 FULTON IND BLVD | ATLANTA | Fulton | 601170 | 5 |  | 1998-01-01 |  | 1998-01-01 |  | Removed from Ground | Diesel | 15000 | Double Walled | 1998-01-01 | 2004-10-21 | Double Walled | Pressurized
DIAZ FOODS | 5501 FULTON IND BLVD | ATLANTA | Fulton | 601170 | 4 |  | 1998-01-01 |  | 1998-01-01 |  | Removed from Ground | Diesel | 20000 | Double Walled | 1998-01-01 | 2004-10-21 | Double Walled | Pressurized
AMB GROUP LLC | 4195 MLK JR DR | ATLANTA | Fulton | 600612 | 1 | Overfill Alarm | 1990-01-17 |  | 1990-01-17 |  | Removed from Ground | Aviation Gas/AV Gas | 10000 | Steel-Impressed Current | 1979-01-03 | 2017-03-22 | Steel (Impressed Current) | Safe Suction (Euro)
METRO TRACTOR CO INC/METRAC | 4500 WENDELL DR SW | ATLANTA | Fulton | 602001 | 8 | [5 empty] | Removed from Ground | Gas (Historical Use) | 5000 | Bare Steel | 1976-11-06 | 1899-12-31 | Galvanized Steel | Safe Suction (Euro)
AMB GROUP LLC | 4195 MLK JR DR | ATLANTA | Fulton | 600612 | 2 | Overfill Alarm | 1990-01-17 |  | 1990-01-17 |  | Removed from Ground | Aviation Gas/AV Gas | 10000 | Steel-Impressed Current | 1979-01-03 | 2017-03-22 | Steel (Impressed Current) | Safe Suction (Euro)
ROLLINS LEASING CORP #324A | 180 MENDEL DR SW | ATLANTA | Fulton | 600554 | 3 | [5 empty] | Removed from Ground | Other | 1000 | Bare Steel | 1976-04-25 | 1994-03-01 | Bare Steel | Suction (American)
MAGIC 4590 LLC | 4590 FULTON INDUSTRIAL BLVD SW | ATLANTA | Fulton | 600793 | 1 |  | 1992-02-10 | FALSE | 1992-02-10 | FALSE | Temporarily out of use | Gas (Historical Use) | 15000 | Steel-Impressed Current | 1979-01-25 |  | Fiberglass Reinforced Plastic | Pressurized
BP #24022/GULF #24022 | 4220 FULTON IND BLVD | ATLANTA | Fulton | 9000416 | 1 | [5 empty] | Removed from Ground | Diesel | 6000 | Bare Steel | 1980-05-03 | 1899-12-31 | Galvanized Steel
BP #24022/GULF #24022 | 4220 FULTON IND BLVD | ATLANTA | Fulton | 9000416 | 7 | [5 empty] | Removed from Ground | Gas (Historical Use) | 10000 | Not Marked/Unknown |  | 1899-12-31 | Not Marked
B&B OIL CO INC | 2906 MARTIN ST | EAST POINT | Fulton | 600874 | 3 |  | 1998-02-10 | FALSE | 1998-02-10 | FALSE | Currently in Use | Regular | 4000 | Steel-Impressed Current | 1979-05-10 |  | Steel (Impressed Current) | Safe Suction (Euro)
AMOCO HUZARA LLC | 3067 WASHINGTON RD | EAST POINT | Fulton | 600710 | 1 |  |  | FALSE |  | FALSE | Removed from Ground | Gas (Historical Use) | 12000 | Fiberglass | 1978-02-02 | 1993-08-02 | Fiberglass Reinforced Plastic | Pressurized
A BETTERWAY RENT A CAR D/B/A BUD | 3425 BOBBY BROWN PKWY | EAST POINT | Fulton | 600655 | 6 | Flapper Valve | 1999-07-01 | FALSE | 1999-07-01 | FALSE | Currently in Use | New Oil | 1000 | Composite | 1999-07-01 |  | Flex | Suction (American)
HEADLAND CENTER INC | 2995 HEADLAND DR SW | EAST POINT | Fulton | 601325 | D | [5 empty] | Removed from Ground | Kerosene | 4000 | Epoxy | 1987-01-01 | 1997-04-01 | Fiberglass Reinforced Plastic | Safe Suction (Euro)
AVIS RENT-A-CAR SYSTEM LLC | 3333 BOBBY BROWN PKY | EAST POINT | Fulton | 601381 | 1 | [5 empty] | Removed from Ground | Gas (Historical Use) | 10000 | Bare Steel | 1970-01-01 | 1991-03-01
METRO TRACTOR CO INC/METRAC | 4500 WENDELL DR SW | ATLANTA | Fulton | 602001 | 2 | [5 empty] | Removed from Ground | Other | 2000 | Bare Steel | 1976-11-06 | 1899-12-31 | Galvanized Steel | Suction (American)
GATX LOGISTICS | 5182 /5180 PHILLIP LEE DR SW | ATLANTA | Fulton | 600627 | 1 | [5 empty] | Removed from Ground | Empty | 4000 | Bare Steel | 1961-04-22 | 1997-04-30 | Unknown
BP #24022/GULF #24022 | 4220 FULTON IND BLVD | ATLANTA | Fulton | 9000416 | 10 |  |  | TRUE |  | TRUE | Removed from Ground | Used Oil | 1000 | Not Marked/Unknown |  | 1899-12-31 | Not Marked
TRIMAC | 605 SELIG DR SW | ATLANTA | Fulton | 4600007 | 2 | [5 empty] | Removed from Ground | Diesel | 7500 | Bare Steel | 1970-12-14 | 1991-04-03 | Bare Steel
FINA #6725 | 4175 FULTON IND BLVD | ATLANTA | Fulton | 601023 | 2 | [5 empty] | Removed from Ground | Gas (Historical Use) | 5000 | Bare Steel | 1968-04-27 | 1991-07-15 | Galvanized Steel
HANGAR ONE INC/FULTON CO BROWN F | 700 FULTON IND BLVD | ATLANTA | Fulton | 9000743 | E-3 | [5 empty] | Removed from Ground | Other | 6000 | Bare Steel | 1968-12-15 | 1990-06-20 | Bare Steel
CROWN CORK & SEAL INC | 650 SELIG DR | ATLANTA | Fulton | 601312 | 507-C | [5 empty] | Removed from Ground | Other | 9450 | Fiberglass | 1980-05-09 | 1992-11-22 | Not Marked
CROWN CORK & SEAL INC | 650 SELIG DR | ATLANTA | Fulton | 601312 | 95CLS | [5 empty] | Removed from Ground | Other | 12000 | Bare Steel | 1978-05-10 | 1992-11-22 | Bare Steel | Suction (American)
CROWN CORK & SEAL INC | 650 SELIG DR | ATLANTA | Fulton | 601312 | 3610 | [5 empty] | Removed from Ground | Other | 12000 | Bare Steel | 1978-05-10 | 1992-11-22 | Bare Steel | Suction (American)
OGDEN MATERIAL HANDLING SYS INC | 4780 MENDEL CT SW | ATLANTA | Fulton | 600654 | 1 | [5 empty] | Removed from Ground | Diesel | 10000 | Bare Steel | 1971-02-02 | 1995-06-07 | Galvanized Steel | Safe Suction (Euro)
ATLANTA BEVERAGE CO | 5000 FULTON IND BLVD | ATLANTA | Fulton | 600663 | 5 | Ball Float | 1998-04-20 | TRUE | 1998-04-20 | TRUE | Currently in Use | Used Oil | 1000 | Steel-Impressed Current | 1981-01-31 |  | Galvanized Steel | Pressurized
ATLANTA BEVERAGE CO | 5000 FULTON IND BLVD | ATLANTA | Fulton | 600663 | 4 | Ball Float | 1998-04-20 | TRUE | 1998-04-20 | FALSE | Currently in Use | New Oil | 2000 | Steel-Impressed Current | 1981-01-31 |  | Galvanized Steel | Pressurized
HANGAR ONE INC/FULTON CO BROWN F | 700 FULTON IND BLVD | ATLANTA | Fulton | 9000743 | E-2 | [5 empty] | Removed from Ground | Other | 6000 | Bare Steel | 1968-12-15 | 1990-06-20 | Bare Steel
UPS ATLANTA (UST) | 270 MARVIN MILLER DR SW | ATLANTA | Fulton | 9000732 | D-1 | Flapper Valve | 1990-11-01 | FALSE | 1990-11-01 | FALSE | Currently in Use | Diesel | 20000 | Fiberglass Double Walled | 1990-11-01 |  | Double-Walled Fiberglass | Pressurized
GATX LOGISTICS | 5182 /5180 PHILLIP LEE DR SW | ATLANTA | Fulton | 600627 | 2 | [5 empty] | Removed from Ground | Empty | 1000 | Bare Steel | 1961-04-22 | 1991-10-23 | Unknown
OGDEN MATERIAL HANDLING SYS INC | 4780 MENDEL CT SW | ATLANTA | Fulton | 600654 | 3 | [5 empty] | Removed from Ground | Gas (Historical Use) | 10000 | Bare Steel | 1971-02-02 | 1995-06-07 | Galvanized Steel | Safe Suction (Euro)
GA CROWN DISTRIBUTING CO | 255 VILLANOVA DR SW | ATLANTA | Fulton | 600688 | 2 | [5 empty] | Removed from Ground | Empty | 3000 | Marked Unknown | 1979-05-10 | 1996-02-09 | Unknown
ROLLINS LEASING CORP #324A | 180 MENDEL DR SW | ATLANTA | Fulton | 600554 | 5 |  | 1994-03-16 |  | 1994-03-16 |  | Removed from Ground | Diesel | 20000 | Double Walled | 1994-03-16 | 1899-12-31 | Fiberglass Reinforced Plastic | Pressurized
BP #24102 | 5565 NORTHSIDE DR NW | ATLANTA | Fulton | 600808 | 3 | [5 empty] | Removed from Ground | Diesel | 10000 | Bare Steel | 1980-05-03 | 1987-01-01 | Galvanized Steel
WILLIAM G BOLLENBACH | 2823 CHURCH ST | EAST POINT | Fulton | 600185 | 1 | [5 empty] | Removed from Ground | Gas (Historical Use) | 100000 | Cathodically Protected Steel | 1986-05-08 | 2002-09-02 | Bare Steel
B&B OIL CO INC | 2906 MARTIN ST | EAST POINT | Fulton | 600874 | 2 |  | 1998-02-10 | FALSE | 1998-02-10 | FALSE | Currently in Use | Diesel | 10000 | Steel-Impressed Current | 1979-05-10 |  | Steel (Impressed Current) | Safe Suction (Euro)
GENERAL CHEMICAL CORP | 1427 CENTRAL AVE | EAST POINT | Fulton | 600583 | 2 |  | 1991-06-01 |  | 1991-06-01 |  | Removed from Ground | Gas (Historical Use) | 10000 | Cathodically Protected Steel | 1968-05-10 | 1998-07-14 | Galvanized Steel | Suction (American)
J&L OIL INC #56 | 1509 NORMAN BERRY DR | EAST POINT | Fulton | 601328 | 4 | [5 empty] | Removed from Ground | Gas (Historical Use) | 6000 | Bare Steel | 1971-05-11 | 1995-06-01 | Galvanized Steel | Pressurized
J&L OIL INC #56 | 1509 NORMAN BERRY DR | EAST POINT | Fulton | 601328 | 1 | [5 empty] | Removed from Ground | Gas (Historical Use) | 6000 | Bare Steel | 1966-05-12 | 1995-06-01 | Galvanized Steel | Pressurized
ADVANCED DESIGN & PACKAGING INC | 55 ENTERPRISE BLVD | ATLANTA | Fulton | 9060863 | 1 | [5 empty] | Removed from Ground | Other | 15000 | Marked Unknown | 2001-10-17 | 2001-10-17 | Unknown
QUIKTRIP #777 | 5705 FULTON IND BLVD | ATLANTA | Fulton | 9060730 | 4 |  | 1997-11-05 | FALSE | 1997-11-05 | FALSE | Currently in Use | Diesel | 12000 | Fiberglass | 1997-11-05 |  | Double-Walled Fiberglass | Pressurized
QUIKTRIP #777 | 5705 FULTON IND BLVD | ATLANTA | Fulton | 9060730 | 7 |  | 1997-11-05 | FALSE | 1997-11-05 | FALSE | Currently in Use | Diesel | 8000 | Fiberglass | 1997-11-05 |  | Double-Walled Fiberglass | Pressurized
QUIKTRIP #777 | 5705 FULTON IND BLVD | ATLANTA | Fulton | 9060730 | 5 |  | 1997-11-05 | FALSE | 1997-11-05 | FALSE | Currently in Use | Diesel | 12000 | Fiberglass | 1997-11-05 |  | Double-Walled Fiberglass | Pressurized
FINA #6725 | 4175 FULTON IND BLVD | ATLANTA | Fulton | 601023 | 4 | [5 empty] | Removed from Ground | Gas (Historical Use) | 5000 | Bare Steel | 1968-04-27 | 1991-07-15 | Galvanized Steel
FINA #6725 | 4175 FULTON IND BLVD | ATLANTA | Fulton | 601023 | 5 | [5 empty] | Removed from Ground | Diesel | 3000 | Bare Steel | 1968-04-27 | 1991-07-15 | Galvanized Steel
UPS ATLANTA (UST) | 270 MARVIN MILLER DR SW | ATLANTA | Fulton | 9000732 | 3 | [5 empty] | Removed from Ground | Diesel | 10000 | Bare Steel | 1970-05-09 | 1990-09-01 | Galvanized Steel
SELIG CHEMICAL INDUSTRIES | 840 SELIG DR SW | ATLANTA | Fulton | 600644 | 1A | [5 empty] | Removed from Ground | Gas (Historical Use) | 1000 | Bare Steel | 1965-04-25 | 1990-11-21 | Galvanized Steel
OGDEN MATERIAL HANDLING SYS INC | 4780 MENDEL CT SW | ATLANTA | Fulton | 600654 | 2 | [5 empty] | Removed from Ground | Diesel | 10000 | Bare Steel | 1971-02-02 | 1995-06-07 | Galvanized Steel | Safe Suction (Euro)
TRIMAC | 605 SELIG DR SW | ATLANTA | Fulton | 4600007 | 9 |  | 1991-03-01 |  | 1991-03-01 |  | Removed from Ground | Gas (Historical Use) | 5200 | Galvanic (STIP-3) | 1991-03-01 | 2016-06-22 | Fiberglass Reinforced Plastic | Pressurized
QUIKTRIP #777 | 5705 FULTON IND BLVD | ATLANTA | Fulton | 9060730 | 2 |  | 1997-11-05 | FALSE | 1997-11-05 | FALSE | Currently in Use | Plus | 12000 | Fiberglass | 1997-11-05 |  | Double-Walled Fiberglass | Pressurized
PENSKE TRUCK LEASING CO LP | 4605 FULTON IND BLVD | ATLANTA | Fulton | 9060575 | 1 | Overfill Alarm | 1995-10-18 | FALSE | 1995-10-18 | FALSE | Currently in Use | Diesel | 20000 | Composite | 1995-10-18 |  | Fiberglass Reinforced Plastic | Pressurized
W R GRACE/DEWEY & ALMY CHEM DIV | 5225 PHILLIP LEE DR SW | ATLANTA | Fulton | 9000476 | 4A | [5 empty] | Removed from Ground | Other | 6000 | Bare Steel | 1966-03-08 | 1993-06-16 | Bare Steel | Pressurized
W R GRACE/DEWEY & ALMY CHEM DIV | 5225 PHILLIP LEE DR SW | ATLANTA | Fulton | 9000476 | 2 | [5 empty] | Removed from Ground | Other | 30000 | Bare Steel | 1966-03-08 | 1993-06-17 | Bare Steel | Pressurized
CHEVRON 201788 | 4340 FULTON IND BLVD | ATLANTA | Fulton | 600919 | 1 | [5 empty] | Removed from Ground | Gas (Historical Use) | 6000 | Fiberglass | 1972-05-03 | 1994-06-10 | Fiberglass Reinforced Plastic | Pressurized
UPS ATLANTA (UST) | 270 MARVIN MILLER DR SW | ATLANTA | Fulton | 9000732 | 1 | [5 empty] | Removed from Ground | Gas (Historical Use) | 10000 | Bare Steel | 1970-05-09 | 1990-09-01 | Galvanized Steel
DIAZ FOODS | 5501 FULTON IND BLVD | ATLANTA | Fulton | 601170 | 6 |  |  | FALSE |  | FALSE | Removed from Ground | Used Oil | 1000 | Bare Steel | 2003-07-30 | 2003-07-30 | Unknown
SELIG CHEMICAL INDUSTRIES | 840 SELIG DR SW | ATLANTA | Fulton | 600644 | 2 | [5 empty] | Removed from Ground | Hazardous Substance | 1000 | Fiberglass | 1981-04-22 | 1988-11-30 | Fiberglass Reinforced Plastic
BP #24022/GULF #24022 | 4220 FULTON IND BLVD | ATLANTA | Fulton | 9000416 | 4 | [5 empty] | Removed from Ground | Gas (Historical Use) | 6000 | Bare Steel | 1966-05-07 | 1899-12-31 | Galvanized Steel
BP #24022/GULF #24022 | 4220 FULTON IND BLVD | ATLANTA | Fulton | 9000416 | 5 | [5 empty] | Removed from Ground | Gas (Historical Use) | 10000 | Bare Steel | 1966-05-07 | 1899-12-31 | Galvanized Steel
AMOCO HUZARA LLC | 3067 WASHINGTON RD | EAST POINT | Fulton | 600710 | 4 |  | 1996-08-01 | FALSE | 1996-08-01 | FALSE | Currently in Use | Regular | 10000 | Composite | 1996-08-01 |  | Flex | Pressurized
AMOCO HUZARA LLC | 3067 WASHINGTON RD | EAST POINT | Fulton | 600710 | 5 |  | 1996-08-01 | FALSE | 1996-08-01 | FALSE | Currently in Use | Premium | 10000 | Composite | 1996-08-01 |  | Flex | Pressurized
ATLANTA RENT-A-CAR | 3185 CAMP CREEK PKWY | EAST POINT | Fulton | 600570 | 1 |  | 1998-12-12 |  | 1998-12-12 |  | Removed from Ground | Gas (Historical Use) | 10000 | Steel-Impressed Current | 1980-04-09 | 2001-10-01 | Cathodically Protected | Suction (American)
HAPPY STORE CITGO | 4060 MLK JR DR | ATLANTA | Fulton | 600751 | 6 | [5 empty] | Removed from Ground | Kerosene | 4000 | Cathodically Protected Steel | 1984-05-05 | 1991-04-01 | Galvanized Steel
HAPPY STORE CITGO | 4060 MLK JR DR | ATLANTA | Fulton | 600751 | 8 | Ball Float | 1991-08-15 | FALSE | 1991-08-15 | FALSE | Currently in Use | Plus | 10000 | Composite | 1991-08-15 |  | Steel (Impressed Current) | Pressurized
HAPPY STORE CITGO | 4060 MLK JR DR | ATLANTA | Fulton | 600751 | 9 | Ball Float | 1991-08-15 | FALSE | 1991-08-15 | FALSE | Currently in Use | Regular | 10000 | Composite | 1991-08-15 |  | Steel (Impressed Current) | Pressurized
CLEAN RITE PRODUCTS LLC | 600 WHARTON CIRCLE | ATLANTA | Fulton | 9060823 | 1 | [5 empty] | Removed from Ground | Diesel | 12000 | Bare Steel | 1980-01-01 | 2000-07-27 | Bare Steel
COCA-COLA CO/AVIATION DEPT | 4000 FULTON INDUSTRIAL BLVD | ATLANTA | Fulton | 9000613 | 1 |  |  | TRUE |  | TRUE | Removed from Ground | Used Oil | 1000 | Bare Steel | 1983-08-13 | 1990-06-01 | Not Marked
ABF FREIGHT SYSTEM INC | 4820 MENDEL CT SW | ATLANTA | Fulton | 600676 | 2 |  |  | TRUE |  | TRUE | Removed from Ground | Used Oil | 500 | Fiberglass | 1985-02-13 | 1989-11-22 | Not Marked
MAGIC 4590 LLC | 4590 FULTON INDUSTRIAL BLVD SW | ATLANTA | Fulton | 600793 | 4 |  | 1998-10-01 | FALSE | 1998-10-01 | FALSE | Temporarily out of use | Diesel | 20000 | Steel-Impressed Current | 1979-01-25 |  | Cathodically Protected | Pressurized
MAGIC 4590 LLC | 4590 FULTON INDUSTRIAL BLVD SW | ATLANTA | Fulton | 600793 | 5 |  | 1998-10-01 | FALSE | 1998-10-01 | FALSE | Currently in Use | Diesel | 20000 | Steel-Impressed Current | 1982-01-24 |  | Cathodically Protected | Pressurized
J & E TULANE ASSOCIATES LLC | 5105 TULAND DR | ATLANTA | Fulton | 600740 | 4 |  |  | TRUE |  | TRUE | Removed from Ground | Used Oil | 2000 | Bare Steel | 1978-05-07 | 1994-02-19 | Unknown
J & E TULANE ASSOCIATES LLC | 5105 TULAND DR | ATLANTA | Fulton | 600740 | 5 |  | 1994-02-01 |  | 1994-02-01 |  | Removed from Ground | Diesel | 12000 | Double Walled | 1994-03-30 | 2003-01-10 | Fiberglass Reinforced Plastic | Pressurized
BP #24102 | 5565 NORTHSIDE DR NW | ATLANTA | Fulton | 600808 | 2 | [5 empty] | Removed from Ground | Gas (Historical Use) | 10000 | Bare Steel | 1978-05-04 | 1987-01-01 | Galvanized Steel
MULLINS BROS PAVING CONTRS INC | 1692 EMPIRE AVE | EAST POINT | Fulton | 600121 | 6 | Flapper Valve | 1991-03-06 | FALSE | 1991-03-06 | FALSE | Removed from Ground | Regular | 10000 | Epoxy | 1991-03-06 |  | Galvanized Steel | Suction (American)
MULLINS BROS PAVING CONTRS INC | 1692 EMPIRE AVE | EAST POINT | Fulton | 600121 | 8 | Flapper Valve | 1991-05-31 | FALSE | 1991-05-31 | FALSE | Removed from Ground | Diesel | 1000 | Epoxy | 1991-05-31 |  | Galvanized Steel | Suction (American)
AMOCO HUZARA LLC | 3067 WASHINGTON RD | EAST POINT | Fulton | 600710 | 3 |  |  | FALSE |  | FALSE | Removed from Ground | Gas (Historical Use) | 12000 | Fiberglass | 1978-02-02 | 1993-08-02 | Fiberglass Reinforced Plastic
RENT-ALL PLAZA INC | 1742 CONNALLY DR | EAST POINT | Fulton | 600575 | 1 | [5 empty] | Removed from Ground | Kerosene | 500 | Bare Steel | 1977-05-10 | 1998-03-01 | Galvanized Steel
W R GRACE/DEWEY & ALMY CHEM DIV | 5225 PHILLIP LEE DR SW | ATLANTA | Fulton | 9000476 | 5A | [5 empty] | Removed from Ground | Other | 6000 | Bare Steel | 1966-03-08 | 1993-06-16 | Bare Steel | Pressurized
WINN DIXIE ATLANTA INC | 5400 FULTON IND BLVD | ATLANTA | Fulton | 60092 | 3 |  | 1985-01-01 |  | 1985-01-01 |  | Removed from Ground | Diesel | 12000 | Fiberglass | 1985-05-08 | 2006-06-14 | Cathodically Protected | Pressurized
GATX LOGISTICS | 5182 /5180 PHILLIP LEE DR SW | ATLANTA | Fulton | 600627 | 3 | [5 empty] | Removed from Ground | Empty | 2000 | Bare Steel | 1961-04-22 | 1991-10-23 | Unknown
OGDEN MATERIAL HANDLING SYS INC | 4780 MENDEL CT SW | ATLANTA | Fulton | 600654 | 4 | [5 empty] | Removed from Ground | Gas (Historical Use) | 8000 | Bare Steel | 1971-02-02 | 1995-06-07 | Galvanized Steel | Safe Suction (Euro)
OGDEN MATERIAL HANDLING SYS INC | 4780 MENDEL CT SW | ATLANTA | Fulton | 600654 | 5 | [5 empty] | Removed from Ground | Gas (Historical Use) | 8000 | Bare Steel | 1971-02-02 | 1995-06-07 | Galvanized Steel | Safe Suction (Euro)
BP #24102 | 5565 NORTHSIDE DR NW | ATLANTA | Fulton | 600808 | 6 |  | 1988-04-01 |  | 1988-04-01 |  | Removed from Ground | Gas (Historical Use) | 10000 | Fiberglass | 1988-04-25 | 2001-09-01 | Fiberglass Reinforced Plastic | Pressurized
B&B OIL CO INC | 2906 MARTIN ST | EAST POINT | Fulton | 600874 | 1 |  | 1998-02-10 | FALSE | 1998-02-10 | FALSE | Currently in Use | Diesel | 10000 | Steel-Impressed Current | 1979-05-10 |  | Steel (Impressed Current) | Safe Suction (Euro)
TEXACO FOOD MART | 3155 CAMP CREEK PKWY | EAST POINT | Fulton | 9000216 | 1 | [5 empty] | Removed from Ground | Gas (Historical Use) | 8000 | Cathodically Protected Steel | 1972-02-07 | 1988-01-01 | Galvanized Steel | Pressurized
WATKINS SERVICE CO INC | 2144 SYLVAN RD | EAST POINT | Fulton | 601092 | 2 | [5 empty] | Removed from Ground | Gas (Historical Use) | 6000 | Bare Steel | 1971-04-06 | 1987-06-01 | Galvanized Steel
H Z R ENTERPRISES INC | 3094 WASHINGTON RD | EAST POINT | Fulton | 600927 | 5 |  | 1995-01-15 | FALSE | 1995-01-15 | FALSE | Currently in Use | Regular | 12000 | Epoxy | 1995-01-15 |  | Double-Walled Fiberglass | Pressurized
CHEVRON STATION #43648 | 3816 WASHINGTON RD | EAST POINT | Fulton | 601018 | 2 | [5 empty] | Removed from Ground | Gas (Historical Use) | 10000 | Bare Steel | 1972-04-26 | 1987-06-01 | Galvanized Steel
Gas Express #183 | 3241 CAMP CREEK PKWY | EAST POINT | Fulton | 9060514 | 2 | Ball Float | 1996-03-01 | FALSE | 1988-03-01 | FALSE | Temporarily out of use | Regular | 10000 | Fiberglass | 1974-01-01 |  | Fiberglass Reinforced Plastic | Pressurized
TEXACO FOOD MART | 3155 CAMP CREEK PKWY | EAST POINT | Fulton | 9000216 | 4 | Flapper Valve | 1998-05-23 | FALSE | 1998-05-23 | FALSE | Currently in Use | Regular | 10000 | Fiberglass | 1988-01-01 |  | Fiberglass Reinforced Plastic | Pressurized
TEXACO FOOD MART | 3155 CAMP CREEK PKWY | EAST POINT | Fulton | 9000216 | 5 | Flapper Valve | 1998-05-23 | FALSE | 1998-05-23 | FALSE | Currently in Use | Premium | 10000 | Fiberglass | 1988-01-01 |  | Fiberglass Reinforced Plastic | Pressurized
W R GRACE/DEWEY & ALMY CHEM DIV | 5225 PHILLIP LEE DR SW | ATLANTA | Fulton | 9000476 | 1 | [5 empty] | Removed from Ground | Other | 30000 | Bare Steel | 1966-03-08 | 1993-06-17 | Bare Steel | Pressurized
Valen Food Mart | 4160 FULTON IND BLVD | ATLANTA | Fulton | 601306 | 3 | Ball Float | 1985-01-01 | FALSE | 1985-01-01 | FALSE | Temporarily out of use | Premium | 12000 | Steel-Impressed Current | 1976-05-10 |  | Fiberglass Reinforced Plastic | Pressurized
CROWN CORK & SEAL INC | 650 SELIG DR | ATLANTA | Fulton | 601312 | SP-OIL |  |  | TRUE |  | TRUE | Removed from Ground | Used Oil | 12000 | Bare Steel | 1978-05-10 | 1899-12-31 | Bare Steel | Suction (American)
METRO TRACTOR CO INC/METRAC | 4500 WENDELL DR SW | ATLANTA | Fulton | 602001 | 3 | [5 empty] | Removed from Ground | Other | 2000 | Bare Steel | 1976-11-06 | 1899-12-31 | Galvanized Steel | Suction (American)
HAPPY STORE CITGO | 4060 MLK JR DR | ATLANTA | Fulton | 600751 | 11 |  | 1991-08-15 |  | 1991-08-15 |  | Temporarily out of use | Diesel | 6000 | Composite | 1991-08-15 |  | Steel (Impressed Current) | Pressurized
GA POWER/WEST FULTON OPER HQ | 1311 FULTON IND BLVD | ATLANTA | Fulton | 600738 | 1 | [5 empty] | Closed in Ground | Diesel | 6000 | Bare Steel | 1966-05-12 | 1992-07-01 | Unknown
J & E TULANE ASSOCIATES LLC | 5105 TULAND DR | ATLANTA | Fulton | 600740 | 1 | [5 empty] | Removed from Ground | Diesel | 12000 | Bare Steel | 1978-05-07 | 1994-02-19 | Unknown
METRO TRACTOR CO INC/METRAC | 4500 WENDELL DR SW | ATLANTA | Fulton | 602001 | 4 | [5 empty] | Removed from Ground | Other | 2000 | Bare Steel | 1976-11-06 | 1899-12-31 | Galvanized Steel | Suction (American)
METRO TRACTOR CO INC/METRAC | 4500 WENDELL DR SW | ATLANTA | Fulton | 602001 | 7 | [5 empty] | Removed from Ground | Diesel | 6000 | Bare Steel | 1976-11-06 | 1899-12-31 | Galvanized Steel | Safe Suction (Euro)
SELIG CHEMICAL INDUSTRIES | 840 SELIG DR SW | ATLANTA | Fulton | 600644 | 1B | [5 empty] | Removed from Ground | Gas (Historical Use) | 1000 | Bare Steel | 1965-04-25 | 1990-11-21 | Galvanized Steel
ROLLINS LEASING CORP #324A | 180 MENDEL DR SW | ATLANTA | Fulton | 600554 | 4 |  |  | TRUE |  | TRUE | Removed from Ground | Empty | 1000 | Bare Steel | 1976-04-25 | 1994-03-01 | Bare Steel | Gravity Fed
ROLLINS LEASING CORP #324A | 180 MENDEL DR SW | ATLANTA | Fulton | 600554 | 1 | [5 empty] | Removed from Ground | Empty | 10000 | Bare Steel | 1976-01-01 | 1994-02-01 | Bare Steel | Suction (American)
GA POWER/WEST FULTON OPER HQ | 1311 FULTON IND BLVD | ATLANTA | Fulton | 600738 | 2 |  |  | TRUE |  | TRUE | Removed from Ground | Used Oil | 550 | Bare Steel | 1964-01-01 | 1992-10-17 | Galvanized Steel | Gravity Fed
AMOCO HUZARA LLC | 3067 WASHINGTON RD | EAST POINT | Fulton | 600710 | 2 |  |  | FALSE |  | FALSE | Removed from Ground | Gas (Historical Use) | 12000 | Fiberglass | 1978-02-02 | 1993-08-02 | Fiberglass Reinforced Plastic
RENT-ALL PLAZA INC | 1742 CONNALLY DR | EAST POINT | Fulton | 600575 | 2 | [5 empty] | Removed from Ground | Diesel | 500 | Bare Steel | 1977-05-10 | 1998-03-01 | Galvanized Steel
TEXACO FOOD MART | 3155 CAMP CREEK PKWY | EAST POINT | Fulton | 9000216 | 6 | Ball Float | 1998-05-23 | FALSE | 1998-05-23 | FALSE | Currently in Use | Diesel | 10000 | Fiberglass | 1988-01-01 |  | Fiberglass Reinforced Plastic | Pressurized
A National Limousine Service Inc. | 2192 SYLVAN RD | EAST POINT | Fulton | 601321 | 3 | Flapper Valve | 1998-10-01 | FALSE | 1985-05-07 | FALSE | Currently in Use | Regular | 8000 | Steel-Impressed Current | 1985-05-07 |  | Galvanized Steel | Pressurized
CHEVRON 201815/SHELL #210-2827-0 | 4485 WASHINGTON RD | EAST POINT | Fulton | 600917 | 2 | [5 empty] | Removed from Ground | Gas (Historical Use) | 8000 | Bare Steel | 1968-05-04 | 1992-06-01 | Galvanized Steel | Pressurized
SHELL STATION # | 2111 HEADLAND DR @ DELOWE | EAST POINT | Fulton | 600923 | 2 | [5 empty] | Removed from Ground | Gas (Historical Use) | 8000 | Bare Steel | 1971-05-04 | 1989-09-01 | Galvanized Steel | Pressurized
Fuel Mart LLC | 1337 E VIRGINA AVE | EAST POINT | Fulton | 601015 | 5 |  |  | TRUE |  | TRUE | Removed from Ground | Used Oil | 550 | Cathodically Protected Steel | 1973-04-26 | 1988-10-06 | Galvanized Steel
Fuel Mart LLC | 1337 E VIRGINA AVE | EAST POINT | Fulton | 601015 | 4 | [5 empty] | Removed from Ground | Gas (Historical Use) | 10000 | Cathodically Protected Steel | 1973-04-26 | 1988-10-06 | Cathodically Protected
IMPORT TRUCKS OF ATLANTA INC | 925 GREENSBORO DR | ATLANTA | Fulton | 9060732 | 1 |  | 2006-09-01 | TRUE | 2006-09-01 | TRUE | Removed from Ground | Used Oil | 200 | Cathodically Protected Steel | 1987-09-01 | 2014-07-23 | Galvanized Steel | Gravity Fed
CHEVRON 201788 | 4340 FULTON IND BLVD | ATLANTA | Fulton | 600919 | 8 | Flapper Valve | 1994-06-20 | FALSE | 1994-06-20 | FALSE | Currently in Use | Premium | 10000 | Fiberglass | 1994-06-20 |  | Fiberglass Reinforced Plastic | Pressurized
CHEVRON 201788 | 4340 FULTON IND BLVD | ATLANTA | Fulton | 600919 | 6 | Flapper Valve | 1994-06-20 | FALSE | 1994-06-20 | FALSE | Currently in Use | Regular | 10000 | Fiberglass | 1994-06-20 |  | Fiberglass Reinforced Plastic | Pressurized
WINN DIXIE ATLANTA INC | 5400 FULTON IND BLVD | ATLANTA | Fulton | 60092 | 2 |  | 1985-01-01 |  | 1985-01-01 |  | Removed from Ground | Diesel | 12000 | Fiberglass | 1985-05-08 | 2006-06-14 | Cathodically Protected | Pressurized
DIAZ FOODS | 5501 FULTON IND BLVD | ATLANTA | Fulton | 601170 | 1 | [5 empty] | Removed from Ground | Diesel | 20000 | Bare Steel | 1980-03-28 | 1997-12-01 | Galvanized Steel | Suction (American)
METRO TRACTOR CO INC/METRAC | 4500 WENDELL DR SW | ATLANTA | Fulton | 602001 | 1 | [5 empty] | Removed from Ground | Other | 2000 | Bare Steel | 1976-11-06 | 1899-12-31 | Galvanized Steel | Suction (American)
ROLLINS LEASING CORP #324A | 180 MENDEL DR SW | ATLANTA | Fulton | 600554 | 2 | [5 empty] | Removed from Ground | Empty | 10000 | Bare Steel | 1976-04-25 | 1994-02-01 | Galvanized Steel | Suction (American)
MAGIC 4590 LLC | 4590 FULTON INDUSTRIAL BLVD SW | ATLANTA | Fulton | 600793 | 2 |  | 1992-02-10 | FALSE | 1992-02-10 | FALSE | Currently in Use | Regular | 10000 | Steel-Impressed Current | 1979-01-25 |  | Fiberglass Reinforced Plastic | Pressurized
METRO TRACTOR CO INC/METRAC | 4500 WENDELL DR SW | ATLANTA | Fulton | 602001 | 6 | [5 empty] | Removed from Ground | Kerosene | 500 | Bare Steel | 1976-11-06 | 1899-12-31 | Galvanized Steel | Safe Suction (Euro)
HAPPY STORE CITGO | 4060 MLK JR DR | ATLANTA | Fulton | 600751 | 5 | [5 empty] | Removed from Ground | Diesel | 12000 | Cathodically Protected Steel | 1984-05-05 | 1991-04-01 | Galvanized Steel
HAPPY STORE CITGO | 4060 MLK JR DR | ATLANTA | Fulton | 600751 | 4 | [5 empty] | Removed from Ground | Gas (Historical Use) | 6000 | Cathodically Protected Steel | 1984-05-05 | 1991-04-01 | Galvanized Steel
HAPPY STORE CITGO | 4060 MLK JR DR | ATLANTA | Fulton | 600751 | 10 | Ball Float | 1991-08-15 | FALSE | 1991-08-15 | FALSE | Currently in Use | Premium | 6000 | Composite | 1991-08-15 |  | Steel (Impressed Current) | Pressurized
GA POWER/WEST FULTON OPER HQ | 1311 FULTON IND BLVD | ATLANTA | Fulton | 600738 | 3 | [5 empty] | Closed in Ground | Gas (Historical Use) | 10000 | Bare Steel | 1976-05-09 | 1992-08-01 | Unknown
GA POWER/WEST FULTON OPER HQ | 1311 FULTON IND BLVD | ATLANTA | Fulton | 600738 | 619232 |  | 1992-07-23 |  | 1992-07-23 |  | Removed from Ground | Gas (Historical Use) | 10000 | Double Walled | 1992-07-23 | 1995-12-22 | Fiberglass Reinforced Plastic | Pressurized
A BETTERWAY RENT A CAR D/B/A BUD | 3425 BOBBY BROWN PKWY | EAST POINT | Fulton | 600655 | 2 | Flapper Valve | 1998-07-27 | FALSE | 1998-07-27 | FALSE | Currently in Use | Diesel | 10000 | Steel-Impressed Current | 1976-02-24 |  | Steel (Impressed Current) | Pressurized
FEDERAL RECORDS CENTER | 1557 ST JOSEPH ST | EAST POINT | Fulton | 600611 | 1 | [5 empty] | Removed from Ground | Diesel | 2000 | Bare Steel | 1985-04-04 | 1994-03-31 | Galvanized Steel | Gravity Fed
GA CROWN DISTRIBUTING CO | 255 VILLANOVA DR SW | ATLANTA | Fulton | 600688 | 1 | [5 empty] | Removed from Ground | Empty | 10000 | Marked Unknown | 1968-05-12 | 1996-02-09 | Unknown
HAPPY STORE CITGO | 4060 MLK JR DR | ATLANTA | Fulton | 600751 | 3 |  | 1991-03-15 |  | 1991-03-15 |  | Removed from Ground | Diesel | 12000 | Cathodically Protected Steel | 1984-05-05 | 1899-12-31 | Galvanized Steel | Pressurized
BP #24022/GULF #24022 | 4220 FULTON IND BLVD | ATLANTA | Fulton | 9000416 | 2 | [5 empty] | Removed from Ground | Gas (Historical Use) | 6000 | Bare Steel | 1966-05-07 | 1899-12-31 | Galvanized Steel
PERRY COMMUNICATIONS INC | 2181 SYLVAN RD | EAST POINT | Fulton | 600075 | 2 | [5 empty] | Removed from Ground | Other | 1000 | Bare Steel | 1972-05-08 | 1991-03-21 | Galvanized Steel
WILLIAM G BOLLENBACH | 2823 CHURCH ST | EAST POINT | Fulton | 600185 | 3 | [5 empty] | Removed from Ground | Gas (Historical Use) | 10000 | Cathodically Protected Steel | 1986-05-08 | 2002-09-02 | Bare Steel
OGDEN MATERIAL HANDLING SYS INC | 4780 MENDEL CT SW | ATLANTA | Fulton | 600654 | 6 | [5 empty] | Removed from Ground | Other | 2000 | Bare Steel | 1971-02-02 | 1995-06-07 | Galvanized Steel | Safe Suction (Euro)
J & E TULANE ASSOCIATES LLC | 5105 TULAND DR | ATLANTA | Fulton | 600740 | 2 | [5 empty] | Removed from Ground | Diesel | 12000 | Bare Steel | 1978-05-07 | 1994-02-19 | Unknown
BP #24102 | 5565 NORTHSIDE DR NW | ATLANTA | Fulton | 600808 | 7 |  | 1988-04-01 |  | 1988-04-01 |  | Removed from Ground | Gas (Historical Use) | 10000 | Fiberglass | 1988-04-25 | 2001-09-01 | Fiberglass Reinforced Plastic | Pressurized
BP #24102 | 5565 NORTHSIDE DR NW | ATLANTA | Fulton | 600808 | 4 | [5 empty] | Removed from Ground | Gas (Historical Use) | 12000 | Bare Steel | 1978-05-04 | 1987-01-01 | Galvanized Steel
BP #24102 | 5565 NORTHSIDE DR NW | ATLANTA | Fulton | 600808 | 5 |  | 1988-04-01 |  | 1988-04-01 |  | Removed from Ground | Gas (Historical Use) | 10000 | Fiberglass | 1988-04-25 | 2001-09-01 | Fiberglass Reinforced Plastic | Pressurized
BP #24022/GULF #24022 | 4220 FULTON IND BLVD | ATLANTA | Fulton | 9000416 | 3 | [5 empty] | Removed from Ground | Gas (Historical Use) | 6000 | Bare Steel | 1966-05-07 | 1899-12-31 | Galvanized Steel
EXXON STATION #4-6055 | 4205 FULTON IND BLVD | ATLANTA | Fulton | 600900 | 1 | [5 empty] | Removed from Ground | Gas (Historical Use) | 6000 | Bare Steel | 1968-01-01 | 1987-10-08 | Galvanized Steel
WILLIAM G BOLLENBACH | 2823 CHURCH ST | EAST POINT | Fulton | 600185 | 2 | [5 empty] | Removed from Ground | Gas (Historical Use) | 10000 | Cathodically Protected Steel | 1986-05-08 | 2002-09-02 | Bare Steel
B&B OIL CO INC | 2906 MARTIN ST | EAST POINT | Fulton | 600874 | 4 |  | 1998-02-10 | FALSE | 1998-02-10 | FALSE | Currently in Use | Regular | 4000 | Steel-Impressed Current | 1979-05-10 |  | Steel (Impressed Current) | Safe Suction (Euro)
UPS ATLANTA (UST) | 270 MARVIN MILLER DR SW | ATLANTA | Fulton | 9000732 | 5 |  |  | TRUE |  | TRUE | Removed from Ground | Used Oil | 500 | Bare Steel | 1970-05-09 | 1991-01-01 | Galvanized Steel
DIAZ FOODS | 5501 FULTON IND BLVD | ATLANTA | Fulton | 601170 | 2 | [5 empty] | Removed from Ground | Diesel | 10000 | Bare Steel | 1980-03-28 | 1997-12-01 | Galvanized Steel | Suction (American)
Valen Food Mart | 4160 FULTON IND BLVD | ATLANTA | Fulton | 601306 | 2 | Ball Float | 1985-01-01 | FALSE | 1985-01-01 | FALSE | Temporarily out of use | Plus | 12000 | Steel-Impressed Current | 1976-05-10 |  | Fiberglass Reinforced Plastic | Pressurized
ATLANTA BEVERAGE CO | 5000 FULTON IND BLVD | ATLANTA | Fulton | 600663 | 3 | Flapper Valve | 1998-04-20 | TRUE | 1998-04-20 | FALSE | Currently in Use | Diesel | 10000 | Steel-Impressed Current | 1981-01-31 |  | Galvanized Steel | Pressurized
HAPPY STORE CITGO | 4060 MLK JR DR | ATLANTA | Fulton | 600751 | 2 |  | 1991-03-15 |  | 1991-03-15 |  | Removed from Ground | Gas (Historical Use) | 10000 | Cathodically Protected Steel | 1991-03-15 | 1899-12-31 | Galvanized Steel | Pressurized
HAPPY STORE CITGO | 4060 MLK JR DR | ATLANTA | Fulton | 600751 | 12 |  | 1991-08-15 | FALSE | 1991-08-15 | FALSE | Currently in Use | Kerosene | 4000 | Composite | 1991-08-15 |  | Steel (Impressed Current) | Pressurized
GA POWER/WEST FULTON OPER HQ | 1311 FULTON IND BLVD | ATLANTA | Fulton | 600738 | L618343 |  | 1991-11-07 |  | 1991-11-07 |  | Removed from Ground | Diesel | 6000 | Fiberglass | 1991-11-07 | 1995-12-22 | Fiberglass Reinforced Plastic | Pressurized
BP #24102 | 5565 NORTHSIDE DR NW | ATLANTA | Fulton | 600808 | 1 | [5 empty] | Removed from Ground | Gas (Historical Use) | 10000 | Bare Steel | 1978-05-04 | 1987-01-01 | Galvanized Steel
NATIONAL CAR RENTAL | 3425 NORMAN BERRY DR | EAST POINT | Fulton | 600058 | 070-04-02 | [5 empty] | Removed from Ground | Gas (Historical Use) | 10000 | Bare Steel | 1971-05-09 | 1994-01-27 | Galvanized Steel
PERRY COMMUNICATIONS INC | 2181 SYLVAN RD | EAST POINT | Fulton | 600075 | 1 | [5 empty] | Removed from Ground | Other | 1000 | Bare Steel | 1972-05-08 | 1991-03-21 | Galvanized Steel
MULLINS BROS PAVING CONTRS INC | 1692 EMPIRE AVE | EAST POINT | Fulton | 600121 | 7 | Flapper Valve | 1991-05-31 | FALSE | 1991-05-31 | FALSE | Removed from Ground | Diesel | 12000 | Epoxy | 1991-05-31 |  | Galvanized Steel | Suction (American)
J&L OIL INC #56 | 1509 NORMAN BERRY DR | EAST POINT | Fulton | 601328 | 3 | [5 empty] | Removed from Ground | Gas (Historical Use) | 3000 | Bare Steel | 1966-05-12 | 1995-06-01 | Galvanized Steel | Pressurized
WATKINS SERVICE CO INC | 2144 SYLVAN RD | EAST POINT | Fulton | 601092 | 1 | [5 empty] | Removed from Ground | Gas (Historical Use) | 6000 | Bare Steel | 1961-04-08 | 1987-06-01 | Galvanized Steel
WATKINS SERVICE CO INC | 2144 SYLVAN RD | EAST POINT | Fulton | 601092 | 7 | [5 empty] | Removed from Ground | Empty | 1500 | Bare Steel | 1978-04-04 | 1987-02-01 | Galvanized Steel
STOP N GO MARKET #316 | 1046 CLEVELAND AVE | EAST POINT | Fulton | 601155 | 1 | [5 empty] | Removed from Ground | Gas (Historical Use) | 10000 | Fiberglass | 1985-12-01 | 1992-09-01 | Fiberglass Reinforced Plastic | Pressurized
CHEVRON USA INC #40398 | 2431 MCALPINE TERR | EAST POINT | Fulton | 600976 | 1 | [5 empty] | Removed from Ground | Gas (Historical Use) | 10000 | Cathodically Protected Steel | 1972-01-05 | 1989-10-01 | Galvanized Steel
Fuel Mart LLC | 1337 E VIRGINA AVE | EAST POINT | Fulton | 601015 | 3 | [5 empty] | Removed from Ground | Gas (Historical Use) | 10000 | Cathodically Protected Steel | 1963-04-29 | 1988-10-06 | Galvanized Steel
QUIKTRIP #777 | 5705 FULTON IND BLVD | ATLANTA | Fulton | 9060730 | 1 |  | 1997-11-05 | FALSE | 1997-11-05 | FALSE | Currently in Use | Regular | 12000 | Fiberglass | 1997-11-05 |  | Double-Walled Fiberglass | Pressurized
W R GRACE/DEWEY & ALMY CHEM DIV | 5225 PHILLIP LEE DR SW | ATLANTA | Fulton | 9000476 | 7 | [5 empty] | Removed from Ground | Other | 10000 | Bare Steel | 1966-03-08 | 1993-06-18 | Bare Steel | Pressurized
WINN DIXIE ATLANTA INC | 5400 FULTON IND BLVD | ATLANTA | Fulton | 60092 | 6 | [5 empty] | Closed in Ground | Gas (Historical Use) | 0 | Bare Steel |  | 1899-12-31 | Galvanized Steel
WINN DIXIE ATLANTA INC | 5400 FULTON IND BLVD | ATLANTA | Fulton | 60092 | 8 |  |  | TRUE |  | TRUE | Closed in Ground | Used Oil | 550 | Bare Steel |  | 1899-12-31 | Galvanized Steel
WINN DIXIE ATLANTA INC | 5400 FULTON IND BLVD | ATLANTA | Fulton | 60092 | 9 |  |  | TRUE |  | TRUE | Closed in Ground | Used Oil | 1000 | Bare Steel |  | 1899-12-31 | Galvanized Steel
CROWN CORK & SEAL INC | 650 SELIG DR | ATLANTA | Fulton | 601312 | XL-174 | [5 empty] | Removed from Ground | Other | 8000 | Bare Steel | 1978-05-10 | 1899-12-31 | Bare Steel | Suction (American)
CROWN CORK & SEAL INC | 650 SELIG DR | ATLANTA | Fulton | 601312 | 82MA-2 | [5 empty] | Removed from Ground | Other | 12000 | Bare Steel | 1978-05-10 | 1992-11-22 | Bare Steel | Suction (American)
ATLANTA BEVERAGE CO | 5000 FULTON IND BLVD | ATLANTA | Fulton | 600663 | 2 | Flapper Valve | 1998-04-20 | TRUE | 1998-04-20 | FALSE | Currently in Use | Diesel | 10000 | Steel-Impressed Current | 1981-01-31 |  | Galvanized Steel | Pressurized
ABF FREIGHT SYSTEM INC | 4820 MENDEL CT SW | ATLANTA | Fulton | 600676 | 1 | [5 empty] | Removed from Ground | Diesel | 10000 | Bare Steel | 1985-02-13 | 1997-09-01 | Galvanized Steel
NATIONAL CAR RENTAL SYSTEM INC | 3405 BOBBIE BROWN PKWY | EAST POINT | Fulton | 601289 | 700202 | [5 empty] | Removed from Ground | Gas (Historical Use) | 12000 | Not Marked/Unknown | 1977-01-01 | 1996-11-26 | Not Marked
RENT-ALL PLAZA INC | 1742 CONNALLY DR | EAST POINT | Fulton | 600575 | 3 | [5 empty] | Removed from Ground | Gas (Historical Use) | 500 | Bare Steel | 1977-05-10 | 1998-03-01 | Galvanized Steel
AVIS RENT-A-CAR SYSTEM LLC | 3333 BOBBY BROWN PKY | EAST POINT | Fulton | 601381 | 2 |  |  | TRUE |  | TRUE | Removed from Ground | Used Oil | 500 | Bare Steel | 1970-01-01 | 1991-03-01
JOINERS SER STA | 1807 CONNALLY DR | EAST POINT | Fulton | 601195 | 3 |  | 1998-11-01 | FALSE | 1998-11-01 | FALSE | Removed from Ground | Diesel | 3955 | Steel-Impressed Current | 1998-11-01 |  | Fiberglass Reinforced Plastic | Suction (American)
SHELL STATION # | 2111 HEADLAND DR @ DELOWE | EAST POINT | Fulton | 600923 | 1 | [5 empty] | Removed from Ground | Gas (Historical Use) | 6000 | Bare Steel | 1970-05-04 | 1989-09-01 | Galvanized Steel | Pressurized
CHEVRON STATION #43648 | 3816 WASHINGTON RD | EAST POINT | Fulton | 601018 | 4 |  |  | TRUE |  | TRUE | Removed from Ground | Used Oil | 550 | Bare Steel | 1972-04-26 | 1987-06-01 | Galvanized Steel
J&L OIL INC #56 | 1509 NORMAN BERRY DR | EAST POINT | Fulton | 601328 | 5 |  |  | TRUE |  | TRUE | Removed from Ground | Empty | 550 | Bare Steel | 1966-05-12 | 1995-06-01 | Galvanized Steel | Suction (American)
DOBBS INTERNATIONAL SERVICES INC | 3160 AERO COURT | EAST POINT | Fulton | 601342 | 1 | [5 empty] | Removed from Ground | Gas (Historical Use) | 2000 | Bare Steel | 1972-05-11 | 1993-06-01 | Unknown
MARIETTA MINIT CAR WASH NO 2 INC | 3207 MAIN ST | EAST POINT | Fulton | 601237 | 2 | [5 empty] | Removed from Ground | Gas (Historical Use) | 6000 | Cathodically Protected Steel | 1963-04-14 | 1990-08-01 | Galvanized Steel
SHELL FOOD MART | 890 CLEVELAND AVE | EAST POINT | Fulton | 601065 | 2 |  | 1984-04-23 |  | 1984-04-23 |  | Removed from Ground | Gas (Historical Use) | 10000 | Galvanic (STIP-3) | 1984-04-23 | 2004-03-10 | Galvanized Steel | Pressurized
AMOCO HUZARA LLC | 3067 WASHINGTON RD | EAST POINT | Fulton | 600710 | 6 |  | 1996-08-01 | FALSE | 1996-08-01 | FALSE | Currently in Use | Diesel | 10000 | Composite | 1996-08-01 |  | Flex | Pressurized
ATLANTA SOUTH AMBULANCE | 1445 CLEVELAND AVE | EAST POINT | Fulton | 9000288 | 1 | [5 empty] | Removed from Ground | Gas (Historical Use) | 0 | Marked Unknown |  | 1899-12-31 | Unknown
GENERAL CHEMICAL CORP | 1427 CENTRAL AVE | EAST POINT | Fulton | 600583 | 4 | [5 empty] | Removed from Ground | Diesel | 10000 | Bare Steel | 1952-05-14 | 1990-02-15 | Galvanized Steel
WILLIAM G BOLLENBACH | 2823 CHURCH ST | EAST POINT | Fulton | 600185 | 4 | [5 empty] | Removed from Ground | Gas (Historical Use) | 10000 | Cathodically Protected Steel | 1986-05-08 | 2002-09-02 | Bare Steel
WILLIAM G BOLLENBACH | 2823 CHURCH ST | EAST POINT | Fulton | 600185 | 5 | [5 empty] | Removed from Ground | Gas (Historical Use) | 1 | Cathodically Protected Steel | 1986-05-08 | 2002-09-02 | Bare Steel
ATLANTA SOUTH AMBULANCE | 1445 CLEVELAND AVE | EAST POINT | Fulton | 9000288 | 2 |  |  | FALSE |  | FALSE | Removed from Ground | Diesel | 0 | Unknown |  | 1899-12-31
CHEELY MOTOR CO | 1734 WASHINGTON AVE | EAST POINT | Fulton | 600643 | 2 |  |  | TRUE |  | TRUE | Removed from Ground | Used Oil | 1000 | Bare Steel | 1960-01-01 | 1986-01-01 | Galvanized Steel
AVIS RENT-A-CAR SYSTEM LLC | 3333 BOBBY BROWN PKY | EAST POINT | Fulton | 601381 | 5 | Overfill Alarm | 1997-12-22 | FALSE | 1997-12-22 | FALSE | Currently in Use | Regular | 12000 | Fiberglass Double Walled | 1997-12-22 |  | Double-Walled Fiberglass | Pressurized
MARIETTA MINIT CAR WASH NO 2 INC | 3207 MAIN ST | EAST POINT | Fulton | 601237 | 3 | [5 empty] | Removed from Ground | Gas (Historical Use) | 4000 | Cathodically Protected Steel | 1968-04-12 | 1990-08-01 | Galvanized Steel
US PLYWOOD CORP | 2135 LAWRENCE AVE | EAST POINT | Fulton | 601243 | 2 | [5 empty] | Removed from Ground | Diesel | 2000 | Bare Steel | 1965-04-13 | 1988-08-21 | Galvanized Steel
J & E TULANE ASSOCIATES LLC | 5105 TULAND DR | ATLANTA | Fulton | 600740 | 6 |  | 1994-02-01 |  | 1994-02-01 |  | Removed from Ground | Diesel | 12000 | Double Walled | 1994-03-30 | 2003-01-10 | Fiberglass Reinforced Plastic | Pressurized
TEXACO FOOD MART | 3155 CAMP CREEK PKWY | EAST POINT | Fulton | 9000216 | 3 | [5 empty] | Removed from Ground | Gas (Historical Use) | 8000 | Cathodically Protected Steel | 1972-02-07 | 1988-01-01 | Galvanized Steel | Pressurized
BOYD TIRE CO | 3495 NORMAN BERRY DR | EAST POINT | Fulton | 600607 | 1 | [5 empty] | Closed in Ground | Empty | 6000 | Marked Unknown | 1966-03-22 | 1990-06-01 | Unknown
7-ELEVEN #11984 | 3215 MAIN ST | EAST POINT | Fulton | 9000124 | 2 | [5 empty] | Removed from Ground | Gas (Historical Use) | 10000 | Fiberglass | 1975-04-01 | 1992-06-30 | Fiberglass Reinforced Plastic | Pressurized
A BETTERWAY RENT A CAR D/B/A BUD | 3425 BOBBY BROWN PKWY | EAST POINT | Fulton | 600655 | 3 | Flapper Valve | 1998-07-27 | FALSE | 1998-07-27 | FALSE | Currently in Use | Regular | 10000 | Steel-Impressed Current | 1976-02-24 |  | Steel (Impressed Current) | Pressurized
HEADLAND CENTER INC | 2995 HEADLAND DR SW | EAST POINT | Fulton | 601325 | B | [5 empty] | Removed from Ground | Gas (Historical Use) | 8000 | Cathodically Protected Steel | 1975-01-01 | 1997-05-01 | Galvanized Steel | Pressurized
SHELL FOOD MART | 890 CLEVELAND AVE | EAST POINT | Fulton | 601065 | 247022A | Ball Float | 2005-03-25 | FALSE | 2005-03-25 | FALSE | Currently in Use | Regular | 8000 | Fiberglass | 2005-02-07 |  | Double-Walled Fiberglass | Pressurized
JIM WALLACE TEXACO #709 | 1003 EAST CLEVELAND AVE | EAST POINT | Fulton | 601142 | 1 | [5 empty] | Removed from Ground | Gas (Historical Use) | 10000 | Bare Steel | 1972-05-02 | 1991-07-11 | Galvanized Steel
SHELL STATION # | 2111 HEADLAND DR @ DELOWE | EAST POINT | Fulton | 600923 | 4 |  |  | TRUE |  | TRUE | Removed from Ground | Used Oil | 1000 | Bare Steel | 1971-05-04 | 1989-09-01 | Galvanized Steel | Gravity Fed
H Z R ENTERPRISES INC | 3094 WASHINGTON RD | EAST POINT | Fulton | 600927 | 3 |  |  | FALSE |  | FALSE | Removed from Ground | Gas (Historical Use) | 10000 | Fiberglass | 1985-04-30 | 1995-02-01 | Fiberglass Reinforced Plastic | Pressurized
CHEVRON STATION #40399 | 4478 WASHINGTON RD | EAST POINT | Fulton | 600998 | 1 | [5 empty] | Removed from Ground | Gas (Historical Use) | 5000 | Bare Steel | 1968-04-27 | 1987-01-01 | Galvanized Steel
CLEVELAND AMOCO | 1270 CLEVELAND AVE | EAST POINT | Fulton | 9060533 | 3 | Ball Float | 2006-11-16 | FALSE | 2006-11-16 | FALSE | Currently in Use | Diesel | 8000 | Steel-Impressed Current | 1986-07-01 |  | Bare Steel | Pressurized
EAST POINT FOOD MART DBA CHEVRON | 3289 WASHINGTON RD | EAST POINT | Fulton | 9060512 | 3 | Flapper Valve | 1998-01-01 | FALSE | 1998-01-01 | FALSE | Currently in Use | Regular | 8000 | Steel-Impressed Current | 1986-03-14 |  | Fiberglass Reinforced Plastic | Pressurized
Gas Express #183 | 3241 CAMP CREEK PKWY | EAST POINT | Fulton | 9060514 | 3 | Ball Float | 1996-03-01 | FALSE | 1988-03-01 | FALSE | Currently in Use | Premium | 10000 | Fiberglass | 1974-01-01 |  | Fiberglass Reinforced Plastic | Pressurized
Costco Fuel Facility (Loc.188) | 6350 PEACHTREE DUNWOODY | ATLANTA | Fulton | 9060868 | 4 | Flapper Valve | 2011-10-20 | FALSE | 2011-10-20 | FALSE | Currently in Use | Ultrazol (Fuel Additive) | 1500 | Fiberglass Double Walled | 2011-10-20 |  | Double-Walled Fiberglass | Pressurized
EXXON FOOD STORE | 6180 ROSWELL ROAD NE | ATLANTA | Fulton | 601131 | 6 |  |  | TRUE |  | TRUE | Removed from Ground | Used Oil | 500 | Cathodically Protected Steel | 1968-05-10 | 1988-05-01 | Galvanized Steel
Gas Express #222 | 7320 ROSWELL RD | ATLANTA | Fulton | 600928 | 2 | Flapper Valve | 1993-10-23 | FALSE | 1993-10-23 | FALSE | Currently in Use | Premium | 10000 | Fiberglass | 1986-01-03 |  | Fiberglass Reinforced Plastic | Pressurized
BUDGET RENT-A-CAR | 6159 ROSWELL RD | ATLANTA | Fulton | 601166 | 1 |  | 1997-08-20 |  | 1997-08-20 |  | Removed from Ground | Gas (Historical Use) | 10000 | Steel-Impressed Current | 1985-02-21 | 1899-12-31 | Fiberglass Reinforced Plastic | Pressurized
QUIK PICK C-STORE | 7355 ROSWELL RD | ATLANTA | Fulton | 9000006 | 3 | [5 empty] | Removed from Ground | Gas (Historical Use) | 5000 | Bare Steel | 1974-02-06 | 1988-06-15 | Bare Steel
TOM JUMPER CHEVROLET INC | 7200 ROSWELL RD | ATLANTA | Fulton | 600542 | 2 | [5 empty] | Removed from Ground | Other | 1000 | Bare Steel | 1971-05-04 | 1992-03-06 | Unknown
PERIMETER FORD INC | 6407 BARFIELD RD | ATLANTA | Fulton | 600124 | 1 | [5 empty] | Removed from Ground | Gas (Historical Use) | 3000 | Bare Steel | 1985-03-03 | 1992-08-18 | Galvanized Steel | Safe Suction (Euro)
ATLANTA-FULTON CO STADIUM/OLYMPI | RALPH D ABERNATHY BLVD | ATLANTA | Fulton | 9060320 | 1 | [5 empty] | Removed from Ground | Diesel | 1100 | Bare Steel | 1980-04-01 | 1993-11-09 | Bare Steel
HEADLAND CENTER INC | 2995 HEADLAND DR SW | EAST POINT | Fulton | 601325 | 1 | Ball Float | 1999-09-01 | FALSE | 1999-09-01 | FALSE | Currently in Use | Regular | 12000 | Composite | 1999-09-01 |  | Fiberglass Reinforced Plastic | Pressurized
DOBBS INTERNATIONAL SERVICES INC | 3160 AERO COURT | EAST POINT | Fulton | 601342 | 4 |  |  | TRUE |  | TRUE | Removed from Ground | Used Oil | 500 | Bare Steel | 1972-05-11 | 1993-06-01 | Unknown
SHELL FOOD MART | 890 CLEVELAND AVE | EAST POINT | Fulton | 601065 | 247008 | Ball Float | 2005-03-25 | FALSE | 2005-03-25 | FALSE | Currently in Use | Premium | 12000 | Fiberglass | 2005-02-07 |  | Double-Walled Fiberglass | Pressurized
Fuel Mart LLC | 1337 E VIRGINA AVE | EAST POINT | Fulton | 601015 | 8 | Flapper Valve | 1993-10-01 | FALSE | 1993-10-01 | FALSE | Currently in Use | Premium | 8775 | Fiberglass Double Walled | 1988-10-21 |  | Fiberglass Reinforced Plastic | Pressurized
Fuel Mart LLC | 1337 E VIRGINA AVE | EAST POINT | Fulton | 601015 | 9 | Flapper Valve | 2019-05-15 | FALSE | 2019-04-02 | FALSE | Currently in Use | Diesel | 5000 | Epoxy Double-Walled | 2019-03-14 |  | Double-Walled Fiberglass | Pressurized
Fuel Mart LLC | 1337 E VIRGINA AVE | EAST POINT | Fulton | 601015 | 6 | Flapper Valve | 1993-10-01 | FALSE | 1993-10-01 | FALSE | Currently in Use | Regular | 8775 | Fiberglass Double Walled | 1988-10-21 |  | Fiberglass Reinforced Plastic | Pressurized
NEWELL TRANSPORTATION LLC | 1525 WILLINGHAM DRIVE | EAST POINT | Fulton | 9060557 | 1 |  | 1996-05-20 | FALSE | 1996-05-20 | FALSE | Removed from Ground | Diesel | 12000 | Galvanic (STIP-3) | 1988-07-01 |  | Fiberglass Reinforced Plastic | Pressurized
PARK AIR EXPRESS PARKING LOT | 3437 BOBBY BROWN PARKWAY | EAST POINT | Fulton | 9060749 | 1 | [5 empty] | Removed from Ground | Gas (Historical Use) | 10000 | Bare Steel | 1998-09-01 | 1998-09-01 | Unknown
MARK INNS OF AMERICA | 4498 WASHINGTON ROAD | EAST POINT | Fulton | 9060801 | 2 | [5 empty] | Removed from Ground | Gas (Historical Use) | 10000 | Bare Steel | 1999-12-28 | 1999-12-28 | Bare Steel | Suction (American)
CHEVRON FOOD MART | 2091 HEADLAND DRIVE | EAST POINT | Fulton | 9060873 | 3 |  | 2002-01-01 | FALSE | 2002-01-01 | FALSE | Currently in Use | Diesel | 5000 | Composite | 2002-01-01 |  |  | Pressurized
RAJU GROUP INC | 2067 DELOWE DR | EAST POINT | Fulton | 9640181 | 1 | Ball Float | 2001-04-25 | FALSE | 2001-04-25 | FALSE | Currently in Use | Regular | 12000 | Fiberglass | 2001-04-23 |  | Fiberglass Reinforced Plastic | Pressurized
EXXON STATION #44786 | BOULEVARD @ I-20 | ATLANTA | Fulton | 9060053 | 2 | [5 empty] | Removed from Ground | Other | 0 | Not Marked/Unknown | 1988-09-07 | 1988-09-07 | Not Marked
UNKNOWN | 563 MEMORIAL DRIVE | ATLANTA | Fulton | 10000593 | 5 |  |  | FALSE |  | FALSE | Removed from Ground |  | 600 | Bare Steel | 1950-01-01 | 2006-06-01
AUTOMOTIVE REPAIR SITE | 556 METROPOLITAN PARKWAY | ATLANTA | Fulton | 10002044 | 6 |  |  | FALSE |  | FALSE | Removed from Ground | Not Marked/Tank Removed | 4000 | Unknown | 2011-11-15 | 2011-11-15 | Unknown
VENABLE BROTHERS PLUMBING & HEAT | 341 BOULEVARD SE | ATLANTA | Fulton | 9060181 | 1 | [5 empty] | Removed from Ground | Other | 0 | Marked Unknown |  | 1899-12-31 | Unknown
353 PARKWAY | 353 PARKWAY | ATLANTA | Fulton | 10001933 | 1 |  |  | FALSE |  | FALSE | Removed from Ground | Gas (Historical Use) | 0 | Unknown | 1977-12-31 | 1977-12-31 | Unknown
330 EDGEWOOD AVENUE SE | 330 EDGEWOOD AVENUE SE | ATLANTA | Fulton | 10002589 | 2 |  |  | FALSE |  | FALSE | Removed from Ground | Not Marked/Tank Removed | 750 | Bare Steel | 2016-08-03 | 2016-08-03
BLESSIN TIRE SHOP | 600 MEMORIAL DR SE | ATLANTA | Fulton | 9060833 | 1 | [5 empty] | Currently in Use | Diesel | 0 | Not Marked/Unknown |  |  | Not Marked
GRADY HOMES | 101 HILLIARD STREET | ATLANTA | Fulton | 9060692 | 1 | [5 empty] | Removed from Ground | Gas (Historical Use) | 540 | Bare Steel | 1997-11-03 | 1997-11-03 | Bare Steel | Safe Suction (Euro)
EASEWAY FOOD | 400 EDGEWOOD AVE NE | ATLANTA | Fulton | 600843 | 3 |  | 1998-08-01 |  | 1998-08-01 |  | Temporarily out of use | Gas (Historical Use) | 5000 | Steel-Impressed Current | 1975-03-30 |  |  | Suction (American)
EASEWAY FOOD | 400 EDGEWOOD AVE NE | ATLANTA | Fulton | 600843 | 5A |  | 2010-05-10 | FALSE | 2010-05-10 | FALSE | Currently in Use | Gas (Historical Use) | 12000 | Composite Double Walled | 2010-05-10 |  | Double-Walled Fiberglass | Pressurized
CONCRETE CONSTRUCTION CO | 40 CORNELIA ST SE | ATLANTA | Fulton | 600089 | 4 | [5 empty] | Removed from Ground | Diesel | 1000 | Bare Steel | 1956-03-11 | 1899-12-31 | Galvanized Steel | Suction (American)
WSB-TV | 1601 W PEACHTREE ST NE | ATLANTA | Fulton | 600221 | 1 | [5 empty] | Removed from Ground | Diesel | 5000 | Bare Steel | 1980-01-02 | 1997-06-01 | Not Marked
GAS EXPRESS #248 | 356 BOULEVARD NE | ATLANTA | Fulton | 601178 | 1 | Ball Float | 1994-09-01 | FALSE | 1994-09-01 | FALSE | Currently in Use | Regular | 12000 | Fiberglass | 1985-04-17 |  | Fiberglass Reinforced Plastic | Pressurized
Abernathy BP | 180 RALPH DAVID ABERNATHY BLVD | ATLANTA | Fulton | 600948 | 1 | Ball Float | 1987-01-01 | FALSE | 1987-01-01 | FALSE | Currently in Use | Diesel | 10000 | Steel-Impressed Current | 1987-01-01 |  | Steel (Impressed Current) | Pressurized
ATLANTA OFS-CHESTER | 315 CHESTER AVE | ATLANTA | Fulton | 9000642 | 7 | Flapper Valve | 1991-04-01 | FALSE | 1991-04-01 | FALSE | Currently in Use | Diesel | 12000 | Fiberglass Double Walled | 1991-04-01 |  | Fiberglass Reinforced Plastic | Pressurized
330 EDGEWOOD AVENUE SE | 330 EDGEWOOD AVENUE SE | ATLANTA | Fulton | 10002589 | 1 |  |  | FALSE |  | FALSE | Removed from Ground | Not Marked/Tank Removed | 750 | Bare Steel | 2016-08-03 | 2016-08-03
MCDANIEL-GLENN | 600 MCDANIEL STREET | ATLANTA | Fulton | 9060701 | 1 | [5 empty] | Removed from Ground | Gas (Historical Use) | 500 | Bare Steel | 1997-11-04 | 1997-11-04 | Bare Steel | Safe Suction (Euro)
FORMER PHILLIPS 66 | 603 MEMORIAL DRIVE | ATLANTA | Fulton | 9060653 | 2 | [5 empty] | Removed from Ground | Gas (Historical Use) | 2000 | Not Marked/Unknown | 1997-02-01 | 1997-02-01 | Not Marked
EASEWAY FOOD | 400 EDGEWOOD AVE NE | ATLANTA | Fulton | 600843 | 4 | [5 empty] | Permanently Out Of Use | Gas (Historical Use) | 6000 | Steel-Impressed Current | 1968-03-31 | 1993-01-01
EASEWAY FOOD | 400 EDGEWOOD AVE NE | ATLANTA | Fulton | 600843 | 1 |  | 1998-08-01 |  | 1998-08-01 |  | Temporarily out of use | Gas (Historical Use) | 5000 | Steel-Impressed Current | 1968-03-31 |  |  | Suction (American)
GA POWER/CENTRAL DIST OP HQ | 760 RALPH MCGILL BLVD NE | ATLANTA | Fulton | 600727 | 1 | Ball Float | 1991-01-21 | FALSE | 1991-01-21 | FALSE | Removed from Ground | Diesel | 10000 | Fiberglass | 1981-05-08 | 2017-08-09 | Fiberglass Reinforced Plastic | Pressurized
GA POWER/STEAM HEAT DEPT/ATLANTA | 130 MLK JR DR SE | ATLANTA | Fulton | 600734 | 12 | [5 empty] | Removed from Ground | Diesel | 50000 | Composite | 1971-05-11 | 1993-02-04 | Unknown
CITY OF ATLANTA | 75 MLK DR | ATLANTA | Fulton | 600354 | 6 |  |  | TRUE |  | TRUE | Permanently Out of Use - historical purposes | Used Oil | 1000 | Bare Steel | 1986-05-08 | 1899-12-31 | Unknown
ATLANTA FIRE STATION #10 | 447 BLVD SE | ATLANTA | Fulton | 600370 | 2 | Flapper Valve | 2021-02-16 | FALSE | 1993-01-15 | FALSE | Currently in Use | Diesel | 1000 | Galvanic (STIP-3) | 1993-01-15 |  | Galvanized Steel | Safe Suction (Euro)
Abernathy BP | 180 RALPH DAVID ABERNATHY BLVD | ATLANTA | Fulton | 600948 | 4 | Ball Float | 1987-01-01 | FALSE | 1987-01-01 | FALSE | Currently in Use | Regular | 10000 | Steel-Impressed Current | 1987-01-01 |  | Steel (Impressed Current) | Pressurized
448 QM LLC | 448 BOULEVARD SE | ATLANTA | Fulton | 601056 | 2 | Ball Float | 1997-06-21 | FALSE | 1984-04-23 | FALSE | Currently in Use | Diesel | 10000 | Fiberglass | 1984-04-23 |  | Double-Walled Flex | Pressurized
BOULEVARD CHEVRON #021406 | 371 BOULEVARD SE @ I-20 | ATLANTA | Fulton | 601097 | 3 | Ball Float | 1992-07-01 | FALSE | 1992-07-01 | FALSE | Currently in Use | Regular | 10000 | Galvanic (STIP-3) | 1992-07-01 |  | Fiberglass Reinforced Plastic | Pressurized
ATLANTA SOUTH AMBULANCE | 1445 CLEVELAND AVE | EAST POINT | Fulton | 9000288 | 3 |  |  | FALSE |  | FALSE | Removed from Ground | Other | 0 | Unknown |  | 1899-12-31
GENERAL CHEMICAL CORP | 1427 CENTRAL AVE | EAST POINT | Fulton | 600583 | 1 | [5 empty] | Removed from Ground | Gas (Historical Use) | 550 | Cathodically Protected Steel | 1974-05-09 | 1990-02-01 | Galvanized Steel
J&L OIL INC #56 | 1509 NORMAN BERRY DR | EAST POINT | Fulton | 601328 | 2 | [5 empty] | Removed from Ground | Gas (Historical Use) | 6000 | Bare Steel | 1966-05-12 | 1995-06-01 | Galvanized Steel | Pressurized
DOBBS INTERNATIONAL SERVICES INC | 3160 AERO COURT | EAST POINT | Fulton | 601342 | 3 |  |  | TRUE |  | TRUE | Removed from Ground | Used Oil | 500 | Bare Steel | 1972-05-11 | 1993-06-01 | Unknown
AVIS RENT-A-CAR SYSTEM LLC | 3333 BOBBY BROWN PKY | EAST POINT | Fulton | 601381 | 3 | [5 empty] | Removed from Ground | Empty | 10000 | Bare Steel | 1970-01-01 | 1991-03-01
WATKINS SERVICE CO INC | 2144 SYLVAN RD | EAST POINT | Fulton | 601092 | 8 | [5 empty] | Removed from Ground | Empty | 1000 | Bare Steel | 1968-04-06 | 1987-02-01 | Galvanized Steel
WATKINS SERVICE CO INC | 2144 SYLVAN RD | EAST POINT | Fulton | 601092 | 6 | [5 empty] | Removed from Ground | Other | 280 | Bare Steel | 1981-04-03 | 1989-11-01 | Galvanized Steel
WATKINS SERVICE CO INC | 2144 SYLVAN RD | EAST POINT | Fulton | 601092 | 9 | [5 empty] | Removed from Ground | Other | 6000 | Bare Steel | 1978-04-04 | 1899-12-31 | Galvanized Steel
SHELL FOOD MART | 890 CLEVELAND AVE | EAST POINT | Fulton | 601065 | 4 |  | 1984-04-23 |  | 1984-04-23 |  | Removed from Ground | Gas (Historical Use) | 10000 | Galvanic (STIP-3) | 1984-04-23 | 2004-03-10 | Galvanized Steel | Pressurized
BOULEVARD FOOD MART | 111 BOULEVARD NE | ATLANTA | Fulton | 600762 | 5 | [5 empty] | Removed from Ground | Gas (Historical Use) | 0 | Bare Steel |  | 1899-12-31 | Not Marked
BOULEVARD FOOD MART | 111 BOULEVARD NE | ATLANTA | Fulton | 600762 | 4 | [5 empty] | Removed from Ground | Gas (Historical Use) | 6000 | Bare Steel | 1964-05-07 | 1899-12-31 | Galvanized Steel
BOULEVARD FOOD MART | 111 BOULEVARD NE | ATLANTA | Fulton | 600762 | 7 | [5 empty] | Removed from Ground | Gas (Historical Use) | 6000 | Not Marked/Unknown | 2000-08-01 | 2000-08-01 | Not Marked
GA POWER/STEAM HEAT DEPT/ATLANTA | 130 MLK JR DR SE | ATLANTA | Fulton | 600734 | 6 | [5 empty] | Removed from Ground | Diesel | 50000 | Composite | 1971-05-11 | 1993-02-04 | Unknown
GA POWER/STEAM HEAT DEPT/ATLANTA | 130 MLK JR DR SE | ATLANTA | Fulton | 600734 | 8 | [5 empty] | Removed from Ground | Diesel | 50000 | Composite | 1971-05-11 | 1993-02-04 | Unknown
GA POWER/STEAM HEAT DEPT/ATLANTA | 130 MLK JR DR SE | ATLANTA | Fulton | 600734 | 9 | [5 empty] | Removed from Ground | Diesel | 50000 | Composite | 1971-05-11 | 1993-02-04 | Unknown
AUTOMOTIVE REPAIR SITE | 556 METROPOLITAN PARKWAY | ATLANTA | Fulton | 10002044 | 8 |  |  | FALSE |  | FALSE | Removed from Ground | Not Marked/Tank Removed | 4000 | Unknown | 2011-11-15 | 2011-11-15 | Unknown
217 MARTIN LUTHER KING JR DRIVE | 217 MARTIN LUTHER KING JR DE | ATLANTA | Fulton | 10001274 | 2 |  |  | FALSE |  | FALSE | Removed from Ground | Gas (Historical Use) | 2000 | Bare Steel | 2007-01-05 | 2007-01-05
GA POWER/CENTRAL DIST OP HQ | 760 RALPH MCGILL BLVD NE | ATLANTA | Fulton | 600727 | 224407 | Flapper Valve | 1993-11-24 | FALSE | 1993-11-24 | FALSE | Removed from Ground | Gas (Historical Use) | 6000 | Fiberglass | 1993-11-24 | 2017-08-09 | Fiberglass Reinforced Plastic | Pressurized
T MARZETTI CO ATLANTA DIVISION | 261 GRANT ST SE | ATLANTA | Fulton | 600634 | 1 | [5 empty] | Closed in Ground | Other | 8300 | Bare Steel | 1961-04-24 | 1998-11-01 | Unknown
ATLANTA IRONWORKERS JAP INC | 150 BOULEVARD NE | ATLANTA | Fulton | 600665 | 1 | [5 empty] | Removed from Ground | Other | 5000 | Marked Unknown | 1996-02-29 | 1996-02-29 | Unknown
SEWELL SUPPLY CO | 273 OAKLAND AVE SE | ATLANTA | Fulton | 600064 | 1 | [5 empty] | Removed from Ground | Gas (Historical Use) | 1000 | Bare Steel | 1962-01-01 | 1990-03-01 | Bare Steel
PRIOR TIRE CO | 375 HIGHLAND AVE NE | ATLANTA | Fulton | 600526 | 1 | [5 empty] | Removed from Ground | Gas (Historical Use) | 6000 | Bare Steel | 1966-04-06 | 1994-01-01 | Unknown
HOON J KIM/FLEET OIL CO #211 | 346 EDGEWOOD AVE NE | ATLANTA | Fulton | 601296 | 3 | [5 empty] | Removed from Ground | Gas (Historical Use) | 6000 | Bare Steel | 1967-05-13 | 1993-03-22 | Galvanized Steel | Safe Suction (Euro)
SHELL FOOD MART | 387 HILL STREET | ATLANTA | Fulton | 9000643 | 3 | [5 empty] | Removed from Ground | Gas (Historical Use) | 10000 | Cathodically Protected Steel | 1976-03-27 | 1990-04-18 | Galvanized Steel
448 QM LLC | 448 BOULEVARD SE | ATLANTA | Fulton | 601056 | 1 | Ball Float | 1997-06-21 | FALSE | 1984-04-23 | FALSE | Currently in Use | Premium | 10000 | Fiberglass | 1984-04-23 |  | Double-Walled Flex | Pressurized
ATLANTA CARRIER CENTER LLC | 1100 WHITE ST SW | ATLANTA | Fulton | 9000617 | 3 | [5 empty] | Removed from Ground | Other | 6000 | Not Marked/Unknown | 1961-01-01 | 1990-07-15 | Not Marked
BP FOOD MART | 1685 RALPH DAVID ABERNATHY | ATLANTA | Fulton | 601068 | 1 | Ball Float | 1983-04-24 | FALSE | 1983-04-24 | FALSE | Removed from Ground | Regular | 10000 | Steel-Impressed Current | 1983-04-24 |  | Steel (Impressed Current) | Pressurized
MAGIC 4590 LLC | 4590 FULTON INDUSTRIAL BLVD SW | ATLANTA | Fulton | 600793 | 3 |  | 1992-02-10 |  | 1992-02-10 |  | Currently in Use | Gas (Historical Use) | 10000 | Steel-Impressed Current | 1979-01-25 |  | Fiberglass Reinforced Plastic | Pressurized
7-ELEVEN #11984 | 3215 MAIN ST | EAST POINT | Fulton | 9000124 | 3 | [5 empty] | Removed from Ground | Gas (Historical Use) | 10000 | Fiberglass | 1975-04-01 | 1992-06-30 | Fiberglass Reinforced Plastic | Pressurized
HEADLAND CENTER INC | 2995 HEADLAND DR SW | EAST POINT | Fulton | 601325 | A | [5 empty] | Removed from Ground | Gas (Historical Use) | 8000 | Cathodically Protected Steel | 1975-01-01 | 1997-05-01 | Galvanized Steel | Pressurized
DOBBS INTERNATIONAL SERVICES INC | 3160 AERO COURT | EAST POINT | Fulton | 601342 | 2 |  |  | TRUE |  | TRUE | Removed from Ground | Used Oil | 500 | Bare Steel | 1972-05-11 | 1993-06-01 | Unknown
JOINERS SER STA | 1807 CONNALLY DR | EAST POINT | Fulton | 601195 | 1 |  | 1998-11-01 | FALSE | 1998-11-01 | FALSE | Abandoned-No Known Release | Gas (Historical Use) | 3955 | Steel-Impressed Current | 1998-11-01 |  | Fiberglass Reinforced Plastic | Pressurized
CHEVRON 201815/SHELL #210-2827-0 | 4485 WASHINGTON RD | EAST POINT | Fulton | 600917 | 6 | Ball Float | 1992-06-08 | FALSE | 1992-06-08 | FALSE | Currently in Use | Diesel | 12000 | Composite Double Walled | 1992-06-08 |  | Fiberglass Reinforced Plastic | Pressurized
JAMES HAGEY/FORMER TRAILWAYS LIN | CORNER HOUSTON & HOWELL ST | ATLANTA | Fulton | 9060263 | 2 |  |  | FALSE |  | FALSE | Removed from Ground | Used Oil | 0 | Unknown |  | 1899-12-31 | Unknown
FORMER SERVICE STATION | 165 RALPH DAVID ABERNATHY BOULEVARD | ATLANTA | Fulton | 10001251 | 1 |  |  | FALSE |  | FALSE | Removed from Ground | Used Oil | 500 | Bare Steel | 2006-11-13 | 2006-11-13 | Unknown
MURRAY BROTHERS FUNERAL HOME | 502 PRYOR STREET | ATLANTA | Fulton | 9060781 | 1 | [5 empty] | Removed from Ground | Gas (Historical Use) | 1000 | Bare Steel | 1950-01-01 | 1999-05-07 | Bare Steel | Suction (American)
STOP N GO MARKET #320 | 664 NORTH HIGHLAND AVE NE | ATLANTA | Fulton | 9000266 | 2 | [5 empty] | Removed from Ground | Gas (Historical Use) | 10000 | Bare Steel | 1974-05-11 | 1990-08-29 | Galvanized Steel
ATLANTA IRONWORKERS JAP INC | 150 BOULEVARD NE | ATLANTA | Fulton | 600665 | 4 | [5 empty] | Removed from Ground | Other | 1 | Marked Unknown | 1996-03-01 | 1996-03-01 | Unknown
PATTERSON LUMBER & SUPPLY CO | 768 HIGHLAND AVE NE | ATLANTA | Fulton | 600686 | 1 | [5 empty] | Removed from Ground | Gas (Historical Use) | 1000 | Bare Steel | 1982-05-09 | 1993-06-29 | Bare Steel | Safe Suction (Euro)
FORMER GASOLINE STATION SITE | 363 MEMORIAL DRIVE SE | ATLANTA | Fulton | 10000843 | 2 |  |  | FALSE |  | FALSE | Removed from Ground | Gas (Historical Use) | 5000 | Bare Steel | 2005-02-17 | 2005-02-17 | Bare Steel
A C WHITE TRANSFER/STRG CO INC | 20 AIRLINE ST NE | ATLANTA | Fulton | 600493 | 2 | [5 empty] | Removed from Ground | Gas (Historical Use) | 3000 | Bare Steel | 1970-04-27 | 1988-12-12 | Galvanized Steel
AUTOMOTIVE REPAIR SITE | 556 METROPOLITAN PARKWAY | ATLANTA | Fulton | 10002044 | 2 |  |  | FALSE |  | FALSE | Removed from Ground | Not Marked/Tank Removed | 10000 | Unknown | 2011-11-15 | 2011-11-15 | Unknown
CALAMITY JANE (FORMER SERVICE STATION) | 437 MEMORIAL DRIVE | ATLANTA | Fulton | 10001313 | 1 |  |  | FALSE |  | FALSE | Removed from Ground | Not Marked | 0 | Unknown |  | 1899-12-31
BOULEVARD FOOD MART | 111 BOULEVARD NE | ATLANTA | Fulton | 600762 | 11 | Ball Float | 2000-09-01 | FALSE | 2000-09-01 | FALSE | Currently in Use | Premium | 10000 | Composite | 2000-09-01 |  | Fiberglass Reinforced Plastic | Pressurized
PRIOR TIRE CO | 375 HIGHLAND AVE NE | ATLANTA | Fulton | 600526 | 1A |  | 1994-01-20 |  | 1994-01-20 |  | Removed from Ground | Gas (Historical Use) | 10000 | Unknown | 1994-01-20 | 1899-12-31 | Fiberglass Reinforced Plastic | Pressurized
SHELL FOOD MART | 387 HILL STREET | ATLANTA | Fulton | 9000643 | 7 | Flapper Valve | 1990-01-01 | FALSE | 1990-01-01 | FALSE | Currently in Use | Diesel | 4000 | Fiberglass | 1990-01-01 |  | Fiberglass Reinforced Plastic | Pressurized
SHELL FOOD MART | 387 HILL STREET | ATLANTA | Fulton | 9000643 | 1 | [5 empty] | Removed from Ground | Gas (Historical Use) | 10000 | Cathodically Protected Steel | 1976-03-27 | 1990-04-18 | Galvanized Steel
ATLANTA OFS-CHESTER | 315 CHESTER AVE | ATLANTA | Fulton | 9000642 | 5-OIL | [5 empty] | Removed from Ground | Other | 6000 | Bare Steel | 1970-05-11 | 1899-12-31 | Unknown
BP FOOD MART | 1685 RALPH DAVID ABERNATHY | ATLANTA | Fulton | 601068 | 2 | Ball Float | 1983-04-24 | FALSE | 1983-04-24 | FALSE | Removed from Ground | Regular | 10000 | Steel-Impressed Current | 1983-04-24 |  | Steel (Impressed Current) | Pressurized
SIMS ASPHALT COMPANY | 11470 N FULTON IND BLVD | ALPHARETTA | Fulton | 600179 | 2 | [5 empty] | Removed from Ground | Gas (Historical Use) | 4000 | Not Marked/Unknown | 1987-01-01 | 1987-01-01 | Not Marked
S & B MART INC | 33 S MAIN ST | ALPHARETTA | Fulton | 601161 | 3 |  | 1997-07-01 |  | 1997-07-01 |  | Removed from Ground | Gas (Historical Use) | 2000 | Steel-Impressed Current | 1966-05-10 | 2003-09-26 | Cathodically Protected | Pressurized
DOYLE COUNTRY STORE | 850 HICKORY FLAT RD | ALPHARETTA | Fulton | 9058153 | 2 | [5 empty] | Removed from Ground | Empty | 275 | Cathodically Protected Steel | 1940-01-01 | 1999-02-17 | Bare Steel | Safe Suction (Euro)
CONCRETE CONSTRUCTION CO | 40 CORNELIA ST SE | ATLANTA | Fulton | 600089 | 1 | [5 empty] | Removed from Ground | Gas (Historical Use) | 3000 | Bare Steel | 1956-03-11 | 1899-12-31 | Galvanized Steel | Suction (American)
WELLSTAR ATLANTA MEDICAL CENTER | 303 PARKWAY DR | ATLANTA | Fulton | 600421 | 6 | [5 empty] | Removed from Ground | Diesel | 1000 | Bare Steel | 1999-04-01 | 1999-04-01 | Bare Steel | Safe Suction (Euro)
ATLANTA OFS-CHESTER | 315 CHESTER AVE | ATLANTA | Fulton | 9000642 | ANTIFREEZE | [5 empty] | Removed from Ground | Other | 3000 | Not Marked/Unknown | 1970-01-01 | 1899-12-31 | Unknown
BOULEVARD CHEVRON #021406 | 371 BOULEVARD SE @ I-20 | ATLANTA | Fulton | 601097 | 1 | Ball Float | 1992-07-01 | FALSE | 1992-07-01 | FALSE | Currently in Use | Regular | 12000 | Galvanic (STIP-3) | 1992-07-01 |  | Fiberglass Reinforced Plastic | Pressurized
Gas Express #142 | 1450 DONNELLY AVE SW | ATLANTA | Fulton | 601076 | 2 | Ball Float | 1970-04-27 |  | 1970-04-27 | TRUE | Removed from Ground | Gas (Historical Use) | 10000 | Steel-Impressed Current | 1970-04-27 | 2013-09-17 | Steel (Impressed Current) | Pressurized
VBK 2 ENT INC | 923 LEE ST | ATLANTA | Fulton | 601121 | 4 |  | 1993-10-01 | FALSE | 1993-10-01 | FALSE | Temporarily out of use | Diesel | 8000 | Composite | 1985-12-01 |  | Fiberglass Reinforced Plastic | Pressurized
VBK 2 ENT INC | 923 LEE ST | ATLANTA | Fulton | 601121 | 5 |  | 1993-10-01 | FALSE | 1993-10-01 | FALSE | Temporarily out of use | Kerosene | 4000 | Composite | 1985-12-01 |  | Fiberglass Reinforced Plastic | Pressurized
LEE STREET EXXON | 1117 LEE ST SW | ATLANTA | Fulton | 601319 | 7 | Ball Float | 1998-09-22 | FALSE | 1998-09-22 | FALSE | Currently in Use | Diesel | 10000 | Galvanic (STIP-3) | 1987-09-01 |  | Fiberglass Reinforced Plastic | Pressurized
JUPITER DEVELOPMENT INC | 1163 METROPOLITAN PKWY | ATLANTA | Fulton | 601089 | 3 | Flapper Valve | 1984-04-23 | FALSE | 1984-04-23 | FALSE | Currently in Use | Diesel | 10000 | Galvanic (STIP-3) | 1984-04-23 |  |  | Pressurized
BOULEVARD FOOD MART | 111 BOULEVARD NE | ATLANTA | Fulton | 600762 | 6 | [5 empty] | Removed from Ground | Gas (Historical Use) | 6000 | Not Marked/Unknown | 2000-08-01 | 2000-08-01 | Not Marked
BOULEVARD FOOD MART | 111 BOULEVARD NE | ATLANTA | Fulton | 600762 | 9 | [5 empty] | Removed from Ground | Gas (Historical Use) | 550 | Not Marked/Unknown | 2000-08-01 | 2000-08-01 | Not Marked
BOULEVARD FOOD MART | 111 BOULEVARD NE | ATLANTA | Fulton | 600762 | 8 | [5 empty] | Removed from Ground | Gas (Historical Use) | 6000 | Not Marked/Unknown | 2000-08-01 | 2000-08-01 | Not Marked
GA POWER/STEAM HEAT DEPT/ATLANTA | 130 MLK JR DR SE | ATLANTA | Fulton | 600734 | 3 | [5 empty] | Removed from Ground | Diesel | 50000 | Composite | 1971-05-11 | 1993-02-04 | Unknown
GA POWER/STEAM HEAT DEPT/ATLANTA | 130 MLK JR DR SE | ATLANTA | Fulton | 600734 | 10 | [5 empty] | Removed from Ground | Diesel | 50000 | Composite | 1971-05-11 | 1993-02-04 | Unknown
Abernathy BP | 180 RALPH DAVID ABERNATHY BLVD | ATLANTA | Fulton | 600948 | 2 | Ball Float | 1987-01-01 | FALSE | 1987-01-01 | FALSE | Currently in Use | Premium | 10000 | Steel-Impressed Current | 1987-01-01 |  | Steel (Impressed Current) | Pressurized
ATLANTA OFS-CHESTER | 315 CHESTER AVE | ATLANTA | Fulton | 9000642 | 2-UN | [5 empty] | Removed from Ground | Gas (Historical Use) | 6000 | Bare Steel | 1970-01-01 | 1899-12-31 | Unknown
ATLANTA OFS-CHESTER | 315 CHESTER AVE | ATLANTA | Fulton | 9000642 | 1-UN | [5 empty] | Removed from Ground | Gas (Historical Use) | 5999 | Bare Steel | 1970-05-11 | 1899-12-31 | Unknown
BOULEVARD CHEVRON #021406 | 371 BOULEVARD SE @ I-20 | ATLANTA | Fulton | 601097 | 2/384764 | [5 empty] | Removed from Ground | Gas (Historical Use) | 4000 | Bare Steel | 1965-04-27 | 1899-12-31 | Galvanized Steel
QUICK FOOD MART | 1977 MLK JR DR SW | ATLANTA | Fulton | 601122 | 3 | Ball Float | 1993-12-01 | FALSE | 1993-12-01 | FALSE | Currently in Use | Diesel | 8000 | Composite | 1985-12-01 |  | Fiberglass Reinforced Plastic | Pressurized
BP FOOD MART | 1685 RALPH DAVID ABERNATHY | ATLANTA | Fulton | 601068 | 4 | Ball Float | 1983-04-24 | FALSE | 1983-04-24 | FALSE | Removed from Ground | Diesel | 10000 | Steel-Impressed Current | 1983-04-24 |  | Steel (Impressed Current) | Pressurized
VBK 2 ENT INC | 923 LEE ST | ATLANTA | Fulton | 601121 | 1 | Ball Float | 1993-10-01 | FALSE | 1993-10-01 | FALSE | Currently in Use | Premium | 10000 | Composite | 1985-12-01 |  | Fiberglass Reinforced Plastic | Pressurized
CITGO FOOD MART | 1974 SYLVAN RD | ATLANTA | Fulton | 601125 | 5 |  | 1999-02-01 | FALSE | 1999-02-01 | FALSE | Currently in Use | Kerosene | 4000 | Steel-Impressed Current | 1987-08-15 |  | Fiberglass Reinforced Plastic | Pressurized
CITGO FOOD MART | 1974 SYLVAN RD | ATLANTA | Fulton | 601125 | 4 |  | 1999-02-01 | FALSE | 1999-02-01 | FALSE | Currently in Use | Diesel | 4000 | Steel-Impressed Current | 1981-05-02 |  | Fiberglass Reinforced Plastic | Pressurized
QUICK FOOD MART | 1977 MLK JR DR SW | ATLANTA | Fulton | 601122 | 2 | Ball Float | 1993-12-01 | FALSE | 1993-12-01 | FALSE | Currently in Use | Regular | 10000 | Composite | 1985-12-01 |  | Fiberglass Reinforced Plastic | Pressurized
UNOCAL STATION #9023-110 | 2320 MLK JR DR | ATLANTA | Fulton | 601189 | 7 | [5 empty] | Removed from Ground | Diesel | 550 | Bare Steel | 1961-04-23 | 1989-09-01 | Galvanized Steel
UNOCAL STATION #9023-110 | 2320 MLK JR DR | ATLANTA | Fulton | 601189 | 4 | [5 empty] | Removed from Ground | Gas (Historical Use) | 4000 | Bare Steel | 1961-04-23 | 1989-09-01 | Galvanized Steel
BAGGETT TRANSPORTATION/CAPITOL S | 260 UNIVERSITY AVE SW | ATLANTA | Fulton | 600307 | 1 | [5 empty] | Removed from Ground | Diesel | 6000 | Bare Steel | 1985-04-17 | 1991-12-20 | Galvanized Steel
BAGGETT TRANSPORTATION/CAPITOL S | 260 UNIVERSITY AVE SW | ATLANTA | Fulton | 600307 | 4 |  |  | TRUE |  | TRUE | Removed from Ground | Used Oil | 1000 | Bare Steel | 1971-04-21 | 1991-12-21 | Galvanized Steel
GLENN MCCLENDON TRUCKING CO INC | 776 STEWART AVE | ATLANTA | Fulton | 600247 | 1 | [5 empty] | Removed from Ground | Diesel | 10000 | Bare Steel | 1979-04-18 | 1993-06-07 | Galvanized Steel
JOHNNY L BAILEY | 423 GEORGIA AVE | ATLANTA | Fulton | 600110 | 1 | [5 empty] | Removed from Ground | Gas (Historical Use) | 3000 | Bare Steel | 1966-03-04 | 1994-01-16 | Unknown
WELLSTAR ATLANTA MEDICAL CENTER | 303 PARKWAY DR | ATLANTA | Fulton | 600421 | 1 | [5 empty] | Removed from Ground | Diesel | 50000 | Bare Steel | 1946-05-18 | 1999-09-09 | Bare Steel | Safe Suction (Euro)
WELLSTAR ATLANTA MEDICAL CENTER | 303 PARKWAY DR | ATLANTA | Fulton | 600421 | 7 | Flapper Valve | 1999-06-15 | FALSE | 1999-06-15 | FALSE | Abandoned-No Known Release | Jet fuel | 10000 | Fiberglass Double Walled | 1999-06-15 |  | Fiberglass Reinforced Plastic | Pressurized
CITY OF ATLANTA | 75 MLK DR | ATLANTA | Fulton | 600354 | 1 | [5 empty] | Permanently Out of Use - historical purposes | Gas (Historical Use) | 10000 | Bare Steel | 1986-05-08 | 1899-12-31 | Unknown
448 QM LLC | 448 BOULEVARD SE | ATLANTA | Fulton | 601056 | 3 | Ball Float | 1997-06-21 | FALSE | 1984-04-23 | FALSE | Currently in Use | Regular | 10000 | Fiberglass | 1984-04-23 |  | Double-Walled Flex | Pressurized
CITY OF ATLANTA/CANDLER WRHSE | 675 STEWART AVE SW | ATLANTA | Fulton | 600353 | 2 | [5 empty] | Removed from Ground | Diesel | 1000 | Bare Steel | 1966-05-13 | 1899-12-31 | Galvanized Steel
CITY OF ATLANTA/CANDLER WRHSE | 675 STEWART AVE SW | ATLANTA | Fulton | 600353 | 8 | [5 empty] | Removed from Ground | Diesel | 1000 | Bare Steel | 1951-05-17 | 1899-12-31 | Galvanized Steel
CITY OF ATLANTA/CANDLER WRHSE | 675 STEWART AVE SW | ATLANTA | Fulton | 600353 | 9 | [5 empty] | Removed from Ground | Diesel | 1000 | Bare Steel | 1961-05-14 | 1899-12-31 | Galvanized Steel
BAGGETT TRANSPORTATION/CAPITOL S | 260 UNIVERSITY AVE SW | ATLANTA | Fulton | 600307 | 2 | [5 empty] | Removed from Ground | Diesel | 6000 | Bare Steel | 1985-04-17 | 1991-12-21 | Galvanized Steel
JACKSONS FINA STATION #131-6718- | 1193 LEE ST & AVON ST | ATLANTA | Fulton | 601026 | 2 | [5 empty] | Removed from Ground | Gas (Historical Use) | 3000 | Bare Steel | 1959-04-30 | 1996-09-01 | Bare Steel
LEE STREET EXXON | 1117 LEE ST SW | ATLANTA | Fulton | 601319 | 6 | Ball Float | 1998-09-22 | FALSE | 1998-09-22 | FALSE | Currently in Use | Premium | 10000 | Galvanic (STIP-3) | 1987-08-01 |  | Fiberglass Reinforced Plastic | Pressurized
LEE STREET EXXON | 1117 LEE ST SW | ATLANTA | Fulton | 601319 | 1 | [5 empty] | Removed from Ground | Empty | 6000 | Bare Steel | 1967-05-13 | 1899-12-31 | Galvanized Steel
UNOCAL STATION #9023-110 | 2320 MLK JR DR | ATLANTA | Fulton | 601189 | 5 |  |  | TRUE |  | TRUE | Removed from Ground | Used Oil | 550 | Bare Steel | 1961-04-23 | 1989-09-01 | Galvanized Steel
JUPITER DEVELOPMENT INC | 1163 METROPOLITAN PKWY | ATLANTA | Fulton | 601089 | 2 | Flapper Valve | 1984-04-23 | FALSE | 1984-04-23 | FALSE | Currently in Use | Premium | 10000 | Galvanic (STIP-3) | 1984-04-23 |  |  | Pressurized
JOHNNY L BAILEY | 423 GEORGIA AVE | ATLANTA | Fulton | 600110 | 2 | [5 empty] | Removed from Ground | Gas (Historical Use) | 3000 | Bare Steel | 1966-03-04 | 1994-01-16 | Unknown
WELLSTAR ATLANTA MEDICAL CENTER | 303 PARKWAY DR | ATLANTA | Fulton | 600421 | 8 |  | 1999-08-06 | FALSE | 1999-08-06 | FALSE | Abandoned-No Known Release | Diesel | 20000 | Fiberglass Double Walled | 1999-08-06 |  | Fiberglass Reinforced Plastic | Pressurized
WELLSTAR ATLANTA MEDICAL CENTER | 303 PARKWAY DR | ATLANTA | Fulton | 600421 | 2 | [5 empty] | Removed from Ground | Diesel | 2500 | Bare Steel | 1974-05-11 | 1996-06-24 | Bare Steel
WELLSTAR ATLANTA MEDICAL CENTER | 303 PARKWAY DR | ATLANTA | Fulton | 600421 | 9 |  | 1999-05-27 | FALSE | 1999-05-27 | FALSE | Removed from Ground | Diesel | 1000 |  | 1999-05-19 | 2004-07-28 |  | Safe Suction (Euro)
CITY OF ATLANTA | 75 MLK DR | ATLANTA | Fulton | 600354 | 2 | [5 empty] | Permanently Out of Use - historical purposes | Gas (Historical Use) | 10000 | Bare Steel | 1986-05-08 | 1899-12-31 | Unknown
BST WEST END CO/F1507 | 1211 RALPH DAVID ABERNATHY BLVD | ATLANTA | Fulton | 601036 | 4 | Flapper Valve | 1994-06-22 | FALSE | 1994-06-22 | FALSE | Currently in Use | Diesel | 5000 | Fiberglass Double Walled | 1994-06-22 |  | Steel/FG Secondary containment | Suction (American)
JACKSONS FINA STATION #131-6718- | 1193 LEE ST & AVON ST | ATLANTA | Fulton | 601026 | 3 | [5 empty] | Removed from Ground | Gas (Historical Use) | 3000 | Bare Steel | 1959-04-30 | 1996-09-01 | Bare Steel
CITY OF ATLANTA/CANDLER WRHSE | 675 STEWART AVE SW | ATLANTA | Fulton | 600353 | 12 | [5 empty] | Removed from Ground | Diesel | 1000 | Bare Steel | 1946-05-18 | 1899-12-31 | Galvanized Steel
BOGGS SUPPLY CO INC | 1310 WHITE ST SW | ATLANTA | Fulton | 600671 | 1 | [5 empty] | Removed from Ground | Gas (Historical Use) | 1000 | Bare Steel | 1961-03-02 | 1899-12-31 | Galvanized Steel
ATLANTA IRONWORKERS JAP INC | 150 BOULEVARD NE | ATLANTA | Fulton | 600665 | 3 | [5 empty] | Removed from Ground | Other | 1 | Marked Unknown | 1996-02-29 | 1996-02-29 | Unknown
CONCRETE CONSTRUCTION CO | 40 CORNELIA ST SE | ATLANTA | Fulton | 600089 | 3 | [5 empty] | Removed from Ground | Gas (Historical Use) | 1000 | Bare Steel | 1956-03-11 | 1899-12-31 | Galvanized Steel
WELLSTAR ATLANTA MEDICAL CENTER | 303 PARKWAY DR | ATLANTA | Fulton | 600421 | 6 | Ball Float | 1999-05-27 | FALSE | 1999-05-27 | FALSE |  | Diesel | 1000 |  | 1999-05-19 | 1999-05-19 |  | Safe Suction (Euro)
ATLANTA OFS-CHESTER | 315 CHESTER AVE | ATLANTA | Fulton | 9000642 | 4-UN | [5 empty] | Removed from Ground | Gas (Historical Use) | 8000 | Bare Steel | 1970-01-01 | 1899-12-31 | Unknown
Gas Express #142 | 1450 DONNELLY AVE SW | ATLANTA | Fulton | 601076 | 1 | Ball Float | 1970-04-27 |  | 1970-04-27 | TRUE | Removed from Ground | Gas (Historical Use) | 10000 | Steel-Impressed Current | 1970-04-27 | 2013-09-17 | Steel (Impressed Current) | Pressurized
VBK 2 ENT INC | 923 LEE ST | ATLANTA | Fulton | 601121 | 3 | Ball Float | 1993-10-01 | FALSE | 1993-10-01 | FALSE | Currently in Use | Diesel | 8000 | Composite | 1985-12-01 |  | Fiberglass Reinforced Plastic | Pressurized
CITGO FOOD MART | 1974 SYLVAN RD | ATLANTA | Fulton | 601125 | 2 | Flapper Valve | 1999-02-01 | FALSE | 1999-02-01 | FALSE | Currently in Use | Regular | 8000 | Steel-Impressed Current | 1981-05-02 |  | Fiberglass Reinforced Plastic | Pressurized
QUICK FOOD MART | 1977 MLK JR DR SW | ATLANTA | Fulton | 601122 | 5 |  | 1993-12-01 | FALSE | 1993-12-01 | FALSE | Currently in Use | Kerosene | 4000 | Composite | 1985-12-01 |  | Fiberglass Reinforced Plastic | Pressurized
SOUTHEAST ATLANTIC BEVERAGE CORP | 1910 MURPHY AVE SW | ATLANTA | Fulton | 600301 | 1 | Flapper Valve | 1991-10-16 |  | 1991-10-16 |  | Removed from Ground | Diesel | 10000 | Steel-Impressed Current | 1978-03-29 | 2007-02-14 | Galvanized Steel | Suction (American)
CHAMPION INTERNATIONAL CORP | 840 WOODROW ST SW | ATLANTA | Fulton | 9000160 | 7 | [5 empty] | Removed from Ground | Hazardous Substance | 4000 | Bare Steel | 1972-04-20 | 1987-05-15 | Unknown
CHAMPION INTERNATIONAL CORP | 840 WOODROW ST SW | ATLANTA | Fulton | 9000160 | 4 | [5 empty] | Removed from Ground | Hazardous Substance | 20000 | Bare Steel | 1960-04-23 | 1987-05-15 | Unknown
CHAMPION INTERNATIONAL CORP | 840 WOODROW ST SW | ATLANTA | Fulton | 9000160 | 1A/FO | [5 empty] | Removed from Ground | Diesel | 10000 | Bare Steel | 1973-04-20 | 1987-05-15 | Galvanized Steel
CHAMPION INTERNATIONAL CORP | 840 WOODROW ST SW | ATLANTA | Fulton | 9000160 | 3/FO | [5 empty] | Removed from Ground | Diesel | 20000 | Bare Steel | 1976-04-19 | 1987-05-15 | Unknown
FIRE STATION #20 | 590 MANFORD RD SW | ATLANTA | Fulton | 600378 | 1 | [5 empty] | Removed from Ground | Gas (Historical Use) | 250 | Bare Steel | 1956-05-15 | 1998-11-01 | Galvanized Steel
CITY OF ATLANTA/CANDLER WRHSE | 675 STEWART AVE SW | ATLANTA | Fulton | 600353 | 11 | [5 empty] | Removed from Ground | Diesel | 1000 | Bare Steel | 1951-05-17 | 1899-12-31 | Galvanized Steel
CITY OF ATLANTA/CANDLER WRHSE | 675 STEWART AVE SW | ATLANTA | Fulton | 600353 | 1 | [5 empty] | Removed from Ground | Gas (Historical Use) | 1000 | Bare Steel | 1951-05-17 | 1899-12-31 | Galvanized Steel
WESTVIEW LANDFILL | 1610 GORDON ST SW | ATLANTA | Fulton | 600497 | 1 | [5 empty] | Closed in Ground | Diesel | 10134 | Bare Steel | 1974-04-24 | 1994-06-01 | Galvanized Steel | Suction (American)
WEST END POST OFFICE | 848 OGLETHORPE AVE | ATLANTA | Fulton | 600163 | 3 |  |  | TRUE |  | TRUE | Removed from Ground | Used Oil | 500 | Bare Steel | 1969-01-01 | 1991-02-22 | Unknown
CHAMPION INTERNATIONAL CORP | 840 WOODROW ST SW | ATLANTA | Fulton | 9000160 | 6 | [5 empty] | Removed from Ground | Hazardous Substance | 2000 | Bare Steel | 1960-04-23 | 1987-05-15 | Unknown
CHAMPION INTERNATIONAL CORP | 840 WOODROW ST SW | ATLANTA | Fulton | 9000160 | 9 | [5 empty] | Removed from Ground | Hazardous Substance | 4000 | Bare Steel | 1972-04-20 | 1987-05-15 | Unknown
FORMER BP 24021 | 1449 DONNELLY AVE SW | ATLANTA | Fulton | 600765 | 1 |  |  | TRUE |  | TRUE | Removed from Ground | Used Oil | 550 | Bare Steel | 1961-05-08 | 1899-12-31 | Galvanized Steel
Gas Express #142 | 1450 DONNELLY AVE SW | ATLANTA | Fulton | 601076 | 7 | Ball Float | 2014-06-05 | FALSE | 2014-06-05 | FALSE | Currently in Use | Regular | 12000 | Tank Jacket | 2014-06-05 |  | Double-Walled Flex | Pressurized
Gas Express #142 | 1450 DONNELLY AVE SW | ATLANTA | Fulton | 601076 | 5 | Ball Float | 2014-06-05 | FALSE | 2014-06-05 | FALSE | Currently in Use | Diesel | 6000 | Tank Jacket | 2014-06-05 |  | Fiberglass Reinforced Plastic | Pressurized
Gas Express #142 | 1450 DONNELLY AVE SW | ATLANTA | Fulton | 601076 | 4 |  | 1970-04-27 | TRUE | 2010-04-27 | TRUE | Removed from Ground | Used Oil | 1000 | Steel-Impressed Current | 1970-04-27 | 2013-09-17 | Not Marked | Gravity Fed
ATLANTA CARRIER CENTER LLC | 1100 WHITE ST SW | ATLANTA | Fulton | 9000617 | 37045 | [5 empty] | Removed from Ground | Diesel | 20000 | Composite | 1990-08-27 | 2000-04-01 | Fiberglass Reinforced Plastic
QUICK FOOD MART | 1977 MLK JR DR SW | ATLANTA | Fulton | 601122 | 1 | Ball Float | 1993-12-01 | FALSE | 1993-12-01 | FALSE | Currently in Use | Regular | 10000 | Composite | 1985-12-01 |  | Fiberglass Reinforced Plastic | Pressurized
BST WEST END CO/F1507 | 1211 RALPH DAVID ABERNATHY BLVD | ATLANTA | Fulton | 601036 | 2 | [5 empty] | Closed in Ground | Other | 1000 | Bare Steel | 1989-12-01 | 1989-12-01 | Bare Steel
BAGGETT TRANSPORTATION/CAPITOL S | 260 UNIVERSITY AVE SW | ATLANTA | Fulton | 600307 | 3 | [5 empty] | Closed in Ground | Other | 5000 | Bare Steel | 1971-04-21 | 1973-06-15 | Unknown
VACANT KIMBRO SERVICE WAREHOUSE | 687 HUMPHRIES ST SW | ATLANTA | Fulton | 600637 | 1 | [5 empty] | Removed from Ground | Gas (Historical Use) | 3000 | Bare Steel | 1966-04-23 | 1998-05-21 | Unknown
CHAMPION INTERNATIONAL CORP | 840 WOODROW ST SW | ATLANTA | Fulton | 9000160 | 10 | [5 empty] | Removed from Ground | Hazardous Substance | 2000 | Bare Steel | 1960-04-23 | 1987-05-15 | Unknown
CONCRETE CONSTRUCTION CO | 40 CORNELIA ST SE | ATLANTA | Fulton | 600089 | 2 | [5 empty] | Removed from Ground | Gas (Historical Use) | 3000 | Bare Steel | 1956-03-11 | 1899-12-31 | Galvanized Steel | Suction (American)
ATLANTA FIRE STATION #10 | 447 BLVD SE | ATLANTA | Fulton | 600370 | 1 | [5 empty] | Removed from Ground | Diesel | 500 | Bare Steel | 1958-05-15 | 1992-11-02 | Galvanized Steel
BOULEVARD CHEVRON #021406 | 371 BOULEVARD SE @ I-20 | ATLANTA | Fulton | 601097 | 4 | Ball Float | 1992-07-01 | FALSE | 1992-07-01 | FALSE | Currently in Use | Diesel | 10000 | Galvanic (STIP-3) | 1992-07-01 |  | Fiberglass Reinforced Plastic | Pressurized
JUPITER DEVELOPMENT INC | 1163 METROPOLITAN PKWY | ATLANTA | Fulton | 601089 | 1 | Flapper Valve | 1984-04-23 | FALSE | 1984-04-23 | FALSE | Currently in Use | Regular | 10000 | Galvanic (STIP-3) | 1984-04-23 |  |  | Pressurized
1385 RALPH DAVID ABERNATHY BOULEVARD | 1385 RALPH DAVID AVERNATHY BOULEVARD | ATLANTA | Fulton | 10002551 | 3 |  |  | FALSE |  | FALSE | Removed from Ground | Used Oil | 2000 | Unknown |  | 1899-12-31 | Unknown
HESS #10241 | 841 NORTH HIGHLAND AVE NE | ATLANTA | Fulton | 330081 | 2 | [5 empty] | Removed from Ground | Other | 5000 | Bare Steel | 1969-05-09 | 1990-11-13 | Galvanized Steel
FRED E RIMER CO INC | 307 CHEROKEE AVE SE | ATLANTA | Fulton | 9060761 | 2 | [5 empty] | Closed in Ground | Gas (Historical Use) | 500 | Marked Unknown | 1993-01-28 | 1993-01-28 | Galvanized Steel | Safe Suction (Euro)
BOULEVARD FOOD MART | 111 BOULEVARD NE | ATLANTA | Fulton | 600762 | 1 |  |  | TRUE |  | TRUE | Removed from Ground | Used Oil | 550 | Bare Steel | 1963-05-08 | 1899-12-31 | Galvanized Steel
GA POWER/CENTRAL DIST OP HQ | 760 RALPH MCGILL BLVD NE | ATLANTA | Fulton | 600727 | 2 | [5 empty] | Removed from Ground | Gas (Historical Use) | 10000 | Fiberglass | 1981-05-08 | 1994-02-28 | Galvanized Steel | Pressurized
GA POWER/STEAM HEAT DEPT/ATLANTA | 130 MLK JR DR SE | ATLANTA | Fulton | 600734 | 2 | [5 empty] | Removed from Ground | Diesel | 50000 | Composite | 1971-05-11 | 1993-02-04 | Unknown
ATLANTA OFS-CHESTER | 315 CHESTER AVE | ATLANTA | Fulton | 9000642 | 3-DIESEL | [5 empty] | Removed from Ground | Diesel | 12000 | Cathodically Protected Steel | 1985-01-01 | 1899-12-31 | Cathodically Protected
ATLANTA CARRIER CENTER LLC | 1100 WHITE ST SW | ATLANTA | Fulton | 9000617 | 370090 | [5 empty] | Removed from Ground | Other | 550 | Not Marked/Unknown | 1961-01-01 | 1990-07-15 | Not Marked
CITGO FOOD MART | 1974 SYLVAN RD | ATLANTA | Fulton | 601125 | 1 | Flapper Valve | 1999-02-01 | FALSE | 1999-02-01 | FALSE | Currently in Use | Regular | 8000 | Steel-Impressed Current | 1981-05-02 |  | Fiberglass Reinforced Plastic | Pressurized
JACKSONS FINA STATION #131-6718- | 1193 LEE ST & AVON ST | ATLANTA | Fulton | 601026 | 5 |  |  | TRUE |  | TRUE | Removed from Ground | Used Oil | 600 | Bare Steel | 1978-04-25 | 1996-09-01 | Galvanized Steel
UNOCAL STATION #9023-110 | 2320 MLK JR DR | ATLANTA | Fulton | 601189 | 1 | [5 empty] | Removed from Ground | Gas (Historical Use) | 4000 | Bare Steel | 1961-04-23 | 1989-09-01 | Galvanized Steel
CITY OF ATLANTA/CANDLER WRHSE | 675 STEWART AVE SW | ATLANTA | Fulton | 600353 | 14 | [5 empty] | Removed from Ground | Gas (Historical Use) | 5000 | Bare Steel | 1946-05-18 | 1899-12-31 | Galvanized Steel
GENERAL CHEMICAL CORP | 1427 CENTRAL AVE | EAST POINT | Fulton | 600583 | 3 | [5 empty] | Removed from Ground | Diesel | 10000 | Bare Steel | 1952-05-14 | 1990-02-15 | Galvanized Steel
7-ELEVEN #11984 | 3215 MAIN ST | EAST POINT | Fulton | 9000124 | 1 | [5 empty] | Removed from Ground | Gas (Historical Use) | 10000 | Fiberglass | 1975-04-01 | 1992-06-30 | Fiberglass Reinforced Plastic | Pressurized
A National Limousine Service Inc. | 2192 SYLVAN RD | EAST POINT | Fulton | 601321 | 1 | Flapper Valve | 1998-10-01 | FALSE | 1985-05-07 | FALSE | Currently in Use | Diesel | 8000 | Steel-Impressed Current | 1985-05-07 |  | Galvanized Steel | Pressurized
JOINERS SER STA | 1807 CONNALLY DR | EAST POINT | Fulton | 601195 | 2 |  | 1998-11-01 | FALSE | 1998-11-01 | FALSE | Abandoned-No Known Release | Gas (Historical Use) | 3955 | Steel-Impressed Current | 1998-11-01 |  | Fiberglass Reinforced Plastic | Pressurized
US PLYWOOD CORP | 2135 LAWRENCE AVE | EAST POINT | Fulton | 601243 | 1 | [5 empty] | Removed from Ground | Gas (Historical Use) | 1000 | Bare Steel | 1954-04-16 | 1988-08-21 | Galvanized Steel
CHEVRON 201815/SHELL #210-2827-0 | 4485 WASHINGTON RD | EAST POINT | Fulton | 600917 | 5 | Ball Float | 1992-06-08 | FALSE | 1992-06-08 | FALSE | Currently in Use | Premium | 12000 | Composite Double Walled | 1992-06-08 |  | Fiberglass Reinforced Plastic | Pressurized
CLEVELAND AMOCO | 1270 CLEVELAND AVE | EAST POINT | Fulton | 9060533 | 2 | Ball Float | 2006-11-16 | FALSE | 2006-11-16 | FALSE | Currently in Use | Premium | 8000 | Steel-Impressed Current | 1986-07-01 |  | Bare Steel | Pressurized
Gas Express #183 | 3241 CAMP CREEK PKWY | EAST POINT | Fulton | 9060514 | 4 | Ball Float | 2006-12-20 | FALSE | 2006-12-20 | FALSE | Currently in Use | Diesel | 6000 | Composite | 2006-12-20 |  | Fiberglass Reinforced Plastic | Pressurized
FIRE STATION #6 | 37 /39 BOULEVARD NE | ATLANTA | Fulton | 600366 | 1 | [5 empty] | Removed from Ground | Diesel | 275 | Not Marked/Unknown | 1993-01-07 | 1993-01-07 | Not Marked
GAS EXPRESS #248 | 356 BOULEVARD NE | ATLANTA | Fulton | 601178 | 2 | Ball Float | 1994-09-01 | FALSE | 1994-09-01 | FALSE | Currently in Use | Premium | 12000 | Fiberglass | 1985-04-17 |  | Fiberglass Reinforced Plastic | Pressurized
SHELL FOOD MART | 387 HILL STREET | ATLANTA | Fulton | 9000643 | 9 | Flapper Valve | 2003-09-01 | FALSE | 2003-09-01 | FALSE | Currently in Use | Regular | 10000 | Composite | 2003-09-01 |  | Fiberglass Reinforced Plastic | Pressurized
SHELL FOOD MART | 387 HILL STREET | ATLANTA | Fulton | 9000643 | 8 | Flapper Valve | 1990-01-01 | FALSE | 1990-01-01 | FALSE | Currently in Use | Diesel | 4000 | Fiberglass | 1990-01-01 |  | Fiberglass Reinforced Plastic | Pressurized
SHELL FOOD MART | 387 HILL STREET | ATLANTA | Fulton | 9000643 | 6 | Flapper Valve | 1990-01-01 | FALSE | 1990-01-01 | FALSE | Currently in Use | Premium | 4000 | Fiberglass | 1990-01-01 |  | Fiberglass Reinforced Plastic | Pressurized
BP FOOD MART | 1685 RALPH DAVID ABERNATHY | ATLANTA | Fulton | 601068 | 3 | Ball Float | 1983-04-24 | FALSE | 1983-04-24 | FALSE | Removed from Ground | Premium | 10000 | Steel-Impressed Current | 1983-04-24 |  | Steel (Impressed Current) | Pressurized
VBK 2 ENT INC | 923 LEE ST | ATLANTA | Fulton | 601121 | 2 | Ball Float | 1993-10-01 | FALSE | 1993-10-01 | FALSE | Currently in Use | Regular | 10000 | Composite | 1985-12-01 |  | Fiberglass Reinforced Plastic | Pressurized
GAS EXPRESS #248 | 356 BOULEVARD NE | ATLANTA | Fulton | 601178 | 3 | Ball Float | 1994-09-01 | FALSE | 1994-09-01 | FALSE | Currently in Use | Plus | 12000 | Fiberglass | 1985-04-17 |  | Fiberglass Reinforced Plastic | Pressurized
HELIG MEYERS FURNITURE/STERCHI | 650 HAMILTON AVE SW | ATLANTA | Fulton | 601280 | 1 | [5 empty] | Removed from Ground | Gas (Historical Use) | 550 | Bare Steel | 1966-05-13 | 1996-05-15 | Galvanized Steel
SHELL FOOD MART | 387 HILL STREET | ATLANTA | Fulton | 9000643 | 4 |  |  | TRUE |  | TRUE | Removed from Ground | Used Oil | 550 | Cathodically Protected Steel | 1963-03-31 | 1990-04-18 | Galvanized Steel
SHELL FOOD MART | 387 HILL STREET | ATLANTA | Fulton | 9000643 | 5 | Flapper Valve | 1990-01-01 | FALSE | 1990-01-01 | FALSE | Currently in Use | Premium | 4000 | Fiberglass | 1989-01-01 |  | Fiberglass Reinforced Plastic | Pressurized
BOULEVARD CHEVRON #021406 | 371 BOULEVARD SE @ I-20 | ATLANTA | Fulton | 601097 | 4/384755 | [5 empty] | Removed from Ground | Gas (Historical Use) | 6000 | Bare Steel | 1965-04-27 | 1899-12-31 | Galvanized Steel
LEE STREET EXXON | 1117 LEE ST SW | ATLANTA | Fulton | 601319 | 2 | [5 empty] | Removed from Ground | Empty | 6000 | Bare Steel | 1967-05-13 | 1899-12-31 | Galvanized Steel
CITY OF ATLANTA/CANDLER WRHSE | 675 STEWART AVE SW | ATLANTA | Fulton | 600353 | 4 | [5 empty] | Removed from Ground | Diesel | 10000 | Bare Steel | 1951-05-17 | 1899-12-31 | Galvanized Steel
CITY OF ATLANTA/CANDLER WRHSE | 675 STEWART AVE SW | ATLANTA | Fulton | 600353 | 5 | [5 empty] | Removed from Ground | Diesel | 1000 | Bare Steel | 1951-05-17 | 1899-12-31 | Galvanized Steel
CITY OF ATLANTA/CANDLER WRHSE | 675 STEWART AVE SW | ATLANTA | Fulton | 600353 | 7 | [5 empty] | Removed from Ground | Diesel | 1000 | Bare Steel | 1951-05-17 | 1899-12-31 | Galvanized Steel
Gas Express #142 | 1450 DONNELLY AVE SW | ATLANTA | Fulton | 601076 | 6 | Ball Float | 2014-06-05 | FALSE | 2014-06-05 | FALSE | Currently in Use | Premium | 6000 | Tank Jacket | 2014-06-05 |  | Double-Walled Fiberglass | Pressurized
BST WEST END CO/F1507 | 1211 RALPH DAVID ABERNATHY BLVD | ATLANTA | Fulton | 601036 | 3 | [5 empty] | Removed from Ground | Other | 300 | Bare Steel | 1989-12-28 | 1989-12-28 | Bare Steel
ATLANTA FIRE STATION #14 | 1203 LEE ST SW | ATLANTA | Fulton | 600374 | 1 | [5 empty] | Removed from Ground | Diesel | 280 | Bare Steel | 1962-05-14 | 1995-01-01 | Galvanized Steel
CITY OF ATLANTA/CANDLER WRHSE | 675 STEWART AVE SW | ATLANTA | Fulton | 600353 | 15 | [5 empty] | Removed from Ground | Gas (Historical Use) | 1000 | Bare Steel | 1966-05-13 | 1899-12-31 | Galvanized Steel
SOUTHEAST ATLANTIC BEVERAGE CORP | 1910 MURPHY AVE SW | ATLANTA | Fulton | 600301 | 2 | Flapper Valve | 1991-10-16 |  | 1991-10-16 |  | Removed from Ground | Gas (Historical Use) | 2000 | Steel-Impressed Current | 1978-03-29 | 2007-02-14 | Galvanized Steel | Suction (American)
WESTVIEW LANDFILL | 1610 GORDON ST SW | ATLANTA | Fulton | 600497 | 2 | [5 empty] | Closed in Ground | Diesel | 10134 | Bare Steel | 1974-04-24 | 1994-06-01 | Galvanized Steel | Suction (American)
OVERHEAD DOOR CO OF ATLANTA | 511 STEPHENS ST SW | ATLANTA | Fulton | 600174 | 1 | [5 empty] | Removed from Ground | Gas (Historical Use) | 2000 | Marked Unknown | 1961-05-14 | 1987-03-07 | Unknown
MOREHOUSE SCHOOL OF MEDICINE | 720 WESTVIEW DR | ATLANTA | Fulton | 600016 | 1 | [5 empty] | Removed from Ground | Diesel | 550 | Bare Steel | 1987-01-01 | 1999-04-03 | Galvanized Steel
934 and 972 Avon Avenue | 934 and 972 Avon Ave. SW | ATLANTA | Fulton | 600087 | 2 | [5 empty] | Removed from Ground | Diesel | 2000 | Bare Steel | 1978-01-01 | 1990-03-08 | Galvanized Steel
CHAMPION INTERNATIONAL CORP | 840 WOODROW ST SW | ATLANTA | Fulton | 9000160 | 8 | [5 empty] | Removed from Ground | Hazardous Substance | 4000 | Bare Steel | 1972-04-20 | 1987-05-15 | Unknown
CHAMPION INTERNATIONAL CORP | 840 WOODROW ST SW | ATLANTA | Fulton | 9000160 | 2 | [5 empty] | Removed from Ground | Hazardous Substance | 20000 | Bare Steel | 1960-04-23 | 1987-05-15 | Unknown
LANDERS CLEANERS | 576 LEE ST SW | ATLANTA | Fulton | 9000123 | 1 | [5 empty] | Temporarily out of use | Other | 500 | Bare Steel | 1966-04-23 |  | Galvanized Steel
SHELL FOOD MART | 387 HILL STREET | ATLANTA | Fulton | 9000643 | 2 | [5 empty] | Removed from Ground | Gas (Historical Use) | 5000 | Cathodically Protected Steel | 1963-03-31 | 1990-04-18 | Galvanized Steel
UNOCAL STATION #9023-110 | 2320 MLK JR DR | ATLANTA | Fulton | 601189 | 2 | [5 empty] | Removed from Ground | Gas (Historical Use) | 4000 | Bare Steel | 1970-04-21 | 1989-09-01 | Galvanized Steel
UNOCAL STATION #9023-110 | 2320 MLK JR DR | ATLANTA | Fulton | 601189 | 8 | [5 empty] | Removed from Ground | Other | 550 | Bare Steel | 1961-04-23 | 1989-09-01 | Galvanized Steel
CITY OF ATLANTA/CANDLER WRHSE | 675 STEWART AVE SW | ATLANTA | Fulton | 600353 | 3 | [5 empty] | Removed from Ground | Gas (Historical Use) | 10000 | Bare Steel | 1951-05-17 | 1899-12-31 | Galvanized Steel
GLENN MCCLENDON TRUCKING CO INC | 776 STEWART AVE | ATLANTA | Fulton | 600247 | 3 | [5 empty] | Removed from Ground | Diesel | 8000 | Bare Steel | 1973-04-19 | 1993-06-09 | Galvanized Steel
WEST END POST OFFICE | 848 OGLETHORPE AVE | ATLANTA | Fulton | 600163 | 1 | [5 empty] | Removed from Ground | Gas (Historical Use) | 6000 | Bare Steel | 1969-01-01 | 1991-02-22 | Unknown
SEARS ROEBUCK & CO #2135 | 895 RALPH D ABERNATHY BLVD | ATLANTA | Fulton | 600586 | 1 |  |  | TRUE |  | TRUE | Removed from Ground | Used Oil | 500 | Marked Unknown | 1993-12-29 | 1993-12-29 | Unknown
FORMER BP 24021 | 1449 DONNELLY AVE SW | ATLANTA | Fulton | 600765 | 3 | [5 empty] | Removed from Ground | Gas (Historical Use) | 4000 | Bare Steel | 1961-05-08 | 1899-12-31 | Galvanized Steel
STEVENS GRAPHICS INC | 713 R D ABERNATHY BLVD SW | ATLANTA | Fulton | 600011 | 2 | [5 empty] | Removed from Ground | Diesel | 6000 | Bare Steel | 1966-04-09 | 1899-12-31 | Galvanized Steel
MOREHOUSE SCHOOL OF MEDICINE | 720 WESTVIEW DR | ATLANTA | Fulton | 600016 | 2 | [5 empty] | Removed from Ground | Diesel | 550 | Bare Steel | 1987-01-01 | 1999-04-03 | Galvanized Steel
Gas Express #142 | 1450 DONNELLY AVE SW | ATLANTA | Fulton | 601076 | 3 | Ball Float | 1970-04-24 |  | 1970-04-24 | TRUE | Removed from Ground | Gas (Historical Use) | 8000 | Steel-Impressed Current | 1970-04-27 | 2013-09-17 | Steel (Impressed Current) | Pressurized
ATLANTA CARRIER CENTER LLC | 1100 WHITE ST SW | ATLANTA | Fulton | 9000617 | 5010 | [5 empty] | Removed from Ground | Other | 1000 | Not Marked/Unknown | 1961-01-01 | 1990-07-15 | Not Marked
CITY OF ATLANTA/CANDLER WRHSE | 675 STEWART AVE SW | ATLANTA | Fulton | 600353 | 6 | [5 empty] | Removed from Ground | Diesel | 1000 | Bare Steel | 1951-05-17 | 1899-12-31 | Galvanized Steel
STEVENS GRAPHICS INC | 713 R D ABERNATHY BLVD SW | ATLANTA | Fulton | 600011 | 1 | [5 empty] | Removed from Ground | Gas (Historical Use) | 10000 | Bare Steel | 1966-04-09 | 1899-12-31 | Galvanized Steel
ATLANTA HYDRAULIC REPAIR SVC INC | 1206 SYLVAN RD SW | ATLANTA | Fulton | 600667 | 1 | [5 empty] | Removed from Ground | Gas (Historical Use) | 1000 | Bare Steel | 1951-03-05 | 1997-06-19 | Unknown
CHAMPION INTERNATIONAL CORP | 840 WOODROW ST SW | ATLANTA | Fulton | 9000160 | 2/FO | [5 empty] | Removed from Ground | Diesel | 20000 | Bare Steel | 1976-04-19 | 1987-05-15 | Unknown
ATLANTA OFS-CHESTER | 315 CHESTER AVE | ATLANTA | Fulton | 9000642 | WASTE#OIL |  |  | TRUE |  | TRUE | Removed from Ground | Used Oil | 3000 | Not Marked/Unknown | 1970-05-11 | 1899-12-31 | Unknown
ATLANTA OFS-CHESTER | 315 CHESTER AVE | ATLANTA | Fulton | 9000642 | WASTE-OIL |  |  | TRUE |  | TRUE | Removed from Ground | Used Oil | 3000 | Not Marked/Unknown | 1970-01-01 | 1899-12-31 | Unknown
BOULEVARD CHEVRON #021406 | 371 BOULEVARD SE @ I-20 | ATLANTA | Fulton | 601097 | 2 | Ball Float | 1992-07-01 | FALSE | 1992-07-01 | FALSE | Currently in Use | Premium | 10000 | Galvanic (STIP-3) | 1992-07-01 |  | Fiberglass Reinforced Plastic | Pressurized
ATLANTA CARRIER CENTER LLC | 1100 WHITE ST SW | ATLANTA | Fulton | 9000617 | 4 | [5 empty] | Removed from Ground | Other | 8000 | Not Marked/Unknown | 1990-07-15 | 1990-07-15 | Not Marked
BST WEST END CO/F1507 | 1211 RALPH DAVID ABERNATHY BLVD | ATLANTA | Fulton | 601036 | 1 | [5 empty] | Removed from Ground | Diesel | 10000 | Bare Steel | 1974-01-04 | 1994-06-08 | Bare Steel | Suction (American)
UNOCAL STATION #9023-110 | 2320 MLK JR DR | ATLANTA | Fulton | 601189 | 6 | [5 empty] | Removed from Ground | Diesel | 550 | Bare Steel | 1961-04-23 | 1989-09-01 | Galvanized Steel
CITY OF ATLANTA/CANDLER WRHSE | 675 STEWART AVE SW | ATLANTA | Fulton | 600353 | 10 | [5 empty] | Removed from Ground | Diesel | 1000 | Bare Steel | 1961-05-14 | 1899-12-31 | Galvanized Steel
CHAMPION INTERNATIONAL CORP | 840 WOODROW ST SW | ATLANTA | Fulton | 9000160 | 1 | [5 empty] | Removed from Ground | Hazardous Substance | 20000 | Bare Steel | 1960-04-23 | 1987-05-15 | Unknown
FORMER BP 24021 | 1449 DONNELLY AVE SW | ATLANTA | Fulton | 600765 | 6 | [5 empty] | Removed from Ground | Gas (Historical Use) | 4000 | Bare Steel | 1961-05-08 | 1899-12-31 | Galvanized Steel
TEXACO FOOD MART | 364 HILL ST | ATLANTA | Fulton | 9060495 | 2 | Ball Float | 1995-01-01 | FALSE | 1995-01-01 | FALSE | Currently in Use | Regular | 10000 | Fiberglass | 1987-01-01 |  | Fiberglass Reinforced Plastic | Pressurized
DYNAMIC METALS INC | 616 DECATUR ST SE | ATLANTA | Fulton | 9060074 | 2 | [5 empty] | Removed from Ground | Diesel | 3000 | Bare Steel | 1989-07-12 | 1989-07-12 | Unknown
TOBY SEXTON TIRE CO-ABANDONED | 470 GLENN STREET | ATLANTA | Fulton | 9060860 | 1 | [5 empty] | Removed from Ground | Gas (Historical Use) | 0 | Marked Unknown | 1995-01-01 | 1995-01-01 | Unknown
BOULEVARD FOOD MART | 111 BOULEVARD NE | ATLANTA | Fulton | 600762 | 10 | Ball Float | 2000-09-01 | FALSE | 2000-09-01 | FALSE | Currently in Use | Regular | 12000 | Composite | 2000-09-01 |  | Fiberglass Reinforced Plastic | Pressurized
GA POWER/STEAM HEAT DEPT/ATLANTA | 130 MLK JR DR SE | ATLANTA | Fulton | 600734 | 11 | [5 empty] | Removed from Ground | Diesel | 50000 | Composite | 1971-05-11 | 1993-02-04 | Unknown
JOHNNY L BAILEY | 423 GEORGIA AVE | ATLANTA | Fulton | 600110 | 3 | [5 empty] | Removed from Ground | Gas (Historical Use) | 3000 | Bare Steel | 1966-03-04 | 1994-01-16 | Unknown
BOULEVARD CHEVRON #021406 | 371 BOULEVARD SE @ I-20 | ATLANTA | Fulton | 601097 | 3/384757 | [5 empty] | Removed from Ground | Gas (Historical Use) | 4000 | Bare Steel | 1965-04-27 | 1899-12-31 | Galvanized Steel
LEE STREET EXXON | 1117 LEE ST SW | ATLANTA | Fulton | 601319 | 3 | [5 empty] | Removed from Ground | Empty | 4000 | Bare Steel | 1967-05-13 | 1899-12-31 | Galvanized Steel
CHAMPION INTERNATIONAL CORP | 840 WOODROW ST SW | ATLANTA | Fulton | 9000160 | 5 | [5 empty] | Removed from Ground | Hazardous Substance | 20000 | Bare Steel | 1960-04-23 | 1987-05-15 | Unknown
LANDERS CLEANERS | 576 LEE ST SW | ATLANTA | Fulton | 9000123 | 2 | [5 empty] | Temporarily out of use | Other | 500 | Bare Steel | 1966-04-23 |  | Galvanized Steel
JACKSONS FINA STATION #131-6718- | 1193 LEE ST & AVON ST | ATLANTA | Fulton | 601026 | 1 | [5 empty] | Removed from Ground | Gas (Historical Use) | 3000 | Bare Steel | 1959-04-30 | 1996-09-01 | Galvanized Steel
JACKSONS FINA STATION #131-6718- | 1193 LEE ST & AVON ST | ATLANTA | Fulton | 601026 | 4 | [5 empty] | Removed from Ground | Gas (Historical Use) | 3000 | Bare Steel | 1959-04-30 | 1899-12-31 | Bare Steel
LEE STREET EXXON | 1117 LEE ST SW | ATLANTA | Fulton | 601319 | 5 | Ball Float | 1998-09-22 | FALSE | 1998-09-22 | FALSE | Currently in Use | Regular | 10000 | Galvanic (STIP-3) | 1987-09-01 |  | Fiberglass Reinforced Plastic | Pressurized
LEE STREET EXXON | 1117 LEE ST SW | ATLANTA | Fulton | 601319 | 4 | [5 empty] | Removed from Ground | Empty | 500 | Bare Steel | 1967-05-13 | 1899-12-31 | Galvanized Steel
CHAMPION INTERNATIONAL CORP | 840 WOODROW ST SW | ATLANTA | Fulton | 9000160 | GARAGE | [5 empty] | Removed from Ground | Diesel | 6600 | Bare Steel | 1959-04-24 | 1987-05-15 | Unknown
CHAMPION INTERNATIONAL CORP | 840 WOODROW ST SW | ATLANTA | Fulton | 9000160 | 1B/FO | [5 empty] | Removed from Ground | Diesel | 10000 | Bare Steel | 1973-04-20 | 1987-05-15 | Galvanized Steel
FORMER BP 24021 | 1449 DONNELLY AVE SW | ATLANTA | Fulton | 600765 | 5 | [5 empty] | Removed from Ground | Gas (Historical Use) | 4000 | Bare Steel | 1961-05-08 | 1899-12-31 | Galvanized Steel
FORMER BP 24021 | 1449 DONNELLY AVE SW | ATLANTA | Fulton | 600765 | 4 | [5 empty] | Removed from Ground | Gas (Historical Use) | 4000 | Bare Steel | 1961-05-08 | 1899-12-31 | Galvanized Steel
UNOCAL STATION #9023-110 | 2320 MLK JR DR | ATLANTA | Fulton | 601189 | 3 | [5 empty] | Removed from Ground | Gas (Historical Use) | 4000 | Bare Steel | 1961-04-23 | 1989-09-01 | Galvanized Steel
GLENN MCCLENDON TRUCKING CO INC | 776 STEWART AVE | ATLANTA | Fulton | 600247 | 2 | [5 empty] | Removed from Ground | Diesel | 6000 | Bare Steel | 1973-04-19 | 1993-06-07 | Galvanized Steel
WEST END POST OFFICE | 848 OGLETHORPE AVE | ATLANTA | Fulton | 600163 | 2 | [5 empty] | Removed from Ground | Gas (Historical Use) | 10000 | Bare Steel | 1973-01-01 | 1991-02-22 | Unknown
934 and 972 Avon Avenue | 934 and 972 Avon Ave. SW | ATLANTA | Fulton | 600087 | 1 | [5 empty] | Removed from Ground | Diesel | 2000 | Bare Steel | 1975-01-01 | 1990-03-08 | Galvanized Steel
CHAMPION INTERNATIONAL CORP | 840 WOODROW ST SW | ATLANTA | Fulton | 9000160 | 3 | [5 empty] | Removed from Ground | Hazardous Substance | 20000 | Bare Steel | 1960-04-23 | 1987-05-15 | Unknown
ALPHA CONVENIENCE STORE | 280 S MAIN ST | ALPHARETTA | Fulton | 9060511 | 2 | Ball Float | 1998-12-01 | FALSE | 1998-12-01 | FALSE | Currently in Use | Premium | 8000 | Steel-Impressed Current | 1980-01-01 |  | Fiberglass Reinforced Plastic | Pressurized
JEFFERSON COMM/AM TRANS SITE | 2099 CHESHIRE BRIDGE RD NE | ATLANTA | Fulton | 600661 | 1 | [5 empty] | Removed from Ground | Diesel | 200 | Bare Steel | 1973-12-21 | 1993-11-30 | Copper | Suction (American)
FLAV-O-RICH INC | 2121 FAULKNER RD NE | ATLANTA | Fulton | 600579 | 1 | [5 empty] | Removed from Ground | Diesel | 10000 | Bare Steel | 1971-05-11 | 1995-06-05 | Galvanized Steel
CHESHIRE BRIDGE CITGO | 2353 CHESHIRE BRIDGE RD NE | ATLANTA | Fulton | 600790 | 1 | [5 empty] | Removed from Ground | Gas (Historical Use) | 8000 | Bare Steel | 1977-01-16 | 1992-01-23 | Galvanized Steel
MONROE DRIVE CHEVRON | 2195 MONROE DR NE @ I-85 | ATLANTA | Fulton | 600901 | 1 |  |  | FALSE |  | FALSE | Removed from Ground | Gas (Historical Use) | 6000 |  | 1968-05-10 | 1988-03-14 | Galvanized Steel
TARGET STORE T-380 | 5025 OLD NATIONAL HWY | COLLEGE PARK | Fulton | 9060220 | 4 | [5 empty] | Removed from Ground | Other | 10000 | Marked Unknown |  | 1899-12-31 | Unknown
TARGET STORE T-380 | 5025 OLD NATIONAL HWY | COLLEGE PARK | Fulton | 9060220 | 1 |  |  | TRUE |  | TRUE | Removed from Ground | Used Oil | 500 | Bare Steel |  | 1899-12-31 | Galvanized Steel
ANSLEY MALL SHELL | 1539 PIEDMONT AVE NE | ATLANTA | Fulton | 600781 | 2 |  | 1998-12-04 |  | 1998-12-04 |  | Removed from Ground | Gas (Historical Use) | 4000 | Steel-Impressed Current | 1961-05-07 | 2010-12-01 | Fiberglass Reinforced Plastic | Suction (American)
MONROE DRIVE CHEVRON | 2195 MONROE DR NE @ I-85 | ATLANTA | Fulton | 600901 | 2P | Flapper Valve | 1995-03-01 | FALSE | 1995-03-01 | FALSE | Currently in Use | Diesel | 6000 | Tank Jacket | 1995-03-01 |  | Fiberglass Reinforced Plastic | Pressurized
CSX INTERMODAL | 173 BOULEVARD SOUTHEAST | ATLANTA | Fulton | 9060502 | 3 |  |  | FALSE |  | FALSE | Removed from Ground | Used Oil | 0 | Unknown | 2009-09-28 | 2010-06-09 | Unknown | Gravity Fed
ATLANTA-FULTON CO STADIUM/OLYMPI | RALPH D ABERNATHY BLVD | ATLANTA | Fulton | 9060320 | 2 | [5 empty] | Removed from Ground | Gas (Historical Use) | 1140 | Bare Steel | 1980-04-01 | 1993-11-09 | Bare Steel
731 ASSOCIATES | 731 HIGHLAND AVE NE | ATLANTA | Fulton | 9060279 | 3 | [5 empty] | Removed from Ground | Other | 2000 | Not Marked/Unknown |  | 1899-12-31 | Not Marked
217 MARTIN LUTHER KING JR DRIVE | 217 MARTIN LUTHER KING JR DE | ATLANTA | Fulton | 10001274 | 1 |  |  | FALSE |  | FALSE | Removed from Ground | Gas (Historical Use) | 3000 | Bare Steel | 2007-01-05 | 2007-01-05 | Galvanized Steel
465 MEMORIAL DRIVE | 465 MEMORIAL DRIVE | ATLANTA | Fulton | 10002662 | 1 |  |  | FALSE |  | FALSE | Removed from Ground | Not Marked/Tank Removed | 600 | Bare Steel | 2016-12-22 | 2016-12-22
1385 RALPH DAVID ABERNATHY BOULEVARD | 1385 RALPH DAVID AVERNATHY BOULEVARD | ATLANTA | Fulton | 10002551 | 1 |  |  | FALSE |  | FALSE | Removed from Ground | Gas (Historical Use) | 2000 | Unknown |  | 1899-12-31 | Unknown
EASEWAY FOOD | 400 EDGEWOOD AVE NE | ATLANTA | Fulton | 600843 | 5B |  | 2010-05-10 | FALSE | 2010-05-10 | FALSE | Currently in Use | Diesel | 3000 | Composite Double Walled | 2010-05-10 |  | Double-Walled Fiberglass | Pressurized
BOULEVARD FOOD MART | 111 BOULEVARD NE | ATLANTA | Fulton | 600762 | 3 | [5 empty] | Removed from Ground | Gas (Historical Use) | 6000 | Bare Steel | 1964-05-07 | 1899-12-31 | Galvanized Steel
GA POWER/STEAM HEAT DEPT/ATLANTA | 130 MLK JR DR SE | ATLANTA | Fulton | 600734 | 5 | [5 empty] | Removed from Ground | Diesel | 50000 | Composite | 1971-05-11 | 1993-02-04 | Unknown
GA POWER/STEAM HEAT DEPT/ATLANTA | 130 MLK JR DR SE | ATLANTA | Fulton | 600734 | 4 | [5 empty] | Removed from Ground | Diesel | 50000 | Composite | 1971-05-11 | 1993-02-04 | Unknown
WELLSTAR ATLANTA MEDICAL CENTER | 303 PARKWAY DR | ATLANTA | Fulton | 600421 | 3 | [5 empty] | Removed from Ground | Diesel | 2500 | Bare Steel | 1983-05-09 | 1996-06-24 | Bare Steel
CITY OF ATLANTA | 75 MLK DR | ATLANTA | Fulton | 600354 | 3 | [5 empty] | Permanently Out of Use - historical purposes | Gas (Historical Use) | 10000 | Bare Steel | 1986-05-08 | 1899-12-31 | Unknown
HOON J KIM/FLEET OIL CO #211 | 346 EDGEWOOD AVE NE | ATLANTA | Fulton | 601296 | 1 | [5 empty] | Removed from Ground | Gas (Historical Use) | 6000 | Bare Steel | 1967-05-13 | 1993-03-22 | Galvanized Steel | Suction (American)
Abernathy BP | 180 RALPH DAVID ABERNATHY BLVD | ATLANTA | Fulton | 600948 | 3 | Ball Float | 1987-01-01 | FALSE | 1987-01-01 | FALSE | Currently in Use | Regular | 10000 | Steel-Impressed Current | 1987-01-01 |  | Steel (Impressed Current) | Pressurized
LUV DEV INC | 2320 CHESHIRE BRIDGE RD NE | ATLANTA | Fulton | 600763 | 4 | Ball Float | 1988-01-01 | FALSE | 1998-01-01 | FALSE | Temporarily out of use | Diesel | 10000 | Fiberglass | 1988-01-01 |  | Fiberglass Reinforced Plastic | Pressurized
LUV DEV INC | 2320 CHESHIRE BRIDGE RD NE | ATLANTA | Fulton | 600763 | 5 |  |  | TRUE |  | TRUE | Removed from Ground | Used Oil | 1000 |  | 2002-08-12 | 1899-12-31
BP | 3165 ROOSEVELT HWY | COLLEGE PARK | Fulton | 9060223 | 9060211 | [5 empty] | Removed from Ground | Gas (Historical Use) | 1000 | Bare Steel | 1942-09-01 | 1989-09-15 | Galvanized Steel
ENTERPRISE HOLDINGS INC | 3600 NATURALLY FRESH BLVD | COLLEGE PARK | Fulton | 10000251 | 1 | Flapper Valve | 2002-12-31 | FALSE | 2002-12-31 | FALSE | Currently in Use | Regular | 12000 | Fiberglass Double Walled | 2002-12-31 |  | Double-Walled Fiberglass | Pressurized
TEXACO | 5990 OLD NATIONAL HWY | COLLEGE PARK | Fulton | 10001457 | 3 | Ball Float | 2006-03-03 | FALSE | 2006-03-03 | FALSE | Currently in Use | Diesel | 4000 | Fiberglass | 2006-03-03 |  | Fiberglass Reinforced Plastic
811 PEACHTREE | 811 PEACHTREE ST | ATLANTA | Fulton | 10000282 | 2 |  |  | FALSE |  | FALSE | Removed from Ground | Not Marked/Tank Removed | 1000 | Unknown | 2014-05-21 | 2014-05-21 | Unknown
FORMER GAS STATION | 463 PEACHTREE ST @ PINE | ATLANTA | Fulton | 9060314 | 4 | [5 empty] | Removed from Ground | Gas (Historical Use) | 1000 | Not Marked/Unknown | 1993-10-21 | 1993-10-21 | Not Marked
CITY OF ATLANTA/BUREAU OF MOTOR | 675 PONCE DE LEON | ATLANTA | Fulton | 9060297 | 1 | [5 empty] | Removed from Ground | Gas (Historical Use) | 1 | Marked Unknown | 1993-12-01 | 1993-12-01 | Unknown
KRAFT FOODS | 593 GLEN IRIS DR NE | ATLANTA | Fulton | 9060029 | 2 | [5 empty] | Removed from Ground | Diesel | 6000 | Bare Steel | 1979-01-01 | 1989-11-17 | Unknown
KRAFT FOODS | 593 GLEN IRIS DR NE | ATLANTA | Fulton | 9060029 | 8 | [5 empty] | Closed in Ground | Gas (Historical Use) | 8000 | Bare Steel | 1989-11-17 | 1989-11-17 | Unknown
KRAFT FOODS | 593 GLEN IRIS DR NE | ATLANTA | Fulton | 9060029 | 9 |  |  | TRUE |  | TRUE | Removed from Ground | Used Oil | 500 | Bare Steel | 1989-11-17 | 1989-11-17 | Unknown
ZESTO INC | 544 PONCE DE LEON AVE NE | ATLANTA | Fulton | 9060036 | 4 | [5 empty] | Removed from Ground | Other | 6000 | Marked Unknown | 1990-11-13 | 1990-11-13 | Unknown
CHESHIRE BRIDGE CITGO | 2353 CHESHIRE BRIDGE RD NE | ATLANTA | Fulton | 600790 | 2 | [5 empty] | Removed from Ground | Gas (Historical Use) | 9000 | Bare Steel | 1964-01-20 | 1992-01-23 | Galvanized Steel
TARGET STORE T-380 | 5025 OLD NATIONAL HWY | COLLEGE PARK | Fulton | 9060220 | 2 | [5 empty] | Removed from Ground | Other | 10000 | Marked Unknown |  | 1899-12-31 | Unknown
KRAFT FOODS | 593 GLEN IRIS DR NE | ATLANTA | Fulton | 9060029 | 3 | [5 empty] | Removed from Ground | Gas (Historical Use) | 10000 | Bare Steel | 1981-01-01 | 1984-09-01 | Unknown
JOE MAY DRY CLEANERS (FORMER) | 552 PONCE DE LEON AVE NE | ATLANTA | Fulton | 9060027 | 1 | [5 empty] | Removed from Ground | Other | 0 | Marked Unknown | 1989-01-01 | 1989-01-01 | Unknown
MEDICAL ARTS BUILDING | 384 PEACHTREE ST | ATLANTA | Fulton | 9060010 | 1 | [5 empty] | Removed from Ground | Diesel | 1000 | Bare Steel | 1931-01-01 | 1991-03-22 | Galvanized Steel
EMORY UNIV HOSPITAL MIDTOWN | 550 PEACHTREE ST NE | ATLANTA | Fulton | 9060147 | 1 | Overfill Alarm | 2011-01-01 | FALSE | 2011-01-01 | FALSE | Currently in Use | Diesel | 15000 | Steel-Impressed Current | 1974-01-01 |  | Steel (Impressed Current) | Suction (American)
POST BILTMORE APARTMENTS | 855 WEST PEACHTREE ST | ATLANTA | Fulton | 9060792 | 3 | [5 empty] | Removed from Ground | Used Oil | 180 | Bare Steel | 2001-04-19 | 2001-04-19 | Unknown
TECH CORNER I | 754 PEACHTREE ST | ATLANTA | Fulton | 9060853 | 1 | Overfill Alarm | 2000-11-10 | FALSE | 2000-11-10 | FALSE | Currently in Use | Diesel | 10000 | Fiberglass Double Walled | 2000-11-02 |  | Double-Walled Fiberglass | Suction (American)
TEXACO FOOD MART | 689 BOULEVARD NE | ATLANTA | Fulton | 601137 | 2 | [5 empty] | Removed from Ground | Diesel | 4000 | Bare Steel | 1978-03-19 | 1994-10-21 | Galvanized Steel | Pressurized
110 SERVICE INC | 180 PONCE DE LEON AVE NE | ATLANTA | Fulton | 600993 | 7 |  | 1993-11-09 |  | 1993-11-09 |  | Removed from Ground | Gas (Historical Use) | 10000 | Double Walled | 1987-11-05 | 2001-11-08 | Fiberglass Reinforced Plastic | Pressurized
110 SERVICE INC | 180 PONCE DE LEON AVE NE | ATLANTA | Fulton | 600993 | 1 | [5 empty] | Removed from Ground | Gas (Historical Use) | 5000 | Cathodically Protected Steel | 1967-04-28 | 1987-11-01 | Fiberglass Reinforced Plastic
NORTH AVE FOOD MART | 605 BOULEVARD NE | ATLANTA | Fulton | 600935 | 1 | Flapper Valve | 1994-07-24 | FALSE | 1994-07-24 | FALSE | Currently in Use | Regular | 10000 | Fiberglass | 1985-04-30 |  | Fiberglass Reinforced Plastic | Pressurized
IMAGING TECHNOLOGIES SERVICES IN | 655 LAMBERT DR | ATLANTA | Fulton | 600576 | 1 | [5 empty] | Removed from Ground | Gas (Historical Use) | 500 | Bare Steel | 1995-01-01 | 1995-01-01 | Galvanized Steel
BP | 3165 ROOSEVELT HWY | COLLEGE PARK | Fulton | 9060223 | 1 | Ball Float | 1987-08-01 | FALSE | 1987-08-01 | FALSE | Currently in Use | Regular | 10000 | Galvanic (STIP-3) | 1987-08-01 |  | Galvanized Steel | Pressurized
Costco Roosevelt Highway (SAMPLES TRANSPORTATION SERVICE) | 4525 Roosevelt Highway | Union City | Fulton | 9060306 | 1 |  | 1995-10-01 | FALSE | 1995-10-01 | FALSE | Removed from Ground | Diesel | 20000 | Fiberglass | 1987-03-01 |  | Fiberglass Reinforced Plastic | Pressurized
PRECISION TUNE | 5471 OLD NATIONAL HWY | COLLEGE PARK | Fulton | 9060337 | 1 | [5 empty] | Removed from Ground | Other | 550 | Bare Steel | 1980-07-01 | 1994-02-03 | Bare Steel | Gravity Fed
ANSLEY MALL SHELL | 1539 PIEDMONT AVE NE | ATLANTA | Fulton | 600781 | 4 |  | 1998-12-04 |  | 1998-12-04 |  | Removed from Ground | Gas (Historical Use) | 4000 | Steel-Impressed Current | 1961-05-07 | 2010-12-01 | Fiberglass Reinforced Plastic | Suction (American)
VACANT | 4043 MAIN ST | COLLEGE PARK | Fulton | 9060221 | 2 | [5 empty] | Removed from Ground | Gas (Historical Use) | 10000 | Bare Steel | 1964-01-01 | 1991-07-01 | Galvanized Steel
TEXACO | 5990 OLD NATIONAL HWY | COLLEGE PARK | Fulton | 10001457 | 1 | Ball Float | 2006-03-03 | FALSE | 2006-03-03 | FALSE | Currently in Use | Regular | 12000 | Fiberglass | 2006-03-03 |  | Fiberglass Reinforced Plastic | Pressurized
MURPHY USA #7413 | 6135 OLD NATIONAL HWY | COLLEGE PARK | Fulton | 10001380 | 2A | Flapper Valve | 2007-06-19 | FALSE | 2007-06-19 | FALSE | Currently in Use | Diesel | 12000 | Fiberglass Double Walled | 2007-06-05 |  | Double-Walled Flex | Pressurized
GEORGIA PROTON TREATMENT CENTER | 615 PEACHTREE STREET | ATLANTA | Fulton | 10002215 | 6 |  |  | FALSE |  | FALSE | Removed from Ground | Not Marked/Tank Removed | 500 | Bare Steel | 2013-03-01 | 2013-03-01 | Bare Steel
FORMER GAS STATION | 463 PEACHTREE ST @ PINE | ATLANTA | Fulton | 9060314 | 2 |  |  | TRUE |  | TRUE | Removed from Ground | Used Oil | 60 | Not Marked/Unknown | 1993-10-17 | 1993-10-17 | Not Marked
CITY OF ATLANTA/BUREAU OF MOTOR | 675 PONCE DE LEON | ATLANTA | Fulton | 9060297 | 3 | Ball Float | 1993-12-01 |  | 1993-12-01 |  | Removed from Ground | Gas (Historical Use) | 12000 | Fiberglass | 1993-12-01 | 2010-01-04 | Double-Walled Fiberglass | Pressurized
MONROE DRIVE CHEVRON | 2195 MONROE DR NE @ I-85 | ATLANTA | Fulton | 600901 | 4S | Flapper Valve | 1995-03-01 | FALSE | 1995-03-01 | FALSE | Currently in Use | Premium | 10000 | Tank Jacket | 1995-03-01 |  | Fiberglass Reinforced Plastic | Pressurized
MONROE DRIVE CHEVRON | 2195 MONROE DR NE @ I-85 | ATLANTA | Fulton | 600901 | 1U | Flapper Valve | 1995-03-01 | FALSE | 1995-03-01 | FALSE | Currently in Use | Regular | 12000 | Tank Jacket | 1995-03-01 |  | Fiberglass Reinforced Plastic | Pressurized
FIRE STATION #3 | 4035 STONEWALL TELL RD | COLLEGE PARK | Fulton | 9060327 | 2 | [5 empty] | Removed from Ground | Gas (Historical Use) | 1000 | Bare Steel | 1987-06-01 | 1997-12-18 | Galvanized Steel
GAS STATION CHEVRON FOOD | 2222 GODBY RD | COLLEGE PARK | Fulton | 10000980 | 2A | Ball Float | 2004-06-30 | FALSE | 2004-06-30 | FALSE | Currently in Use | Premium | 8000 | Epoxy | 2004-06-30 |  | Fiberglass Reinforced Plastic | Pressurized
CHEVRON STATION #43012 | 367 SPRING ST NW | ATLANTA | Fulton | 601011 | 4 |  |  | FALSE |  | FALSE | Permanently Out of Use - historical purposes | Gas (Historical Use) | 5000 | Bare Steel | 1967-04-28 |  | Galvanized Steel
CHEVRON STATION #43012 | 367 SPRING ST NW | ATLANTA | Fulton | 601011 | 1 |  |  | FALSE |  | FALSE | Permanently Out of Use - historical purposes | Gas (Historical Use) | 3000 | Bare Steel | 1967-04-28 |  | Galvanized Steel
BP | 3165 ROOSEVELT HWY | COLLEGE PARK | Fulton | 9060223 | 2 | Ball Float | 1987-08-01 | FALSE | 1987-08-01 | FALSE | Currently in Use | Regular | 10000 | Galvanic (STIP-3) | 1987-08-01 |  | Galvanized Steel | Pressurized
PRECISION TUNE | 5471 OLD NATIONAL HWY | COLLEGE PARK | Fulton | 9060337 | 2 | [5 empty] | Removed from Ground | Other | 550 | Not Marked/Unknown | 1994-02-03 | 1994-02-03 | Not Marked
BOOMERSHINE PONTIAC | 390 SPRING ST | ATLANTA | Fulton | 9060414 | 3 |  |  | TRUE |  | TRUE | Removed from Ground | Used Oil | 1000 | Marked Unknown | 1964-04-01 | 2005-08-25 | Unknown | Pressurized
FORMER GAS STATION | 463 PEACHTREE ST @ PINE | ATLANTA | Fulton | 9060314 | 1 | [5 empty] | Removed from Ground | Gas (Historical Use) | 1000 | Not Marked/Unknown | 1993-10-17 | 1993-10-17 | Not Marked
ZESTO INC | 544 PONCE DE LEON AVE NE | ATLANTA | Fulton | 9060036 | 1 | [5 empty] | Removed from Ground | Other | 6000 | Marked Unknown | 1990-11-13 | 1990-11-13 | Unknown
NATIONAL LINEN SERVICE | 525 GLEN IRIS DR NE | ATLANTA | Fulton | 9060086 | 3 | [5 empty] | Closed in Ground | Diesel | 10000 | Bare Steel | 1953-01-01 | 1994-05-01 | Bare Steel | Safe Suction (Euro)
TECH CORNER I | 754 PEACHTREE ST | ATLANTA | Fulton | 9060853 | 2 |  |  | FALSE |  | FALSE | [6 empty] | Unknown
SHELL FOOD MART | 486 PONCE DE LEON AVE NE | ATLANTA | Fulton | 601058 | 5 | Ball Float | 1991-09-17 | FALSE | 1991-09-17 | FALSE | Currently in Use | Diesel | 12000 | Galvanic (STIP-3) | 1991-09-17 |  | Galvanized Steel | Pressurized
TEXACO FOOD MART | 689 BOULEVARD NE | ATLANTA | Fulton | 601137 | 1 | [5 empty] | Removed from Ground | Kerosene | 4000 | Bare Steel | 1978-03-19 | 1994-10-21 | Galvanized Steel | Pressurized
110 SERVICE INC | 180 PONCE DE LEON AVE NE | ATLANTA | Fulton | 600993 | 2A | Ball Float | 2002-01-03 | FALSE | 2002-01-03 | FALSE | Currently in Use | Premium | 15000 | Fiberglass Double Walled | 2002-01-03 |  | Double-Walled Fiberglass | Pressurized
MARTA BUS FACILITY/PINE ST | 125 PINE ST NE | ATLANTA | Fulton | 9000039 | 3 | [5 empty] | Currently in Use | Diesel | 25000 | Bare Steel | 1981-05-07 |  | Galvanized Steel
MARTA BUS FACILITY/PINE ST | 125 PINE ST NE | ATLANTA | Fulton | 9000039 | 12 | [5 empty] | Currently in Use | Other | 560 | Bare Steel | 1954-05-14 |  | Galvanized Steel
BP FoodMart | 610 SPRING ST NW | ATLANTA | Fulton | 600805 | 4 | [5 empty] | Removed from Ground | Gas (Historical Use) | 10000 | Bare Steel | 1978-05-04 | 1998-07-31 | Galvanized Steel
BP FoodMart | 610 SPRING ST NW | ATLANTA | Fulton | 600805 | 7 | Ball Float | 1998-08-20 | FALSE | 1998-08-20 | FALSE | Currently in Use | Premium | 10000 | Fiberglass | 1998-08-20 |  | Fiberglass Reinforced Plastic | Pressurized
BP | 3165 ROOSEVELT HWY | COLLEGE PARK | Fulton | 9060223 | 4 | Ball Float | 1987-08-01 | FALSE | 1987-08-01 | FALSE | Currently in Use | Premium | 10000 | Galvanic (STIP-3) | 1987-08-01 |  | Galvanized Steel | Pressurized
GOODYEAR SVC CTR | 6169 OLD NATIONAL HWY | COLLEGE PARK | Fulton | 9060342 | 1 |  |  | TRUE |  | TRUE | Removed from Ground | Used Oil | 550 | Not Marked/Unknown | 1987-01-01 | 1994-03-09 | Not Marked
RENAISSANCE SQUARE | 345 COURTLAND ST | ATLANTA | Fulton | 10001249 | 1 | Flapper Valve | 2013-01-09 | FALSE | 2013-01-09 | FALSE | Currently in Use | Diesel | 600 | Fiberglass Double Walled | 2006-12-14 |  | Double-Walled Fiberglass | Suction (American)
GEORGIA PROTON TREATMENT CENTER | 615 PEACHTREE STREET | ATLANTA | Fulton | 10002215 | 4 |  |  | FALSE |  | FALSE | Removed from Ground | Not Marked/Tank Removed | 1000 | Bare Steel | 2013-03-01 | 2013-03-01 | Bare Steel
GEORGIA PROTON TREATMENT CENTER | 615 PEACHTREE STREET | ATLANTA | Fulton | 10002215 | 7 |  |  | FALSE |  | FALSE | Removed from Ground | Not Marked/Tank Removed | 500 | Bare Steel | 2013-03-01 | 2013-03-01 | Bare Steel
GEORGIA PROTON TREATMENT CENTER | 615 PEACHTREE STREET | ATLANTA | Fulton | 10002215 | 5 |  |  | FALSE |  | FALSE | Removed from Ground | Not Marked/Tank Removed | 1000 | Bare Steel | 2013-03-01 | 2013-03-01 | Bare Steel
TROY PEERLESS BUILDING | 650 GLEN IRIS DRIVE | ATLANTA | Fulton | 10001062 | 1 |  |  | FALSE |  | FALSE | Removed from Ground | Gas (Historical Use) | 0 | Unknown |  | 1899-12-31 | Unknown
14TH STREET TANK | 555 14TH STREET | ATLANTA | Fulton | 10000830 | 1 |  |  | FALSE |  | FALSE | Removed from Ground | Diesel | 10000 | Unknown | 2004-07-14 | 2004-07-14
CHEVRON STATION #43012 | 367 SPRING ST NW | ATLANTA | Fulton | 601011 | 3 |  |  | FALSE |  | FALSE | Permanently Out of Use - historical purposes | Gas (Historical Use) | 4000 | Bare Steel | 1967-04-28 |  | Galvanized Steel
BOOMERSHINE PONTIAC | 390 SPRING ST | ATLANTA | Fulton | 9060414 | 1 |  |  | TRUE |  | TRUE | Removed from Ground | Used Oil | 1000 | Marked Unknown | 1964-04-01 | 2005-08-25 | Unknown | Gravity Fed
FORMER GAS STATION | 463 PEACHTREE ST @ PINE | ATLANTA | Fulton | 9060314 | 3 | [5 empty] | Removed from Ground | Gas (Historical Use) | 1000 | Not Marked/Unknown | 1993-10-21 | 1993-10-21 | Not Marked
CPGCRE CP Group BOA Plaza | 600 PEACHTREE ST NE #3730 | ATLANTA | Fulton | 9060239 | 2 | [5 empty] | Removed from Ground | Diesel | 500 | Not Marked/Unknown | 1992-04-16 | 1992-04-16 | Not Marked
MEDICAL ARTS BUILDING | 384 PEACHTREE ST | ATLANTA | Fulton | 9060010 | 2 | [5 empty] | Removed from Ground | Diesel | 550 | Bare Steel | 1931-01-01 | 1991-03-22 | Galvanized Steel
ATLANTA COCA-COLA BTLG CO | 864 SPRING ST NW | ATLANTA | Fulton | 600246 | 3 | [5 empty] | Removed from Ground | Gas (Historical Use) | 10000 | Bare Steel | 1972-04-24 | 1988-01-01 | Galvanized Steel
MARTA BUS FACILITY/PINE ST | 125 PINE ST NE | ATLANTA | Fulton | 9000039 | 7 | [5 empty] | Currently in Use | Gas (Historical Use) | 5000 | Bare Steel | 1954-05-14 |  | Galvanized Steel
FLAV-O-RICH INC | 2121 FAULKNER RD NE | ATLANTA | Fulton | 600579 | 4 | [5 empty] | Removed from Ground | Gas (Historical Use) | 500 | Bare Steel | 1971-05-11 | 1899-12-31 | Galvanized Steel
LUV DEV INC | 2320 CHESHIRE BRIDGE RD NE | ATLANTA | Fulton | 600763 | 2 | Ball Float | 1988-01-01 | FALSE | 1988-01-01 | FALSE | Currently in Use | Premium | 10000 | Fiberglass | 1988-01-01 |  | Fiberglass Reinforced Plastic | Pressurized
CHESHIRE BRIDGE CITGO | 2353 CHESHIRE BRIDGE RD NE | ATLANTA | Fulton | 600790 | 3 | [5 empty] | Removed from Ground | Gas (Historical Use) | 9000 | Bare Steel | 1964-01-20 | 1992-01-23 | Galvanized Steel
ANSLEY MALL SHELL | 1539 PIEDMONT AVE NE | ATLANTA | Fulton | 600781 | 5B | Ball Float | 2010-12-06 | FALSE | 2010-12-06 | FALSE | Currently in Use | Premium | 4000 | Fiberglass Double Walled | 2010-12-06 |  | Fiberglass Reinforced Plastic | Pressurized
CSX TRANSPORTATION | 4605 EDISON DR | COLLEGE PARK | Fulton | 9060234 | 1 | [5 empty] | Removed from Ground | Gas (Historical Use) | 1000 | Marked Unknown | 1992-04-06 | 1992-04-06 | Unknown
UNNAMED FILLING STATION/BELLSOUTH PROPERTY | 789 WEST PEACHTREE ST NW | ATLANTA | Fulton | 10001435 | 1 |  |  | FALSE |  | FALSE | Removed from Ground | Gas (Historical Use) | 0 | Not Marked/Unknown |  | 1899-12-31
WILLIAMS ST & BAKER ST SITE | 290 WILLIAMS ST | ATLANTA | Fulton | 9060244 | 2 |  |  | TRUE |  | TRUE | Removed from Ground | Used Oil | 850 | Marked Unknown | 1992-04-15 | 1992-04-15 | Unknown
NATIONAL LINEN SERVICE | 525 GLEN IRIS DR NE | ATLANTA | Fulton | 9060086 | 1 | [5 empty] | Closed in Ground | Gas (Historical Use) | 5000 | Bare Steel | 1953-01-01 | 1899-12-31 | Unknown
NATIONAL LINEN SERVICE | 525 GLEN IRIS DR NE | ATLANTA | Fulton | 9060086 | 4 | [5 empty] | Closed in Ground | Diesel | 10000 | Bare Steel | 1953-01-01 | 1994-05-01 | Bare Steel | Safe Suction (Euro)
ATLANTA CIVIC CENTER | 395 PIEDMONT AVE | ATLANTA | Fulton | 9060551 | 1 | [5 empty] | Removed from Ground | Empty | 500 | Not Marked/Unknown | 1998-10-01 | 1998-10-01 | Not Marked
110 SERVICE INC | 180 PONCE DE LEON AVE NE | ATLANTA | Fulton | 600993 | 6 |  | 1993-11-09 |  | 1993-11-09 |  | Removed from Ground | Gas (Historical Use) | 8775 | Double Walled | 1987-11-05 | 2001-11-09 | Fiberglass Reinforced Plastic | Pressurized
675 West Peachtree | 675 W PEACHTREE ST NE | ATLANTA | Fulton | 601049 | 2 |  | 1994-05-13 | FALSE | 1994-05-13 | FALSE | Currently in Use | Kerosene | 20000 | Fiberglass Double Walled | 1994-05-13 |  | Fiberglass Reinforced Plastic | Suction (American)
CITY OF ATLANTA/BUREAU OF MOTOR | 675 PONCE DE LEON | ATLANTA | Fulton | 9060297 | 4 |  |  | FALSE |  | FALSE | Removed from Ground | Used Oil | 500 | Bare Steel | 2013-11-20 | 2013-11-20
MLK JR NATATORIUM | 70 BOULEVARD | ATLANTA | Fulton | 9060009 | 1 |  |  | TRUE |  | TRUE | Removed from Ground | Used Oil | 1620 | Concrete | 1991-02-28 | 1991-02-28 | Galvanized Steel
ROGERS FARMER METRO-(KOCH) | 360 SPRING ST NW | ATLANTA | Fulton | 601241 | 1 |  |  | FALSE |  | FALSE | Permanently Out of Use - historical purposes | Gas (Historical Use) | 550 | Bare Steel | 1930-04-22 | 2019-05-16 | Galvanized Steel
ATLANTA COCA-COLA BTLG CO | 864 SPRING ST NW | ATLANTA | Fulton | 600246 | 1 | [5 empty] | Removed from Ground | Gas (Historical Use) | 10000 | Bare Steel | 1972-04-24 | 1988-01-01 | Galvanized Steel
LUV DEV INC | 2320 CHESHIRE BRIDGE RD NE | ATLANTA | Fulton | 600763 | 3 | Ball Float | 1988-01-01 | FALSE | 1988-01-01 | FALSE | Temporarily out of use | Premium | 10000 | Fiberglass | 1988-01-01 |  | Fiberglass Reinforced Plastic | Pressurized
VACANT | 4043 MAIN ST | COLLEGE PARK | Fulton | 9060221 | 1 | [5 empty] | Removed from Ground | Gas (Historical Use) | 10000 | Bare Steel | 1964-01-01 | 1991-07-01 | Galvanized Steel
Gas Express #127 | 1697 NORMAN DR | COLLEGE PARK | Fulton | 10002491 | 1 | Flapper Valve | 2015-03-23 | FALSE | 2015-03-23 | FALSE | Currently in Use | Regular | 12000 | Composite Double Walled | 2015-03-23 |  | Double-Walled Fiberglass | Pressurized
KRAFT FOODS | 593 GLEN IRIS DR NE | ATLANTA | Fulton | 9060029 | 1 | [5 empty] | Removed from Ground | Diesel | 10000 | Bare Steel | 1983-01-01 | 1995-11-03 | Bare Steel | Suction (American)
EMORY UNIV HOSPITAL MIDTOWN | 550 PEACHTREE ST NE | ATLANTA | Fulton | 9060147 | 3 |  |  | FALSE |  | FALSE | [6 empty] | Steel (Impressed Current) | Suction (American)
CITY HALL EAST/POWERHOUSE | 640 NORTH AVE | ATLANTA | Fulton | 9060622 | 3 |  |  | FALSE |  | FALSE | Permanently Out of Use - historical purposes | Diesel | 20000 |  | 1966-01-01 |  | Not Marked
STEPHENS WAREHOUSE | KROG ST & ASHLAND AVE W | ATLANTA | Fulton | 9060760 | 1 | [5 empty] | Removed from Ground | Gas (Historical Use) | 1100 | Not Marked/Unknown | 1999-01-14 | 1999-01-14 | Bare Steel
POST BILTMORE APARTMENTS | 855 WEST PEACHTREE ST | ATLANTA | Fulton | 9060792 | 1 | [5 empty] | Removed from Ground | Diesel | 8000 | Bare Steel | 1998-02-01 | 1998-02-01 | Unknown
UNKNOWN | NW CORNER OF INTERSECTION OF ALE | ATLANTA | Fulton | 9060847 | 1 | [5 empty] | Removed from Ground | Gas (Historical Use) | 1500 | Marked Unknown | 2001-04-23 | 2001-04-23 | Unknown
675 West Peachtree | 675 W PEACHTREE ST NE | ATLANTA | Fulton | 601049 | 3 |  | 1994-05-13 | FALSE | 1994-05-13 | FALSE | Currently in Use | Kerosene | 20000 | Fiberglass Double Walled | 1994-05-13 |  | Fiberglass Reinforced Plastic | Suction (American)
NORTH AVE FOOD MART | 605 BOULEVARD NE | ATLANTA | Fulton | 600935 | 3 | Flapper Valve | 1994-07-24 | FALSE | 1994-07-24 | FALSE | Currently in Use | Premium | 10000 | Fiberglass | 1985-04-30 |  | Fiberglass Reinforced Plastic | Pressurized
FIRE STATION #3 | 4035 STONEWALL TELL RD | COLLEGE PARK | Fulton | 9060327 | 1 | [5 empty] | Removed from Ground | Diesel | 1000 | Bare Steel | 1987-06-01 | 1997-12-18 | Galvanized Steel
LARMORE PROBATION DETENTION CTR | 5651 STONEWALL TELL RD | COLLEGE PARK | Fulton | 9060390 | 1 | [5 empty] | Removed from Ground | Gas (Historical Use) | 5000 | Composite | 1991-01-01 | 2008-08-28 | Fiberglass Reinforced Plastic | Suction (American)
MURPHY USA #7413 | 6135 OLD NATIONAL HWY | COLLEGE PARK | Fulton | 10001380 | 1 | Flapper Valve | 2007-06-19 | FALSE | 2007-06-19 | FALSE | Currently in Use | Regular | 20000 | Fiberglass Double Walled | 2007-06-05 |  | Double-Walled Flex | Pressurized
JOE MAY DRY CLEANERS (FORMER) | 552 PONCE DE LEON AVE NE | ATLANTA | Fulton | 9060027 | 3 | [5 empty] | Removed from Ground | Other | 0 | Marked Unknown | 1973-01-01 | 1973-01-01 | Unknown
NATIONAL LINEN SERVICE | 525 GLEN IRIS DR NE | ATLANTA | Fulton | 9060086 | 5 | [5 empty] | Closed in Ground | Diesel | 10000 | Bare Steel | 1976-01-01 | 1994-05-01 | Bare Steel | Safe Suction (Euro)
SHELL FOOD MART | 486 PONCE DE LEON AVE NE | ATLANTA | Fulton | 601058 | 1 | [5 empty] | Removed from Ground | Gas (Historical Use) | 10000 | Cathodically Protected Steel | 1983-04-24 | 1991-09-16 | Galvanized Steel | Pressurized
NORTH AVE FOOD MART | 605 BOULEVARD NE | ATLANTA | Fulton | 600935 | 2 | Flapper Valve | 1994-07-24 | FALSE | 1994-07-24 | FALSE | Currently in Use | Diesel | 10000 | Fiberglass | 1985-04-30 |  | Fiberglass Reinforced Plastic | Pressurized
ATLANTA COCA-COLA BTLG CO | 864 SPRING ST NW | ATLANTA | Fulton | 600246 | 4 | [5 empty] | Removed from Ground | Gas (Historical Use) | 12000 | Bare Steel | 1982-04-22 | 1899-12-31 | Galvanized Steel
ATLANTA COCA-COLA BTLG CO | 864 SPRING ST NW | ATLANTA | Fulton | 600246 | 7 |  |  | TRUE |  | TRUE | Removed from Ground | Used Oil | 300 | Bare Steel | 1972-04-24 | 1899-12-31 | Galvanized Steel
ATLANTA COCA-COLA BTLG CO | 864 SPRING ST NW | ATLANTA | Fulton | 600246 | 5 | [5 empty] | Removed from Ground | Diesel | 6000 | Bare Steel | 1971-04-25 | 1899-12-31 | Galvanized Steel
QUICK FOOD MART | 1977 MLK JR DR SW | ATLANTA | Fulton | 601122 | 4 | Ball Float | 1993-12-01 | FALSE | 1993-12-01 | FALSE | Currently in Use | Premium | 8000 | Composite | 1985-12-01 |  | Fiberglass Reinforced Plastic | Pressurized
JACKSONS FINA STATION #131-6718- | 1193 LEE ST & AVON ST | ATLANTA | Fulton | 601026 | 6 | [5 empty] | Currently in Use | Other | 0 | Not Marked/Unknown |  |  | Not Marked
CITY OF ATLANTA/CANDLER WRHSE | 675 STEWART AVE SW | ATLANTA | Fulton | 600353 | 13 | [5 empty] | Removed from Ground | Gas (Historical Use) | 5000 | Bare Steel | 1946-05-18 | 1899-12-31 | Galvanized Steel
CRABAPPLE JUNCTION FOOD MART | 12690 CRABAPPLE RD | ALPHARETTA | Fulton | 9060071 | 1 | Ball Float | 1990-05-08 | FALSE | 1990-05-08 | FALSE | Currently in Use | Regular | 10000 | Tank Jacket | 1990-06-29 |  | Fiberglass Reinforced Plastic | Pressurized
JONES BRIDGE RD PROPERTY | JONES BRIDGE RD/NORTH OF ALABAMA | ALPHARETTA | Fulton | 9060407 | 1 | [5 empty] | Removed from Ground | Gas (Historical Use) | 1000 | Bare Steel | 1994-10-26 | 1994-10-26 | Bare Steel | Suction (American)
BST/ALPRGAMA/F5573 | 525 N MAIN ST | ALPHARETTA | Fulton | 600971 | 1 | [5 empty] | Removed from Ground | Other | 8000 | Bare Steel | 1975-01-04 | 1996-12-17 | Bare Steel | Suction (American)
FULTON COUNTY FIRE STATION #8 | 3165 OLD ALABAMA RD | ALPHARETTA | Fulton | 600913 | 1 | [5 empty] | Closed in Ground | Gas (Historical Use) | 1000 | Bare Steel | 1982-04-02 | 1998-02-10 | Galvanized Steel
CRABAPPLE JUNCTION FOOD MART | 12690 CRABAPPLE RD | ALPHARETTA | Fulton | 9060071 | 6 |  |  | FALSE |  | FALSE | Removed from Ground |  | 1000 | Bare Steel | 1994-02-25 | 1994-02-25
RaceTrac #461 - Mansell Road | 1545 MANSEL RD | ALPHARETTA | Fulton | 9060336 | 1 | Overfill Alarm | 1993-01-01 | FALSE | 1993-01-01 | FALSE | Currently in Use | Regular | 12000 | Composite Double Walled | 1993-10-04 |  | Double-Walled Fiberglass | Pressurized
QUIKTRIP #716 | 10920 STATE BRIDGE RD | ALPHARETTA | Fulton | 9060169 | 2 |  | 1994-03-01 | FALSE | 1994-03-01 | FALSE | Currently in Use | Gas (Historical Use) | 12000 | Fiberglass | 1988-05-31 |  | Copper | Pressurized
BP/AMOCO #60259 | 2957 HOLCOMB BRIDGE RD | ALPHARETTA | Fulton | 9060176 | 1 |  | 1989-06-13 |  | 1989-06-13 |  | Removed from Ground | Gas (Historical Use) | 10000 | Galvanic (STIP-3) | 1989-06-13 | 2004-11-09 | Galvanized Steel | Pressurized
BP/AMOCO #60259 | 2957 HOLCOMB BRIDGE RD | ALPHARETTA | Fulton | 9060176 | 4 |  | 1989-06-13 |  | 1989-06-13 |  | Removed from Ground | Gas (Historical Use) | 10000 | Galvanic (STIP-3) | 1989-06-13 | 2004-11-09 | Galvanized Steel | Pressurized
ARNOLD MILL ROAD OIL LLC | 12335 ARNOLD MILL RD | ALPHARETTA | Fulton | 9060580 | 3 | Ball Float | 1990-01-01 | FALSE | 1990-01-01 | FALSE | Currently in Use | Diesel | 10000 | Fiberglass | 1990-02-01 |  | Double-Walled Flex | Pressurized
ROGERS AUDIO AND VIDEO | 219 NORTH MAIN STREET | ALPHARETTA | Fulton | 9060764 | 2 | [5 empty] | Removed from Ground | Gas (Historical Use) | 2000 | Bare Steel | 1998-10-27 | 1998-10-27 | Bare Steel
BIRMINGHAM GULF | HWY 312 | ALPHARETTA | Fulton | 600754 | 3 | [5 empty] | Removed from Ground | Gas (Historical Use) | 1000 | Bare Steel | 1971-05-09 | 1990-05-08 | Galvanized Steel | Suction (American)
GA POWER/NORTH FULTON OP HQ | 11675 WILLS RD | ALPHARETTA | Fulton | 600733 | 7 | Flapper Valve | 1995-03-30 | FALSE | 1995-03-30 | FALSE | Currently in Use | Diesel | 10000 | Fiberglass | 1995-03-30 |  | Fiberglass Reinforced Plastic | Pressurized
BRANNON EXXON STATION/MORELAND A | 170 SOUTH MAIN ST | ALPHARETTA | Fulton | 9000210 | 3 | [5 empty] | Removed from Ground | Gas (Historical Use) | 4000 | Bare Steel | 1989-12-15 | 1989-12-15 | Galvanized Steel
CITY OF ALPHARETTA | 25 ROSWELL ST | ALPHARETTA | Fulton | 9060602 | T-02 | [5 empty] | Closed in Ground | Gas (Historical Use) | 6000 | Marked Unknown | 1996-02-22 | 1996-02-22 | Unknown
W H FERGUSON/FERGUSON FUEL & FOO | 148 SOUTH MAIN ST | ALPHARETTA | Fulton | 601094 | 4 | [5 empty] | Removed from Ground | Gas (Historical Use) | 10000 | Bare Steel | 1979-05-02 | 1994-08-31 | Galvanized Steel
W H FERGUSON/FERGUSON FUEL & FOO | 148 SOUTH MAIN ST | ALPHARETTA | Fulton | 601094 | 5 | [5 empty] | Removed from Ground | Diesel | 10000 | Bare Steel | 1994-09-21 | 1994-09-21 | Galvanized Steel
CAMPBELL TIRE CO | 502 MAIN ST | ALPHARETTA | Fulton | 600609 | 1 | [5 empty] | Closed in Ground | Gas (Historical Use) | 0 | Bare Steel | 1986-09-01 | 1986-09-01 | Unknown
BURGESS ELECTRIC INC | 142 MARIETTA ST | ALPHARETTA | Fulton | 600496 | 2 | [5 empty] | Closed in Ground | Empty | 6000 | Bare Steel | 1960-03-04 | 1986-04-21 | Bare Steel
REEVES & WAGNER CONSTRUCTION CO | 11260 OLD ROSWELL RD | ALPHARETTA | Fulton | 600127 | 1 | [5 empty] | Removed from Ground | Gas (Historical Use) | 10000 | Bare Steel | 1985-01-10 | 1997-03-11 | Galvanized Steel
SIMS ASPHALT CO INC | 1650 HWY 9 SOUTH | ALPHARETTA | Fulton | 600073 | 4 | [5 empty] | Removed from Ground | Empty | 6000 | Bare Steel | 1978-05-07 | 1996-02-01 | Galvanized Steel
CRABAPPLE JUNCTION FOOD MART | 12690 CRABAPPLE RD | ALPHARETTA | Fulton | 9060071 | 2 | Ball Float | 1990-05-08 | FALSE | 1990-05-08 | FALSE | Currently in Use | Plus | 10000 | Tank Jacket | 1990-06-29 |  | Fiberglass Reinforced Plastic | Pressurized
THOMAS CONCRETEOF GA INC-ALPHARETTA | 695 SIMMS INDUSTRIAL BLVD | ALPHARETTA | Fulton | 9060655 | 1 | Flapper Valve | 1996-11-01 | FALSE | 1996-11-01 | FALSE | Currently in Use | Diesel | 10000 | Fiberglass | 1996-08-06 |  | Fiberglass Reinforced Plastic | Safe Suction (Euro)
GA POWER/NORTH FULTON OP HQ | 11675 WILLS RD | ALPHARETTA | Fulton | 600733 | 2 | [5 empty] | Closed in Ground | Diesel | 10000 | Bare Steel | 1981-05-08 | 1995-03-30 | Unknown
BRANNON EXXON STATION/MORELAND A | 170 SOUTH MAIN ST | ALPHARETTA | Fulton | 9000210 | 6 | [5 empty] | Removed from Ground | Gas (Historical Use) | 6000 | Cathodically Protected Steel | 1989-12-20 | 1994-08-19 | Galvanized Steel
BP/AMOCO #60237 | 1675 ALPHARETTA RD | ALPHARETTA | Fulton | 9060174 | 1 |  | 1989-06-13 |  | 1989-06-13 |  | Removed from Ground | Gas (Historical Use) | 10000 | Galvanic (STIP-3) | 1989-06-13 | 2003-06-12 | Galvanized Steel | Pressurized
ETRIS SAUSAGE | 12625 CRABAPPLE RD | ALPHARETTA | Fulton | 600547 | 1 | [5 empty] | Removed from Ground | Gas (Historical Use) | 500 | Bare Steel | 1966-05-04 | 1899-12-31 | Galvanized Steel
CITY OF ALPHARETTA | 20 S MAIN ST | ALPHARETTA | Fulton | 600975 | 3 | [5 empty] | Removed from Ground | Gas (Historical Use) | 5000 | Cathodically Protected Steel | 1970-01-05 | 1988-06-09 | Galvanized Steel
GA POWER/NORTH FULTON OP HQ | 11675 WILLS RD | ALPHARETTA | Fulton | 600733 | 1 | [5 empty] | Closed in Ground | Gas (Historical Use) | 10000 | Bare Steel | 1981-05-08 | 1995-03-30 | Unknown
SAWNEE EMC/ALPHARETTA OFFICE | 3000 STATES BRIDGE RD | ALPHARETTA | Fulton | 9000196 | 8 | [5 empty] | Removed from Ground | Gas (Historical Use) | 10000 | Bare Steel | 1982-01-01 | 1996-03-12 | Galvanized Steel | Suction (American)
ALPHARETTA BARGAIN STORE | 131 SOUTH MAIN ST | ALPHARETTA | Fulton | 600100 | 3 | [5 empty] | Removed from Ground | Gas (Historical Use) | 3000 | Bare Steel | 1956-03-05 | 1988-11-15 | Galvanized Steel
CHEVRON STATION #53369 | 10870 STATE BRIDGE RD | ALPHARETTA | Fulton | 9060168 | 2 |  | 1993-11-08 |  | 1993-11-08 |  | Removed from Ground | Gas (Historical Use) | 9741 | Double Walled | 1988-01-01 | 1899-12-31 | Fiberglass Reinforced Plastic
QUIKTRIP #716 | 10920 STATE BRIDGE RD | ALPHARETTA | Fulton | 9060169 | 4 |  | 1994-03-01 | FALSE | 1994-03-01 | FALSE | Currently in Use | Gas (Historical Use) | 12000 | Fiberglass | 1988-05-31 |  | Copper | Pressurized
NORTHSIDE ENVIRONMENTAL SERVICES | 762 NORTH MAIN ST | ALPHARETTA | Fulton | 601393 | 1 | [5 empty] | Removed from Ground | Diesel | 0 | Bare Steel |  | 1899-12-31 | Galvanized Steel
CITY OF ALPHARETTA | 20 S MAIN ST | ALPHARETTA | Fulton | 600975 | 7 |  | 1993-09-15 |  | 1993-09-15 |  | Removed from Ground | Gas (Historical Use) | 10000 | Fiberglass | 1988-06-09 | 2013-03-15 | Double-Walled Fiberglass | Pressurized
CITY OF ALPHARETTA | 20 S MAIN ST | ALPHARETTA | Fulton | 600975 | 5 |  | 1993-09-15 |  | 1993-09-15 |  | Removed from Ground | Gas (Historical Use) | 10000 | Fiberglass | 1988-06-09 | 2013-03-15 | Double-Walled Fiberglass | Pressurized
CITY OF ALPHARETTA | 20 S MAIN ST | ALPHARETTA | Fulton | 600975 | 4 |  |  | TRUE |  | TRUE | Removed from Ground | Used Oil | 550 | Cathodically Protected Steel | 1971-01-05 | 1988-06-09 | Galvanized Steel
PRUITT FURNITURE | 788 ALPHARETTA ROAD | ALPHARETTA | Fulton | 9060660 | 1 | [5 empty] | Removed from Ground | Diesel | 1000 | Not Marked/Unknown | 1997-04-04 | 1997-04-04 | Not Marked
ROGERS AUDIO AND VIDEO | 219 NORTH MAIN STREET | ALPHARETTA | Fulton | 9060764 | 1 | [5 empty] | Removed from Ground | Gas (Historical Use) | 2000 | Bare Steel | 1998-10-27 | 1998-10-27 | Bare Steel
CITY OF ALPHARETTA | 20 S MAIN ST | ALPHARETTA | Fulton | 600975 | 1 | [5 empty] | Removed from Ground | Gas (Historical Use) | 10000 | Cathodically Protected Steel | 1970-01-05 | 1988-06-09 | Galvanized Steel
W H FERGUSON/FERGUSON FUEL & FOO | 148 SOUTH MAIN ST | ALPHARETTA | Fulton | 601094 | 3 | [5 empty] | Removed from Ground | Gas (Historical Use) | 10000 | Bare Steel | 1979-05-02 | 1994-08-31 | Galvanized Steel
CRABAPPLE JUNCTION FOOD MART | 12690 CRABAPPLE RD | ALPHARETTA | Fulton | 9060071 | 4 | Ball Float | 1990-05-08 | FALSE | 1990-05-08 | FALSE | Currently in Use | Diesel | 6000 | Tank Jacket | 1990-06-29 |  | Fiberglass Reinforced Plastic | Pressurized
CRABAPPLE JUNCTION FOOD MART | 12690 CRABAPPLE RD | ALPHARETTA | Fulton | 9060071 | 5 | Ball Float | 1990-05-08 | FALSE | 1990-05-08 | FALSE | Currently in Use | Racing Fuel | 6000 | Tank Jacket | 1990-06-29 |  | Fiberglass Reinforced Plastic | Pressurized
BP/AMOCO #60237 | 1675 ALPHARETTA RD | ALPHARETTA | Fulton | 9060174 | 2 |  | 1989-06-13 |  | 1989-06-13 |  | Removed from Ground | Gas (Historical Use) | 10000 | Galvanic (STIP-3) | 1989-06-13 | 2003-06-12 | Galvanized Steel | Pressurized
Q LUBE INC #1243 | 207 S MAIN ST | ALPHARETTA | Fulton | 9060175 | 1A |  |  | TRUE |  | TRUE | Removed from Ground | Used Oil | 1000 | Fiberglass | 1988-10-15 | 1998-10-01 | Galvanized Steel | Suction (American)
QUIKTRIP #716 | 10920 STATE BRIDGE RD | ALPHARETTA | Fulton | 9060169 | 1 |  | 1994-03-01 | FALSE | 1994-03-01 | FALSE | Currently in Use | Gas (Historical Use) | 12000 | Fiberglass | 1988-05-31 |  | Copper | Pressurized
BP/AMOCO #60259 | 2957 HOLCOMB BRIDGE RD | ALPHARETTA | Fulton | 9060176 | 3 |  | 1989-06-13 |  | 1989-06-13 |  | Removed from Ground | Gas (Historical Use) | 10000 | Galvanic (STIP-3) | 1989-06-13 | 2004-11-09 | Galvanized Steel | Pressurized
CITY OF ALPHARETTA | 25 ROSWELL ST | ALPHARETTA | Fulton | 9060602 | T-01 | [5 empty] | Closed in Ground | Gas (Historical Use) | 6000 | Bare Steel | 1996-02-22 | 1996-02-22 | Not Marked | Safe Suction (Euro)
SAM JONES REALTY INC | ROUTE 4/PROVIDENCE RD | ALPHARETTA | Fulton | 9060814 | 1 | [5 empty] | Removed from Ground | Gas (Historical Use) | 1000 | Bare Steel | 1956-01-01 | 1999-12-06 | Not Marked
DURHAM & TAYLOR SUPPLY CO | 13225 HWY 19 NORTH | ALPHARETTA | Fulton | 601200 | 1 | [5 empty] | Removed from Ground | Gas (Historical Use) | 1000 | Bare Steel | 1971-04-19 | 1988-01-01 | Galvanized Steel
SIMS ASPHALT CO INC | 1650 HWY 9 SOUTH | ALPHARETTA | Fulton | 600073 | 3 | [5 empty] | Removed from Ground | Diesel | 4000 | Bare Steel | 1978-05-07 | 1899-12-31 | Galvanized Steel
BERGENZERS LANDSCAPING ILLUMINAT | 380 MULLINAX RD | ALPHARETTA | Fulton | 580096 | 2 | [5 empty] | Removed from Ground | Gas (Historical Use) | 1020 | Bare Steel | 1983-03-18 | 1995-05-09 | Galvanized Steel
CHEVRON STATION #53369 | 10870 STATE BRIDGE RD | ALPHARETTA | Fulton | 9060168 | 3 |  | 1993-11-08 |  | 1993-11-08 |  | Removed from Ground | Gas (Historical Use) | 9741 | Double Walled | 1988-01-01 | 1899-12-31 | Fiberglass Reinforced Plastic
CITY OF ALPHARETTA | 20 S MAIN ST | ALPHARETTA | Fulton | 600975 | 2 | [5 empty] | Removed from Ground | Gas (Historical Use) | 10000 | Cathodically Protected Steel | 1970-01-05 | 1988-06-09 | Galvanized Steel
BIRMINGHAM GULF | HWY 312 | ALPHARETTA | Fulton | 600754 | 2 | [5 empty] | Removed from Ground | Gas (Historical Use) | 1000 | Bare Steel | 1971-05-09 | 1990-05-08 | Galvanized Steel | Suction (American)
GA POWER/NORTH FULTON OP HQ | 11675 WILLS RD | ALPHARETTA | Fulton | 600733 | 6 | Flapper Valve | 1995-03-30 | FALSE | 1995-03-30 | FALSE | Currently in Use | Regular | 10000 | Tank Jacket Double Walled | 1995-03-30 |  | Fiberglass Reinforced Plastic | Pressurized
RaceTrac #461 - Mansell Road | 1545 MANSEL RD | ALPHARETTA | Fulton | 9060336 | 2 | Overfill Alarm | 1993-01-01 | FALSE | 1993-01-01 | FALSE | Currently in Use | Diesel | 12000 | Composite Double Walled | 1993-10-04 |  | Double-Walled Fiberglass | Pressurized
ARNOLD MILL ROAD OIL LLC | 12335 ARNOLD MILL RD | ALPHARETTA | Fulton | 9060580 | 2 | Flapper Valve | 1990-01-01 | FALSE | 1990-01-01 | FALSE | Currently in Use | Premium | 10000 | Fiberglass | 1990-02-01 |  | Double-Walled Flex | Pressurized
BST/ALPRGAMA/F5573 | 525 N MAIN ST | ALPHARETTA | Fulton | 600971 | 2 |  | 1997-02-03 |  | 1997-02-03 |  | Removed from Ground | Diesel | 6000 | Double Walled | 1997-02-03 | 2000-11-10 | Copper | Suction (American)
FULTON COUNTY FIRE STATION #8 | 3165 OLD ALABAMA RD | ALPHARETTA | Fulton | 600913 | 2 | [5 empty] | Closed in Ground | Diesel | 1000 | Bare Steel | 1982-04-02 | 1998-02-10 | Galvanized Steel
BRANNON EXXON STATION/MORELAND A | 170 SOUTH MAIN ST | ALPHARETTA | Fulton | 9000210 | 2 | [5 empty] | Removed from Ground | Gas (Historical Use) | 6000 | Bare Steel | 1989-12-15 | 1989-12-15 | Galvanized Steel
ALPHARETTA BARGAIN STORE | 131 SOUTH MAIN ST | ALPHARETTA | Fulton | 600100 | 4 | [5 empty] | Removed from Ground | Kerosene | 3000 | Bare Steel | 1956-01-01 | 1988-11-15 | Galvanized Steel
ALPHARETTA BARGAIN STORE | 131 SOUTH MAIN ST | ALPHARETTA | Fulton | 600100 | 1 | [5 empty] | Removed from Ground | Gas (Historical Use) | 3000 | Bare Steel | 1956-03-05 | 1988-11-15 | Galvanized Steel
GA POWER/NORTH FULTON OP HQ | 11675 WILLS RD | ALPHARETTA | Fulton | 600733 | 3 |  |  | TRUE |  | TRUE | Removed from Ground | Used Oil | 560 | Bare Steel | 1981-05-08 | 1992-11-04 | Galvanized Steel | Gravity Fed
BRANNON EXXON STATION/MORELAND A | 170 SOUTH MAIN ST | ALPHARETTA | Fulton | 9000210 | 7 | [5 empty] | Removed from Ground | Gas (Historical Use) | 6000 | Cathodically Protected Steel | 1989-12-20 | 1994-08-19 | Galvanized Steel
BRANNON EXXON STATION/MORELAND A | 170 SOUTH MAIN ST | ALPHARETTA | Fulton | 9000210 | 1 | [5 empty] | Removed from Ground | Gas (Historical Use) | 6000 | Bare Steel | 1989-12-15 | 1989-12-15 | Galvanized Steel
FORMER STORE/ROBERT J FISHMAN | 14275 PROVIDENCE ROAD | ALPHARETTA | Fulton | 10001344 | 1 |  |  | FALSE |  | FALSE | Removed from Ground | Gas (Historical Use) | 1000 | Bare Steel | 1987-01-01 | 1899-12-31
SHELL FOOD MART | 11580 JONES BRIDGE RD | ALPHARETTA | Fulton | 9060172 | 1 | Flapper Valve | 1990-07-19 | FALSE | 1990-07-19 | FALSE | Currently in Use | Regular | 10000 | Fiberglass | 1988-05-01 |  | Double-Walled Fiberglass | Pressurized
A BETTERWAY RENT A CAR D/B/A BUD | 3425 BOBBY BROWN PKWY | EAST POINT | Fulton | 600655 | 4 |  | 1998-07-27 |  | 1998-07-27 |  | Removed from Ground | Other | 500 | Steel-Impressed Current | 1976-02-24 | 1999-09-15 | Steel (Impressed Current)
A BETTERWAY RENT A CAR D/B/A BUD | 3425 BOBBY BROWN PKWY | EAST POINT | Fulton | 600655 | 5 | Exempted | 1998-07-28 | TRUE | 1998-07-27 | TRUE | Currently in Use | Used Oil | 500 | Steel-Impressed Current | 1976-02-24 |  | Steel (Impressed Current) | Gravity
R C PIERCE ROOFING CO INC | 1533 NABELL AVE | EAST POINT | Fulton | 600610 | 1 | [5 empty] | Permanently Out of Use - historical purposes | Used Oil | 500 | Bare Steel | 1966-03-25 | 1899-12-31 | Not Marked
A National Limousine Service Inc. | 2192 SYLVAN RD | EAST POINT | Fulton | 601321 | 2 | Flapper Valve | 1998-10-01 | FALSE | 1986-01-01 | FALSE | Currently in Use | Regular | 8000 | Steel-Impressed Current | 1986-01-01 |  | Galvanized Steel | Pressurized
FORD MOTOR CO/ATLANTA PDC | 1122 MILLEDGE DR | EAST POINT | Fulton | 60297 | 1 | [5 empty] | Removed from Ground | Gas (Historical Use) | 12076 | Bare Steel | 1962-01-07 | 1988-01-01 | Galvanized Steel
HEADLAND CENTER INC | 2995 HEADLAND DR SW | EAST POINT | Fulton | 601325 | C | [5 empty] | Removed from Ground | Gas (Historical Use) | 8000 | Cathodically Protected Steel | 1975-01-01 | 1997-05-01 | Galvanized Steel | Pressurized
CHEVRON 201815/SHELL #210-2827-0 | 4485 WASHINGTON RD | EAST POINT | Fulton | 600917 | 3 | [5 empty] | Removed from Ground | Gas (Historical Use) | 10000 | Bare Steel | 1968-05-04 | 1992-06-01 | Galvanized Steel | Pressurized
SHELL STATION # | 2111 HEADLAND DR @ DELOWE | EAST POINT | Fulton | 600923 | 3 | [5 empty] | Removed from Ground | Gas (Historical Use) | 10000 | Bare Steel | 1971-05-04 | 1989-09-01 | Galvanized Steel
NEWELL TRANSPORTATION LLC | 1525 WILLINGHAM DRIVE | EAST POINT | Fulton | 9060557 | 2 |  | 1996-05-20 | FALSE | 1996-05-20 | FALSE | Removed from Ground | Gas (Historical Use) | 3003 | Galvanic (STIP-3) | 1988-07-01 |  | Fiberglass Reinforced Plastic | Pressurized
STOP N GO MARKET #316 | 1046 CLEVELAND AVE | EAST POINT | Fulton | 601155 | 2 | [5 empty] | Removed from Ground | Gas (Historical Use) | 10000 | Fiberglass | 1985-12-01 | 1992-09-01 | Fiberglass Reinforced Plastic | Pressurized
JIM WALLACE TEXACO #709 | 1003 EAST CLEVELAND AVE | EAST POINT | Fulton | 601142 | 2 | [5 empty] | Removed from Ground | Gas (Historical Use) | 10000 | Bare Steel | 1972-05-02 | 1991-07-11 | Galvanized Steel
SANITATION TRANSFER STATION | 3125 MARTIN ST | EAST POINT | Fulton | 601110 | 2 | [5 empty] | Removed from Ground | Gas (Historical Use) | 5000 | Bare Steel | 1972-05-02 | 1998-12-01 | Unknown
H Z R ENTERPRISES INC | 3094 WASHINGTON RD | EAST POINT | Fulton | 600927 | 1 |  |  | FALSE |  | FALSE | Removed from Ground | Gas (Historical Use) | 10000 | Fiberglass | 1985-04-30 | 1995-02-01 | Fiberglass Reinforced Plastic | Pressurized
H Z R ENTERPRISES INC | 3094 WASHINGTON RD | EAST POINT | Fulton | 600927 | 4 |  |  | TRUE |  | TRUE | Removed from Ground | Used Oil | 1000 | Fiberglass | 1985-04-30 | 1995-02-01 | Fiberglass Reinforced Plastic | Pressurized
CHEVRON USA INC #40398 | 2431 MCALPINE TERR | EAST POINT | Fulton | 600976 | 2 | [5 empty] | Removed from Ground | Gas (Historical Use) | 10000 | Cathodically Protected Steel | 1972-01-05 | 1989-10-01 | Galvanized Steel
MARK INNS OF AMERICA | 4498 WASHINGTON ROAD | EAST POINT | Fulton | 9060801 | 1 | [5 empty] | Removed from Ground | Gas (Historical Use) | 10000 | Bare Steel | 1999-12-28 | 1999-12-28 | Bare Steel | Suction (American)
GRADY HEALTH CENTER EAST POINT | 1595 CLEVELAND AVENUE | EAST POINT | Fulton | 9060793 | 1 | [5 empty] | Removed from Ground | Diesel | 1000 | Not Marked/Unknown | 1999-08-10 | 1999-08-10 | Not Marked
ATLANTA ICE | 1587 E TAYLOR AVENUE | EAST POINT | Fulton | 9060826 | 1 | [5 empty] | Removed from Ground | Gas (Historical Use) | 2000 | Bare Steel | 1969-01-01 | 2000-04-01 | Bare Steel | Safe Suction (Euro)
WATKINS SERVICE CO INC | 2144 SYLVAN RD | EAST POINT | Fulton | 601092 | 3 | [5 empty] | Removed from Ground | Gas (Historical Use) | 4000 | Bare Steel | 1978-04-04 | 1987-06-01 | Galvanized Steel
SHELL FOOD MART | 890 CLEVELAND AVE | EAST POINT | Fulton | 601065 | 247022B | Ball Float | 2005-03-25 | FALSE | 2005-03-25 | FALSE | Currently in Use | Diesel | 4000 | Fiberglass | 2005-02-07 |  | Double-Walled Fiberglass | Pressurized
STOP N GO MARKET #316 | 1046 CLEVELAND AVE | EAST POINT | Fulton | 601155 | 3 | [5 empty] | Removed from Ground | Gas (Historical Use) | 10000 | Fiberglass | 1985-12-01 | 1994-04-01 | Fiberglass Reinforced Plastic | Pressurized
JIM WALLACE TEXACO #709 | 1003 EAST CLEVELAND AVE | EAST POINT | Fulton | 601142 | 3 | [5 empty] | Removed from Ground | Gas (Historical Use) | 10000 | Bare Steel | 1972-05-02 | 1991-07-11 | Galvanized Steel
H Z R ENTERPRISES INC | 3094 WASHINGTON RD | EAST POINT | Fulton | 600927 | 6 |  | 1995-01-15 | FALSE | 1995-01-15 | FALSE | Currently in Use | Premium | 12000 | Epoxy | 1995-01-15 |  | Double-Walled Fiberglass | Pressurized
CHEVRON USA INC #40398 | 2431 MCALPINE TERR | EAST POINT | Fulton | 600976 | 3 | [5 empty] | Removed from Ground | Gas (Historical Use) | 5000 | Cathodically Protected Steel | 1972-01-05 | 1989-10-01 | Galvanized Steel
CHEVRON STATION #40399 | 4478 WASHINGTON RD | EAST POINT | Fulton | 600998 | 2 | [5 empty] | Removed from Ground | Gas (Historical Use) | 10000 | Bare Steel | 1968-04-27 | 1987-01-01 | Galvanized Steel
CARDEN'S GLASS CO INC | 1392 CENTRAL AVE | EAST POINT | Fulton | 9060657 | 1 | [5 empty] | Removed from Ground | Gas (Historical Use) | 1000 | Not Marked/Unknown | 1997-03-20 | 1997-03-20 | Not Marked
Q LUBE INC #1243 | 207 S MAIN ST | ALPHARETTA | Fulton | 9060175 | 1B | [5 empty] | Removed from Ground | Other | 2000 | Fiberglass | 1998-10-01 | 1998-10-01 | Galvanized Steel | Suction (American)
BERGENZERS LANDSCAPING ILLUMINAT | 380 MULLINAX RD | ALPHARETTA | Fulton | 580096 | 1 | [5 empty] | Removed from Ground | Gas (Historical Use) | 1020 | Bare Steel | 1983-03-18 | 1995-05-09 | Galvanized Steel
CHEVRON STATION #40399 | 4478 WASHINGTON RD | EAST POINT | Fulton | 600998 | 6 | [5 empty] | Removed from Ground | Gas (Historical Use) | 10000 | Fiberglass | 1987-01-01 | 1992-01-21 | Fiberglass Reinforced Plastic
CHEVRON FOOD MART | 2091 HEADLAND DRIVE | EAST POINT | Fulton | 9060873 | 1 |  | 2002-01-01 | FALSE | 2002-01-01 | FALSE | Currently in Use | Regular | 12000 | Composite | 2002-01-01 |  |  | Pressurized
GREAT ATLANTIC NEWS CO | 4070 SHIRLEY DR SW | ATLANTA | Fulton | 9000435 | 4 |  | 1990-04-15 |  | 1990-04-15 |  | Removed from Ground | Gas (Historical Use) | 4000 | Tank Jacket | 1990-04-15 | 2003-06-17 | Fiberglass Reinforced Plastic | Pressurized
GA DEPT PUBLIC SAFETY/CHARLIE BR | 4115 SOUTH AIRPORT RD | ATLANTA | Fulton | 600120 | 4 | [5 empty] | Removed from Ground | Empty | 10000 | Marked Unknown | 1987-02-01 | 2001-11-07 | Unknown
GEORGIA-PACIFIC AVIATION DEPT (CHARLIE BROWN AIRPORT) | 3905 AERO DR | ATLANTA | Fulton | 600101 | 1 | [5 empty] | Removed from Ground | Other | 20000 | Fiberglass | 1981-03-04 | 1987-01-01 | Bare Steel
BOMBAY GRILLS KITCHEN CO | 1130 OAKLEIGH DR | EAST POINT | Fulton | 9060778 | 1 |  | 1999-06-01 |  | 1999-06-01 |  | Removed from Ground | Diesel | 10000 | Composite | 1999-06-01 | 2008-04-15 | Fiberglass Reinforced Plastic | Pressurized
EAST POINT/SITE #005 | 2192 SYLVAN ROAD | EAST POINT | Fulton | 9060837 | 1 |  | 1997-12-30 |  | 1997-12-30 |  | Removed from Ground | Diesel | 275 | Cathodically Protected Steel | 1986-01-01 | 2002-08-16 | Double Walled
UNKNOWN | 2077 /2091 HEADLAND DRIVE | EAST POINT | Fulton | 9060855 | 1 | [5 empty] | Removed from Ground | Used Oil | 0 | Marked Unknown |  | 1899-12-31 | Unknown
RAJU GROUP INC | 2067 DELOWE DR | EAST POINT | Fulton | 9640181 | 3 | Flapper Valve | 2023-08-02 | FALSE | 2001-04-25 | FALSE | Currently in Use | Diesel | 8000 | Fiberglass | 2001-04-23 |  | Fiberglass Reinforced Plastic | Pressurized
BP #24022/GULF #24022 | 4220 FULTON IND BLVD | ATLANTA | Fulton | 9000416 | 9 | [5 empty] | Removed from Ground | Diesel | 10000 | Not Marked/Unknown |  | 1899-12-31 | Not Marked
BP #24022/GULF #24022 | 4220 FULTON IND BLVD | ATLANTA | Fulton | 9000416 | 8 | [5 empty] | Removed from Ground | Gas (Historical Use) | 10000 | Not Marked/Unknown |  | 1899-12-31 | Not Marked
BP #24022/GULF #24022 | 4220 FULTON IND BLVD | ATLANTA | Fulton | 9000416 | 6 | [5 empty] | Removed from Ground | Gas (Historical Use) | 10000 | Not Marked/Unknown |  | 1899-12-31 | Not Marked
RENT-ALL PLAZA INC | 1742 CONNALLY DR | EAST POINT | Fulton | 600575 | 4 | [5 empty] | Removed from Ground | Gas (Historical Use) | 1000 | Bare Steel | 1981-05-09 | 1998-03-01 | Galvanized Steel
INTERSTATE NATIONALEASE INC - W | 4675 BAKERS FERRY RD | ATLANTA | Fulton | 600088 | 2 |  |  | TRUE |  | TRUE | Removed from Ground | Used Oil | 1000 | Bare Steel | 1981-05-03 | 1998-09-01 | Bare Steel | Gravity Fed
CKS PACKAGING INC | 5515 TULANE DR/PO BOX 44052 | ATLANTA | Fulton | 600059 | 2 | [5 empty] | Removed from Ground | Diesel | 3000 | Bare Steel | 1986-05-01 | 1990-08-21 | Unknown
RYDER TRANSPORTATION SVCS #0147A | 4797 MENDEL CT SW | ATLANTA | Fulton | 600327 | 3 | [5 empty] | Removed from Ground | Diesel | 10000 | Bare Steel | 1974-03-30 | 1989-01-01 | Galvanized Steel
M K MGMT CO | 4530 -H PATTON DR EAST | ATLANTA | Fulton | 600537 | 1 | [5 empty] | Removed from Ground | Diesel | 6000 | Bare Steel | 1983-04-24 | 1988-04-19 | Galvanized Steel
CNL RETAIL JOINT VENTURE | 3055 WASHINGTON RD | EAST POINT | Fulton | 9060635 | 1 | [5 empty] | Removed from Ground | Gas (Historical Use) | 0 | Not Marked/Unknown |  | 1899-12-31 | Not Marked
PARK AIR EXPRESS PARKING LOT | 3437 BOBBY BROWN PARKWAY | EAST POINT | Fulton | 9060749 | 2 | [5 empty] | Removed from Ground | Gas (Historical Use) | 10000 | Bare Steel | 1998-09-01 | 1998-09-01 | Unknown
SANITATION TRANSFER STATION | 3125 MARTIN ST | EAST POINT | Fulton | 601110 | 1 | [5 empty] | Removed from Ground | Gas (Historical Use) | 5000 | Bare Steel | 1972-05-02 | 1998-12-01 | Unknown
CHEVRON STATION #43648 | 3816 WASHINGTON RD | EAST POINT | Fulton | 601018 | 3 | [5 empty] | Removed from Ground | Gas (Historical Use) | 10000 | Bare Steel | 1972-04-26 | 1987-06-01 | Galvanized Steel
Fuel Mart LLC | 1337 E VIRGINA AVE | EAST POINT | Fulton | 601015 | 1 | [5 empty] | Removed from Ground | Gas (Historical Use) | 3000 | Cathodically Protected Steel | 1963-04-29 | 1988-10-06 | Galvanized Steel
Fuel Mart LLC | 1337 E VIRGINA AVE | EAST POINT | Fulton | 601015 | 7 | Flapper Valve | 1993-10-01 | FALSE | 1993-10-01 | FALSE | Currently in Use | Regular | 8775 | Fiberglass Double Walled | 1988-10-21 |  | Fiberglass Reinforced Plastic | Pressurized
EAST POINT FOOD MART DBA CHEVRON | 3289 WASHINGTON RD | EAST POINT | Fulton | 9060512 | 1 | Flapper Valve | 1998-01-01 | FALSE | 1998-01-01 | FALSE | Currently in Use | Diesel | 8000 | Steel-Impressed Current | 1986-03-14 |  | Fiberglass Reinforced Plastic | Pressurized
Gas Express #183 | 3241 CAMP CREEK PKWY | EAST POINT | Fulton | 9060514 | 1 | Ball Float | 1996-03-01 | FALSE | 1988-03-01 | FALSE | Currently in Use | Regular | 10000 | Fiberglass | 1974-01-01 |  | Fiberglass Reinforced Plastic | Pressurized
AIRPORT NORTH | 1129 WILLINGHAM DR | EAST POINT | Fulton | 9060862 | 1 | [5 empty] | Removed from Ground | Gas (Historical Use) | 6000 | Bare Steel | 2001-10-16 | 2001-10-16 | Unknown
RAJU GROUP INC | 2067 DELOWE DR | EAST POINT | Fulton | 9640181 | 2 | Ball Float | 2001-04-25 | FALSE | 2001-04-25 | FALSE | Currently in Use | Premium | 10000 | Fiberglass | 2001-04-23 |  | Fiberglass Reinforced Plastic | Pressurized
GREAT ATLANTIC NEWS CO | 4070 SHIRLEY DR SW | ATLANTA | Fulton | 9000435 | 1 | [5 empty] | Removed from Ground | Diesel | 10000 | Bare Steel | 1974-01-01 | 1990-06-22 | Unknown
EXXON STATION #4-6055 | 4205 FULTON IND BLVD | ATLANTA | Fulton | 600900 | 5 | [5 empty] | Removed from Ground | Kerosene | 500 | Bare Steel | 1968-01-01 | 1987-10-08 | Galvanized Steel
CHEVRON STATION #43648 | 3816 WASHINGTON RD | EAST POINT | Fulton | 601018 | 1 | [5 empty] | Removed from Ground | Gas (Historical Use) | 5000 | Bare Steel | 1972-04-26 | 1987-06-01 | Galvanized Steel
CHEVRON STATION #40399 | 4478 WASHINGTON RD | EAST POINT | Fulton | 600998 | 5 | [5 empty] | Removed from Ground | Gas (Historical Use) | 10000 | Fiberglass | 1987-01-01 | 1992-01-21 | Fiberglass Reinforced Plastic
CHEVRON STATION #40399 | 4478 WASHINGTON RD | EAST POINT | Fulton | 600998 | 4 |  |  | TRUE |  | TRUE | Removed from Ground | Used Oil | 550 | Bare Steel | 1968-04-27 | 1987-01-01 | Galvanized Steel
CHEVRON STATION #40399 | 4478 WASHINGTON RD | EAST POINT | Fulton | 600998 | 7 | [5 empty] | Removed from Ground | Gas (Historical Use) | 10000 | Fiberglass | 1987-01-01 | 1992-01-21 | Fiberglass Reinforced Plastic
EXPAND-O DISTRIBUTION WAREHOUSIN | 2110 LAWRENCE STREET | EAST POINT | Fulton | 9060790 | 1 | [5 empty] | Removed from Ground | Gas (Historical Use) | 1000 | Not Marked/Unknown | 1999-12-20 | 1999-12-20 | Not Marked
GREAT ATLANTIC NEWS CO | 4070 SHIRLEY DR SW | ATLANTA | Fulton | 9000435 | 2 | [5 empty] | Removed from Ground | Gas (Historical Use) | 4000 | Bare Steel | 1974-01-01 | 1990-06-22 | Unknown
GEORGIA-PACIFIC AVIATION DEPT (CHARLIE BROWN AIRPORT) | 3905 AERO DR | ATLANTA | Fulton | 600101 | 3 | Ball Float | 1988-06-08 |  | 1988-06-08 |  | Removed from Ground | Other | 30000 | Double Walled | 1988-06-08 | 2008-06-17 | Fiberglass Reinforced Plastic | Suction (American)
A BETTERWAY RENT A CAR D/B/A BUD | 3425 BOBBY BROWN PKWY | EAST POINT | Fulton | 600655 | 1 | Flapper Valve | 1998-07-27 | FALSE | 1998-07-27 | FALSE | Currently in Use | Regular | 10000 | Steel-Impressed Current | 1976-02-24 |  | Steel (Impressed Current) | Pressurized
HEADLAND CENTER INC | 2995 HEADLAND DR SW | EAST POINT | Fulton | 601325 | 2 | Ball Float | 1999-09-01 | FALSE | 1999-09-01 | FALSE | Currently in Use | Premium | 10000 | Composite | 1999-09-01 |  | Fiberglass Reinforced Plastic | Pressurized
SHELL FOOD MART | 890 CLEVELAND AVE | EAST POINT | Fulton | 601065 | 1 |  | 1984-04-23 |  | 1984-04-23 |  | Removed from Ground | Gas (Historical Use) | 10000 | Cathodically Protected Steel | 1984-04-23 | 2004-03-10 | Galvanized Steel | Pressurized
CHEVRON STATION #40399 | 4478 WASHINGTON RD | EAST POINT | Fulton | 600998 | 3 | [5 empty] | Removed from Ground | Gas (Historical Use) | 10000 | Bare Steel | 1968-04-27 | 1987-01-01 | Galvanized Steel
CLEVELAND AMOCO | 1270 CLEVELAND AVE | EAST POINT | Fulton | 9060533 | 1 | Ball Float | 2006-11-16 | FALSE | 2006-11-16 | FALSE | Currently in Use | Regular | 8000 | Steel-Impressed Current | 1986-07-01 |  | Bare Steel | Pressurized
NEIGHBORHOOD INC | 4221 WASHINGTON ROAD | EAST POINT | Fulton | 9060820 | 3 | Overfill Alarm | 2000-03-15 | FALSE | 2000-03-15 | FALSE | Currently in Use | Diesel | 10000 |  | 2000-02-15 |  | Double-Walled Flex | Pressurized
YARBROUGH MOTOR CO | 3272 BACHELOR STREET | EAST POINT | Fulton | 9060831 | 1 | [5 empty] | Removed from Ground | Gas (Historical Use) | 5000 | Bare Steel | 1960-01-01 | 2000-10-31 | Bare Steel | Safe Suction (Euro)
Fuel Mart LLC | 1337 E VIRGINA AVE | EAST POINT | Fulton | 601015 | 2 | [5 empty] | Removed from Ground | Gas (Historical Use) | 3000 | Cathodically Protected Steel | 1963-04-29 | 1988-10-06 | Galvanized Steel
AVIS RENT-A-CAR SYSTEM LLC | 3333 BOBBY BROWN PKY | EAST POINT | Fulton | 601381 | 4 | [5 empty] | Removed from Ground | Other | 500 | Bare Steel | 1970-01-01 | 1991-03-01
WATKINS SERVICE CO INC | 2144 SYLVAN RD | EAST POINT | Fulton | 601092 | 4 | [5 empty] | Removed from Ground | Diesel | 2000 | Bare Steel | 1961-04-08 | 1987-06-01 | Galvanized Steel
WATKINS SERVICE CO INC | 2144 SYLVAN RD | EAST POINT | Fulton | 601092 | 5 | [5 empty] | Removed from Ground | Other | 4000 | Bare Steel | 1978-04-04 | 1989-11-01 | Galvanized Steel
H Z R ENTERPRISES INC | 3094 WASHINGTON RD | EAST POINT | Fulton | 600927 | 2 |  |  | FALSE |  | FALSE | Removed from Ground | Gas (Historical Use) | 10000 | Fiberglass | 1985-04-30 | 1995-02-01 | Fiberglass Reinforced Plastic | Pressurized
CHEVRON USA INC #40398 | 2431 MCALPINE TERR | EAST POINT | Fulton | 600976 | 4 |  |  | TRUE |  | TRUE | Removed from Ground | Used Oil | 550 | Cathodically Protected Steel | 1972-01-05 | 1989-10-01 | Galvanized Steel
EAST POINT FOOD MART DBA CHEVRON | 3289 WASHINGTON RD | EAST POINT | Fulton | 9060512 | 2 | Flapper Valve | 1998-01-01 | FALSE | 1998-01-01 | FALSE | Currently in Use | Premium | 8000 | Steel-Impressed Current | 1986-03-14 |  | Fiberglass Reinforced Plastic | Pressurized
NEIGHBORHOOD INC | 4221 WASHINGTON ROAD | EAST POINT | Fulton | 9060820 | 2 | Overfill Alarm | 2000-03-15 | FALSE | 2000-03-15 | FALSE | Currently in Use | Premium | 10000 |  | 2000-02-15 |  | Double-Walled Flex | Pressurized
NEIGHBORHOOD INC | 4221 WASHINGTON ROAD | EAST POINT | Fulton | 9060820 | 1 | Overfill Alarm | 2000-03-15 | FALSE | 2000-03-15 | FALSE | Currently in Use | Regular | 10000 |  | 2000-02-15 |  | Double-Walled Flex | Pressurized
RNDC ATLANTA WAREHOUSE | ONE NATIONAL DR SW | ATLANTA | Fulton | 600160 | 3 |  |  | TRUE |  | TRUE | Removed from Ground | Used Oil | 1000 | Not Marked/Unknown | 1998-09-01 | 1998-09-01 | Not Marked
MCKESSON WINE & SPIRITS CO | 150 VILLANOVA DR SW | ATLANTA | Fulton | 600060 | 2 | [5 empty] | Removed from Ground | Diesel | 8000 | Bare Steel | 1971-05-05 | 1899-12-31 | Galvanized Steel
RNDC ATLANTA WAREHOUSE | ONE NATIONAL DR SW | ATLANTA | Fulton | 600160 | 1 | [5 empty] | Removed from Ground | Diesel | 12000 | Marked Unknown | 1980-03-11 | 1998-09-01 | Galvanized Steel | Safe Suction (Euro)
GA DEPT PUBLIC SAFETY/CHARLIE BR | 4115 SOUTH AIRPORT RD | ATLANTA | Fulton | 600120 | 3 | [5 empty] | Removed from Ground | Empty | 10000 | Marked Unknown | 1987-02-01 | 2001-11-07 | Unknown
HILL AIRCRAFT & LEASING CORP | 3948 AVIATION CIR | ATLANTA | Fulton | 600106 | 8 | [5 empty] | Removed from Ground | Empty | 12000 | Bare Steel | 1971-03-14 | 1990-01-01 | Bare Steel
HILL AIRCRAFT & LEASING CORP | 3948 AVIATION CIR | ATLANTA | Fulton | 600106 | 6 | [5 empty] | Removed from Ground | Empty | 12000 | Bare Steel | 1971-03-14 | 1990-01-01 | Bare Steel
JOHNSON CONTROLS/BATTERY DIV | 4605 FULTON IND BLVD | ATLANTA | Fulton | 600044 | 5 | [5 empty] | Removed from Ground | Gas (Historical Use) | 2000 | Fiberglass | 1956-01-01 | 1991-08-19 | Bare Steel | Pressurized
M D HODGES | 600 WENDELL CT SW | ATLANTA | Fulton | 600188 | 1 | [5 empty] | Removed from Ground | Gas (Historical Use) | 12000 | Cathodically Protected Steel | 1983-01-02 | 1988-04-26 | Galvanized Steel
HUBB ENTER CO/ADVANCE PROCESS SU | 4295 WENDELL DR SW | ATLANTA | Fulton | 600225 | 3 | [5 empty] | Removed from Ground | Hazardous Substance | 2000 | Bare Steel | 1980-05-01 | 1995-04-25 | Galvanized Steel | Pressurized
RYDER TRANSPORTATION SVCS #0147A | 4797 MENDEL CT SW | ATLANTA | Fulton | 600327 | 11 |  |  | TRUE |  | TRUE | Removed from Ground | Used Oil | 1000 | Bare Steel | 1994-04-20 | 1994-04-20 | Galvanized Steel
WILBERT BURIAL VAULT CO | 195 MENDEL DR SW | ATLANTA | Fulton | 600392 | 1 | [5 empty] | Removed from Ground | Gas (Historical Use) | 2000 | Bare Steel | 1973-05-08 | 1990-10-30 | Galvanized Steel
GA DOT/HANGAR/CHARLIE BROWN | 4175 SOUTH AIRPORT RD | ATLANTA | Fulton | 600503 | 1 | [5 empty] | Removed from Ground | Other | 10000 | Bare Steel | 1990-01-01 | 1998-04-15 | Galvanized Steel
CTC/JOSLYN MANUFACTURING COMPANY | 6045 BOAT ROCK ROAD | ATLANTA | Fulton | 10000441 | 4 |  |  | FALSE |  | FALSE | Removed from Ground | Other | 0 | Unknown | 1993-01-01 | 1993-01-01 | Unknown
HANGAR ONE INC | 700 FULTON IND BLVD FUEL FARM D | ATLANTA | Fulton | 9060235 | D-8WO |  |  | TRUE |  | TRUE | Removed from Ground | Used Oil | 1000 | Bare Steel | 1968-12-15 | 1992-08-20 | Bare Steel
HUBB ENTER CO/ADVANCE PROCESS SU | 4295 WENDELL DR SW | ATLANTA | Fulton | 600225 | 5 | [5 empty] | Removed from Ground | Hazardous Substance | 2000 | Bare Steel | 1980-05-01 | 1995-04-25 | Galvanized Steel | Pressurized
HUBB ENTER CO/ADVANCE PROCESS SU | 4295 WENDELL DR SW | ATLANTA | Fulton | 600225 | 12 | [5 empty] | Removed from Ground | Hazardous Substance | 2000 | Bare Steel | 1980-05-01 | 1995-04-25 | Galvanized Steel | Pressurized
U-HAUL #77674 | 4375 FULTON IND BLVD | ATLANTA | Fulton | 600405 | 4 | [5 empty] | Removed from Ground | Diesel | 3000 | Fiberglass | 1965-05-13 | 1998-09-01 | Bare Steel
U-HAUL #77674 | 4375 FULTON IND BLVD | ATLANTA | Fulton | 600405 | 1 | [5 empty] | Removed from Ground | Diesel | 4000 | Fiberglass | 1984-05-08 | 1998-09-01 | Bare Steel
PETROKART LLC | 5636 FULTON IND BLVD | ATLANTA | Fulton | 10000703 | N900183-A | Ball Float | 2004-03-29 | FALSE | 2004-03-29 | FALSE | Currently in Use | Premium | 6000 | Fiberglass | 2004-03-25 |  | Double-Walled Flex | Pressurized
EXXON STATION #4-6055 | 4205 FULTON IND BLVD | ATLANTA | Fulton | 600900 | 2 | [5 empty] | Removed from Ground | Gas (Historical Use) | 4000 | Bare Steel | 1968-01-01 | 1987-10-08 | Galvanized Steel
HILL AIRCRAFT & LEASING CORP | 3948 AVIATION CIR | ATLANTA | Fulton | 600106 | 2 | Flapper Valve | 1998-08-01 | FALSE | 1998-08-01 | FALSE | Currently in Use | Kerosene | 12000 | Steel-Impressed Current | 1968-02-19 |  | Steel (Impressed Current) | Pressurized
FULTON PAPER CO | 6255 BOATROCK BLVD | ATLANTA | Fulton | 600099 | 1 | [5 empty] | Removed from Ground | Diesel | 10000 | Bare Steel | 1983-03-07 | 1993-01-06 | Bare Steel | Suction (American)
GREAT ATLANTIC NEWS CO | 4070 SHIRLEY DR SW | ATLANTA | Fulton | 9000435 | 3 |  | 1990-04-15 |  | 1990-04-15 |  | Removed from Ground | Diesel | 10000 | Tank Jacket | 1990-04-15 | 2003-06-17 | Fiberglass Reinforced Plastic | Pressurized
RYDER TRANSPORTATION SVCS #0147A | 4797 MENDEL CT SW | ATLANTA | Fulton | 600327 | 9 |  | 1996-08-01 |  | 1996-08-01 |  | Removed from Ground | Other | 6000 | Double Walled | 1989-08-15 | 2011-12-15 | Fiberglass Reinforced Plastic | Suction (American)
RYDER TRANSPORTATION SVCS #0147A | 4797 MENDEL CT SW | ATLANTA | Fulton | 600327 | 6 | [5 empty] | Removed from Ground | Other | 6110 | Bare Steel | 1974-03-30 | 1989-01-01 | Galvanized Steel
RYDER TRANSPORTATION SVCS #0147A | 4797 MENDEL CT SW | ATLANTA | Fulton | 600327 | 8 |  | 1996-08-01 |  | 1996-08-01 |  | Removed from Ground | Diesel | 20000 | Double Walled | 1989-08-16 | 2011-12-15 | Fiberglass Reinforced Plastic | Pressurized
COMMUNICATION TECHNOLOGY | 6049 BOAT ROCK RD | ATLANTA | Fulton | 9060272 | 4 | [5 empty] | Removed from Ground | Other | 1000 | Not Marked/Unknown | 1992-07-07 | 1992-07-07 | Not Marked
RNDC ATLANTA WAREHOUSE | ONE NATIONAL DR SW | ATLANTA | Fulton | 600160 | 2 | [5 empty] | Removed from Ground | Diesel | 12000 | Marked Unknown | 1980-03-11 | 1998-09-01 | Galvanized Steel | Safe Suction (Euro)
HUBB ENTER CO/ADVANCE PROCESS SU | 4295 WENDELL DR SW | ATLANTA | Fulton | 600225 | 4 | [5 empty] | Removed from Ground | Gas (Historical Use) | 2000 | Bare Steel | 1980-05-01 | 1995-04-25 | Galvanized Steel | Pressurized
HUBB ENTER CO/ADVANCE PROCESS SU | 4295 WENDELL DR SW | ATLANTA | Fulton | 600225 | 7 | [5 empty] | Removed from Ground | Hazardous Substance | 2000 | Bare Steel | 1980-05-01 | 1995-04-25 | Galvanized Steel | Pressurized
HUBB ENTER CO/ADVANCE PROCESS SU | 4295 WENDELL DR SW | ATLANTA | Fulton | 600225 | 1 | [5 empty] | Removed from Ground | Other | 2000 | Bare Steel | 1980-05-01 | 1995-04-25 | Galvanized Steel | Pressurized
RYDER TRANSPORTATION SVCS #0147A | 4797 MENDEL CT SW | ATLANTA | Fulton | 600327 | 10 |  | 1989-06-01 | TRUE | 1989-06-01 | TRUE | Removed from Ground | Used Oil | 1000 | Double Walled | 1989-08-15 | 2011-12-15 | Fiberglass Reinforced Plastic | Gravity Fed
U-HAUL #77674 | 4375 FULTON IND BLVD | ATLANTA | Fulton | 600405 | 3 | [5 empty] | Removed from Ground | Gas (Historical Use) | 3000 | Fiberglass | 1984-05-08 | 1998-09-01 | Bare Steel
GA DOT/HANGAR/CHARLIE BROWN | 4175 SOUTH AIRPORT RD | ATLANTA | Fulton | 600503 | 3 | Overfill Alarm | 1998-05-01 |  | 1998-05-01 |  | Removed from Ground | Other | 10000 | Fiberglass | 1998-05-01 | 2008-03-26 | Fiberglass Reinforced Plastic | Pressurized
PACIFIC PRIDE #200 BOATROCK RD | 5955 FULTON IND BLVD | ATLANTA | Fulton | 9060491 | 1 |  | 1993-11-22 |  | 1993-11-22 |  | Removed from Ground | Gas (Historical Use) | 10000 | Composite | 1993-11-11 | 2001-01-11 | Fiberglass Reinforced Plastic | Pressurized
TRIMAC | 605 SELIG DR SW | ATLANTA | Fulton | 4600007 | 3 | [5 empty] | Removed from Ground | Diesel | 1 | Bare Steel | 1970-12-14 | 1991-04-03 | Bare Steel
QUIKTRIP #777 | 5705 FULTON IND BLVD | ATLANTA | Fulton | 9060730 | 6 |  | 1997-11-05 | FALSE | 1997-11-05 | FALSE | Currently in Use | Diesel | 12000 | Fiberglass | 1997-11-05 |  | Double-Walled Fiberglass | Pressurized
INTERSTATE NATIONALEASE INC | 1860 WESTGATE PKWY | ATLANTA | Fulton | 9060751 | 1 | Ball Float | 1998-12-01 | FALSE | 1998-12-01 | FALSE | Currently in Use | Diesel | 15000 | Composite | 1998-12-01 |  | Fiberglass Reinforced Plastic | Pressurized
READY MIX USA LLC | 4368 MARTIN LUTHER KING DR | ATLANTA | Fulton | 9060529 | DF-73 | [5 empty] | Removed from Ground | Diesel | 3000 | Bare Steel | 1998-11-17 | 1998-11-17 | Galvanized Steel | Suction (American)
FINA #6725 | 4175 FULTON IND BLVD | ATLANTA | Fulton | 601023 | 6 |  |  | TRUE |  | TRUE | Removed from Ground | Used Oil | 600 | Bare Steel | 1968-04-27 | 1991-07-15 | Galvanized Steel
W R GRACE/DEWEY & ALMY CHEM DIV | 5225 PHILLIP LEE DR SW | ATLANTA | Fulton | 9000476 | 3 | [5 empty] | Removed from Ground | Other | 25000 | Bare Steel | 1966-03-08 | 1993-06-16 | Bare Steel | Pressurized
TEXACO FOOD STORE | 180 UNIVERSITY AVE SW | ATLANTA | Fulton | 600898 | 4 | Ball Float | 1996-01-01 | FALSE | 1996-01-01 | FALSE | Currently in Use | Premium | 8000 | Fiberglass | 1985-05-06 |  | Fiberglass Reinforced Plastic | Pressurized
125 MILTON Avenue Multifamily (STANDARD TRUCKING CO/TENANT) | 125 Milton Ave. SE. | ATLANTA | Fulton | 600904 | 3 | [5 empty] | Removed from Ground | Gas (Historical Use) | 11000 | Bare Steel |  | 1899-12-31 | Unknown
IAKWAL INC | 1885 JONESBORO RD SE | ATLANTA | Fulton | 9000242 | 2 | Ball Float | 1997-11-17 | FALSE | 1997-11-17 | FALSE | Currently in Use | Premium | 8000 | Steel-Impressed Current | 1976-05-10 |  | Fiberglass Reinforced Plastic | Pressurized
US PENITENTIARY ATLANTA | 601 MCDONOUGH BLVD SE | ATLANTA | Fulton | 600697 | G-2 | [5 empty] | Removed from Ground | Empty | 10000 | Bare Steel | 1993-07-19 | 1993-07-19 | Bare Steel
HILL AIRCRAFT & LEASING CORP | 3948 AVIATION CIR | ATLANTA | Fulton | 600106 | 1 | Flapper Valve | 1998-08-01 | FALSE | 1998-08-01 | FALSE | Currently in Use | Gas (Historical Use) | 12000 | Steel-Impressed Current | 1973-02-17 |  | Steel (Impressed Current) | Pressurized
HILL AIRCRAFT & LEASING CORP | 3948 AVIATION CIR | ATLANTA | Fulton | 600106 | 7 | [5 empty] | Removed from Ground | Empty | 12000 | Bare Steel | 1971-03-14 | 1990-01-01 | Bare Steel | Safe Suction (Euro)
JOHNSON CONTROLS/BATTERY DIV | 4605 FULTON IND BLVD | ATLANTA | Fulton | 600044 | 3 | [5 empty] | Removed from Ground | Other | 600 | Marked Unknown | 1983-05-08 | 1991-08-01 | Galvanized Steel
MILLER ZELL INC | 4750 FREDERICK DR SW | ATLANTA | Fulton | 600207 | 2 | [5 empty] | Permanently Out of Use - historical purposes | Other | 1000 | Bare Steel | 1974-04-12 | 1899-12-31 | Galvanized Steel
HUBB ENTER CO/ADVANCE PROCESS SU | 4295 WENDELL DR SW | ATLANTA | Fulton | 600225 | 10 | [5 empty] | Removed from Ground | Hazardous Substance | 2000 | Bare Steel | 1980-05-01 | 1995-04-25 | Galvanized Steel | Pressurized
RYDER TRANSPORTATION SVCS #0147A | 4797 MENDEL CT SW | ATLANTA | Fulton | 600327 | 1 | [5 empty] | Removed from Ground | Diesel | 10000 | Bare Steel | 1974-03-30 | 1989-01-01 | Galvanized Steel
DISPERSIONS INC | 490 GREAT SOUTHWEST PARKWAY | ATLANTA | Fulton | 600508 | 2 | [5 empty] | Removed from Ground | Other | 3000 | Bare Steel | 1985-01-14 | 1997-05-01 | Galvanized Steel | Suction (American)
HILL AIRCRAFT & LEASING CORP | 3948 AVIATION CIR | ATLANTA | Fulton | 600106 | 3 | Flapper Valve | 1998-08-01 | FALSE | 1998-08-01 | FALSE | Currently in Use | Kerosene | 12000 | Steel-Impressed Current | 1973-02-17 |  | Steel (Impressed Current) | Safe Suction (Euro)
CITGO | 655 CLEVELAND AVE | ATLANTA | Fulton | 600985 | 1 |  | 1993-06-01 | FALSE | 1993-06-01 | FALSE | Currently in Use | Diesel | 10000 | Fiberglass Double Walled | 1979-04-25 |  | Double-Walled Fiberglass | Pressurized
CITGO | 655 CLEVELAND AVE | ATLANTA | Fulton | 600985 | 4 |  | 1993-06-01 | FALSE | 1993-06-01 | FALSE | Currently in Use | Premium | 10000 | Fiberglass Double Walled | 1979-04-25 |  | Double-Walled Fiberglass | Pressurized
GRANT PARK MAINTENANCE | 840 CHREOKEE AVE SE | ATLANTA | Fulton | 602006 | 1 | [5 empty] | Removed from Ground | Gas (Historical Use) | 500 | Epoxy | 1969-01-01 | 1998-10-30 | Galvanized Steel | Suction (American)
CUMMINS SOUTH INC | 100 UNIVERSITY AVE SW | ATLANTA | Fulton | 9000410 | 4 |  |  | TRUE |  | TRUE | Removed from Ground | Used Oil | 1000 | Bare Steel | 1973-01-01 | 1990-11-07 | Galvanized Steel
RNDC ATLANTA WAREHOUSE | ONE NATIONAL DR SW | ATLANTA | Fulton | 600160 | 5 | Ball Float | 1998-07-28 | FALSE | 1998-07-28 | FALSE | Removed from Ground | Diesel | 10000 | Fiberglass | 1998-07-28 |  | Double-Walled Flex | Pressurized
RNDC ATLANTA WAREHOUSE | ONE NATIONAL DR SW | ATLANTA | Fulton | 600160 | 4 | Ball Float | 1998-07-28 | FALSE | 1998-07-28 | FALSE | Removed from Ground | Diesel | 10000 | Fiberglass | 1998-07-28 |  | Double-Walled Flex | Pressurized
INTERSTATE NATIONALEASE INC - W | 4675 BAKERS FERRY RD | ATLANTA | Fulton | 600088 | 1 | [5 empty] | Removed from Ground | Diesel | 10000 | Bare Steel | 1981-05-03 | 1999-02-01 | Bare Steel | Pressurized
MCKESSON WINE & SPIRITS CO | 150 VILLANOVA DR SW | ATLANTA | Fulton | 600060 | 1 | [5 empty] | Removed from Ground | Diesel | 10000 | Bare Steel | 1976-05-03 | 2001-02-27 | Galvanized Steel
HUBB ENTER CO/ADVANCE PROCESS SU | 4295 WENDELL DR SW | ATLANTA | Fulton | 600225 | 9 | [5 empty] | Removed from Ground | Hazardous Substance | 2000 | Bare Steel | 1980-05-01 | 1995-04-25 | Galvanized Steel | Pressurized
HUBB ENTER CO/ADVANCE PROCESS SU | 4295 WENDELL DR SW | ATLANTA | Fulton | 600225 | 6 | [5 empty] | Removed from Ground | Hazardous Substance | 2000 | Bare Steel | 1980-05-01 | 1995-04-25 | Galvanized Steel | Pressurized
CROSSROADS BP | 2095 METROPOLITAN PKWY | ATLANTA | Fulton | 602012 | 3 | Ball Float | 1987-11-04 |  | 1987-11-04 |  | Closed in Ground | Gas (Historical Use) | 10000 | Steel-Impressed Current | 1987-11-04 | 2016-01-14 | Steel (Impressed Current) | Pressurized
EXXON | 840 MCDONOUGH BLVD | ATLANTA | Fulton | 600726 | 1 | [5 empty] | Removed from Ground | Gas (Historical Use) | 3000 | Bare Steel | 1966-03-15 | 2001-03-28 | Bare Steel | Suction (American)
US PENITENTIARY ATLANTA | 601 MCDONOUGH BLVD SE | ATLANTA | Fulton | 600697 | B&D0H |  | 1989-10-30 |  | 1989-10-30 |  | Removed from Ground | Diesel | 4000 | Double Walled | 1989-10-30 | 2003-05-02 | Double Walled | Suction (American)
SKYLINE TRANSPORTATION INC | 1140 SOUTH RIVER IND BLVD SE | ATLANTA | Fulton | 600636 | 3 | [5 empty] | Removed from Ground | Gas (Historical Use) | 8000 | Bare Steel | 2000-05-10 | 2000-05-10 | Bare Steel | Safe Suction (Euro)
BENTON BROS FILM EXPRESS | 1045 S RIVER INDUSTRIAL BLVD SE | ATLANTA | Fulton | 600670 | 2 | [5 empty] | Removed from Ground | Diesel | 8000 | Bare Steel | 1976-01-03 | 1998-08-01 | Galvanized Steel
SPECTRUM SOUND & ACC INC | 2536 STEWART AVE SW | ATLANTA | Fulton | 600562 | 3 | [5 empty] | Closed in Ground | Gas (Historical Use) | 8000 | Bare Steel | 1976-04-06 | 1988-05-16 | Galvanized Steel
CRODA INKS CORP | 1040 GRANT ST | ATLANTA | Fulton | 600540 | 2 | [5 empty] | Removed from Ground | Gas (Historical Use) | 3000 | Bare Steel | 1974-05-03 | 1993-07-01 | Unknown
W P GIBSON | 8 CLEVELAND AVE SE | ATLANTA | Fulton | 600437 | 2 | [5 empty] | Removed from Ground | Gas (Historical Use) | 3000 | Bare Steel | 1966-05-05 | 1988-06-01 | Galvanized Steel
CROWN STATION GA-003 | 1629 LAKEWOOD AVE SE | ATLANTA | Fulton | 9000035 | 5 | [5 empty] | Removed from Ground | Gas (Historical Use) | 10000 | Bare Steel | 1978-04-06 | 1988-10-22 | Galvanized Steel | Pressurized
GENERAL MOTORS/LAKEWOOD PLANT | 510 SAWTELL AVE SE | ATLANTA | Fulton | 9000030 | T-2 | [5 empty] | Removed from Ground | Other | 12000 | Cathodically Protected Steel | 1958-05-15 | 1990-08-31 | Not Marked
A TOW ATLANTA INC | 180 HARRIETT ST SE | ATLANTA | Fulton | 600193 | 5 |  |  | TRUE |  | TRUE | Removed from Ground | Used Oil | 5000 | Marked Unknown | 1993-02-08 | 1993-02-08 | Unknown
A TOW ATLANTA INC | 180 HARRIETT ST SE | ATLANTA | Fulton | 600193 | 7 | [5 empty] | Removed from Ground | Empty | 0 | Marked Unknown | 1986-05-08 | 1899-12-31 | Unknown
A TOW ATLANTA INC | 180 HARRIETT ST SE | ATLANTA | Fulton | 600193 | 4 | [5 empty] | Removed from Ground | Other | 5000 | Marked Unknown | 1993-02-08 | 1993-02-08 | Unknown
RYDER/P I E TRUCK TERMINAL | 2300 JONESBORO RD SE | ATLANTA | Fulton | 600206 | 1 |  |  | TRUE |  | TRUE | Removed from Ground | Used Oil | 5000 | Bare Steel | 1971-04-13 | 1994-08-01 | Unknown
RYDER/P I E TRUCK TERMINAL | 2300 JONESBORO RD SE | ATLANTA | Fulton | 600206 | 14 | [5 empty] | Removed from Ground | Diesel | 5000 | Bare Steel | 1980-04-10 | 1994-08-01 | Unknown
CKS PACKAGING INC | 5515 TULANE DR/PO BOX 44052 | ATLANTA | Fulton | 600059 | 1 | [5 empty] | Removed from Ground | Diesel | 2000 | Bare Steel | 1986-05-01 | 1990-08-21 | Unknown
JOHNSON CONTROLS/BATTERY DIV | 4605 FULTON IND BLVD | ATLANTA | Fulton | 600044 | 6 |  |  | TRUE |  | TRUE | Removed from Ground | Used Oil | 250 | Bare Steel | 1956-01-01 | 1991-08-19 | Bare Steel | Gravity Fed
MILLER ZELL INC | 4750 FREDERICK DR SW | ATLANTA | Fulton | 600207 | 1 | [5 empty] | Permanently Out of Use - historical purposes | Other | 500 | Bare Steel | 1974-04-12 | 1899-12-31 | Galvanized Steel
HUBB ENTER CO/ADVANCE PROCESS SU | 4295 WENDELL DR SW | ATLANTA | Fulton | 600225 | 11 | [5 empty] | Removed from Ground | Hazardous Substance | 2000 | Bare Steel | 1980-05-01 | 1995-04-25 | Galvanized Steel | Pressurized
FULTON COUNTY DEPT OF AVIATION | 3929 AVIATION CIR | ATLANTA | Fulton | 600248 | 4 | Ball Float | 1993-04-01 | FALSE | 1993-04-01 | FALSE | Currently in Use | Regular | 12000 | Fiberglass Double Walled | 1993-04-01 |  | Double-Walled Fiberglass | Pressurized
FULTON COUNTY DEPT OF AVIATION | 3929 AVIATION CIR | ATLANTA | Fulton | 600248 | 5 | Ball Float | 1993-04-01 | FALSE | 1993-04-01 | FALSE | Currently in Use | Diesel | 12000 | Fiberglass Double Walled | 1993-04-01 |  | Double-Walled Fiberglass | Pressurized
M K MGMT CO | 4530 -H PATTON DR EAST | ATLANTA | Fulton | 600537 | 2 | [5 empty] | Removed from Ground | Gas (Historical Use) | 6000 | Bare Steel | 1983-04-24 | 1988-04-19 | Galvanized Steel
MCPHERSON OIL PRODUCTS INC D/B/A | 170 SELIG DR | ATLANTA | Fulton | 600417 | 2 | [5 empty] | Removed from Ground | Gas (Historical Use) | 12000 | Bare Steel | 1991-11-01 | 1999-05-25 | Galvanized Steel | Pressurized
PRINTPACK INC | 4335 WENDELL DR SW | ATLANTA | Fulton | 9060166 | 10 | [5 empty] | Closed in Ground | Hazardous Substance | 1000 | Bare Steel | 1985-01-01 | 1991-03-26 | Not Marked
UNOCAL STATION #9023-107 | 4200 FULTON IND BLVD | ATLANTA | Fulton | 9060015 | 3 | [5 empty] | Removed from Ground | Other | 12000 | Marked Unknown | 1991-07-15 | 1991-07-15 | Unknown
MCJUNKIN CORP | 4565 FREDERICK DR SW | ATLANTA | Fulton | 9060035 | 1 | [5 empty] | Removed from Ground | Gas (Historical Use) | 3000 | Bare Steel | 1979-01-10 | 1991-04-29 | Unknown
AMOCO STATION #769 | 4335 FULTON INDUSTRIAL BLVD | ATLANTA | Fulton | 9060042 | 3 |  | 1966-04-28 |  | 1966-04-28 |  | Permanently Out of Use - historical purposes | Gas (Historical Use) | 4000 | Cathodically Protected Steel | 1966-04-28 | 1899-12-31 | Cathodically Protected
TEXACO FOOD STORE | 180 UNIVERSITY AVE SW | ATLANTA | Fulton | 600898 | 2 | Ball Float | 1996-01-01 | FALSE | 1996-01-01 | FALSE | Currently in Use | Regular | 10000 | Fiberglass | 1985-05-06 |  | Fiberglass Reinforced Plastic | Pressurized
125 MILTON Avenue Multifamily (STANDARD TRUCKING CO/TENANT) | 125 Milton Ave. SE. | ATLANTA | Fulton | 600904 | 1 | [5 empty] | Removed from Ground | Diesel | 8000 | Bare Steel |  | 1899-12-31 | Unknown
125 MILTON Avenue Multifamily (STANDARD TRUCKING CO/TENANT) | 125 Milton Ave. SE. | ATLANTA | Fulton | 600904 | 4 | [5 empty] | Removed from Ground | Diesel | 12000 | Double Walled | 1992-02-28 | 2005-06-02 | Fiberglass Reinforced Plastic | Pressurized
CUMMINS SOUTH INC | 100 UNIVERSITY AVE SW | ATLANTA | Fulton | 9000410 | 6 |  |  | FALSE |  | FALSE | Closed in Ground | Not Marked/Tank Removed | 0 | Unknown |  | 1899-12-31 | Unknown
US PENITENTIARY ATLANTA | 601 MCDONOUGH BLVD SE | ATLANTA | Fulton | 600697 | G-1 | [5 empty] | Removed from Ground | Empty | 12000 | Bare Steel | 1975-05-09 | 1993-07-16 | Bare Steel
JAMES E JENKINS | 2220 JONESBORO RD SE | ATLANTA | Fulton | 600454 | 2 | [5 empty] | Removed from Ground | Gas (Historical Use) | 6100 | Bare Steel | 1972-06-16 | 1899-12-31 | Bare Steel
GENERAL MOTORS/LAKEWOOD PLANT | 510 SAWTELL AVE SE | ATLANTA | Fulton | 9000030 | T-6 | [5 empty] | Removed from Ground | Other | 12000 | Cathodically Protected Steel | 1958-05-15 | 1990-08-31 | Not Marked
GENERAL MOTORS/LAKEWOOD PLANT | 510 SAWTELL AVE SE | ATLANTA | Fulton | 9000030 | T-3 | [5 empty] | Removed from Ground | Other | 12000 | Cathodically Protected Steel | 1958-05-15 | 1990-08-31 | Not Marked
125 MILTON Avenue Multifamily (STANDARD TRUCKING CO/TENANT) | 125 Milton Ave. SE. | ATLANTA | Fulton | 600904 | 2 | [5 empty] | Removed from Ground | Other | 8000 | Bare Steel |  | 1899-12-31 | Unknown
BENTON BROS FILM EXPRESS | 1045 S RIVER INDUSTRIAL BLVD SE | ATLANTA | Fulton | 600670 | 3 | [5 empty] | Removed from Ground | Gas (Historical Use) | 1000 | Bare Steel | 1976-01-03 | 1998-08-01 | Galvanized Steel
CROWN STATION GA-003 | 1629 LAKEWOOD AVE SE | ATLANTA | Fulton | 9000035 | 3 | [5 empty] | Removed from Ground | Gas (Historical Use) | 6047 | Bare Steel | 1967-04-09 | 1992-02-05 | Galvanized Steel | Pressurized
GENERAL MOTORS/LAKEWOOD PLANT | 510 SAWTELL AVE SE | ATLANTA | Fulton | 9000030 | NY-1 | [5 empty] | Removed from Ground | Diesel | 10000 | Fiberglass | 1977-05-10 | 1990-08-31 | Galvanized Steel
RYDER/P I E TRUCK TERMINAL | 2300 JONESBORO RD SE | ATLANTA | Fulton | 600206 | 2 | [5 empty] | Removed from Ground | Other | 10000 | Bare Steel | 1978-04-11 | 1994-08-01 | Unknown
RYDER/P I E TRUCK TERMINAL | 2300 JONESBORO RD SE | ATLANTA | Fulton | 600206 | 8 | [5 empty] | Removed from Ground | Diesel | 30000 | Bare Steel | 1980-04-10 | 1994-08-01 | Unknown
CHEVRON FOOD MART | 221 CLEVELAND AVE SW | ATLANTA | Fulton | 601017 | 1 | Flapper Valve | 1993-06-23 | FALSE | 1993-06-23 | FALSE | Currently in Use | Regular | 10000 | Fiberglass | 1984-11-09 |  | Double-Walled Fiberglass | Pressurized
125 MILTON Avenue Multifamily (STANDARD TRUCKING CO/TENANT) | 125 Milton Ave. SE. | ATLANTA | Fulton | 600904 | 5 |  |  | FALSE |  | FALSE | Removed from Ground | Used Oil | 1000 | Unknown | 2009-09-02 | 2009-09-02 | Unknown
KERR-MCGEE #2138 | 2095 JONESBORO RD SE | ATLANTA | Fulton | 600794 | 2 | [5 empty] | Removed from Ground | Gas (Historical Use) | 10000 | Bare Steel | 1966-03-08 | 1973-10-03 | Galvanized Steel
COMPLETE AUTO TRANSIT INC | 465 SAWTELL AVE | ATLANTA | Fulton | 600678 | 2 | [5 empty] | Removed from Ground | Other | 6048 | Bare Steel | 1965-02-23 | 1991-07-29 | Galvanized Steel
CUMMINS SOUTH INC | 100 UNIVERSITY AVE SW | ATLANTA | Fulton | 9000410 | 1 |  |  | TRUE |  | TRUE | Removed from Ground | Used Oil | 550 | Bare Steel | 1963-04-28 | 1990-11-07 | Galvanized Steel
KERR-MCGEE #2138 | 2095 JONESBORO RD SE | ATLANTA | Fulton | 600794 | 3 |  |  | FALSE |  | FALSE | Removed from Ground |  | 560 |  |  | 2019-09-12
BENTON BROS FILM EXPRESS | 1045 S RIVER INDUSTRIAL BLVD SE | ATLANTA | Fulton | 600670 | 5 | [5 empty] | Removed from Ground | Empty | 560 | Bare Steel | 1976-01-03 | 1991-11-01 | Galvanized Steel
BENTON BROS FILM EXPRESS | 1045 S RIVER INDUSTRIAL BLVD SE | ATLANTA | Fulton | 600670 | 4 | [5 empty] | Removed from Ground | Other | 1000 | Bare Steel | 1976-01-03 | 1998-08-01 | Galvanized Steel
PHILLIP 66 | 4641 FLAT SHOALS RD STE A | UNION CITY | Fulton | 9060822 | 1 | Ball Float | 1998-02-01 | FALSE | 1998-02-01 | FALSE | Currently in Use | Regular | 10000 | Fiberglass | 1998-05-01 |  | Double-Walled Fiberglass | Pressurized
RYDER/P I E TRUCK TERMINAL | 2300 JONESBORO RD SE | ATLANTA | Fulton | 600206 | 9 | [5 empty] | Removed from Ground | Diesel | 30000 | Bare Steel | 1980-04-10 | 1994-08-01 | Unknown
RYDER/P I E TRUCK TERMINAL | 2300 JONESBORO RD SE | ATLANTA | Fulton | 600206 | 12 | [5 empty] | Removed from Ground | Diesel | 30000 | Bare Steel | 1980-04-10 | 1994-08-01 | Unknown
TSX TRAILER STORAGE | 2090 -B JONESBORO RD SE | ATLANTA | Fulton | 600258 | 3 | [5 empty] | Removed from Ground | Other | 3000 | Bare Steel | 1972-04-18 | 1991-07-30 | Galvanized Steel
PACIFIC PRIDE #200 BOATROCK RD | 5955 FULTON IND BLVD | ATLANTA | Fulton | 9060491 | 4 |  | 1993-11-22 |  | 1993-11-22 |  | Removed from Ground | Diesel | 20000 | Composite | 1993-11-11 | 2001-01-11 | Fiberglass Reinforced Plastic | Pressurized
J L BROWN SOUTH | 140 MENDEL DR SW | ATLANTA | Fulton | 9060262 | 1 | [5 empty] | Removed from Ground | Gas (Historical Use) | 1000 | Bare Steel | 1992-09-10 | 1992-09-10 | Bare Steel
COMMUNICATION TECHNOLOGY | 6049 BOAT ROCK RD | ATLANTA | Fulton | 9060272 | 3 | [5 empty] | Removed from Ground | Hazardous Substance | 1000 | Not Marked/Unknown | 1992-07-07 | 1992-07-07 | Not Marked
UNITED BEECHCRAFT/HANGER ONE INC | 3956 AVIATION CIR | ATLANTA | Fulton | 9060233 | B-5AU | [5 empty] | Removed from Ground | Gas (Historical Use) | 1000 | Bare Steel | 1970-12-15 | 1899-12-31 | Bare Steel
QUICK FUEL | 4690 FULTON INDUSTRIAL BLVD | ATLANTA | Fulton | 9060295 | 1 | Flapper Valve | 1993-05-22 | FALSE | 1993-05-22 | FALSE | Currently in Use | Diesel | 20000 | Fiberglass | 1993-03-10 |  | Fiberglass Reinforced Plastic | Pressurized
GARY CONCRETE PRODUCTS INC | 1849 HOLLYWOOD RD | ATLANTA | Fulton | 9060325 | 2 | [5 empty] | Removed from Ground | Gas (Historical Use) | 2000 | Bare Steel | 1961-02-27 | 1993-01-01 | Galvanized Steel
FINA STATION #131-7175-709 | 1227 VIRGINIA AVE | EAST POINT | Fulton | 601152 | 4 |  |  | FALSE |  | FALSE | Permanently Out of Use - historical purposes | Gas (Historical Use) | 3000 | Bare Steel | 1959-04-30 |  | Galvanized Steel
FINA STATION #131-7175-709 | 1227 VIRGINIA AVE | EAST POINT | Fulton | 601152 | 5 |  |  | TRUE |  | TRUE | Permanently Out of Use - historical purposes | Used Oil | 600 | Bare Steel | 1959-04-30 |  | Galvanized Steel
MURPHY STORE #8759 | 864 CLEVELAND AVE | EAST POINT | Fulton | 10002501 | 2B | Flapper Valve | 2015-12-15 | FALSE |  | FALSE | Currently in Use | Premium | 8000 | Fiberglass Double Walled | 2015-12-02 |  | Double-Walled Fiberglass | Pressurized
JOHNSON CONTROLS/BATTERY DIV | 4605 FULTON IND BLVD | ATLANTA | Fulton | 600044 | 4 | [5 empty] | Removed from Ground | Diesel | 10000 | Fiberglass | 1956-01-01 | 1991-08-19 | Bare Steel | Pressurized
JOHNSON CONTROLS/BATTERY DIV | 4605 FULTON IND BLVD | ATLANTA | Fulton | 600044 | 1 | [5 empty] | Removed from Ground | Diesel | 9410 | Fiberglass | 1984-05-08 | 1991-08-01 | Unknown
MARTIN-BROWER CO | 5133 FULTON IND BLVD | ATLANTA | Fulton | 600530 | 1 | [5 empty] | Removed from Ground | Diesel | 10000 | Bare Steel | 1975-05-04 | 1998-10-01 | Galvanized Steel | Pressurized
PETROKART LLC | 5636 FULTON IND BLVD | ATLANTA | Fulton | 10000703 | N900183-B | Ball Float | 2004-03-29 | FALSE | 2004-03-29 | FALSE | Currently in Use | Diesel | 6000 | Fiberglass | 2004-03-25 |  | Double-Walled Fiberglass | Pressurized
CTC/JOSLYN MANUFACTURING COMPANY | 6045 BOAT ROCK ROAD | ATLANTA | Fulton | 10000441 | 1 |  |  | FALSE |  | FALSE | Removed from Ground | Gas (Historical Use) | 0 | Unknown | 1993-01-01 | 1993-01-01 | Unknown
PENSKE TRUCK LEASING CO LP | 4610 FULTON IND BLVD | ATLANTA | Fulton | 7000009 | 4 |  |  | TRUE |  | TRUE | Removed from Ground | Used Oil | 500 | Cathodically Protected Steel | 1981-01-01 | 1899-12-31 | Galvanized Steel | Gravity Fed
PENSKE TRUCK LEASING CO LP | 4610 FULTON IND BLVD | ATLANTA | Fulton | 7000009 | 1 | [5 empty] | Removed from Ground | Gas (Historical Use) | 10000 | Cathodically Protected Steel | 1981-01-01 | 1899-12-31 | Galvanized Steel | Pressurized
CITY OF EAST POINT | 930 CLEVELAND AVE | EAST POINT | Fulton | 9060017 | 2 | [5 empty] | Removed from Ground | Other | 8000 | Bare Steel | 1981-01-01 | 1991-11-01 | Bare Steel
WELLSTAR AMC SOUTH | 1170 CLEVELAND AVE | EAST POINT | Fulton | 9060182 | 5 | Overfill Alarm | 2003-09-08 | FALSE | 2003-09-08 | FALSE | Currently in Use | Diesel | 15000 | Composite Double Walled | 2003-09-08 |  | Double-Walled Flex | Pressurized
WELLSTAR AMC SOUTH | 1170 CLEVELAND AVE | EAST POINT | Fulton | 9060182 | 4 | Flapper Valve | 1988-01-01 | FALSE | 1988-01-01 | FALSE | Currently in Use | Diesel | 500 | Steel-Impressed Current | 1988-01-01 |  | Copper | Safe Suction (Euro)
SHELL EAST POINT | 2641 MAIN ST | EAST POINT | Fulton | 9060227 | 2 | Flapper Valve | 1998-05-23 | FALSE | 1998-05-23 | FALSE | Currently in Use | Diesel | 10000 | Fiberglass | 1986-07-01 |  | Fiberglass Reinforced Plastic | Pressurized
A TOW ATLANTA INC | 180 HARRIETT ST SE | ATLANTA | Fulton | 600193 | 8 | [5 empty] | Removed from Ground | Empty | 0 | Marked Unknown | 1986-05-08 | 1899-12-31 | Unknown
A TOW ATLANTA INC | 180 HARRIETT ST SE | ATLANTA | Fulton | 600193 | 6 | [5 empty] | Removed from Ground | Empty | 0 | Marked Unknown | 1986-05-08 | 1899-12-31 | Unknown
A TOW ATLANTA INC | 180 HARRIETT ST SE | ATLANTA | Fulton | 600193 | 9 | [5 empty] | Removed from Ground | Empty | 0 | Marked Unknown | 1986-05-08 | 1899-12-31 | Unknown
BMTS/LIDDELL SATELLITE | 2061 LIDDELL DR NW | ATLANTA | Fulton | 600286 | 3 | [5 empty] | Removed from Ground | Diesel | 20000 | Cathodically Protected Steel | 1985-05-07 | 1998-11-19 | Cathodically Protected
EXXON STATION #4-6055 | 4205 FULTON IND BLVD | ATLANTA | Fulton | 600900 | 3 | [5 empty] | Removed from Ground | Gas (Historical Use) | 6000 | Bare Steel | 1968-01-01 | 1987-10-08 | Galvanized Steel
FULTON COUNTY DEPT OF AVIATION | 3929 AVIATION CIR | ATLANTA | Fulton | 600248 | 2 | [5 empty] | Removed from Ground | Gas (Historical Use) | 1000 | Bare Steel | 1973-04-19 | 1899-12-31 | Galvanized Steel
THE SYNKOLOID CO | 400 COLGATE DR SW | ATLANTA | Fulton | 600272 | 1 | [5 empty] | Removed from Ground | Other | 8000 | Bare Steel | 1981-03-18 | 1995-08-01 | Galvanized Steel | Safe Suction (Euro)
CLEVELAND ELECTRIC CO OF GA INC | 1281 FULTON IND BLVD | ATLANTA | Fulton | 600296 | 1 | [5 empty] | Removed from Ground | Gas (Historical Use) | 8000 | Bare Steel | 1993-01-01 | 1993-01-01 | Bare Steel
DISPERSIONS INC | 490 GREAT SOUTHWEST PARKWAY | ATLANTA | Fulton | 600508 | 1 | [5 empty] | Removed from Ground | Other | 5000 | Bare Steel | 1985-01-14 | 1997-05-01 | Galvanized Steel | Suction (American)
PACIFIC PRIDE #200 BOATROCK RD | 5955 FULTON IND BLVD | ATLANTA | Fulton | 9060491 | 3 |  | 1993-11-22 |  | 1993-11-22 |  | Removed from Ground | Gas (Historical Use) | 10000 | Composite | 1993-11-11 | 2001-01-11 | Fiberglass Reinforced Plastic | Pressurized
OWENS CORNING FIBERGLAS CORP | 4795 FREDERICK DR | ATLANTA | Fulton | 600464 | 1 | [5 empty] | Removed from Ground | Empty | 1000 | Bare Steel | 1987-10-10 | 1987-10-10 | Bare Steel
U-HAUL #77674 | 4375 FULTON IND BLVD | ATLANTA | Fulton | 600405 | 2 | [5 empty] | Removed from Ground | Gas (Historical Use) | 4000 | Fiberglass | 1984-05-08 | 1998-09-01 | Bare Steel
GA DOT/HANGAR/CHARLIE BROWN | 4175 SOUTH AIRPORT RD | ATLANTA | Fulton | 600503 | 2 | [5 empty] | Removed from Ground | Other | 12000 | Bare Steel | 1998-05-30 | 1998-05-30 | Galvanized Steel
PACIFIC PRIDE #200 BOATROCK RD | 5955 FULTON IND BLVD | ATLANTA | Fulton | 9060491 | 2 |  | 1993-11-22 |  | 1993-11-22 |  | Removed from Ground | Gas (Historical Use) | 10000 | Composite | 1993-11-11 | 2001-01-11 | Fiberglass Reinforced Plastic | Pressurized
MASTERS ECONOMY INN | 4120 FULTON IND BLVD | ATLANTA | Fulton | 9060459 | 1 | [5 empty] | Closed in Ground | Gas (Historical Use) | 0 | Not Marked/Unknown | 1995-05-18 | 1995-05-18 | Not Marked
HANGAR ONE INC | 700 FULTON IND BLVD FUEL FARM D | ATLANTA | Fulton | 9060235 | D-7AU | [5 empty] | Removed from Ground | Gas (Historical Use) | 1000 | Bare Steel | 1968-12-15 | 1992-08-20 | Bare Steel
UNITED BEECHCRAFT/HANGER ONE INC | 3956 AVIATION CIR | ATLANTA | Fulton | 9060233 | B-1 | [5 empty] | Removed from Ground | Other | 10000 | Bare Steel | 1970-12-15 | 1899-12-31 | Bare Steel
UNITED BEECHCRAFT/HANGER ONE INC | 3956 AVIATION CIR | ATLANTA | Fulton | 9060233 | B-2 | [5 empty] | Removed from Ground | Other | 10000 | Bare Steel | 1970-12-15 | 1899-12-31 | Bare Steel
QUIKTRIP #763 | 4745 JONESBORO RD | UNION CITY | Fulton | 9060856 | 3 | Flapper Valve | 2001-02-01 | FALSE | 2001-02-01 | FALSE | Currently in Use | Premium | 12000 | Fiberglass | 2001-01-01 |  | Fiberglass Reinforced Plastic | Pressurized
JYOTI INC | 3875 FLATSHOALS RD | UNION CITY | Fulton | 9060757 | 1 | Ball Float | 1998-12-01 | FALSE | 1998-12-01 | FALSE | Currently in Use | Premium | 8000 | Fiberglass | 1998-12-01 |  |  | Pressurized
STIVERS FORD SOUTH | 4355 JONESBORO RD | UNION CITY | Fulton | 9060515 | 1 | Flapper Valve | 1998-05-01 | FALSE | 1998-05-01 | FALSE | Temporarily out of use | Regular | 8000 | Galvanic (STIP-3) | 1991-01-01 |  | Galvanized Steel | Safe Suction (Euro)
ANDY LEWIS CHEVROLET | 6822 SHANNON PARKWAY | UNION CITY | Fulton | 600038 | 3 | [5 empty] | Removed from Ground | Other | 500 | Not Marked/Unknown | 1995-11-01 | 1995-11-01 | Not Marked
USA PETROLEUM STATION #143 | 4638 JONESBORO RD | UNION CITY | Fulton | 600780 | 5 |  | 1999-08-10 |  | 1999-08-10 |  | Removed from Ground | Gas (Historical Use) | 12000 | Double Walled | 1999-08-10 | 2005-07-01 | Double Walled | Pressurized
RYDER LC 0147 | 5875 FULTON INDUSTRIAL BLVD | ATLANTA | Fulton | 10001862 | 1 | Flapper Valve | 2009-12-15 | FALSE | 2009-12-15 | FALSE | Currently in Use | Diesel | 15000 | Fiberglass Double Walled | 2009-11-20 |  | Double-Walled Fiberglass | Pressurized
HANGAR ONE INC | 700 FULTON IND BLVD FUEL FARM D | ATLANTA | Fulton | 9060235 | D-1 | [5 empty] | Removed from Ground | Other | 12000 | Bare Steel | 1965-12-16 | 1992-08-20 | Bare Steel
HANGAR ONE INC | 700 FULTON IND BLVD FUEL FARM D | ATLANTA | Fulton | 9060235 | D-6 | [5 empty] | Removed from Ground | Other | 6000 | Bare Steel | 1968-12-15 | 1992-08-20 | Bare Steel
PRINTPACK INC | 4335 WENDELL DR SW | ATLANTA | Fulton | 9060166 | 9 | [5 empty] | Closed in Ground | Hazardous Substance | 1000 | Bare Steel | 1985-01-01 | 1991-03-27 | Not Marked
CLEVELAND ELECTRICAL CORP OF GA | 3980 MLK JR BLVD | ATLANTA | Fulton | 9060332 | 1 | [5 empty] | Removed from Ground | Gas (Historical Use) | 8000 | Not Marked/Unknown | 1994-03-07 | 1994-03-07 | Not Marked
Valero Food Mart | 4336 FULTON INDUSTRIAL BLVD | ATLANTA | Fulton | 9060082 | 1 |  | 1987-01-01 | FALSE | 1987-01-01 | FALSE | Removed from Ground | Regular | 12000 | Fiberglass | 1986-10-01 |  | Fiberglass Reinforced Plastic | Pressurized
LESLIE LOCKE INC | 605 STONEHILL DR | ATLANTA | Fulton | 9060160 | 1 | [5 empty] | Removed from Ground | Hazardous Substance | 5000 | Bare Steel | 1981-02-01 | 1993-03-02 | Bare Steel
GREENBRIAR FLEA MARKET | 2925 HEADLAND DR | EAST POINT | Fulton | 9060300 | 2 |  |  | TRUE |  | TRUE | Removed from Ground | Used Oil | 1100 | Not Marked/Unknown | 1993-08-31 | 1993-08-31 | Not Marked
CROWE MARINE | 3067 MAIN ST | EAST POINT | Fulton | 9060274 | 1 | [5 empty] | Removed from Ground | Diesel | 1 | Not Marked/Unknown | 1973-01-01 | 1973-01-01 | Not Marked
STANTON ROAD CITGO | 2048 STANTON RD | EAST POINT | Fulton | 9060458 | 1 | Flapper Valve | 1999-02-01 | FALSE | 1999-01-01 | FALSE | Currently in Use | Regular | 10000 | Steel-Impressed Current | 1999-01-01 |  | Steel (Impressed Current) | Pressurized
PRISMO SAFETY CORP | 2675 MARTIN ST | EAST POINT | Fulton | 9000038 | 3 | [5 empty] | Permanently Out of Use - historical purposes | Other | 10000 | Cathodically Protected Steel | 1962-04-29 | 1899-12-31 | Bare Steel
CITGO | 655 CLEVELAND AVE | ATLANTA | Fulton | 600985 | 3 |  | 1993-06-01 | FALSE | 1993-06-01 | FALSE | Currently in Use | Plus | 10000 | Fiberglass Double Walled | 1979-04-25 |  | Double-Walled Fiberglass | Pressurized
CROSSROADS BP | 2095 METROPOLITAN PKWY | ATLANTA | Fulton | 602012 | 1 | Ball Float | 1987-11-04 | FALSE | 1987-11-04 | FALSE | Currently in Use | Diesel | 10000 | Steel-Impressed Current | 1987-11-04 |  | Steel (Impressed Current) | Pressurized
PRISMO SAFETY CORP | 2675 MARTIN ST | EAST POINT | Fulton | 9000038 | 13 | [5 empty] | Permanently Out of Use - historical purposes | Other | 8000 | Bare Steel | 1962-04-29 | 1899-12-31 | Bare Steel
NATIONAL LINEN SVC\NATIONAL UNIF | 1631 WILLINGHAM DR | EAST POINT | Fulton | 600403 | 3 | [5 empty] | Removed from Ground | Other | 10650 | Bare Steel | 1972-05-10 | 1994-05-09 | Galvanized Steel | Suction (American)
FINA #0494/WEBCO #610 | 3011 MAIN ST | EAST POINT | Fulton | 600444 | 2 | [5 empty] | Removed from Ground | Gas (Historical Use) | 10000 | Bare Steel | 1978-05-10 | 1989-11-07 | Galvanized Steel
PACKAGING CORPORATION OF AMERICA | 3200 LAKEWOOD AVE | EAST POINT | Fulton | 600228 | 4 | [5 empty] | Removed from Ground | Diesel | 10000 | Cathodically Protected Steel | 1989-02-13 | 1998-05-12 | Fiberglass Reinforced Plastic | Safe Suction (Euro)
PACKAGING CORPORATION OF AMERICA | 3200 LAKEWOOD AVE | EAST POINT | Fulton | 600228 | 5 |  |  | FALSE |  | FALSE | Removed from Ground | Diesel | 10000
BLONDYS GAS & FOOD MART | 3069 WASHINGTON RD | EAST POINT | Fulton | 9060248 | 2 | [5 empty] | Removed from Ground | Other | 6000 | Not Marked/Unknown | 1992-04-14 | 1992-04-14 | Not Marked
STANTON ROAD CITGO | 2048 STANTON RD | EAST POINT | Fulton | 9060458 | 1P | Flapper Valve | 1999-02-01 | FALSE | 1999-01-01 | FALSE | Currently in Use | Premium | 6000 | Steel-Impressed Current | 1999-01-01 |  | Steel (Impressed Current) | Pressurized
WASHINGTON RD TEXACO | 3816 WASHINGTON RD | EAST POINT | Fulton | 9060476 | 2 | Ball Float | 1988-06-01 | FALSE | 1988-06-01 | FALSE | Currently in Use | Premium | 10000 | Galvanic (STIP-3) | 1988-06-01 |  | Fiberglass Reinforced Plastic | Pressurized
TEXACO FOOD STORE | 180 UNIVERSITY AVE SW | ATLANTA | Fulton | 600898 | 3 | Ball Float | 1996-01-01 | FALSE | 1996-01-01 | FALSE | Currently in Use | Diesel | 10000 | Fiberglass | 1985-05-06 |  | Fiberglass Reinforced Plastic | Pressurized
IAKWAL INC | 1885 JONESBORO RD SE | ATLANTA | Fulton | 9000242 | 1 | Ball Float | 1997-11-17 | FALSE | 1997-11-17 | FALSE | Currently in Use | Regular | 12000 | Steel-Impressed Current | 1976-05-10 |  | Fiberglass Reinforced Plastic | Pressurized
EMPIRE DISTIBUTORS | 6100 EMMANUEL DR SW | ATLANTA | Fulton | 600447 | 1 |  | 1989-09-01 |  | 1989-09-01 |  | Removed from Ground | Gas (Historical Use) | 10000 | Cathodically Protected Steel | 1989-05-08 | 2003-10-08 | Fiberglass Reinforced Plastic | Safe Suction (Euro)
CTC/JOSLYN MANUFACTURING COMPANY | 6045 BOAT ROCK ROAD | ATLANTA | Fulton | 10000441 | 2 |  |  | FALSE |  | FALSE | Removed from Ground | Kerosene | 0 | Unknown | 1993-01-01 | 1993-01-01 | Unknown
ALL AMERICAN GOURMET | 5475 BUCKNELL DR SW | ATLANTA | Fulton | 9060435 | 1 | [5 empty] | Removed from Ground | Gas (Historical Use) | 1 | Not Marked/Unknown | 1987-01-19 | 1987-01-19 | Not Marked
HANGAR ONE INC | 700 FULTON IND BLVD FUEL FARM D | ATLANTA | Fulton | 9060235 | D-5 | [5 empty] | Removed from Ground | Other | 6000 | Bare Steel | 1968-12-15 | 1992-08-20 | Bare Steel
UNITED BEECHCRAFT/HANGER ONE INC | 3956 AVIATION CIR | ATLANTA | Fulton | 9060233 | B-3 | [5 empty] | Removed from Ground | Other | 10000 | Bare Steel | 1970-12-15 | 1899-12-31 | Bare Steel
UNITED BEECHCRAFT/HANGER ONE INC | 3956 AVIATION CIR | ATLANTA | Fulton | 9060233 | B-4 | [5 empty] | Removed from Ground | Other | 10000 | Bare Steel | 1970-12-15 | 1899-12-31 | Bare Steel
AMOCO STATION #769 | 4335 FULTON INDUSTRIAL BLVD | ATLANTA | Fulton | 9060042 | 10 |  | 2007-07-27 | FALSE | 2007-08-24 | FALSE | Currently in Use | Diesel | 10000 | Composite | 2007-07-25 |  | Double-Walled Fiberglass | Pressurized
GULF STATION (FORMER) | 2690 SYLVAN RD/891 CLEVELAND AVE | EAST POINT | Fulton | 9060016 | 1 | [5 empty] | Permanently Out of Use - historical purposes | Gas (Historical Use) | 1 | Marked Unknown |  | 1899-12-31 | Unknown
STANTON ROAD CITGO | 2048 STANTON RD | EAST POINT | Fulton | 9060458 | 2UL | Flapper Valve | 1999-02-01 | FALSE | 1999-01-01 | FALSE | Currently in Use | Regular | 6000 | Steel-Impressed Current | 1999-01-01 |  | Steel (Impressed Current) | Pressurized
SPECTRUM SOUND & ACC INC | 2536 STEWART AVE SW | ATLANTA | Fulton | 600562 | 1 | [5 empty] | Closed in Ground | Diesel | 8000 | Bare Steel | 1976-04-06 | 1988-05-16 | Galvanized Steel
W P GIBSON | 8 CLEVELAND AVE SE | ATLANTA | Fulton | 600437 | 5 |  |  | TRUE |  | TRUE | Removed from Ground | Used Oil | 300 | Bare Steel | 1966-05-05 | 1988-06-01 | Galvanized Steel
GENERAL MOTORS/LAKEWOOD PLANT | 510 SAWTELL AVE SE | ATLANTA | Fulton | 9000030 | T-9 | [5 empty] | Removed from Ground | Other | 12000 | Cathodically Protected Steel | 1958-05-15 | 1990-08-31 | Not Marked
GENERAL MOTORS/LAKEWOOD PLANT | 510 SAWTELL AVE SE | ATLANTA | Fulton | 9000030 | SY-1 | [5 empty] | Removed from Ground | Other | 1500 | Bare Steel | 1990-08-31 | 1990-08-31 | Unknown
GENERAL MOTORS/LAKEWOOD PLANT | 510 SAWTELL AVE SE | ATLANTA | Fulton | 9000030 | T-10 | [5 empty] | Removed from Ground | Other | 12000 | Cathodically Protected Steel | 1958-05-15 | 1990-08-31 | Not Marked
GENERAL MOTORS/LAKEWOOD PLANT | 510 SAWTELL AVE SE | ATLANTA | Fulton | 9000030 | T-13 | [5 empty] | Removed from Ground | Other | 12000 | Cathodically Protected Steel | 1958-05-15 | 1990-08-31 | Not Marked
TRANSCON LINES | 1080 SOUTH RIVER IND BLVD SE | ATLANTA | Fulton | 600256 | 2 | [5 empty] | Removed from Ground | Diesel | 20000 | Marked Unknown |  | 1899-12-31 | Unknown
TSX TRAILER STORAGE | 2090 -B JONESBORO RD SE | ATLANTA | Fulton | 600258 | 9 | [5 empty] | Removed from Ground | Diesel | 12000 | Cathodically Protected Steel | 1977-04-17 | 1992-02-01 | Galvanized Steel
TSX TRAILER STORAGE | 2090 -B JONESBORO RD SE | ATLANTA | Fulton | 600258 | 8 | [5 empty] | Removed from Ground | Diesel | 18000 | Bare Steel | 1972-04-18 | 1992-02-01 | Galvanized Steel
TSX TRAILER STORAGE | 2090 -B JONESBORO RD SE | ATLANTA | Fulton | 600258 | 2 | [5 empty] | Removed from Ground | Other | 3000 | Bare Steel | 1972-04-18 | 1991-07-30 | Galvanized Steel
GA DEPT PUBLIC SAFETY/CHARLIE BR | 4115 SOUTH AIRPORT RD | ATLANTA | Fulton | 600120 | 1 | [5 empty] | Removed from Ground | Empty | 10000 | Bare Steel | 1981-03-07 | 1899-12-31 | Galvanized Steel
GA DEPT PUBLIC SAFETY/CHARLIE BR | 4115 SOUTH AIRPORT RD | ATLANTA | Fulton | 600120 | UL475570 | [5 empty] | Removed from Ground | Empty | 10000 | Cathodically Protected Steel | 1987-02-01 | 2001-11-07 | Fiberglass Reinforced Plastic
BST/EAST POINT/F1502 | 3065 S MAIN ST | EAST POINT | Fulton | 9060208 | 2 |  | 1991-05-01 |  | 1991-05-01 |  | Removed from Ground | Other | 5000 | Cathodically Protected Steel | 1991-05-15 | 1995-11-20 | Copper | Suction (American)
W P GIBSON | 8 CLEVELAND AVE SE | ATLANTA | Fulton | 600437 | 4 | [5 empty] | Removed from Ground | Gas (Historical Use) | 8000 | Bare Steel | 1932-06-06 | 1988-06-01 | Galvanized Steel
W P GIBSON | 8 CLEVELAND AVE SE | ATLANTA | Fulton | 600437 | 1 | [5 empty] | Removed from Ground | Gas (Historical Use) | 4000 | Bare Steel | 1966-05-05 | 1988-06-01 | Galvanized Steel
JAMES E JENKINS | 2220 JONESBORO RD SE | ATLANTA | Fulton | 600454 | 1 | [5 empty] | Removed from Ground | Gas (Historical Use) | 6100 | Bare Steel | 1972-06-16 | 1899-12-31 | Bare Steel
A TOW ATLANTA INC | 180 HARRIETT ST SE | ATLANTA | Fulton | 600193 | 3 | [5 empty] | Removed from Ground | Diesel | 10000 | Marked Unknown | 1993-02-08 | 1993-02-08 | Unknown
HILL MANUFACTURING CO INC | 1500 JONESBORO RD SE | ATLANTA | Fulton | 600278 | 3 | [5 empty] | Closed in Ground | Other | 3000 | Bare Steel | 1976-05-08 | 1988-12-15 | Galvanized Steel
COMMUNICATION TECHNOLOGY | 6049 BOAT ROCK RD | ATLANTA | Fulton | 9060272 | 1 | [5 empty] | Removed from Ground | Gas (Historical Use) | 1000 | Not Marked/Unknown | 1992-07-07 | 1992-07-07 | Not Marked
QUICK FUEL | 4690 FULTON INDUSTRIAL BLVD | ATLANTA | Fulton | 9060295 | 2 | Flapper Valve | 1993-05-22 | FALSE | 1993-05-22 | FALSE | Currently in Use | Regular | 8000 | Fiberglass | 1993-03-10 |  | Fiberglass Reinforced Plastic | Pressurized
CUMMINS SOUTH INC | 100 UNIVERSITY AVE SW | ATLANTA | Fulton | 9000410 | 5 |  |  | FALSE |  | FALSE | Closed in Ground | Not Marked/Tank Removed | 0 | Unknown |  | 1899-12-31 | Unknown
EXXON | 840 MCDONOUGH BLVD | ATLANTA | Fulton | 600726 | 4 | Flapper Valve | 2016-02-08 | FALSE | 2016-02-08 | FALSE | Currently in Use | Regular | 12000 | Composite Double Walled | 2016-02-08 |  | Double-Walled Fiberglass | Pressurized
KERR-MCGEE #2138 | 2095 JONESBORO RD SE | ATLANTA | Fulton | 600794 | 4 |  |  | FALSE |  | FALSE | Removed from Ground |  | 560 |  |  | 2019-09-12
KERR-MCGEE #2138 | 2095 JONESBORO RD SE | ATLANTA | Fulton | 600794 | 1 | [5 empty] | Removed from Ground | Gas (Historical Use) | 10000 | Bare Steel | 1966-03-08 | 1973-10-03 | Galvanized Steel
JOHNSON CONTROLS/BATTERY DIV | 4605 FULTON IND BLVD | ATLANTA | Fulton | 600044 | 2 | [5 empty] | Removed from Ground | Gas (Historical Use) | 2000 | Fiberglass | 1984-05-08 | 1991-08-01 | Unknown
FULTON COUNTY DEPT OF AVIATION | 3929 AVIATION CIR | ATLANTA | Fulton | 600248 | 1 | [5 empty] | Removed from Ground | Gas (Historical Use) | 1000 | Bare Steel | 1972-04-19 | 1899-12-31 | Galvanized Steel
RYDER LC 0147 | 5875 FULTON INDUSTRIAL BLVD | ATLANTA | Fulton | 10001862 | 2 | Flapper Valve | 2009-12-15 | FALSE | 2009-12-15 | FALSE | Currently in Use | Diesel | 15000 | Fiberglass Double Walled | 2009-11-20 |  | Double-Walled Fiberglass | Pressurized
RUBIN BROTHERS INC | 5600 BUCKNELL DR | ATLANTA | Fulton | 9060464 | 1 | [5 empty] | Removed from Ground | Diesel | 10000 | Bare Steel | 1998-12-11 | 1998-12-11 | Galvanized Steel | Suction (American)
COMMUNICATION TECHNOLOGY | 6049 BOAT ROCK RD | ATLANTA | Fulton | 9060272 | 2 | [5 empty] | Removed from Ground | Kerosene | 1000 | Not Marked/Unknown | 1992-07-07 | 1992-07-07 | Not Marked
COMMUNICATION TECHNOLOGY | 5250 FULTON IND BLVD | ATLANTA | Fulton | 9060273 | 5 | [5 empty] | Removed from Ground | Other | 6000 | Not Marked/Unknown | 1992-07-07 | 1992-07-07 | Not Marked
GARY CONCRETE PRODUCTS INC | 1849 HOLLYWOOD RD | ATLANTA | Fulton | 9060325 | 3 | [5 empty] | Removed from Ground | Diesel | 2000 | Bare Steel | 1961-02-27 | 1993-01-01 | Galvanized Steel
PENSKE TRUCK LEASING CO LP | 4610 FULTON IND BLVD | ATLANTA | Fulton | 7000009 | 3 | [5 empty] | Removed from Ground | Other | 1000 | Cathodically Protected Steel | 1981-01-01 | 1899-12-31 | Galvanized Steel | Suction (American)
Valero Food Mart | 4336 FULTON INDUSTRIAL BLVD | ATLANTA | Fulton | 9060082 | 3 |  | 1987-01-01 | FALSE | 1987-01-01 | FALSE | Removed from Ground | Premium | 12000 | Fiberglass | 1986-10-01 |  | Fiberglass Reinforced Plastic | Pressurized
LESLIE LOCKE INC | 605 STONEHILL DR | ATLANTA | Fulton | 9060160 | 2 | [5 empty] | Removed from Ground | Hazardous Substance | 5000 | Bare Steel | 1981-02-01 | 1993-03-02 | Bare Steel
WELLSTAR AMC SOUTH | 1170 CLEVELAND AVE | EAST POINT | Fulton | 9060182 | 3 | Flapper Valve | 1986-01-01 | FALSE | 1986-01-01 | FALSE | Currently in Use | Diesel | 500 | Composite | 1986-01-01 |  | Copper/Secondry Containment | Safe Suction (Euro)
FOY BRICK CO | 1024 SAMPLER WAY | EAST POINT | Fulton | 670423 | 1 | [5 empty] | Removed from Ground | Gas (Historical Use) | 5000 | Bare Steel | 1956-06-25 | 1990-02-14 | Galvanized Steel
QUIKTRIP #763 | 4745 JONESBORO RD | UNION CITY | Fulton | 9060856 | 1 | Flapper Valve | 2001-02-01 | FALSE | 2001-02-01 | FALSE | Currently in Use | Regular | 20000 | Fiberglass | 2001-01-01 |  | Fiberglass Reinforced Plastic | Pressurized
TEXACO FOOD STORE | 180 UNIVERSITY AVE SW | ATLANTA | Fulton | 600898 | 1 | Ball Float | 1996-01-01 | FALSE | 1996-01-01 | FALSE | Currently in Use | Regular | 12000 | Fiberglass | 1985-05-06 |  | Fiberglass Reinforced Plastic | Pressurized
BENTON BROS FILM EXPRESS | 1045 S RIVER INDUSTRIAL BLVD SE | ATLANTA | Fulton | 600670 | 1 | [5 empty] | Removed from Ground | Diesel | 10000 | Bare Steel | 1976-01-06 | 1998-08-01 | Galvanized Steel
SKYLINE TRANSPORTATION INC | 1140 SOUTH RIVER IND BLVD SE | ATLANTA | Fulton | 600636 | 1 | [5 empty] | Removed from Ground | Diesel | 28000 | Marked Unknown | 1966-04-23 | 2000-05-10 | Unknown
JAMES E JENKINS | 2220 JONESBORO RD SE | ATLANTA | Fulton | 600454 | 3 | [5 empty] | Removed from Ground | Gas (Historical Use) | 6100 | Bare Steel | 1972-06-16 | 1899-12-31 | Bare Steel
CUMMINS SOUTH INC | 100 UNIVERSITY AVE SW | ATLANTA | Fulton | 9000410 | 3 | [5 empty] | Removed from Ground | Diesel | 750 | Bare Steel | 1974-04-25 | 1989-09-13 | Galvanized Steel
EXXON | 840 MCDONOUGH BLVD | ATLANTA | Fulton | 600726 | 3 | [5 empty] | Removed from Ground | Gas (Historical Use) | 3000 | Bare Steel | 1966-03-15 | 2001-03-28 | Bare Steel | Suction (American)
GEORGIA TRUCKING COMPANY | 540 ENGELWOOD AVE | ATLANTA | Fulton | 600690 | 2 | [5 empty] | Removed from Ground | Diesel | 0 | Bare Steel | 1976-05-10 | 2006-02-02 | Galvanized Steel | Pressurized
CASE POWER & EQUIPMENT | 4240 MLK JR DR | ATLANTA | Fulton | 600109 | 88764 | [5 empty] | Removed from Ground | Gas (Historical Use) | 2000 | Bare Steel | 1981-01-18 | 1993-09-02 | Unknown
GEORGIA-PACIFIC AVIATION DEPT (CHARLIE BROWN AIRPORT) | 3905 AERO DR | ATLANTA | Fulton | 600101 | 2 | [5 empty] | Removed from Ground | Gas (Historical Use) | 20000 | Fiberglass | 1981-03-04 | 1987-01-01 | Bare Steel
RYDER TRANSPORTATION SVCS #0147A | 4797 MENDEL CT SW | ATLANTA | Fulton | 600327 | 2 | [5 empty] | Removed from Ground | Diesel | 10000 | Bare Steel | 1974-03-30 | 1989-01-01 | Galvanized Steel
EMPIRE DISTIBUTORS | 6100 EMMANUEL DR SW | ATLANTA | Fulton | 600447 | 2 |  | 1989-09-01 |  | 1989-09-01 |  | Removed from Ground | Diesel | 10000 | Cathodically Protected Steel | 1989-05-08 | 2003-10-08 | Fiberglass Reinforced Plastic | Safe Suction (Euro)
MCPHERSON OIL PRODUCTS INC D/B/A | 170 SELIG DR | ATLANTA | Fulton | 600417 | 1 | [5 empty] | Removed from Ground | Gas (Historical Use) | 12000 | Bare Steel | 1991-11-01 | 1999-05-25 | Galvanized Steel | Pressurized
DILLON TRANSPORT INC | 1833 WESTGATE PKWY | ATLANTA | Fulton | 10001332 | 1 |  | 2011-08-01 | TRUE | 2011-08-01 | TRUE | Temporarily out of use | Diesel | 15000 | Fiberglass Double Walled | 2007-04-01 |  | Double-Walled Fiberglass | Suction (American)
HANGAR ONE INC | 700 FULTON IND BLVD FUEL FARM D | ATLANTA | Fulton | 9060235 | D-4 | [5 empty] | Removed from Ground | Other | 10000 | Bare Steel | 1965-12-16 | 1992-08-20 | Bare Steel
HANGAR ONE INC | 700 FULTON IND BLVD FUEL FARM D | ATLANTA | Fulton | 9060235 | C-IIWO | [5 empty] | Closed in Ground | Empty | 1000 | Not Marked/Unknown | 1997-02-01 | 1997-02-01 | Not Marked
AMOCO STATION #769 | 4335 FULTON INDUSTRIAL BLVD | ATLANTA | Fulton | 9060042 | 2 |  | 1966-04-28 |  | 1966-04-28 |  | Permanently Out of Use - historical purposes | Gas (Historical Use) | 4000 | Cathodically Protected Steel | 1966-04-28 | 1899-12-31 | Cathodically Protected
AMOCO STATION #769 | 4335 FULTON INDUSTRIAL BLVD | ATLANTA | Fulton | 9060042 | 8 | Flapper Valve | 1991-07-11 | FALSE | 1991-07-11 | FALSE | Currently in Use | Premium | 10000 | STIP-3/Impressed Current | 1991-07-11 |  | Cathodically Protected
DYNAMAC CORP | 4795 FULTON IND BLVD | ATLANTA | Fulton | 9060083 | 1 | [5 empty] | Removed from Ground | Diesel | 8000 | Bare Steel | 1989-10-04 | 1989-10-04 | Galvanized Steel
GREENBRIAR FLEA MARKET | 2925 HEADLAND DR | EAST POINT | Fulton | 9060300 | 3 | [5 empty] | Removed from Ground | Other | 750 | Not Marked/Unknown | 1993-08-31 | 1993-08-31 | Not Marked
BST/EAST POINT/F1502 | 3065 S MAIN ST | EAST POINT | Fulton | 9060208 | 3 | [5 empty] | Removed from Ground | Diesel | 1000 | Bare Steel | 1991-05-17 | 1991-05-17 | Unknown | Suction (American)
EAST POINT LAW ENFORCEMENT CTR | 2727 EAST POINT STREET | EAST POINT | Fulton | 9060493 | 2 | Flapper Valve | 1990-01-01 | FALSE | 1990-01-01 | FALSE | Currently in Use | Diesel | 300 | Fiberglass | 1990-01-01 |  | Fiberglass Reinforced Plastic | Pressurized
SHELL FOOD MART | 4597 JONESBORO RD @ I-85 | UNION CITY | Fulton | 310151 | 3 | Flapper Valve | 1995-09-01 | FALSE | 1991-01-01 | FALSE | Currently in Use | E-85 | 10000 | Fiberglass | 1982-04-30 |  | Fiberglass Reinforced Plastic | Pressurized
MINDIS RECYCLING | 897 ADAMSON ST SW | ATLANTA | Fulton | 600567 | 2 | [5 empty] | Removed from Ground | Diesel | 10000 | Bare Steel | 1980-04-05 | 1997-01-01 | Galvanized Steel
SPECTRUM SOUND & ACC INC | 2536 STEWART AVE SW | ATLANTA | Fulton | 600562 | 2 | [5 empty] | Closed in Ground | Gas (Historical Use) | 8000 | Bare Steel | 1976-04-06 | 1988-05-16 | Galvanized Steel
CRODA INKS CORP | 1040 GRANT ST | ATLANTA | Fulton | 600540 | 3 | [5 empty] | Removed from Ground | Gas (Historical Use) | 3000 | Bare Steel | 1974-05-03 | 1993-07-01 | Unknown
W P GIBSON | 8 CLEVELAND AVE SE | ATLANTA | Fulton | 600437 | 3 | [5 empty] | Removed from Ground | Gas (Historical Use) | 5000 | Bare Steel | 1966-05-05 | 1988-06-01 | Galvanized Steel
TRANSCON LINES | 1080 SOUTH RIVER IND BLVD SE | ATLANTA | Fulton | 600256 | 3 | [5 empty] | Removed from Ground | Diesel | 10000 | Marked Unknown |  | 1899-12-31 | Unknown
TSX TRAILER STORAGE | 2090 -B JONESBORO RD SE | ATLANTA | Fulton | 600258 | 1 | [5 empty] | Removed from Ground | Other | 2000 | Bare Steel | 1972-04-18 | 1991-07-31 | Galvanized Steel | Suction (American)
US PENITENTIARY ATLANTA | 601 MCDONOUGH BLVD SE | ATLANTA | Fulton | 600697 | D-1 | [5 empty] | Removed from Ground | Empty | 6000 | Bare Steel | 1975-05-09 | 1993-07-16 | Bare Steel
US PENITENTIARY ATLANTA | 601 MCDONOUGH BLVD SE | ATLANTA | Fulton | 600697 | A0H |  | 1992-02-19 |  | 1992-02-19 |  | Removed from Ground | Diesel | 4000 | Double Walled | 1992-02-29 | 2003-05-01 | Double Walled | Suction (American)
C P MANUFACTURING INC | 218 MCDONOUGH BLVD SE | ATLANTA | Fulton | 600675 | 1 | [5 empty] | Removed from Ground | Gas (Historical Use) | 10000 | Bare Steel | 1992-12-11 | 1992-12-11 | Bare Steel | Safe Suction (Euro)
COMPLETE AUTO TRANSIT INC | 465 SAWTELL AVE | ATLANTA | Fulton | 600678 | 3 | [5 empty] | Removed from Ground | Diesel | 8000 | Bare Steel | 1965-02-23 | 1991-07-29 | Galvanized Steel
HARRIS BODY SHOP | 1654 JONESBORO RD SE | ATLANTA | Fulton | 600446 | 1 | [5 empty] | Removed from Ground | Empty | 500 | Bare Steel | 1936-05-20 | 1992-01-01 | Bare Steel
A TOW ATLANTA INC | 180 HARRIETT ST SE | ATLANTA | Fulton | 600193 | 10 | Flapper Valve | 1999-12-09 | FALSE | 1999-12-09 | FALSE | Removed from Ground | Regular | 10000 | Composite | 1999-12-09 |  | Double-Walled Flex | Safe Suction (Euro)
TRANSCON LINES | 1080 SOUTH RIVER IND BLVD SE | ATLANTA | Fulton | 600256 | 4 | [5 empty] | Removed from Ground | Gas (Historical Use) | 10000 | Marked Unknown |  | 1899-12-31 | Unknown
CITY OF ATLANTA/OFS | 1146 HILL ST | ATLANTA | Fulton | 600285 | 3 | [5 empty] | Removed from Ground | Diesel | 20000 | Cathodically Protected Steel | 1985-05-07 | 1998-12-01 | Cathodically Protected
BMTS/LIDDELL SATELLITE | 2061 LIDDELL DR NW | ATLANTA | Fulton | 600286 | 4 |  |  | TRUE |  | TRUE | Removed from Ground | Used Oil | 3000 | Bare Steel | 1971-05-11 | 1998-11-19 | Unknown
BMTS/LIDDELL SATELLITE | 2061 LIDDELL DR NW | ATLANTA | Fulton | 600286 | 1 | [5 empty] | Removed from Ground | Gas (Historical Use) | 6000 | Bare Steel | 1971-05-11 | 1998-11-19 | Unknown
SPARTAN EXPRESS INC | 1095 SOUTH RIVER IND BLVD SE | ATLANTA | Fulton | 600321 | 2 | [5 empty] | Removed from Ground | Gas (Historical Use) | 100000 | Bare Steel | 1992-12-02 | 1992-12-02 | Unknown
GENERAL MOTORS/LAKEWOOD PLANT | 510 SAWTELL AVE SE | ATLANTA | Fulton | 9000030 | T-11 | [5 empty] | Removed from Ground | Kerosene | 12000 | Cathodically Protected Steel | 1958-05-15 | 1990-08-31 | Not Marked
CITGO | 655 CLEVELAND AVE | ATLANTA | Fulton | 600985 | 2 |  | 1993-06-01 | FALSE | 1993-06-01 | FALSE | Currently in Use | Regular | 10000 | Fiberglass Double Walled | 1979-04-25 |  | Double-Walled Fiberglass | Pressurized
EXXON | 840 MCDONOUGH BLVD | ATLANTA | Fulton | 600726 | 2 | [5 empty] | Removed from Ground | Gas (Historical Use) | 3000 | Bare Steel | 1966-03-15 | 2001-03-28 | Bare Steel | Suction (American)
IAKWAL INC | 1885 JONESBORO RD SE | ATLANTA | Fulton | 9000242 | 3 | Ball Float | 1997-11-17 | FALSE | 1997-11-17 | FALSE | Currently in Use | Diesel | 8000 | Steel-Impressed Current | 1976-05-10 |  | Fiberglass Reinforced Plastic | Pressurized
BENTON BROS FILM EXPRESS | 1045 S RIVER INDUSTRIAL BLVD SE | ATLANTA | Fulton | 600670 | 5A |  | 2011-09-29 | TRUE | 2011-09-29 | TRUE | Removed from Ground | Used Oil | 500 | Galvanic (STIP-3) | 1991-11-01 | 2015-05-08 | Galvanized Steel | Gravity Fed
SKYLINE TRANSPORTATION INC | 1140 SOUTH RIVER IND BLVD SE | ATLANTA | Fulton | 600636 | 4 |  |  | TRUE |  | TRUE | Removed from Ground | Used Oil | 550 | Bare Steel | 2000-05-10 | 2000-05-10 | Bare Steel | Safe Suction (Euro)
GENERAL MOTORS/LAKEWOOD PLANT | 510 SAWTELL AVE SE | ATLANTA | Fulton | 9000030 | T-1 | [5 empty] | Removed from Ground | Other | 12000 | Cathodically Protected Steel | 1958-05-15 | 1990-08-31 | Not Marked
EXXON STATION #4-6055 | 4205 FULTON IND BLVD | ATLANTA | Fulton | 600900 | 4 |  |  | TRUE |  | TRUE | Removed from Ground | Used Oil | 500 | Bare Steel | 1968-01-01 | 1987-10-08 | Galvanized Steel
CASE POWER & EQUIPMENT | 4240 MLK JR DR | ATLANTA | Fulton | 600109 | 88765 | [5 empty] | Removed from Ground | Diesel | 2000 | Bare Steel | 1981-01-18 | 1993-09-02 | Unknown
HUBB ENTER CO/ADVANCE PROCESS SU | 4295 WENDELL DR SW | ATLANTA | Fulton | 600225 | 8 | [5 empty] | Removed from Ground | Hazardous Substance | 2000 | Bare Steel | 1980-05-01 | 1995-04-25 | Galvanized Steel | Pressurized
HUBB ENTER CO/ADVANCE PROCESS SU | 4295 WENDELL DR SW | ATLANTA | Fulton | 600225 | 2 | [5 empty] | Removed from Ground | Gas (Historical Use) | 2000 | Bare Steel | 1980-05-01 | 1995-04-25 | Galvanized Steel | Pressurized
CTC/JOSLYN MANUFACTURING COMPANY | 6045 BOAT ROCK ROAD | ATLANTA | Fulton | 10000441 | 3 |  |  | FALSE |  | FALSE | Removed from Ground | Other | 0 | Unknown | 1993-01-01 | 1993-01-01 | Unknown
MALLIN BLDG | 405 GREAT SOUTHWEST PARKWAY | ATLANTA | Fulton | 9060252 | 11654 | [5 empty] | Removed from Ground | Gas (Historical Use) | 2000 | Bare Steel | 1992-05-07 | 1992-05-07 | Bare Steel
SUPERIOR PRINTING INK CO | 300 A SHIRLEY WAY | ATLANTA | Fulton | 9060381 | 1 | [5 empty] | Removed from Ground | Gas (Historical Use) | 1000 | Not Marked/Unknown | 1991-04-22 | 1991-04-22 | Not Marked
ESTES EXPRESS LINES | 6125 DUQUESNE DR SW | ATLANTA | Fulton | 9060076 | 1 | Flapper Valve | 1998-06-23 | FALSE | 1987-01-01 | FALSE | Currently in Use | Diesel | 12000 | Epoxy | 1987-01-01 |  | Double-Walled Flex | Pressurized
FISCHBACH & MOORE INC | 350 PATTON DR SW | ATLANTA | Fulton | 9060140 | 2 | [5 empty] | Removed from Ground | Gas (Historical Use) | 2000 | Bare Steel | 1973-01-01 | 1990-03-01 | Galvanized Steel
GREENBRIAR FLEA MARKET | 2925 HEADLAND DR | EAST POINT | Fulton | 9060300 | 1 | [5 empty] | Removed from Ground | Gas (Historical Use) | 1100 | Not Marked/Unknown | 1993-08-31 | 1993-08-31 | Not Marked
MAINSTREET BP | 2139 MAIN STREET | EAST POINT | Fulton | 9060504 | 2 | Ball Float | 1995-03-01 | FALSE | 1995-03-01 | FALSE | Currently in Use | Premium | 10000 | Fiberglass | 1986-10-01 |  | Fiberglass Reinforced Plastic | Pressurized
PRISMO SAFETY CORP | 2675 MARTIN ST | EAST POINT | Fulton | 9000038 | 11 | [5 empty] | Permanently Out of Use - historical purposes | Other | 8000 | Cathodically Protected Steel | 1962-04-29 | 1899-12-31 | Bare Steel
CITY OF ATLANTA/OFS | 1146 HILL ST | ATLANTA | Fulton | 600285 | 8 | Flapper Valve | 2014-04-23 | FALSE | 1999-04-30 | FALSE | Currently in Use | Regular | 12000 | Fiberglass Double Walled | 1999-04-30 |  | Double-Walled Fiberglass | Pressurized
CITY OF ATLANTA/OFS | 1146 HILL ST | ATLANTA | Fulton | 600285 | 9 | Ball Float | 2013-04-17 | FALSE | 1999-04-30 | FALSE | Temporarily out of use | Used Oil | 3000 | Fiberglass Double Walled | 1999-04-30 |  | Double-Walled Fiberglass | Suction (American)
CITY OF ATLANTA/OFS | 1146 HILL ST | ATLANTA | Fulton | 600285 | 2 | [5 empty] | Removed from Ground | Gas (Historical Use) | 6000 | Bare Steel | 1971-05-11 | 1998-12-01 | Unknown
ATLANTA FIRE STATION #2 | 1568 JONESBORO RD SE | ATLANTA | Fulton | 600364 | 2 | [5 empty] | Removed from Ground | Gas (Historical Use) | 565 | Bare Steel | 1978-05-10 | 1995-01-01 | Galvanized Steel
CITY OF ATLANTA/OFS | 23 CLAIRE DR | ATLANTA | Fulton | 600349 | 10 |  |  | TRUE |  | TRUE | Removed from Ground | Used Oil | 6000 | Bare Steel | 1976-05-10 | 1997-08-01 | Unknown
FIRE STATION #30 | 10 CLEVELAND AVE SW | ATLANTA | Fulton | 600387 | 1 | [5 empty] | Removed from Ground | Diesel | 560 | Bare Steel | 1956-05-15 | 1998-11-01 | Galvanized Steel
CARRETTA TRUCKING INC/CONSOLIDAT | 1000 SOUTH RIVER IND BLVD SE | ATLANTA | Fulton | 600076 | D-1 | [5 empty] | Removed from Ground | Diesel | 8000 | Bare Steel | 1966-05-10 | 1994-08-09 | Bare Steel
CLEVELAND STOP LLC | 151 CLEVELAND AVE SW | ATLANTA | Fulton | 600111 | 2/UNL+ | [5 empty] | Removed from Ground | Gas (Historical Use) | 8000 | Marked Unknown | 1976-02-21 | 1996-03-20 | Unknown
PETROKART LLC | 5636 FULTON IND BLVD | ATLANTA | Fulton | 10000703 | N815695 | Ball Float | 2004-03-29 | FALSE | 2004-03-29 | FALSE | Currently in Use | Regular | 12000 | Fiberglass | 2004-03-25 |  | Double-Walled Flex | Pressurized
PRINTPACK INC | 4335 WENDELL DR SW | ATLANTA | Fulton | 9060166 | 11 | [5 empty] | Closed in Ground | Hazardous Substance | 1000 | Bare Steel | 1985-01-01 | 1991-03-26 | Not Marked
PENSKE TRUCK LEASING CO LP | 4610 FULTON IND BLVD | ATLANTA | Fulton | 7000009 | 2 | [5 empty] | Removed from Ground | Diesel | 20000 | Cathodically Protected Steel | 1981-01-01 | 1899-12-31 | Galvanized Steel | Pressurized
COLONIAL BAKING COMPANY | 5060 FULTON IND BLVD | ATLANTA | Fulton | 9060084 | 2 | [5 empty] | Removed from Ground | Diesel | 10000 | Bare Steel | 1981-01-01 | 1995-06-04 | Fiberglass Reinforced Plastic | Safe Suction (Euro)
QUIKTRIP #763 | 4745 JONESBORO RD | UNION CITY | Fulton | 9060856 | 2 | Flapper Valve | 2001-02-01 | FALSE | 2001-02-01 | FALSE | Currently in Use | Regular | 20000 | Fiberglass | 2001-01-01 |  | Fiberglass Reinforced Plastic | Pressurized
GEORGIA RECYCLING SERVICE INC | 5065 ROOSEVELT HWY | UNION CITY | Fulton | 9060605 | 3 | [5 empty] | Removed from Ground | Gas (Historical Use) | 5000 | Not Marked/Unknown | 1987-01-01 | 2002-08-27 | Not Marked
USA PETROLEUM STATION #143 | 4638 JONESBORO RD | UNION CITY | Fulton | 600780 | 6 |  | 1999-08-10 |  | 1999-08-10 |  | Removed from Ground | Gas (Historical Use) | 12000 | Double Walled | 1999-08-10 | 2005-07-01 | Double Walled | Pressurized
OAKLEY OPERATING HEADQUARTERS | 7365 OAKLEY IND BLVD | UNION CITY | Fulton | 600737 | 1A | Flapper Valve | 1993-10-14 | FALSE | 1993-10-14 | FALSE | Removed from Ground | Diesel | 10000 | Fiberglass | 1993-10-14 |  | Fiberglass Reinforced Plastic | Pressurized
HANGAR ONE INC | 700 FULTON IND BLVD FUEL FARM D | ATLANTA | Fulton | 9060235 | C-IOV | [5 empty] | Closed in Ground | Empty | 1000 | Not Marked/Unknown | 1997-02-01 | 1997-02-01 | Not Marked
UNOCAL STATION #9023-107 | 4200 FULTON IND BLVD | ATLANTA | Fulton | 9060015 | 1 | [5 empty] | Removed from Ground | Other | 12000 | Marked Unknown | 1991-07-15 | 1991-07-15 | Unknown
AMOCO STATION #769 | 4335 FULTON INDUSTRIAL BLVD | ATLANTA | Fulton | 9060042 | 4 | [5 empty] | Removed from Ground | Gas (Historical Use) | 4000 | Bare Steel | 1966-04-28 | 1991-06-15 | Galvanized Steel
AMOCO STATION #769 | 4335 FULTON INDUSTRIAL BLVD | ATLANTA | Fulton | 9060042 | 1 |  | 1966-04-28 |  | 1966-04-28 |  | Permanently Out of Use - historical purposes | Gas (Historical Use) | 4000 | Cathodically Protected Steel | 1966-04-28 | 1899-12-31 | Cathodically Protected
AMOCO STATION #769 | 4335 FULTON INDUSTRIAL BLVD | ATLANTA | Fulton | 9060042 | 7 | Flapper Valve | 1991-07-11 | FALSE | 1991-07-11 | FALSE | Currently in Use | Regular | 10000 | STIP-3/Impressed Current | 1991-07-11 |  | Cathodically Protected
WELLSTAR AMC SOUTH | 1170 CLEVELAND AVE | EAST POINT | Fulton | 9060182 | 1 |  |  | FALSE |  | FALSE | Removed from Ground | Diesel | 15000 | Unknown | 2003-10-16 | 2003-10-16 | Unknown
BST/EAST POINT/F1502 | 3065 S MAIN ST | EAST POINT | Fulton | 9060208 | 1 | [5 empty] | Removed from Ground | Kerosene | 10000 | Bare Steel | 1969-01-01 | 1994-06-27 | Copper | Suction (American)
PALLETT EXPRESS INC | 3131 AERO COURT | EAST POINT | Fulton | 10000974 | 1 |  |  | FALSE |  | FALSE | Removed from Ground | Diesel | 1100 | Bare Steel | 2005-08-19 | 2005-08-19 | Galvanized Steel
MURPHY STORE #8759 | 864 CLEVELAND AVE | EAST POINT | Fulton | 10002501 | 1 | Flapper Valve | 2015-12-15 | FALSE |  | FALSE | Currently in Use | Regular | 20000 | Fiberglass Double Walled | 2015-12-02 |  | Double-Walled Fiberglass | Pressurized
NAV SVCS | 1454 WILLINGHAM DR | EAST POINT | Fulton | 600459 | 3 | [5 empty] | Removed from Ground | Diesel | 10000 | Bare Steel | 1982-06-05 | 2000-11-09 | Galvanized Steel
O'NEIL BROTHERS INC | 1514 CLEVELAND AVE | EAST POINT | Fulton | 600430 | 1 | [5 empty] | Removed from Ground | Gas (Historical Use) | 0 | Bare Steel | 1987-01-01 | 1987-01-01 | Galvanized Steel
CROWN STATION GA-003 | 1629 LAKEWOOD AVE SE | ATLANTA | Fulton | 9000035 | 1 | [5 empty] | Removed from Ground | Gas (Historical Use) | 10000 | Cathodically Protected Steel | 1988-10-27 | 1992-02-05 | Galvanized Steel | Pressurized
CROWN STATION GA-003 | 1629 LAKEWOOD AVE SE | ATLANTA | Fulton | 9000035 | 4 | [5 empty] | Removed from Ground | Gas (Historical Use) | 15000 | Bare Steel | 1972-04-07 | 1992-02-05 | Galvanized Steel | Pressurized
A TOW ATLANTA INC | 180 HARRIETT ST SE | ATLANTA | Fulton | 600193 | 1 | [5 empty] | Removed from Ground | Diesel | 20000 | Bare Steel | 1989-01-01 | 1993-02-08 | Bare Steel | Pressurized
KMART #4072 | 230 CLEVELAND AVE SE | ATLANTA | Fulton | 600214 | 1 |  |  | TRUE |  | TRUE | Removed from Ground | Used Oil | 1000 | Bare Steel | 1963-04-10 | 1990-11-19 | Galvanized Steel
RYDER/P I E TRUCK TERMINAL | 2300 JONESBORO RD SE | ATLANTA | Fulton | 600206 | 4 | [5 empty] | Removed from Ground | Diesel | 20000 | Bare Steel | 1971-04-13 | 1994-08-01 | Unknown
RYDER/P I E TRUCK TERMINAL | 2300 JONESBORO RD SE | ATLANTA | Fulton | 600206 | 7 | [5 empty] | Removed from Ground | Diesel | 30000 | Bare Steel | 1980-04-10 | 1994-08-01 | Unknown
RYDER/P I E TRUCK TERMINAL | 2300 JONESBORO RD SE | ATLANTA | Fulton | 600206 | 5 | [5 empty] | Removed from Ground | Diesel | 30000 | Bare Steel | 1974-04-12 | 1994-08-01 | Unknown
RYDER/P I E TRUCK TERMINAL | 2300 JONESBORO RD SE | ATLANTA | Fulton | 600206 | 13 | [5 empty] | Removed from Ground | Diesel | 1000 | Bare Steel | 1980-04-10 | 1994-08-01 | Unknown
TSX TRAILER STORAGE | 2090 -B JONESBORO RD SE | ATLANTA | Fulton | 600258 | 16 |  | 1992-06-01 | FALSE | 1992-06-01 | FALSE | Removed from Ground | Diesel | 20000 | Fiberglass Double Walled | 1992-06-01 | 2017-07-25 | Fiberglass Reinforced Plastic | Pressurized
TSX TRAILER STORAGE | 2090 -B JONESBORO RD SE | ATLANTA | Fulton | 600258 | 6 | [5 empty] | Removed from Ground | Diesel | 12000 | Bare Steel | 1972-04-18 | 1992-02-01 | Galvanized Steel
CAROLINA LUMBER & SUPPLY CO | 2135 PLASTER BRIDGE RD NE | ATLANTA | Fulton | 600694 | 1 | [5 empty] | Removed from Ground | Gas (Historical Use) | 550 | Bare Steel | 1946-05-18 | 1998-11-01 | Unknown
FLAV-O-RICH INC | 2121 FAULKNER RD NE | ATLANTA | Fulton | 600579 | 3 | [5 empty] | Removed from Ground | Kerosene | 2000 | Bare Steel | 1971-05-11 | 1899-12-31 | Galvanized Steel
LEDBETTER ROOFING CO | 2171 CHESHIRE BRIDGE RD NE | ATLANTA | Fulton | 600742 | 1 | Flapper Valve | 1991-06-01 |  | 1991-06-01 |  | Removed from Ground | Gas (Historical Use) | 1000 | Fiberglass | 1992-05-06 | 2011-03-16 | Fiberglass Reinforced Plastic | Safe Suction (Euro)
PRISMO SAFETY CORP | 2675 MARTIN ST | EAST POINT | Fulton | 9000038 | 1 | [5 empty] | Permanently Out of Use - historical purposes | Hazardous Substance | 6000 | Cathodically Protected Steel | 1962-04-29 | 1899-12-31 | Bare Steel
PRISMO SAFETY CORP | 2675 MARTIN ST | EAST POINT | Fulton | 9000038 | 7 | [5 empty] | Removed from Ground | Hazardous Substance | 4000 | Cathodically Protected Steel | 1962-04-29 | 1899-12-31 | Bare Steel
CIRCLE K #8421/7-ELEVEN STORE 14 | 3887 WASHINGTON RD | EAST POINT | Fulton | 9000033 | 2 | [5 empty] | Removed from Ground | Gas (Historical Use) | 10000 | Cathodically Protected Steel | 1977-02-02 | 1994-11-17 | Bare Steel | Pressurized
B&W SVC CO INC | 3082 PLANT ST | EAST POINT | Fulton | 600452 | 2 |  | 1994-03-25 |  | 1994-03-25 |  | Removed from Ground | Diesel | 10000 | Fiberglass | 1994-05-08 | 2013-03-15 | Fiberglass Reinforced Plastic | Pressurized
KROGER CO | 1239 OAKLEIGH DR | EAST POINT | Fulton | 600336 | 4 |  | 1991-07-09 |  | 1991-07-09 |  | Removed from Ground | Other | 12000 | Fiberglass | 1991-07-09 | 2001-03-23 | Fiberglass Reinforced Plastic | Safe Suction (Euro)
KROGER CO | 1239 OAKLEIGH DR | EAST POINT | Fulton | 600336 | 5 | [5 empty] | Removed from Ground | Empty | 6000 | Bare Steel | 1974-03-06 | 1991-03-15 | Galvanized Steel
SHELL FOOD MART | 4597 JONESBORO RD @ I-85 | UNION CITY | Fulton | 310151 | 4 | Ball Float | 1995-09-01 | FALSE | 1991-01-01 | FALSE | Currently in Use | Diesel | 10000 | Fiberglass | 1982-04-30 |  | Fiberglass Reinforced Plastic | Pressurized
USA PETROLEUM STATION #143 | 4638 JONESBORO RD | UNION CITY | Fulton | 600780 | 3 |  | 1995-06-01 |  | 1995-06-01 |  | Removed from Ground | Gas (Historical Use) | 12000 | Cathodically Protected Steel | 1979-01-01 | 1899-12-31 | Cathodically Protected | Pressurized
EXXON FOOD MART | 6687 ROOSEVELT HWY | UNION CITY | Fulton | 9000644 | 9 | Flapper Valve | 1988-09-01 | FALSE | 1988-09-01 | FALSE | Currently in Use | Premium | 10000 | Galvanic (STIP-3) | 1988-09-01 |  | Fiberglass Reinforced Plastic | Pressurized
EXXON FOOD MART | 6687 ROOSEVELT HWY | UNION CITY | Fulton | 9000644 | 6 | [5 empty] | Removed from Ground | Diesel | 2000 | Bare Steel | 1971-03-21 | 1988-08-27 | Galvanized Steel
GREENWAY #665/UNION CITY BP | 6725 ROOSEVELT HWY | UNION CITY | Fulton | 600952 | 5A | Flapper Valve | 1994-08-09 | FALSE | 1994-08-09 | FALSE | Currently in Use | Premium | 4000 | Composite | 1994-08-09 |  | Fiberglass Reinforced Plastic | Pressurized
SHELL EAST POINT | 2641 MAIN ST | EAST POINT | Fulton | 9060227 | 1 | Ball Float | 1998-05-23 | FALSE | 1998-05-23 | FALSE | Currently in Use | Regular | 10000 | Fiberglass | 1986-07-01 |  | Fiberglass Reinforced Plastic | Pressurized
STANTON ROAD CITGO | 2048 STANTON RD | EAST POINT | Fulton | 9060458 | 2 | Flapper Valve | 1999-02-01 |  | 1999-01-01 |  | Permanently Out Of Use | Other | 1750 | Steel-Impressed Current | 1995-07-03 | 1995-07-03 | Cathodically Protected
BJ WHOLESALE CLUB | 3585 N COMMERCE DR | EAST POINT | Fulton | 10000337 | 2B |  | 2003-04-09 | FALSE | 2003-04-09 | FALSE | Currently in Use | Gas (Historical Use) | 8000 | Fiberglass Double Walled | 2003-03-03 |  |  | Pressurized
RaceTrac #587 - Camp Creek | 3503 CAMP CREEK PKWY | EAST POINT | Fulton | 10002172 | 2 | Overfill Alarm | 2012-10-26 | FALSE | 2012-10-26 | FALSE | Currently in Use | Premium | 12000 | Composite Double Walled | 2012-10-26 |  | Double-Walled Fiberglass | Pressurized
NAV SVCS | 1454 WILLINGHAM DR | EAST POINT | Fulton | 600459 | 4 | [5 empty] | Removed from Ground | Diesel | 10000 | Bare Steel | 1982-06-05 | 2000-11-09 | Galvanized Steel
NAV SVCS | 1454 WILLINGHAM DR | EAST POINT | Fulton | 600459 | 5 |  |  | TRUE |  | TRUE | Removed from Ground | Used Oil | 500 | Marked Unknown | 1976-06-06 | 2000-11-09 | Galvanized Steel
NEWELL RECYCLING OF ATLANTA INC | 1359 CENTRAL AVE | EAST POINT | Fulton | 600531 | D |  | 1992-09-01 |  | 1992-09-01 |  | Removed from Ground | Diesel | 10000 | Composite | 1992-09-01 | 2003-02-05 | Fiberglass Reinforced Plastic | Suction (American)
EAST POINT POLICE STATION | 1637 CLEVELAND AVE | EAST POINT | Fulton | 600229 | 1 | [5 empty] | Removed from Ground | Gas (Historical Use) | 1000 | Bare Steel | 1961-05-05 | 1991-03-22 | Unknown
EAST POINT MUNICIPAL SERVICE CEN | 3120 BAYARD ST | EAST POINT | Fulton | 600231 | 3 | [5 empty] | Removed from Ground | Gas (Historical Use) | 5000 | Bare Steel | 1978-05-01 | 1998-12-28 | Galvanized Steel | Pressurized
WAREHOUSE | 2251 NORTH SYLVAN RD | EAST POINT | Fulton | 600008 | 2 | [5 empty] | Removed from Ground | Diesel | 20000 | Bare Steel | 1980-05-01 | 1999-03-22 | Galvanized Steel
CITY OF ATLANTA/OFS | 1146 HILL ST | ATLANTA | Fulton | 600285 | 10 | Ball Float | 2014-04-23 | FALSE | 1999-04-30 | FALSE | Temporarily out of use | New Oil | 3000 | Fiberglass Double Walled | 1999-04-03 |  | Double-Walled Fiberglass | Suction (American)
BMTS/LIDDELL SATELLITE | 2061 LIDDELL DR NW | ATLANTA | Fulton | 600286 | 2 | [5 empty] | Removed from Ground | Gas (Historical Use) | 6000 | Bare Steel | 1971-05-11 | 1998-11-19 | Unknown
HILL MANUFACTURING CO INC | 1500 JONESBORO RD SE | ATLANTA | Fulton | 600278 | 1 | [5 empty] | Closed in Ground | Other | 3000 | Bare Steel | 1976-05-08 | 1988-12-15 | Galvanized Steel
CITY OF ATLANTA/OFS | 23 CLAIRE DR | ATLANTA | Fulton | 600349 | 8 |  |  | TRUE |  | TRUE | Removed from Ground | Used Oil | 8000 | Bare Steel | 1976-05-10 | 1997-08-01 | Unknown
VELOCITY EXPRESS | 1340 MILLEDGE ST | EAST POINT | Fulton | 600310 | 3 | [5 empty] | Removed from Ground | Gas (Historical Use) | 12000 | Bare Steel | 1979-05-10 | 1989-09-01 | Bare Steel
KROGER CO | 1239 OAKLEIGH DR | EAST POINT | Fulton | 600336 | 1 | [5 empty] | Removed from Ground | Diesel | 12000 | Bare Steel | 1948-03-10 | 1989-10-15 | Galvanized Steel
KROGER CO | 1239 OAKLEIGH DR | EAST POINT | Fulton | 600336 | 7 |  |  | TRUE |  | TRUE | Removed from Ground | Used Oil | 2000 | Cathodically Protected Steel | 1980-01-01 | 2001-03-21 | Fiberglass Reinforced Plastic | Gravity Fed
CHEVRON FOOD MART | 4520 JONESBORO RD | UNION CITY | Fulton | 601016 | 6 | Flapper Valve | 1993-10-05 | FALSE | 1993-10-05 | FALSE | Currently in Use | Premium | 9842 | Fiberglass | 1986-11-01 |  | Fiberglass Reinforced Plastic | Pressurized
QUIKTRIP #763 | 4745 JONESBORO RD | UNION CITY | Fulton | 9060856 | 4B | Flapper Valve | 2017-12-19 | FALSE | 2017-12-14 | FALSE | Currently in Use | Diesel | 12000 | Fiberglass Double Walled | 2017-12-08 |  | Double-Walled Flex | Pressurized
NALLEY HONDA | 4197 JONESBORO ROAD | UNION CITY | Fulton | 9060796 | 1 |  | 1995-09-01 |  | 1995-09-01 | TRUE | Removed from Ground | Gas (Historical Use) | 10000 | Fiberglass | 1995-09-01 | 2015-01-06 | Fiberglass Reinforced Plastic | Suction (American)
DILSHAD PROPERTIES LLC | 3805 FLAT SHOALS RD | UNION CITY | Fulton | 601082 | 2 |  | 1981-04-24 |  | 1981-04-24 |  | Removed from Ground | Gas (Historical Use) | 10000 | Steel-Impressed Current | 1981-04-24 | 2000-10-26 | Galvanized Steel | Pressurized
DILSHAD PROPERTIES LLC | 3805 FLAT SHOALS RD | UNION CITY | Fulton | 601082 | 2 |  | 1981-04-24 |  | 1981-04-24 |  | Removed from Ground | Gas (Historical Use) | 10000 | Steel-Impressed Current | 1981-04-24 | 2000-10-26 | Galvanized Steel | Pressurized
DILSHAD PROPERTIES LLC | 3805 FLAT SHOALS RD | UNION CITY | Fulton | 601082 | 2 |  | 1981-04-24 |  | 1981-04-24 |  | Removed from Ground | Gas (Historical Use) | 10000 | Steel-Impressed Current | 1981-04-24 | 2000-10-26 | Galvanized Steel | Pressurized
DILSHAD PROPERTIES LLC | 3805 FLAT SHOALS RD | UNION CITY | Fulton | 601082 | 2 |  | 1981-04-24 |  | 1981-04-24 |  | Removed from Ground | Gas (Historical Use) | 10000 | Steel-Impressed Current | 1981-04-24 | 2000-10-26 | Galvanized Steel | Pressurized
ANNIE'S FARM MARKET & KITCHEN | 7695 GA HWY 138 | FAIRBURN | Fulton | 9056001 | 2 | [5 empty] | Removed from Ground | Gas (Historical Use) | 560 | Bare Steel | 1966-01-01 | 1991-03-06 | Galvanized Steel
FULTON COUNTY BOARD OF EDUCATION | 97 HEATH Street | FAIRBURN | Fulton | 600252 | 1 | [5 empty] | Removed from Ground | Diesel | 12000 | Bare Steel | 1979-04-17 | 1995-06-16 | Bare Steel
GREENWAY #615 CEDAR GROVE AMOCO | 8805 Cedar Grove Road | FAIRBURN | Fulton | 601274 | 1 | Overfill Alarm | 1988-11-01 | FALSE | 1988-11-01 | FALSE | Currently in Use | Regular | 3955 | Steel-Impressed Current | 1979-05-10 |  | Fiberglass Reinforced Plastic | Pressurized
FULTON COUNTY BOARD OF EDUCATION | 97 HEATH Street | FAIRBURN | Fulton | 600252 | 10 |  |  | TRUE |  | TRUE | Removed from Ground | Used Oil | 1000 | Not Marked/Unknown | 1998-02-12 | 1998-02-12 | Not Marked
PHILLIPS 66 | 647 SENOIA RD | FAIRBURN | Fulton | 600896 | 8 | Ball Float | 1999-02-05 | FALSE | 1999-02-05 | FALSE | Temporarily out of use | Diesel | 8000 | Fiberglass | 1999-02-05 |  | Fiberglass Reinforced Plastic | Pressurized
PHILLIPS 66 | 647 SENOIA RD | FAIRBURN | Fulton | 600896 | 9 | Ball Float | 1999-02-05 | FALSE | 1999-02-05 | FALSE | Temporarily out of use | Kerosene | 2000 | Fiberglass | 1999-02-05 |  | Fiberglass Reinforced Plastic | Pressurized
PHILLIPS 66 | 647 SENOIA RD | FAIRBURN | Fulton | 600896 | 6 | Ball Float | 1999-02-05 | FALSE | 1999-02-05 | FALSE | Temporarily out of use | Regular | 12000 | Fiberglass | 1999-02-05 |  | Double-Walled Fiberglass | Pressurized
FAIRBURN FOOD MART | 5100 CASCADE-PALMETTO HWY | FAIRBURN | Fulton | 601098 | 2 | Flapper Valve | 1998-01-01 | FALSE | 1998-01-01 | FALSE | Currently in Use | Gas (Historical Use) | 8000 | Steel-Impressed Current | 1981-05-02 |  | Steel (Impressed Current) | Pressurized
FULL SERV | 38 BROAD ST W | FAIRBURN | Fulton | 601271 | 1 | Flapper Valve | 1998-10-01 | FALSE | 1998-10-01 | FALSE | Currently in Use | Regular | 1065 | Steel-Impressed Current | 1970-05-12 |  | Steel (Impressed Current) | Suction (American)
FULL SERV | 38 BROAD ST W | FAIRBURN | Fulton | 601271 | 4 | Flapper Valve | 1998-10-01 | FALSE | 1998-10-01 | FALSE | Currently in Use | Diesel | 280 | Steel-Impressed Current | 1970-05-12 |  | Steel (Impressed Current) | Suction (American)
Omkara 1 business, LLC | 8390 B SENOIA RD | FAIRBURN | Fulton | 9060854 | 2 | Flapper Valve | 2000-11-20 | FALSE | 2000-11-20 | FALSE | Currently in Use | Premium | 12000 | Composite | 2000-11-01 |  | Double-Walled Flex | Pressurized
CITY OF FAIRBURN PUBLIC WORKS | 102 HOWELL AVE | FAIRBURN | Fulton | 9060851 | 3 | Ball Float | 1997-07-02 | FALSE | 1997-07-02 | FALSE | Currently in Use | Regular | 10000 | Galvanic (STIP-3) | 1997-06-19 |  |  | Pressurized
FAIRBURN EXPRESS | 425 SENOIA RD | FAIRBURN | Fulton | 10000113 | 2 | Flapper Valve | 2002-05-14 | FALSE | 2002-05-14 | FALSE | Currently in Use | Premium | 8000 | Composite | 2002-04-09 |  | Fiberglass Reinforced Plastic | Pressurized
ABANDONED GAS STATION | 216 /226 W BROAD ST | FAIRBURN | Fulton | 10000597 | 1 |  |  | FALSE |  | FALSE | Removed from Ground | Gas (Historical Use) | 560 | Bare Steel | 1929-01-01 | 2003-07-30 | Bare Steel | Safe Suction (Euro)
BST/F1473/FAIRBURN SOC | 6725 ROOSEVELT HWY | FAIRBURN | Fulton | 9060312 | 1 | [5 empty] | Removed from Ground | Gas (Historical Use) | 3000 | Bare Steel | 1974-01-01 | 1990-12-03 | Unknown | Pressurized
NATIONAL FREIGHT/TERMINAL #30 | 7205 MCLARIN RD | FAIRBURN | Fulton | 600522 | 1 | [5 empty] | Removed from Ground | Diesel | 10000 | Fiberglass | 1976-05-02 | 1998-05-05 | Galvanized Steel
FAIRBURN READY MIX | 387 BAY ST | FAIRBURN | Fulton | 600222 | 1 | [5 empty] | Removed from Ground | Diesel | 10000 | Bare Steel | 1978-04-19 | 2000-04-12 | Galvanized Steel | Safe Suction (Euro)
PHILLIPS 66 | 647 SENOIA RD | FAIRBURN | Fulton | 600896 | 7 | Ball Float | 1999-02-05 | FALSE | 1999-02-05 | FALSE | Temporarily out of use | Premium | 8000 | Fiberglass | 1999-02-05 |  | Double-Walled Fiberglass | Pressurized
PHILLIPS 66 | 647 SENOIA RD | FAIRBURN | Fulton | 600896 | 1 | [5 empty] | Removed from Ground | Gas (Historical Use) | 6000 | Cathodically Protected Steel | 1969-05-10 | 1991-10-01 | Galvanized Steel | Pressurized
STARVIN MARVIN #32 | GA HWY 74 & I-85 | FAIRBURN | Fulton | 601141 | 5 | [5 empty] | Removed from Ground | Diesel | 12000 | Bare Steel | 1988-11-01 | 1988-11-01 | Galvanized Steel
FAIRBURN FOOD MART | 5100 CASCADE-PALMETTO HWY | FAIRBURN | Fulton | 601098 | 3 | Flapper Valve | 1998-01-01 | FALSE | 1998-01-01 | FALSE | Currently in Use | Diesel | 8000 | Steel-Impressed Current | 1981-05-02 |  | Steel (Impressed Current) | Pressurized
NATIONAL FREIGHT/TERMINAL #30 | 7205 MCLARIN RD | FAIRBURN | Fulton | 600522 | 2 | [5 empty] | Removed from Ground | Diesel | 10000 | Fiberglass | 1976-05-02 | 1998-05-05 | Galvanized Steel
STARVIN MARVIN #32 | GA HWY 74 & I-85 | FAIRBURN | Fulton | 601141 | 3 | [5 empty] | Removed from Ground | Gas (Historical Use) | 6000 | Bare Steel | 1988-11-01 | 1988-11-01 | Galvanized Steel
GREENWAY #614 | 7860 SENOIA RD | FAIRBURN | Fulton | 9060824 | 1 | Ball Float | 2000-06-01 | FALSE | 2000-06-01 | FALSE | Currently in Use | Regular | 15000 | Fiberglass | 2000-06-01 |  | Fiberglass Reinforced Plastic | Pressurized
FULTON COUNTY BOARD OF EDUCATION | 97 HEATH Street | FAIRBURN | Fulton | 600252 | 4 | [5 empty] | Removed from Ground | Gas (Historical Use) | 8000 | Bare Steel | 1968-04-19 | 1995-06-16 | Bare Steel
FULTON COUNTY BOARD OF EDUCATION | 97 HEATH Street | FAIRBURN | Fulton | 600252 | 5 | Ball Float | 1995-08-15 | FALSE | 1995-08-15 | FALSE | Currently in Use | Diesel | 12000 | Composite Double Walled | 1995-08-15 |  | Fiberglass Reinforced Plastic | Pressurized
OWENS-CORNING/FAIRBURN PLANT | 7000 MCLARIN RD | FAIRBURN | Fulton | 600199 | 1 | [5 empty] | Removed from Ground | Other | 10000 | Fiberglass | 1984-01-02 | 1988-12-16 | Bare Steel
STARVIN MARVIN #32 | GA HWY 74 & I-85 | FAIRBURN | Fulton | 601141 | 1 | [5 empty] | Removed from Ground | Gas (Historical Use) | 10000 | Bare Steel | 1988-11-01 | 1988-11-01 | Galvanized Steel
GREENWAY #614 | 7860 SENOIA RD | FAIRBURN | Fulton | 9060824 | 3 | Ball Float | 2000-06-01 | FALSE | 2000-06-01 | FALSE | Currently in Use | Diesel | 8000 | Fiberglass | 2000-06-01 |  | Fiberglass Reinforced Plastic | Pressurized
ZELLNER TRANSFER CO | 297 FAIRBURN INDUSTRIAL BLVD | FAIRBURN | Fulton | 9060634 | 1 | [5 empty] | Removed from Ground | Gas (Historical Use) | 1000 | Not Marked/Unknown | 1996-06-11 | 1996-06-11 | Not Marked
SMAS INC | 7865 HWY 74 E | FAIRBURN | Fulton | 9060565 | 3 |  | 1995-08-10 | FALSE | 1995-08-10 | FALSE | Removed from Ground | Diesel | 0 | Composite | 1995-08-10 | 2017-09-01 |  | Pressurized
GREENWAY 663 | 216 W BROAD ST | FAIRBURN | Fulton | 10000892 | 3A | Flapper Valve | 2005-04-01 | FALSE | 2005-04-01 | FALSE | Currently in Use | Diesel On Road | 4000 | Epoxy | 2004-06-01 |  | Double-Walled Flex | Pressurized
Fairburn Chevron | 627 SENOIA RD | FAIRBURN | Fulton | 9060187 | 552579 | Ball Float | 1990-01-15 | FALSE | 1990-01-15 | FALSE | Currently in Use | Regular | 10000 | Fiberglass | 1990-01-15 |  | Fiberglass Reinforced Plastic | Pressurized
Fairburn Chevron | 627 SENOIA RD | FAIRBURN | Fulton | 9060187 | 552583 | Ball Float | 1990-01-15 | FALSE | 1990-01-15 | FALSE | Currently in Use | Diesel | 10000 | Fiberglass | 1990-01-15 |  | Fiberglass Reinforced Plastic | Pressurized
PHILLIPS 66 | 647 SENOIA RD | FAIRBURN | Fulton | 600896 | 5 |  |  | TRUE |  | TRUE | Removed from Ground | Used Oil | 550 | Cathodically Protected Steel | 1969-05-10 | 1991-10-01 | Galvanized Steel | Gravity Fed
PHILLIPS 66 | 647 SENOIA RD | FAIRBURN | Fulton | 600896 | 4 |  |  | TRUE |  | TRUE | Removed from Ground | Used Oil | 550 | Cathodically Protected Steel | 1969-05-10 | 1991-10-01 | Galvanized Steel | Gravity Fed
STARVIN MARVIN #32 | GA HWY 74 & I-85 | FAIRBURN | Fulton | 601141 | 4 | [5 empty] | Removed from Ground | Gas (Historical Use) | 6000 | Bare Steel | 1988-11-01 | 1988-11-01 | Galvanized Steel
STOP N GO | 52 NW BROAD ST | FAIRBURN | Fulton | 601146 | 2 | [5 empty] | Removed from Ground | Gas (Historical Use) | 10000 | Bare Steel | 1976-05-02 | 1987-03-23 | Galvanized Steel
BELLSOUTH TELECOMMUNICATIONS/FAI | 191 EAST BROAD ST | FAIRBURN | Fulton | 601032 | 1 | [5 empty] | Closed in Ground | Other | 8000 | Cathodically Protected Steel | 1976-01-04 | 1995-08-09 | Fiberglass Reinforced Plastic | Suction (American)
FAIRBURN MARKET LLC | 795 SENOIA RD | FAIRBURN | Fulton | 601272 | 10 | Flapper Valve | 1988-11-03 | FALSE | 1988-11-03 | FALSE | Removed from Ground | Kerosene | 1000 | Galvanic (STIP-3) | 1988-11-03 |  | Fiberglass Reinforced Plastic | Pressurized
FAIRBURN MARKET LLC | 795 SENOIA RD | FAIRBURN | Fulton | 601272 | 3 | [5 empty] | Removed from Ground | Gas (Historical Use) | 3955 | Bare Steel | 1980-05-09 | 1988-11-02 | Galvanized Steel
TRICKUM CREEK PUMPING STATION | 5930 LANDRUM ROAD | FAIRBURN | Fulton | 601114 | 1AST | [5 empty] | Currently in Use | Diesel | 1000 | Marked Unknown | 1977-05-01 |  | Bare Steel
GREENWAY #614 | 7860 SENOIA RD | FAIRBURN | Fulton | 9060824 | 7 | Ball Float | 2000-06-01 | FALSE | 2000-06-01 | FALSE | Currently in Use | Diesel Off Road | 6000 | Fiberglass | 2000-06-01 |  | Fiberglass Reinforced Plastic | Pressurized
STOP N GO | 52 NW BROAD ST | FAIRBURN | Fulton | 601146 | 3 | Ball Float | 1993-10-12 | FALSE | 1993-10-12 | FALSE | Currently in Use | Diesel | 9816 | Fiberglass | 1988-01-01 |  | Fiberglass Reinforced Plastic | Pressurized
FAIRBURN MARKET LLC | 795 SENOIA RD | FAIRBURN | Fulton | 601272 | 2 | [5 empty] | Removed from Ground | Gas (Historical Use) | 3955 | Bare Steel | 1980-05-09 | 1988-11-02 | Galvanized Steel
GREENWAY #990/GEORGE H GREEN OIL | 41 DODD ST | FAIRBURN | Fulton | 601279 | 5 | Overfill Alarm | 1973-01-01 | FALSE | 1973-01-01 | FALSE | Currently in Use | Kerosene | 10000 | Steel-Impressed Current | 1974-05-11 |  | Steel (Impressed Current) | Pressurized
M D PALMETTO | 3939 CASCADE PALMETTO | FAIRBURN | Fulton | 9060537 | 143229 | Flapper Valve | 1989-07-25 | FALSE | 1989-07-25 | FALSE | Currently in Use | Regular | 8000 | Galvanic (STIP-3) | 1989-07-25 |  | Fiberglass Reinforced Plastic | Pressurized
GADDY LUMBER CO INC | 41 JONESBORO RD | FAIRBURN | Fulton | 600040 | 1 | [5 empty] | Removed from Ground | Gas (Historical Use) | 500 | Marked Unknown | 1966-05-13 | 1988-01-01 | Unknown
PHILLIPS 66 | 647 SENOIA RD | FAIRBURN | Fulton | 600896 | 3 | [5 empty] | Removed from Ground | Gas (Historical Use) | 6000 | Bare Steel | 1969-05-10 | 1991-10-01 | Cathodically Protected | Pressurized
GREENWAY #614 | 7860 SENOIA RD | FAIRBURN | Fulton | 9060824 | 4 | Ball Float | 2000-06-01 | FALSE | 2000-06-01 | FALSE | Currently in Use | Diesel | 30000 | Fiberglass | 2000-06-01 |  | Fiberglass Reinforced Plastic | Pressurized
GREENWAY #614 | 7860 SENOIA RD | FAIRBURN | Fulton | 9060824 | 5 | Ball Float | 2000-06-01 | FALSE | 2000-06-01 | FALSE | Currently in Use | Diesel | 30000 | Fiberglass | 2000-06-01 |  | Fiberglass Reinforced Plastic | Pressurized
M D PALMETTO | 3939 CASCADE PALMETTO | FAIRBURN | Fulton | 9060537 | 143234 | Flapper Valve | 1989-07-25 | FALSE | 1989-07-25 | FALSE | Currently in Use | Premium | 6000 | Galvanic (STIP-3) | 1989-07-25 |  | Fiberglass Reinforced Plastic | Pressurized
GA DOT #10706 | 5550 STONEWALL TELL RD | FAIRBURN | Fulton | 9060186 | 706G1 | [5 empty] | Removed from Ground | Gas (Historical Use) | 1000 | Bare Steel | 1984-01-01 | 1899-12-31 | Bare Steel | Safe Suction (Euro)
Fairburn Chevron | 627 SENOIA RD | FAIRBURN | Fulton | 9060187 | 552577 | Ball Float | 1990-01-15 | FALSE | 1990-01-15 | FALSE | Currently in Use | Plus | 10000 | Fiberglass | 1990-01-15 |  | Fiberglass Reinforced Plastic | Pressurized
RaceTrac #415 / 6910 - Senoia Rd | 7845 SENOIA Road | FAIRBURN | Fulton | 9060188 | 3 |  | 1989-01-01 | FALSE | 1989-01-01 | FALSE | Removed from Ground | Gas (Historical Use) | 12000 | Composite Double Walled | 1989-11-22 | 2017-08-31 | Double-Walled Fiberglass | Pressurized
QUIKTRIP #825 | 7975 SENOIA RD | FAIRBURN | Fulton | 10002087 | 3 | Flapper Valve | 2012-04-01 | FALSE |  | FALSE | Currently in Use | Premium | 12000 | Fiberglass Double Walled | 2011-10-01 |  | Double-Walled Fiberglass | Pressurized
HARP TRANSMISSION | 350 MEMORIAL DRIVE | ATLANTA | Fulton | 10002586 | 3 |  |  | FALSE |  | FALSE | Removed from Ground | Gas (Historical Use) | 2500 | Bare Steel | 2016-07-19 | 2016-07-19 | Bare Steel
TNT DUGAN/CHURCHILL TRUCK LINES/ | 940 SOUTH RIVER IND BLVD SW | ATLANTA | Fulton | 9060151 | 2 | [5 empty] | Removed from Ground | Diesel | 10000 | Cathodically Protected Steel | 1987-07-18 | 1994-09-20 | Galvanized Steel
SOUTHEASTERN FREIGHT LINES | 1000 S RIVER INDUSTRIAL BLVD SE | ATLANTA | Fulton | 10000029 | 1 | Ball Float | 2002-04-26 | FALSE | 2002-04-26 | FALSE | Removed from Ground | Diesel | 12000 | Composite | 2002-04-26 | 2018-07-10 | Fiberglass Reinforced Plastic | Pressurized
Brownsville Point-105 McDonough Blvd.-DIAMOND J MART | 105 McDonough Boulevard SE and 1326 Jonesboro Road SE, | ATLANTA | Fulton | 9060480 | 2 |  | 1999-02-10 | FALSE | 1999-02-10 | FALSE | Removed from Ground | Gas (Historical Use) | 4000 | Steel-Impressed Current | 1981-01-01 | 2019-02-19 |  | Suction (American)
MABEY BRIDGE & SHORE INC | 308 BAY ST | FAIRBURN | Fulton | 9060185 | 5 |  | 1998-03-01 |  | 1998-03-01 |  | Removed from Ground | Diesel | 12000 | Epoxy | 1998-03-01 | 2007-10-10 | Fiberglass Reinforced Plastic | Safe Suction (Euro)
MABEY BRIDGE & SHORE INC | 308 BAY ST | FAIRBURN | Fulton | 9060185 | 4 | [5 empty] | Removed from Ground | Gas (Historical Use) | 500 | Bare Steel | 1959-01-01 | 1991-02-21 | Bare Steel
FULTON COUNTY BOARD OF EDUCATION | 97 HEATH Street | FAIRBURN | Fulton | 600252 | 8 |  | 1995-08-15 | FALSE | 1995-08-15 | FALSE | Currently in Use | Regular | 10000 | Composite Double Walled | 1995-08-15 |  | Fiberglass Reinforced Plastic | Pressurized
FULTON COUNTY BOARD OF EDUCATION | 97 HEATH Street | FAIRBURN | Fulton | 600252 | 2 | [5 empty] | Removed from Ground | Diesel | 12000 | Bare Steel | 1979-04-17 | 1995-06-16 | Bare Steel
FULTON COUNTY BOARD OF EDUCATION | 97 HEATH Street | FAIRBURN | Fulton | 600252 | 9 |  | 1995-08-15 | TRUE | 1995-08-15 | TRUE | Removed from Ground | Used Oil | 2000 | Composite Double Walled | 1998-02-01 |  | Fiberglass Reinforced Plastic | Gravity Fed
PHILLIPS 66 | 647 SENOIA RD | FAIRBURN | Fulton | 600896 | 2 | [5 empty] | Removed from Ground | Gas (Historical Use) | 6000 | Cathodically Protected Steel | 1969-05-10 | 1991-10-01 | Galvanized Steel | Pressurized
FULTON COUNTY/FIRE STATION #17 | 8675 RIDGE RD | FAIRBURN | Fulton | 600914 | 2 | [5 empty] | Removed from Ground | Diesel | 1000 | Bare Steel | 1983-04-02 | 1998-01-21 | Galvanized Steel
GREENWAY #990/GEORGE H GREEN OIL | 41 DODD ST | FAIRBURN | Fulton | 601279 | 3 | Overfill Alarm | 1993-01-01 | FALSE | 1973-01-01 | FALSE | Currently in Use | Regular | 20000 | Steel-Impressed Current | 1974-05-11 |  | Steel (Impressed Current) | Pressurized
FULTON COUNTY BOARD OF EDUCATION | 97 HEATH Street | FAIRBURN | Fulton | 600252 | 6 |  | 1995-08-15 | FALSE | 1995-08-15 | FALSE | Currently in Use | Diesel | 12000 | Composite Double Walled | 1995-08-15 |  | Fiberglass Reinforced Plastic | Pressurized
STOP N GO | 52 NW BROAD ST | FAIRBURN | Fulton | 601146 | 1 | [5 empty] | Removed from Ground | Gas (Historical Use) | 10000 | Bare Steel | 1976-05-02 | 1987-03-23 | Galvanized Steel
STOP N GO | 52 NW BROAD ST | FAIRBURN | Fulton | 601146 | 4 | Ball Float | 1993-10-12 | FALSE | 1993-10-12 | FALSE | Currently in Use | Regular | 9816 | Fiberglass | 1988-01-01 |  | Fiberglass Reinforced Plastic | Pressurized
POREX TECH CORP OF GA | 500 BOHANNON RD | FAIRBURN | Fulton | 601360 | 1 | [5 empty] | Currently in Use | Diesel | 15000 | Bare Steel | 1985-01-01 |  | Bare Steel
FAIRBURN MARKET LLC | 795 SENOIA RD | FAIRBURN | Fulton | 601272 | 6 | [5 empty] | Removed from Ground | Gas (Historical Use) | 3955 | Bare Steel | 1980-05-09 | 1988-11-02 | Galvanized Steel
FAIRBURN MARKET LLC | 795 SENOIA RD | FAIRBURN | Fulton | 601272 | 8 | Ball Float | 1988-11-03 | FALSE | 1988-11-03 | FALSE | Removed from Ground | Regular | 10000 | Galvanic (STIP-3) | 1988-11-03 |  | Fiberglass Reinforced Plastic | Pressurized
FAIRBURN MARKET LLC | 795 SENOIA RD | FAIRBURN | Fulton | 601272 | 9 | Ball Float | 1988-11-03 | FALSE | 1988-11-03 | FALSE | Removed from Ground | Premium | 10000 | Galvanic (STIP-3) | 1988-11-03 |  | Fiberglass Reinforced Plastic | Pressurized
FAIRBURN EXPRESS | 425 SENOIA RD | FAIRBURN | Fulton | 10000113 | 3 | Flapper Valve | 2002-05-14 | FALSE | 2002-05-14 | FALSE | Currently in Use | Diesel | 4000 | Composite | 2002-04-09 |  | Fiberglass Reinforced Plastic | Pressurized
BLACKS GROCERY | 7915 RIVERTOWN RD | FAIRBURN | Fulton | 9060410 | 1 | [5 empty] | Removed from Ground | Gas (Historical Use) | 500 | Bare Steel | 1955-01-01 | 1995-01-16 | Bare Steel
Fairburn Chevron | 627 SENOIA RD | FAIRBURN | Fulton | 9060187 | 2 |  | 2000-04-03 |  | 2000-04-03 |  | Removed from Ground | Gas (Historical Use) | 10000 | Bare Steel | 1968-01-01 | 2009-03-25 | Not Marked
RaceTrac #415 / 6910 - Senoia Rd | 7845 SENOIA Road | FAIRBURN | Fulton | 9060188 | 5B | Overfill Alarm | 2017-09-05 | FALSE | 2017-09-05 | FALSE | Currently in Use | Diesel | 10000 | Fiberglass Double Walled | 2017-09-05 |  | Double-Walled Fiberglass | Pressurized
SHELL FOOD MART | 6015 LYNMARK WAY | FAIRBURN | Fulton | 10001243 | P329206A | Ball Float | 2006-12-04 | FALSE | 2006-12-04 | FALSE | Currently in Use | Premium | 8000 | Composite | 2006-10-02 |  | Fiberglass Reinforced Plastic | Pressurized
FULTON COUNTY BOARD OF EDUCATION | 97 HEATH Street | FAIRBURN | Fulton | 600252 | 3 | [5 empty] | Removed from Ground | Gas (Historical Use) | 8000 | Bare Steel | 1968-04-19 | 1995-06-16 | Bare Steel
FULTON CO/MORNING CRK TRTMNT PLT | 2850 JONESBORO RD | FAIRBURN | Fulton | 600233 | 1 | [5 empty] | Removed from Ground | Empty | 550 | Bare Steel | 1975-05-02 | 1996-08-01 | Galvanized Steel | Safe Suction (Euro)
POREX TECH CORP OF GA | 500 BOHANNON RD | FAIRBURN | Fulton | 601360 | 2 | [5 empty] | Removed from Ground | Gas (Historical Use) | 7000 | Bare Steel | 1977-01-03 | 1899-12-31 | Not Marked
FAIRBURN MARKET LLC | 795 SENOIA RD | FAIRBURN | Fulton | 601272 | 5 | [5 empty] | Removed from Ground | Gas (Historical Use) | 3955 | Bare Steel | 1980-05-09 | 1988-11-02 | Galvanized Steel
FAIRBURN MARKET LLC | 795 SENOIA RD | FAIRBURN | Fulton | 601272 | 4 | [5 empty] | Removed from Ground | Gas (Historical Use) | 3955 | Bare Steel | 1980-05-09 | 1988-11-02 | Galvanized Steel
GREENWAY #990/GEORGE H GREEN OIL | 41 DODD ST | FAIRBURN | Fulton | 601279 | 2 | Overfill Alarm | 1973-01-01 | FALSE | 1973-01-01 | FALSE | Currently in Use | Diesel | 20000 | Steel-Impressed Current | 1974-05-11 |  |  | Pressurized
Omkara 1 business, LLC | 8390 B SENOIA RD | FAIRBURN | Fulton | 9060854 | 1 | Flapper Valve | 2000-11-20 | FALSE | 2000-11-20 | FALSE | Currently in Use | Regular | 12000 | Composite | 2000-11-01 |  | Double-Walled Flex | Pressurized
GREENWAY #614 | 7860 SENOIA RD | FAIRBURN | Fulton | 9060824 | 6 | Ball Float | 2000-06-01 | FALSE | 2000-06-01 | FALSE | Currently in Use | E-0 | 4000 | Fiberglass | 2000-06-01 |  | Fiberglass Reinforced Plastic | Pressurized
M D PALMETTO | 3939 CASCADE PALMETTO | FAIRBURN | Fulton | 9060537 | 140217 | Flapper Valve | 1989-07-25 | FALSE | 1989-07-25 | FALSE | Currently in Use | Kerosene | 1000 | Galvanic (STIP-3) | 1989-07-25 |  | Fiberglass Reinforced Plastic | Pressurized
BST/F1473/FAIRBURN SOC | 6725 ROOSEVELT HWY | FAIRBURN | Fulton | 9060312 | 2 | [5 empty] | Removed from Ground | Gas (Historical Use) | 12000 | Bare Steel | 1980-01-01 | 1990-12-03 | Unknown | Pressurized
Fairburn Chevron | 627 SENOIA RD | FAIRBURN | Fulton | 9060187 | 1 |  | 2000-04-03 |  | 2000-04-03 |  | Removed from Ground | Gas (Historical Use) | 10000 | Bare Steel | 1968-01-01 | 2009-03-25 | Not Marked
GREENWAY #615 CEDAR GROVE AMOCO | 8805 Cedar Grove Road | FAIRBURN | Fulton | 601274 | 2 | Overfill Alarm | 1988-11-01 | FALSE | 1988-11-01 | FALSE | Currently in Use | Regular | 3955 | Steel-Impressed Current | 1979-05-10 |  | Fiberglass Reinforced Plastic | Pressurized
GREENWAY #614 | 7860 SENOIA RD | FAIRBURN | Fulton | 9060824 | 2 | Ball Float | 2000-06-01 | FALSE | 2000-06-01 | FALSE | Currently in Use | Premium | 8000 | Fiberglass | 2000-06-01 |  | Fiberglass Reinforced Plastic | Pressurized
GREENWAY 663 | 216 W BROAD ST | FAIRBURN | Fulton | 10000892 | 2 | Ball Float | 2005-04-01 | FALSE | 2005-04-01 | FALSE | Currently in Use | Premium | 8000 | Epoxy | 2004-06-01 |  | Double-Walled Flex | Pressurized
Valen Food Mart | 4160 FULTON IND BLVD | ATLANTA | Fulton | 601306 | 1 | Ball Float | 1985-01-01 | FALSE | 1985-01-01 | FALSE | Temporarily out of use | Regular | 12000 | Steel-Impressed Current | 1976-05-10 |  | Fiberglass Reinforced Plastic | Pressurized
ATLANTA BEVERAGE CO | 5000 FULTON IND BLVD | ATLANTA | Fulton | 600663 | 1 | Flapper Valve | 1998-04-20 | TRUE | 1998-04-20 | FALSE | Currently in Use | Regular | 10000 | Steel-Impressed Current | 1981-01-31 |  | Galvanized Steel | Pressurized
HAPPY STORE CITGO | 4060 MLK JR DR | ATLANTA | Fulton | 600751 | 1 |  | 1991-03-15 |  | 1991-03-15 |  | Removed from Ground | Gas (Historical Use) | 10000 | Cathodically Protected Steel | 1991-03-15 | 1899-12-31 | Galvanized Steel | Pressurized
HAPPY STORE CITGO | 4060 MLK JR DR | ATLANTA | Fulton | 600751 | 7 | Ball Float | 1991-08-15 | FALSE | 1991-08-15 | FALSE | Currently in Use | Diesel | 10000 | Composite | 1991-08-15 |  | Steel (Impressed Current) | Pressurized
J & E TULANE ASSOCIATES LLC | 5105 TULAND DR | ATLANTA | Fulton | 600740 | 3 | [5 empty] | Removed from Ground | Other | 6000 | Bare Steel | 1978-05-07 | 1994-02-19 | Unknown
TEXACO FOOD MART | 3155 CAMP CREEK PKWY | EAST POINT | Fulton | 9000216 | 2 | [5 empty] | Removed from Ground | Gas (Historical Use) | 8000 | Cathodically Protected Steel | 1972-02-07 | 1988-01-01 | Galvanized Steel | Pressurized
CHEELY MOTOR CO | 1734 WASHINGTON AVE | EAST POINT | Fulton | 600643 | 1 | [5 empty] | Removed from Ground | Diesel | 550 | Bare Steel | 1960-01-01 | 1986-01-01 | Galvanized Steel
MARIETTA MINIT CAR WASH NO 2 INC | 3207 MAIN ST | EAST POINT | Fulton | 601237 | 1 | [5 empty] | Removed from Ground | Gas (Historical Use) | 6000 | Cathodically Protected Steel | 1963-04-14 | 1990-08-01 | Galvanized Steel
SHELL FOOD MART | 890 CLEVELAND AVE | EAST POINT | Fulton | 601065 | 3 |  | 1984-04-23 |  | 1984-04-23 |  | Removed from Ground | Gas (Historical Use) | 10000 | Galvanic (STIP-3) | 1984-04-23 | 2004-03-10 | Galvanized Steel | Pressurized
CHEVRON 201815/SHELL #210-2827-0 | 4485 WASHINGTON RD | EAST POINT | Fulton | 600917 | 1 | [5 empty] | Removed from Ground | Gas (Historical Use) | 6000 | Bare Steel | 1970-05-04 | 1992-06-01 | Galvanized Steel | Pressurized
CHEVRON 201815/SHELL #210-2827-0 | 4485 WASHINGTON RD | EAST POINT | Fulton | 600917 | 4 | Ball Float | 1992-06-08 | FALSE | 1992-06-08 | FALSE | Currently in Use | Regular | 12000 | Composite Double Walled | 1992-06-08 |  | Fiberglass Reinforced Plastic | Pressurized
CROSSROADS BP | 2095 METROPOLITAN PKWY | ATLANTA | Fulton | 602012 | 2 | Ball Float | 1987-11-04 | FALSE | 1987-11-04 | FALSE | Currently in Use | Regular | 10000 | Steel-Impressed Current | 1987-11-04 |  | Steel (Impressed Current) | Pressurized
EXXON | 840 MCDONOUGH BLVD | ATLANTA | Fulton | 600726 | 6 | Flapper Valve | 2016-02-08 | FALSE | 2016-02-08 | FALSE | Currently in Use | Diesel | 4000 | Composite Double Walled | 2016-02-08 |  | Double-Walled Fiberglass | Pressurized
COMPLETE AUTO TRANSIT INC | 465 SAWTELL AVE | ATLANTA | Fulton | 600678 | 1 | [5 empty] | Removed from Ground | Gas (Historical Use) | 10000 | Bare Steel | 1965-02-23 | 1991-07-29 | Galvanized Steel
CRODA INKS CORP | 1040 GRANT ST | ATLANTA | Fulton | 600540 | 1 | [5 empty] | Removed from Ground | Gas (Historical Use) | 3000 | Bare Steel | 1974-05-03 | 1993-07-01 | Unknown
FASTTRACK PARKING | 3802 WASHINGTON RD | EAST POINT | Fulton | 9060744 | 1 |  | 1996-02-01 |  | 1996-02-01 |  | Removed from Ground | Gas (Historical Use) | 10000 | Galvanic (STIP-3) | 1988-01-01 | 2015-05-12 | Fiberglass Reinforced Plastic | Pressurized
CHEVRON FOOD MART | 2091 HEADLAND DRIVE | EAST POINT | Fulton | 9060873 | 2 |  | 2002-01-01 | FALSE | 2002-01-01 | FALSE | Currently in Use | Premium | 10000 | Composite | 2002-01-01 |  |  | Pressurized
SHELL FOOD MART | 7745 SPENCE RD | FAIRBURN | Fulton | 10002107 | 1 | Ball Float | 2011-11-01 | FALSE | 2011-11-01 | FALSE | Currently in Use | Regular | 12000 | Epoxy Double-Walled | 2011-11-01 |  | Double-Walled Fiberglass | Pressurized
Valero Food Mart | 2685 BEELER DR | ATLANTA | Fulton | 9060028 | 3 | Ball Float | 1998-10-26 | FALSE | 1998-10-26 | FALSE | Currently in Use | Premium | 10000 | Steel-Impressed Current | 1999-01-29 |  | Steel (Impressed Current) | Pressurized
FRENCHS ICE CREAM/SOUTHLAND CORP | 385 GRANT CIR SE | ATLANTA | Fulton | 600149 | 1 | [5 empty] | Removed from Ground | Diesel | 6000 | Bare Steel | 1964-03-15 | 1992-05-25 | Unknown
CRABAPPLE JUNCTION FOOD MART | 12690 CRABAPPLE RD | ALPHARETTA | Fulton | 9060071 | 3 | Ball Float | 1990-05-08 | FALSE | 1990-05-08 | FALSE | Currently in Use | Diesel Off Road | 8000 | Tank Jacket | 1990-06-29 |  | Fiberglass Reinforced Plastic | Pressurized
RaceTrac #461 - Mansell Road | 1545 MANSEL RD | ALPHARETTA | Fulton | 9060336 | 3 | Overfill Alarm | 1993-01-01 | FALSE | 1993-01-01 | FALSE | Currently in Use | Premium | 12000 | Composite Double Walled | 1993-10-04 |  | Double-Walled Fiberglass | Pressurized
BP/AMOCO #60237 | 1675 ALPHARETTA RD | ALPHARETTA | Fulton | 9060174 | 3 |  | 1989-06-13 |  | 1989-06-13 |  | Removed from Ground | Gas (Historical Use) | 10000 | Galvanic (STIP-3) | 1989-06-13 | 2003-06-12 | Galvanized Steel | Pressurized
CROSSROADS BP | 2095 METROPOLITAN PKWY | ATLANTA | Fulton | 602012 | 4 | Ball Float | 1987-11-04 | FALSE | 1987-11-04 | FALSE | Currently in Use | Premium | 10000 | Steel-Impressed Current | 1987-11-04 |  | Steel (Impressed Current) | Pressurized
HARRIS BODY SHOP | 1654 JONESBORO RD SE | ATLANTA | Fulton | 600446 | 4 | [5 empty] | Removed from Ground | Empty | 250 | Bare Steel | 1942-01-01 | 1992-01-01 | Bare Steel
RYDER/P I E TRUCK TERMINAL | 2300 JONESBORO RD SE | ATLANTA | Fulton | 600206 | 6 | [5 empty] | Removed from Ground | Diesel | 30000 | Bare Steel | 1980-04-10 | 1994-08-01 | Unknown
RYDER/P I E TRUCK TERMINAL | 2300 JONESBORO RD SE | ATLANTA | Fulton | 600206 | 10 | [5 empty] | Removed from Ground | Diesel | 30000 | Bare Steel | 1980-04-10 | 1994-08-01 | Unknown
TRANSCON LINES | 1080 SOUTH RIVER IND BLVD SE | ATLANTA | Fulton | 600256 | 1 | [5 empty] | Removed from Ground | Diesel | 20000 | Marked Unknown |  | 1899-12-31 | Unknown
STARVIN MARVIN #32 | GA HWY 74 & I-85 | FAIRBURN | Fulton | 601141 | 2 | [5 empty] | Removed from Ground | Gas (Historical Use) | 8000 | Bare Steel | 1988-11-01 | 1988-11-01 | Galvanized Steel
FAIRBURN FOOD MART | 5100 CASCADE-PALMETTO HWY | FAIRBURN | Fulton | 601098 | 1 | Flapper Valve | 1998-01-01 | FALSE | 1998-01-01 | FALSE | Currently in Use | Gas (Historical Use) | 10000 | Steel-Impressed Current | 1981-05-02 |  | Steel (Impressed Current) | Pressurized
CITY OF FAIRBURN PUBLIC WORKS | 102 HOWELL AVE | FAIRBURN | Fulton | 9060851 | 2 |  |  | FALSE |  | FALSE | Removed from Ground | Gas (Historical Use) | 1000 | Bare Steel | 1997-06-19 | 1997-06-19 | Bare Steel | Safe Suction (Euro)
ABANDONED GAS STATION | 216 /226 W BROAD ST | FAIRBURN | Fulton | 10000597 | 2 |  |  | FALSE |  | FALSE | Removed from Ground | Gas (Historical Use) | 560 | Bare Steel | 1929-01-01 | 2003-07-30 | Bare Steel | Safe Suction (Euro)
RaceTrac #415 / 6910 - Senoia Rd | 7845 SENOIA Road | FAIRBURN | Fulton | 9060188 | 6A | Overfill Alarm | 2017-09-05 | FALSE | 2017-09-05 | FALSE | Currently in Use | Premium | 10000 | Fiberglass Double Walled | 2017-09-05 |  | Double-Walled Fiberglass | Pressurized
RaceTrac #415 / 6910 - Senoia Rd | 7845 SENOIA Road | FAIRBURN | Fulton | 9060188 | 6B | Overfill Alarm | 2017-09-05 | FALSE | 2017-09-05 | FALSE | Currently in Use | E-85 | 10000 | Fiberglass Double Walled | 2017-09-05 |  | Double-Walled Fiberglass | Pressurized
RaceTrac #415 / 6910 - Senoia Rd | 7845 SENOIA Road | FAIRBURN | Fulton | 9060188 | 4 | Overfill Alarm | 2017-09-05 | FALSE | 2017-09-05 | FALSE | Currently in Use | Regular | 20000 | Fiberglass Double Walled | 2017-09-05 |  | Double-Walled Fiberglass | Pressurized
HERSCHEL MCDANIEL FUNERAL HOME | 368 BROAD ST | FAIRBURN | Fulton | 9060020 | 1 | [5 empty] | Removed from Ground | Gas (Historical Use) | 960 | Bare Steel | 1991-05-07 | 1991-05-07 | Unknown
Brownsville Point-105 McDonough Blvd.-DIAMOND J MART | 105 McDonough Boulevard SE and 1326 Jonesboro Road SE, | ATLANTA | Fulton | 9060480 | 1 |  | 1999-02-10 | FALSE | 1999-02-10 | FALSE | Removed from Ground | Gas (Historical Use) | 4000 | Steel-Impressed Current | 1981-01-01 | 2019-02-19 |  | Suction (American)
CITY OF ATLANTA/OFS | 1146 HILL ST | ATLANTA | Fulton | 600285 | 1 | [5 empty] | Removed from Ground | Gas (Historical Use) | 6000 | Bare Steel | 1971-05-11 | 1998-12-01 | Unknown
FIRE TRAINING CENTER | 25 CLAIRE DR SW | ATLANTA | Fulton | 600362 | 1 | [5 empty] | Removed from Ground | Gas (Historical Use) | 500 | Bare Steel | 1998-11-01 | 1998-11-01 | Galvanized Steel
CHEVRON FOOD MART | 221 CLEVELAND AVE SW | ATLANTA | Fulton | 601017 | 3 | Flapper Valve | 1993-06-23 | FALSE | 1993-06-23 | FALSE | Currently in Use | Premium | 10000 | Fiberglass | 1984-11-09 |  | Double-Walled Fiberglass | Pressurized
EXXON | 840 MCDONOUGH BLVD | ATLANTA | Fulton | 600726 | 5 | Flapper Valve | 2016-02-08 | FALSE | 2016-02-08 | FALSE | Currently in Use | Premium | 8000 | Composite Double Walled | 2016-02-08 |  | Double-Walled Fiberglass | Pressurized
GEORGIA TRUCKING COMPANY | 540 ENGELWOOD AVE | ATLANTA | Fulton | 600690 | 1 | [5 empty] | Removed from Ground | Diesel | 0 | Bare Steel | 1976-05-10 | 2006-02-02 | Galvanized Steel | Suction (American)
US PENITENTIARY ATLANTA | 601 MCDONOUGH BLVD SE | ATLANTA | Fulton | 600697 | D-2 | [5 empty] | Removed from Ground | Empty | 2000 | Bare Steel | 1993-07-21 | 1993-07-21 | Bare Steel
COMPLETE AUTO TRANSIT INC | 465 SAWTELL AVE | ATLANTA | Fulton | 600678 | 4 | [5 empty] | Removed from Ground | Diesel | 10000 | Bare Steel | 1965-02-23 | 1991-07-29 | Galvanized Steel
COMPLETE AUTO TRANSIT INC | 465 SAWTELL AVE | ATLANTA | Fulton | 600678 | 5 |  |  | TRUE |  | TRUE | Removed from Ground | Used Oil | 6000 | Bare Steel | 1965-02-23 | 1991-07-29 | Galvanized Steel
ATLANTA OFS-CHESTER | 315 CHESTER AVE | ATLANTA | Fulton | 9000642 | 6 | Flapper Valve | 1991-04-01 | FALSE | 1991-04-01 | FALSE | Currently in Use | Regular | 12000 | Fiberglass Double Walled | 1991-04-01 |  | Fiberglass Reinforced Plastic | Pressurized
BOULEVARD CHEVRON #021406 | 371 BOULEVARD SE @ I-20 | ATLANTA | Fulton | 601097 | 1/464798 | [5 empty] | Removed from Ground | Gas (Historical Use) | 8000 | Bare Steel | 1974-04-25 | 1899-12-31 | Galvanized Steel
CITGO FOOD MART | 1974 SYLVAN RD | ATLANTA | Fulton | 601125 | 3 | Flapper Valve | 1999-02-01 | FALSE | 1999-02-01 | FALSE | Currently in Use | Premium | 8000 | Steel-Impressed Current | 1981-05-02 |  | Fiberglass Reinforced Plastic | Pressurized
BAGGETT TRANSPORTATION/CAPITOL S | 260 UNIVERSITY AVE SW | ATLANTA | Fulton | 600307 | 5 | [5 empty] | Removed from Ground | Diesel | 10000 | Bare Steel | 1991-12-20 | 1991-12-20 | Unknown
CITY OF ATLANTA/OFS | 23 CLAIRE DR | ATLANTA | Fulton | 600349 | 9 |  |  | TRUE |  | TRUE | Removed from Ground | Used Oil | 8000 | Bare Steel | 1976-05-10 | 1997-08-01 | Unknown
CITY OF ATLANTA/OFS | 23 CLAIRE DR | ATLANTA | Fulton | 600349 | 11 | Flapper Valve | 1994-04-20 | FALSE | 1994-04-21 | FALSE | Currently in Use | E-10 | 20000 | Fiberglass Double Walled | 1994-04-21 |  | Double-Walled Fiberglass | Pressurized
CITY OF ATLANTA/OFS | 23 CLAIRE DR | ATLANTA | Fulton | 600349 | 6 | [5 empty] | Removed from Ground | Other | 8000 | Bare Steel | 1976-05-10 | 1997-08-01 | Unknown
BROWNSMILL GOLF CLUBHOUSE | 480 CLEVELAND AVE SE | ATLANTA | Fulton | 600395 | 1 | [5 empty] | Removed from Ground | Gas (Historical Use) | 500 | Marked Unknown | 1972-01-01 | 1998-10-01 | Galvanized Steel | Suction (American)
BROWNSMILL GOLF MAINTENANCE | 2420 BROWNSMILL RD SE | ATLANTA | Fulton | 600393 | 1 | [5 empty] | Removed from Ground | Gas (Historical Use) | 500 | Marked Unknown | 1974-01-01 | 1998-10-01 | Unknown | Suction (American)
W C CAYE & CO INC | 787 WINDSOR ST SW | ATLANTA | Fulton | 600136 | 2 | [5 empty] | Removed from Ground | Diesel | 2000 | Bare Steel | 1983-01-01 | 1996-05-14 | Unknown | Suction (American)
KMART #4138 | 5925 ROSWELL RD NE | SANDY SPRINGS | Fulton | 600213 | 1 |  |  | TRUE |  | TRUE | Removed from Ground | Used Oil | 1000 | Bare Steel | 1965-04-09 | 1989-12-14 | Galvanized Steel
SAM'S MART# 521 | 5640 NORTHSIDE DR | SANDY SPRINGS | Fulton | 330069 | 2 |  | 1989-01-01 |  | 1989-01-01 |  | Removed from Ground | Gas (Historical Use) | 10000 | Fiberglass | 1982-04-30 | 2001-11-19 | Fiberglass Reinforced Plastic | Pressurized
6224 ROSWELL RD | 6224 ROSWELL RD | SANDY SPRINGS | Fulton | 10002601 | 1 |  |  | FALSE |  | FALSE | Closed in Ground | New Oil | 1000 | Unknown | 2016-09-08 | 2016-09-08 | Unknown
285 MT VERNON HIGHWAY NE | 285 MT VERNON HIGHWAY NE | SANDY SPRINGS | Fulton | 10002400 | 2 |  |  | FALSE |  | FALSE | Removed from Ground | Used Oil | 550 | Unknown | 2014-10-20 | 2014-10-20 | Unknown
GREENWAY #640/PULLIAMS SERVICE C | 544 MAIN ST | PALMETTO | Fulton | 600483 | 3 |  | 1996-08-01 |  | 1996-08-01 |  | Removed from Ground | Diesel | 4000 | Composite | 1986-01-01 | 2016-11-01 | Fiberglass Reinforced Plastic | Pressurized
PALMETTO FOOD & FUEL | 204 FAYETTEVILLE RD | PALMETTO | Fulton | 600779 | 3 | Flapper Valve | 2014-07-01 | FALSE | 2014-07-01 | FALSE | Currently in Use | Regular | 12000 | Composite Double Walled | 2014-06-01 |  | Double-Walled Fiberglass | Pressurized
LANDERS CLEANERS | 576 LEE ST SW | ATLANTA | Fulton | 9000123 | 3 | [5 empty] | Temporarily out of use | Other | 500 | Bare Steel | 1966-04-23 |  | Galvanized Steel
CITY OF ATLANTA/OFS | 23 CLAIRE DR | ATLANTA | Fulton | 600349 | 5 | [5 empty] | Removed from Ground | Other | 8000 | Bare Steel | 1976-05-10 | 1997-08-01 | Unknown | Pressurized
CARRETTA TRUCKING INC/CONSOLIDAT | 1000 SOUTH RIVER IND BLVD SE | ATLANTA | Fulton | 600076 | D-2 | [5 empty] | Removed from Ground | Diesel | 12000 | Bare Steel | 1966-05-10 | 1994-08-09 | Bare Steel
CLEVELAND STOP LLC | 151 CLEVELAND AVE SW | ATLANTA | Fulton | 600111 | 6 | Ball Float | 1996-02-01 | FALSE | 1996-02-01 | FALSE | Currently in Use | Plus | 10000 | Composite | 1996-02-20 |  | Double-Walled Fiberglass | Pressurized
SHELL FOOD MART | 5866 ROSWELL RD | SANDY SPRINGS | Fulton | 600046 | 3 | Ball Float | 1991-12-12 | FALSE | 1991-12-12 | FALSE | Currently in Use | Diesel | 10000 | Steel-Impressed Current | 1968-05-12 |  | Fiberglass Reinforced Plastic | Pressurized
SANDY SPRINGS CHEVRON | 6385 ROSWELL RD | SANDY SPRINGS | Fulton | 600929 | 3 | [5 empty] | Removed from Ground | Gas (Historical Use) | 6000 | Bare Steel | 1978-01-03 | 1993-08-23 | Bare Steel | Pressurized
FORTUNE FOOD MART INC MOUNT VERNON FOODMART INC | 295 MT VERNON HWY | SANDY SPRINGS | Fulton | 601140 | 5 | Flapper Valve | 1998-11-02 | FALSE | 1992-01-01 | FALSE | Currently in Use | E-85 | 10000 | Composite | 1985-03-17 |  | Fiberglass Reinforced Plastic | Pressurized
FORTUNE FOOD MART INC MOUNT VERNON FOODMART INC | 295 MT VERNON HWY | SANDY SPRINGS | Fulton | 601140 | 4 | Flapper Valve | 1998-11-02 | FALSE | 1992-01-01 | FALSE | Currently in Use | Regular | 10000 | Composite | 1985-03-17 |  | Fiberglass Reinforced Plastic | Pressurized
SAM'S MART# 521 | 5640 NORTHSIDE DR | SANDY SPRINGS | Fulton | 330069 | 6 | [5 empty] | Removed from Ground | Other | 0 | Marked Unknown | 1982-04-30 | 2001-11-20 | Unknown
SAM'S MART# 521 | 5640 NORTHSIDE DR | SANDY SPRINGS | Fulton | 330069 | 9 | Flapper Valve | 2002-06-11 | FALSE | 2002-06-11 | FALSE | Currently in Use | Premium | 12000 | Fiberglass Double Walled | 2002-06-11 |  | Double-Walled Fiberglass | Pressurized
SAM'S MART# 521 | 5640 NORTHSIDE DR | SANDY SPRINGS | Fulton | 330069 | 8 | Flapper Valve | 2002-06-11 | FALSE | 2002-06-11 | FALSE | Currently in Use | Regular | 20000 | Fiberglass Double Walled | 2002-06-11 |  | Double-Walled Fiberglass | Pressurized
KROGER GA 467 | 227 SANDY SPRINGS PL | SANDY SPRINGS | Fulton | 10000902 | 1A | Flapper Valve | 2005-04-08 | FALSE | 2005-04-08 | FALSE | Currently in Use | Regular | 20000 | Fiberglass Double Walled | 2005-03-17 |  |  | Pressurized
LINE CREEK PUMPING STATION | 8357 JOHNSON ROAD RTE 2 | PALMETTO | Fulton | 601112 | 1AST | [5 empty] | Currently in Use | Diesel | 1000 | Marked Unknown | 1982-04-30 |  | Bare Steel
TSX TRAILER STORAGE | 2090 -B JONESBORO RD SE | ATLANTA | Fulton | 600258 | 7 | [5 empty] | Removed from Ground | Other | 750 | Bare Steel | 1972-04-18 | 1991-01-14 | Galvanized Steel
TSX TRAILER STORAGE | 2090 -B JONESBORO RD SE | ATLANTA | Fulton | 600258 | 5 | [5 empty] | Removed from Ground | Other | 8000 | Bare Steel | 1972-04-18 | 1991-07-30 | Galvanized Steel
TSX TRAILER STORAGE | 2090 -B JONESBORO RD SE | ATLANTA | Fulton | 600258 | 4 | [5 empty] | Removed from Ground | Other | 5000 | Bare Steel | 1972-04-18 | 1991-07-31 | Galvanized Steel
HILL MANUFACTURING CO INC | 1500 JONESBORO RD SE | ATLANTA | Fulton | 600278 | 8 | [5 empty] | Closed in Ground | Other | 3000 | Bare Steel | 1976-05-08 | 1988-12-15 | Galvanized Steel
HILL MANUFACTURING CO INC | 1500 JONESBORO RD SE | ATLANTA | Fulton | 600278 | 6 | [5 empty] | Closed in Ground | Other | 3000 | Bare Steel | 1976-05-08 | 1988-12-15 | Galvanized Steel
HILL MANUFACTURING CO INC | 1500 JONESBORO RD SE | ATLANTA | Fulton | 600278 | 9 | [5 empty] | Closed in Ground | Gas (Historical Use) | 3000 | Bare Steel | 1973-01-04 | 1988-12-15 | Galvanized Steel
CITY OF ATLANTA/OFS | 23 CLAIRE DR | ATLANTA | Fulton | 600349 | 3 | [5 empty] | Removed from Ground | Hazardous Substance | 8000 | Composite | 1976-05-10 | 1993-12-01 | Unknown | Pressurized
CLEVELAND STOP LLC | 151 CLEVELAND AVE SW | ATLANTA | Fulton | 600111 | 4/OIL |  |  | TRUE |  | TRUE | Removed from Ground | Used Oil | 700 | Marked Unknown | 1996-03-20 | 1996-03-20 | Unknown
SAM'S MART# 521 | 5640 NORTHSIDE DR | SANDY SPRINGS | Fulton | 330069 | 1 |  | 1989-01-01 |  | 1989-01-01 |  | Removed from Ground | Gas (Historical Use) | 10000 | Fiberglass | 1982-04-30 | 2001-11-19 | Fiberglass Reinforced Plastic | Pressurized
GOODYEAR ASC #2126 | 6258 ROSWELL RD NW | SANDY SPRINGS (ATLAN | Fulton | 600054 | 1 |  |  | TRUE |  | TRUE | Removed from Ground | Used Oil | 560 | Bare Steel | 1986-05-05 | 1992-07-01 | Bare Steel
GREENWAY #640/PULLIAMS SERVICE C | 544 MAIN ST | PALMETTO | Fulton | 600483 | 7 | [5 empty] | Closed in Ground | Gas (Historical Use) | 1065 | Bare Steel | 1974-05-11 | 1996-08-01 | Bare Steel | Safe Suction (Euro)
GREENWAY #640/PULLIAMS SERVICE C | 544 MAIN ST | PALMETTO | Fulton | 600483 | 4 |  | 1996-08-01 |  | 1996-08-01 |  | Removed from Ground | Kerosene | 3000 | Cathodically Protected Steel | 1977-05-01 | 2009-07-01 | Fiberglass Reinforced Plastic | Pressurized
GREENWAY #990/GEORGE H GREEN OIL | 41 DODD ST | FAIRBURN | Fulton | 601279 | 1 | Overfill Alarm | 1973-01-01 | FALSE | 1973-01-01 | FALSE | Currently in Use | Diesel Off Road | 20000 | Steel-Impressed Current | 1974-05-11 |  |  | Pressurized
HARRIS BODY SHOP | 1654 JONESBORO RD SE | ATLANTA | Fulton | 600446 | 2 | [5 empty] | Removed from Ground | Empty | 500 | Bare Steel | 1936-05-20 | 1991-12-27 | Bare Steel
GENERAL MOTORS/LAKEWOOD PLANT | 510 SAWTELL AVE SE | ATLANTA | Fulton | 9000030 | CS-1 | [5 empty] | Removed from Ground | Hazardous Substance | 12000 | Bare Steel | 1928-05-22 | 1990-08-31 | Unknown
TSX TRAILER STORAGE | 2090 -B JONESBORO RD SE | ATLANTA | Fulton | 600258 | 11 |  |  | TRUE |  | TRUE | Closed in Ground | Used Oil | 5000 | Bare Steel | 1972-04-18 | 1991-01-10 | Galvanized Steel
CITY OF ATLANTA/OFS | 1146 HILL ST | ATLANTA | Fulton | 600285 | 7 | Flapper Valve | 1999-04-30 | FALSE | 2014-08-20 | FALSE | Currently in Use | Diesel | 20000 | Fiberglass Double Walled | 1999-04-30 |  | Double-Walled Fiberglass | Pressurized
CITY OF ATLANTA/OFS | 1146 HILL ST | ATLANTA | Fulton | 600285 | 5 | [5 empty] | Removed from Ground | Gas (Historical Use) | 500 | Bare Steel | 1971-05-11 | 1998-12-01 | Unknown
CITY OF ATLANTA/OFS | 1146 HILL ST | ATLANTA | Fulton | 600285 | 4 | [5 empty] | Removed from Ground | Other | 3000 | Bare Steel | 1985-05-07 | 1998-12-01 | Unknown
ATLANTA FIRE STATION #2 | 1568 JONESBORO RD SE | ATLANTA | Fulton | 600364 | 1 | [5 empty] | Removed from Ground | Diesel | 300 | Bare Steel | 1978-05-10 | 1995-01-01 | Galvanized Steel
Q LUBE INC #1172 | 6569 ROSWELL RD NE | SANDY SPRINGS | Fulton | 602004 | 2 | [5 empty] | Removed from Ground | Other | 2000 | Fiberglass | 1987-11-04 | 1998-03-01 | Galvanized Steel | Suction (American)
UNOCAL STATION #9023-221 | 6015 ROSWELL RD NE | SANDY SPRINGS | Fulton | 601181 | 1 | [5 empty] | Removed from Ground | Gas (Historical Use) | 10000 | Bare Steel | 1972-04-20 | 1988-11-01 | Galvanized Steel
UNOCAL STATION #9023-221 | 6015 ROSWELL RD NE | SANDY SPRINGS | Fulton | 601181 | 7 | [5 empty] | Removed from Ground | Gas (Historical Use) | 12000 | Fiberglass | 1988-11-01 | 1993-08-20 | Fiberglass Reinforced Plastic | Pressurized
PALMETTO ONE STOP #33 | 510 CENTER ST | PALMETTO | Fulton | 601102 | 2 |  | 1997-05-23 |  | 1997-05-02 |  | Removed from Ground | Gas (Historical Use) | 6000 | Cathodically Protected Steel | 1968-05-05 | 2013-04-02 | Cathodically Protected
RICO ROAD COMMUNITY CENTER | 6505 RICO ROAD | PALMETTO | Fulton | 9060777 | 1 | [5 empty] | Removed from Ground | Diesel | 6000 | Bare Steel | 1999-04-16 | 1999-04-16 | Bare Steel
PALMETTO 66 STATION | 583 MAIN ST | PALMETTO | Fulton | 9060250 | 3 | [5 empty] | Removed from Ground | Gas (Historical Use) | 4000 | Bare Steel | 1967-03-25 | 1992-07-07 | Galvanized Steel | Suction (American)
US 29 WIDENING PROJECCT | 7775 ROOSEVELT | PALMETTO | Fulton | 9060447 | 1 | [5 empty] | Removed from Ground | Gas (Historical Use) | 3000 | Marked Unknown | 1995-06-09 | 1995-06-09 | Unknown
HARRIS BODY SHOP | 1654 JONESBORO RD SE | ATLANTA | Fulton | 600446 | 3 | [5 empty] | Removed from Ground | Empty | 500 | Bare Steel | 1942-01-01 | 1992-01-01 | Bare Steel
CROWN STATION GA-003 | 1629 LAKEWOOD AVE SE | ATLANTA | Fulton | 9000035 | 2 | [5 empty] | Removed from Ground | Gas (Historical Use) | 6047 | Bare Steel | 1967-04-09 | 1992-02-05 | Galvanized Steel | Pressurized
FULTON COUNTY BOARD OF EDUCATION | 786 CLEVELAND AVE SW | ATLANTA | Fulton | 600250 | 1 | [5 empty] | Removed from Ground | Gas (Historical Use) | 6000 | Bare Steel | 1968-04-19 | 1997-06-01 | Bare Steel
A TOW ATLANTA INC | 180 HARRIETT ST SE | ATLANTA | Fulton | 600193 | 2 | [5 empty] | Removed from Ground | Diesel | 20000 | Bare Steel | 1989-01-01 | 1993-02-08 | Bare Steel | Pressurized
RYDER/P I E TRUCK TERMINAL | 2300 JONESBORO RD SE | ATLANTA | Fulton | 600206 | 3 | [5 empty] | Removed from Ground | Gas (Historical Use) | 10000 | Bare Steel | 1971-04-13 | 1994-08-01 | Unknown
TSX TRAILER STORAGE | 2090 -B JONESBORO RD SE | ATLANTA | Fulton | 600258 | 12 |  |  | TRUE |  | TRUE | Removed from Ground | Used Oil | 2500 | Fiberglass Double Walled | 1991-02-26 | 2017-07-24 | Fiberglass Reinforced Plastic
CARRETTA TRUCKING INC/CONSOLIDAT | 1000 SOUTH RIVER IND BLVD SE | ATLANTA | Fulton | 600076 | G-1 | [5 empty] | Removed from Ground | Gas (Historical Use) | 8000 | Bare Steel | 1966-05-10 | 1994-08-09 | Bare Steel
ATLANTA FILM CONVERTING CO INC | 1132 PRYOR ST SW | ATLANTA | Fulton | 600048 | 1 | [5 empty] | Removed from Ground | Hazardous Substance | 6000 | Bare Steel | 1983-04-26 | 1998-12-09 | Bare Steel | Gravity Fed
ATLANTA FILM CONVERTING CO INC | 1132 PRYOR ST SW | ATLANTA | Fulton | 600048 | 7 |  |  | FALSE |  | FALSE | Removed from Ground | Other | 5000 | Bare Steel | 2006-12-01 | 2006-12-01 | Bare Steel
ATLANTA FILM CONVERTING CO INC | 1132 PRYOR ST SW | ATLANTA | Fulton | 600048 | 4 |  |  | FALSE |  | FALSE | Removed from Ground | Other | 500 | Bare Steel | 2006-12-01 | 2006-12-01 | Bare Steel
FIRESTONE STORE | 5861 ROSWELL RD | SANDY SPRINGS | Fulton | 600626 | 1 |  |  | TRUE |  | TRUE | Removed from Ground | Used Oil | 250 | Bare Steel | 1971-04-21 | 1996-08-01 | Unknown | Safe Suction (Euro)
UNOCAL STATION #9023-221 | 6015 ROSWELL RD NE | SANDY SPRINGS | Fulton | 601181 | 3 |  |  | TRUE |  | TRUE | Removed from Ground | Used Oil | 1000 | Bare Steel | 1972-01-01 | 1972-01-01 | Galvanized Steel
SAM'S MART# 521 | 5640 NORTHSIDE DR | SANDY SPRINGS | Fulton | 330069 | 10 | Flapper Valve | 2002-06-11 | FALSE | 2002-06-11 | FALSE | Currently in Use | Diesel | 10000 | Fiberglass Double Walled | 2002-06-11 |  | Double-Walled Fiberglass | Pressurized
285 MT VERNON HIGHWAY NE | 285 MT VERNON HIGHWAY NE | SANDY SPRINGS | Fulton | 10002400 | 4 |  |  | FALSE |  | FALSE | Removed from Ground | Used Oil | 550 | Unknown | 2014-10-20 | 2014-10-20 | Unknown
CITY OF PALMETTO GA | 549 MAIN ST | PALMETTO | Fulton | 600546 | 2 | [5 empty] | Removed from Ground | Gas (Historical Use) | 1000 | Not Marked/Unknown | 1996-08-01 | 1996-08-01 | Not Marked
PALMETTO FOOD & FUEL | 204 FAYETTEVILLE RD | PALMETTO | Fulton | 600779 | 1 |  | 1998-03-01 |  | 1998-03-01 |  | Removed from Ground | Gas (Historical Use) | 5000 | Fiberglass | 1983-01-01 | 2014-07-25 | Fiberglass Reinforced Plastic | Pressurized
BST/PALMETTO CO-F1458 | 100 TOOMBS ST | PALMETTO | Fulton | 9060266 | 1 | [5 empty] | Removed from Ground | Diesel | 600 | Composite | 1986-08-01 | 1995-07-10 | Copper | Suction (American)
TSX TRAILER STORAGE | 2090 -B JONESBORO RD SE | ATLANTA | Fulton | 600258 | 13 |  |  | FALSE |  | FALSE | Removed from Ground |  | 8000 | Fiberglass Double Walled | 1991-09-04 | 2017-07-24 | Fiberglass Reinforced Plastic | Suction (American)
W C CAYE & CO INC | 787 WINDSOR ST SW | ATLANTA | Fulton | 600136 | 1 | [5 empty] | Removed from Ground | Empty | 1000 | Bare Steel | 1950-01-01 | 1990-02-01 | Unknown
CLEVELAND STOP LLC | 151 CLEVELAND AVE SW | ATLANTA | Fulton | 600111 | 3/SUPUNL | [5 empty] | Removed from Ground | Gas (Historical Use) | 6000 | Marked Unknown | 1976-02-21 | 1996-03-20 | Unknown
ATLANTA FILM CONVERTING CO INC | 1132 PRYOR ST SW | ATLANTA | Fulton | 600048 | 5 |  |  | FALSE |  | FALSE | Removed from Ground | Other | 1500 | Bare Steel | 2006-12-01 | 2006-12-01 | Bare Steel
FORMER TEXACO STATION | 6430 ROSWELL RD | SANDY SPRINGS | Fulton | 10002342 | 2 |  |  | FALSE |  | FALSE | Removed from Ground | Gas (Historical Use) | 12000 | Unknown | 2014-07-01 | 2014-07-01 | Unknown
CITY OF ATLANTA/OFS | 23 CLAIRE DR | ATLANTA | Fulton | 600349 | 4 | [5 empty] | Removed from Ground | Diesel | 20000 | Cathodically Protected Steel | 1985-05-08 | 1997-08-01 | Cathodically Protected | Pressurized
CITY OF ATLANTA/OFS | 23 CLAIRE DR | ATLANTA | Fulton | 600349 | 7 | [5 empty] | Removed from Ground | Other | 8000 | Bare Steel | 1976-05-10 | 1997-08-01 | Unknown
CITY OF ATLANTA/OFS | 23 CLAIRE DR | ATLANTA | Fulton | 600349 | 1 | [5 empty] | Removed from Ground | Other | 8000 | Composite | 1976-05-10 | 1997-08-01 | Unknown
CLEVELAND STOP LLC | 151 CLEVELAND AVE SW | ATLANTA | Fulton | 600111 | 1/RUNL | [5 empty] | Removed from Ground | Gas (Historical Use) | 5000 | Marked Unknown | 1976-02-21 | 1996-03-20 | Unknown
SANDY SPRINGS PHILLIPS 66 | 6024 ROSWELL RD | SANDY SPRINGS | Fulton | 600768 | 3 |  | 1985-05-01 |  | 1985-05-01 |  | Removed from Ground | Gas (Historical Use) | 10000 | Fiberglass | 1985-05-03 | 2004-12-01 | Fiberglass Reinforced Plastic | Pressurized
FORTUNE FOOD MART INC MOUNT VERNON FOODMART INC | 295 MT VERNON HWY | SANDY SPRINGS | Fulton | 601140 | 1 | Flapper Valve | 1998-11-02 | FALSE | 1992-01-01 | FALSE | Currently in Use | E-0 | 4000 | Composite | 1985-03-17 |  | Fiberglass Reinforced Plastic | Pressurized
MINDIS RECYCLING | 897 ADAMSON ST SW | ATLANTA | Fulton | 600567 | 1 | [5 empty] | Removed from Ground | Diesel | 8000 | Bare Steel | 1977-04-06 | 1996-12-12 | Galvanized Steel
GENERAL MOTORS/LAKEWOOD PLANT | 510 SAWTELL AVE SE | ATLANTA | Fulton | 9000030 | T-5 | [5 empty] | Removed from Ground | Other | 12000 | Cathodically Protected Steel | 1958-05-15 | 1990-08-31 | Not Marked
GENERAL MOTORS/LAKEWOOD PLANT | 510 SAWTELL AVE SE | ATLANTA | Fulton | 9000030 | T-8 | [5 empty] | Removed from Ground | Gas (Historical Use) | 12000 | Cathodically Protected Steel | 1958-05-15 | 1990-08-31 | Not Marked
SKYLINE TRANSPORTATION INC | 1140 SOUTH RIVER IND BLVD SE | ATLANTA | Fulton | 600636 | 2 | [5 empty] | Removed from Ground | Diesel | 8000 | Marked Unknown | 1966-04-23 | 2000-05-10 | Unknown
GENERAL MOTORS/LAKEWOOD PLANT | 510 SAWTELL AVE SE | ATLANTA | Fulton | 9000030 | CS-2 | [5 empty] | Removed from Ground | Other | 12000 | Bare Steel | 1928-05-22 | 1990-08-31 | Unknown
HILL MANUFACTURING CO INC | 1500 JONESBORO RD SE | ATLANTA | Fulton | 600278 | 2 | [5 empty] | Closed in Ground | Kerosene | 3000 | Bare Steel | 1976-05-08 | 1988-12-15 | Galvanized Steel
ATLANTA FILM CONVERTING CO INC | 1132 PRYOR ST SW | ATLANTA | Fulton | 600048 | 6 |  |  | FALSE |  | FALSE | Removed from Ground | Other | 3000 | Bare Steel | 2006-12-01 | 2006-12-01 | Bare Steel
UNOCAL STATION #9023-221 | 6015 ROSWELL RD NE | SANDY SPRINGS | Fulton | 601181 | 5 |  |  | TRUE |  | TRUE | Removed from Ground | Used Oil | 550 | Double Walled | 1990-01-01 | 1993-08-20 | Fiberglass Reinforced Plastic | Gravity Fed
UNOCAL STATION #9023-221 | 6015 ROSWELL RD NE | SANDY SPRINGS | Fulton | 601181 | 4 | [5 empty] | Removed from Ground | Empty | 550 | Bare Steel | 1955-04-25 | 1990-07-01 | Galvanized Steel
GREENWAY #640/PULLIAMS SERVICE C | 544 MAIN ST | PALMETTO | Fulton | 600483 | 11 | [5 empty] | Closed in Ground | Kerosene | 280 | Bare Steel | 1974-05-11 | 1996-08-01 | Galvanized Steel
FULTON COUNTY/FIRE STATION #17 | 8675 RIDGE RD | FAIRBURN | Fulton | 600914 | 1 | [5 empty] | Removed from Ground | Gas (Historical Use) | 1000 | Bare Steel | 1983-04-02 | 1998-01-21 | Galvanized Steel
FAIRBURN MARKET LLC | 795 SENOIA RD | FAIRBURN | Fulton | 601272 | 7 | Ball Float | 1988-11-03 | FALSE | 1988-11-03 | FALSE | Removed from Ground | Regular | 10000 | Galvanic (STIP-3) | 1988-11-03 |  | Fiberglass Reinforced Plastic | Pressurized
FAIRBURN MARKET LLC | 795 SENOIA RD | FAIRBURN | Fulton | 601272 | 1 | [5 empty] | Removed from Ground | Gas (Historical Use) | 3955 | Bare Steel | 1980-05-09 | 1988-11-02 | Galvanized Steel
GREENWAY #990/GEORGE H GREEN OIL | 41 DODD ST | FAIRBURN | Fulton | 601279 | 6 | Overfill Alarm | 1973-01-01 | FALSE | 1973-01-01 | FALSE | Currently in Use | Used Oil | 10000 | Steel-Impressed Current | 1974-05-11 |  | Steel (Impressed Current) | Pressurized
BLACKS GROCERY | 7915 RIVERTOWN RD | FAIRBURN | Fulton | 9060410 | 2 | [5 empty] | Removed from Ground | Gas (Historical Use) | 500 | Bare Steel | 1955-01-01 | 1995-01-16 | Bare Steel
MABEY BRIDGE & SHORE INC | 308 BAY ST | FAIRBURN | Fulton | 9060185 | 2 | [5 empty] | Removed from Ground | Gas (Historical Use) | 500 | Bare Steel | 1967-01-01 | 1992-07-30 | Bare Steel | Suction (American)
Fairburn Chevron | 627 SENOIA RD | FAIRBURN | Fulton | 9060187 | 552581 | Ball Float | 1990-01-15 | FALSE | 1990-01-15 | FALSE | Currently in Use | Diesel | 6000 | Fiberglass | 1990-01-15 |  | Fiberglass Reinforced Plastic | Pressurized
SHELL FOOD MART | 6015 LYNMARK WAY | FAIRBURN | Fulton | 10001243 | P329216 | Ball Float | 2006-12-04 | FALSE | 2006-12-04 | FALSE | Currently in Use | Regular | 12000 | Composite | 2006-10-02 |  | Fiberglass Reinforced Plastic | Pressurized
WSE TRANSPORTATION LLC | 2680 FOREST PARK RD SE | ATLANTA | Fulton | 9060079 | 1 | Ball Float | 1988-01-01 | FALSE | 1988-01-01 | FALSE | Removed from Ground | Diesel | 10000 | Fiberglass Double Walled | 1988-10-01 | 2019-01-29 | Double-Walled Fiberglass | Pressurized
CITY OF ATLANTA/OFS | 23 CLAIRE DR | ATLANTA | Fulton | 600349 | 14 | Overfill Alarm | 1997-08-29 | FALSE | 1997-08-29 | FALSE | Temporarily out of use | New Oil | 8000 | Fiberglass | 1997-08-29 |  | Double-Walled Fiberglass | Suction (American)
CITY OF ATLANTA/OFS | 23 CLAIRE DR | ATLANTA | Fulton | 600349 | 2 | [5 empty] | Removed from Ground | Hazardous Substance | 8000 | Composite | 1976-05-10 | 1993-12-01 | Unknown | Pressurized
ATLANTA FILM CONVERTING CO INC | 1132 PRYOR ST SW | ATLANTA | Fulton | 600048 | 3 | [5 empty] | Removed from Ground | Hazardous Substance | 1500 | Bare Steel | 1983-04-26 | 1998-12-09 | Bare Steel | Gravity Fed
SHELL FOOD MART | 5866 ROSWELL RD | SANDY SPRINGS | Fulton | 600046 | 1 | Ball Float | 1991-12-12 | FALSE | 1991-12-12 | FALSE | Currently in Use | Regular | 10000 | Steel-Impressed Current | 1968-05-12 |  | Fiberglass Reinforced Plastic | Pressurized
SANDY SPRINGS CHEVRON | 6385 ROSWELL RD | SANDY SPRINGS | Fulton | 600929 | 1 | [5 empty] | Removed from Ground | Gas (Historical Use) | 10000 | Double Walled | 1978-01-03 | 1993-08-23 | Fiberglass Reinforced Plastic | Pressurized
CHEVRON FOOD MART | 3849 BROWNS MILL RD | ATLANTA | Fulton | 9060460 | 2P | Ball Float | 1992-12-01 | FALSE | 1992-12-01 | FALSE | Currently in Use | Plus | 6000 | Composite | 1992-12-01 |  | Double-Walled Flex | Pressurized
Valero Food Mart | 3556 EMPIRE BLVD | ATLANTA | Fulton | 9060433 | 3 | Ball Float | 1993-09-01 | FALSE | 1993-09-01 | FALSE | Currently in Use | Premium | 10000 | Galvanic (STIP-3) | 1993-09-02 |  | Fiberglass Reinforced Plastic | Pressurized
CHEVRON #43641 (FORMER) | 730 CLEVELAND AVE | ATLANTA | Fulton | 9060450 | 4 | [5 empty] | Removed from Ground | Gas (Historical Use) | 5000 | Not Marked/Unknown | 1984-01-01 | 1984-01-01 | Not Marked
SHELL FOOD MART | 5866 ROSWELL RD | SANDY SPRINGS | Fulton | 600046 | 2 | Ball Float | 1991-12-12 | FALSE | 1991-12-12 | FALSE | Currently in Use | Premium | 10000 | Steel-Impressed Current | 1968-05-12 |  | Fiberglass Reinforced Plastic | Pressurized
SANDY SPRINGS PHILLIPS 66 | 6024 ROSWELL RD | SANDY SPRINGS | Fulton | 600768 | 5 |  |  | TRUE |  | TRUE | Removed from Ground | Used Oil | 1000 | Not Marked/Unknown | 1997-08-01 | 1997-08-01 | Not Marked
SANDY SPRINGS CHEVRON | 6385 ROSWELL RD | SANDY SPRINGS | Fulton | 600929 | 2 | [5 empty] | Removed from Ground | Gas (Historical Use) | 10000 | Bare Steel | 1978-01-03 | 1993-08-23 | Bare Steel | Pressurized
AT&T | HUTCHESON FERRY RD/OFF GA HWY 70 | PALMETTO | Fulton | 600063 | 1 | [5 empty] | Removed from Ground | Diesel | 6000 | Bare Steel | 1957-01-01 | 1992-11-19 | Copper | Suction (American)
B&G AUTO PARTS | 584 MAIN ST | PALMETTO | Fulton | 600653 | 1 | [5 empty] | Closed in Ground | Gas (Historical Use) | 10134 | Bare Steel | 1980-04-30 | 1999-10-14 | Galvanized Steel | Suction (American)
B&G AUTO PARTS | 584 MAIN ST | PALMETTO | Fulton | 600653 | 4 | [5 empty] | Removed from Ground | Empty | 3008 | Bare Steel | 1961-05-05 | 1999-12-01 | Unknown
PALMETTO ONE STOP #33 | 510 CENTER ST | PALMETTO | Fulton | 601102 | 3 |  | 1997-05-23 |  | 1997-05-23 |  | Removed from Ground | Gas (Historical Use) | 6000 | Cathodically Protected Steel | 1968-05-05 | 2013-04-03 | Cathodically Protected
PALMETTO 66 STATION | 583 MAIN ST | PALMETTO | Fulton | 9060250 | 4 | [5 empty] | Removed from Ground | Gas (Historical Use) | 4000 | Bare Steel | 1967-03-25 | 1992-07-07 | Galvanized Steel | Suction (American)
MR PRIDE CARWASH/SANDY SPRINGS | 6585 ROSWELL RD | SANDY SPRINGS | Fulton | 601126 | 1 | [5 empty] | Removed from Ground | Diesel | 10000 | Bare Steel | 1981-05-02 | 1899-12-31 | Galvanized Steel
GEORGIA BAPTIST CHILDRENS HOME | 9250 HUTCHINSON ROAD | PALMETTO | Fulton | 9060666 | 1 | [5 empty] | Removed from Ground | Gas (Historical Use) | 3000 | Not Marked/Unknown | 2002-08-14 | 2002-08-14 | Not Marked
US 29 WIDENING PROJECCT | 7775 ROOSEVELT | PALMETTO | Fulton | 9060447 | 2 | [5 empty] | Removed from Ground | Gas (Historical Use) | 3000 | Marked Unknown | 1995-06-09 | 1995-06-09 | Unknown
EXPRESSJET AIRLINES INC | HARTSFIELD ATLANTA INTERNATIONAL AIRPORT | ATLANTA | Fulton | 10000001 | 2 |  | 1999-01-01 | FALSE | 1999-01-01 | FALSE | Closed in Ground |  | 10000 | Bare Steel | 1999-01-01 |  | Double-Walled Fiberglass | Pressurized
JONESBORO RD CENTER LLC | 3012 JONESBORO RD | ATLANTA | Fulton | 10001707 | 2A | Flapper Valve | 2009-03-02 | FALSE | 2009-03-02 | FALSE | Currently in Use | Premium | 8000 | Fiberglass Double Walled | 2008-11-07 |  | Double-Walled Fiberglass | Pressurized
COCA-COLA USA/TRUCKING OPERATION | 3793 BROWNS MILL RD SE | ATLANTA | Fulton | 9000678 | 1 | [5 empty] | Removed from Ground | Diesel | 27910 | Composite | 1977-02-08 | 1992-06-01 | Unknown
COCA-COLA USA/TRUCKING OPERATION | 3793 BROWNS MILL RD SE | ATLANTA | Fulton | 9000678 | 4 | [5 empty] | Removed from Ground | Diesel | 27910 | Composite | 1977-02-08 | 1992-06-01 | Unknown
COCA-COLA USA/TRUCKING OPERATION | 3793 BROWNS MILL RD SE | ATLANTA | Fulton | 9000678 | 7 | [5 empty] | Removed from Ground | Other | 2000 | Bare Steel | 1977-02-08 | 1992-06-01 | Unknown
JIFFY LUBE #614 | 4995 ROSWELL RD | ATLANTA | Fulton | 9060249 | 2 | [5 empty] | Removed from Ground | Other | 3000 | Bare Steel | 1987-06-01 | 1999-02-01 | Galvanized Steel | Suction (American)
SANDY SPRINGS TOOL RENTAL | 6110 BLUESTONE RD | ATLANTA | Fulton | 9060643 | 2 | [5 empty] | Removed from Ground | Gas (Historical Use) | 1000 | Marked Unknown | 1985-07-18 | 1999-02-16 | Unknown
DEKALB TIRE COMPANY | 6425 ROSWELL ROAD | ATLANTA | Fulton | 9044338 | 4 |  |  | TRUE |  | TRUE | Closed in Ground | Used Oil | 500 | Not Marked/Unknown | 1996-03-12 | 1996-03-12 | Not Marked
AMOCO STATION #932\NORTH SPRINGS | 7295 ROSWELL RD | ATLANTA | Fulton | 601073 | 1 | [5 empty] | Removed from Ground | Gas (Historical Use) | 10000 | Bare Steel | 1971-04-27 | 1994-04-25 | Galvanized Steel
EXXON FOOD STORE | 6180 ROSWELL ROAD NE | ATLANTA | Fulton | 601131 | 3A |  | 1988-06-01 |  | 1988-06-01 |  | Removed from Ground | Gas (Historical Use) | 10000 | Fiberglass | 1988-10-31 | 2013-07-09 | Fiberglass Reinforced Plastic | Pressurized
GREENWAY #990/GEORGE H GREEN OIL | 41 DODD ST | FAIRBURN | Fulton | 601279 | 4 | Overfill Alarm | 1973-01-01 | FALSE | 1973-01-01 | FALSE | Currently in Use | E-0 | 10000 | Steel-Impressed Current | 1974-05-11 |  | Steel (Impressed Current) | Pressurized
GREENWAY 663 | 216 W BROAD ST | FAIRBURN | Fulton | 10000892 | 3B | Flapper Valve | 2005-04-01 | FALSE | 2005-04-01 | FALSE | Currently in Use | Diesel Off Road | 2000 | Epoxy | 2004-06-01 |  | Double-Walled Flex | Pressurized
GREENWAY 663 | 216 W BROAD ST | FAIRBURN | Fulton | 10000892 | 1 | Ball Float | 2005-04-01 | FALSE | 2005-04-01 | FALSE | Currently in Use | Regular | 15000 | Epoxy | 2004-06-01 |  | Double-Walled Flex | Pressurized
US FOODSERVICE | 7950 SPENCE RD | FAIRBURN | Fulton | 10000163 | 1 | Flapper Valve | 2002-04-01 | FALSE | 2002-04-01 | FALSE | Currently in Use | Diesel | 20000 | Fiberglass Double Walled | 2002-02-18 |  | Double-Walled Flex | Pressurized
SHELL FOOD MART | 7745 SPENCE RD | FAIRBURN | Fulton | 10002107 | 3 | Ball Float | 2011-11-01 | FALSE | 2011-11-01 | FALSE | Currently in Use | Diesel | 4000 | Epoxy Double-Walled | 2011-11-01 |  | Double-Walled Fiberglass | Pressurized
URBAN GREEN MIXED SPACE USE LLC | 771 -789 CHEROKEE AVE | ATLANTA | Fulton | 10001625 | 3 |  |  | FALSE |  | FALSE | Removed from Ground |  | 2000 | Bare Steel | 1930-01-01 | 2008-07-01
FLOWERS BAKERY | 1039 GRANT STREET | ATLANTA | Fulton | 10001398 | 2 |  |  | FALSE |  | FALSE | Removed from Ground | Not Marked/Tank Removed | 500 | Unknown | 1993-01-01 | 1993-01-01
EZ MARKET #2100 | 2100 METROPOLITAN PKWY SW | ATLANTA | Fulton | 10002525 | 1A | Flapper Valve | 2016-02-01 | FALSE | 2016-02-01 | FALSE | Currently in Use | Regular | 12000 | Composite Double Walled | 2016-02-01 |  | Double-Walled Fiberglass | Pressurized
FRENCHS ICE CREAM/SOUTHLAND CORP | 385 GRANT CIR SE | ATLANTA | Fulton | 600149 | 2 | [5 empty] | Removed from Ground | Diesel | 6000 | Bare Steel | 1972-03-13 | 1992-05-25 | Unknown
A & S ENTERPRISES | 1811 LAKEWOOD AVE SE | ATLANTA | Fulton | 9060490 | 1 | [5 empty] | Currently in Use | Gas (Historical Use) | 6000 | Marked Unknown | 1995-05-02 |  | Unknown
WRIGHT-BROWN ELECTRIC CO INC | 1111 HANK AARON DR SW | ATLANTA | Fulton | 9060483 | 1 | [5 empty] | Removed from Ground | Gas (Historical Use) | 4000 | Bare Steel | 1998-04-09 | 1998-04-09 | Galvanized Steel | Suction (American)
ATLANTA PUBLIC SCHOOLS-TRANSPORTATION SERVICES | 1661 METROPOLITAN PKWY | ATLANTA | Fulton | 9060453 | 157-03 | [5 empty] | Removed from Ground | Diesel | 10000 | Marked Unknown | 1995-08-01 | 1995-08-01 | Unknown
Omkara 1 business, LLC | 8390 B SENOIA RD | FAIRBURN | Fulton | 9060854 | 3 | Flapper Valve | 2000-11-20 | FALSE | 2000-11-20 | FALSE | Currently in Use | Diesel | 8000 | Composite | 2000-11-01 |  | Double-Walled Flex | Pressurized
HARP TRANSMISSION | 350 MEMORIAL DRIVE | ATLANTA | Fulton | 10002586 | 2 |  |  | FALSE |  | FALSE | Removed from Ground | Gas (Historical Use) | 2000 | Bare Steel | 2016-07-19 | 2016-07-19 | Bare Steel
EZ MARKET #2100 | 2100 METROPOLITAN PKWY SW | ATLANTA | Fulton | 10002525 | 1C | Flapper Valve | 2016-02-01 | FALSE | 2016-02-01 | FALSE | Currently in Use | Diesel | 4000 | Composite Double Walled | 2016-02-01 |  | Double-Walled Fiberglass | Pressurized
WSE TRANSPORTATION LLC | 2680 FOREST PARK RD SE | ATLANTA | Fulton | 9060079 | 2 | Ball Float | 1988-01-01 | FALSE | 1988-01-01 | FALSE | Removed from Ground | Diesel | 10000 | Fiberglass Double Walled | 1988-10-01 | 2019-01-29 | Double-Walled Fiberglass | Pressurized
TNT DUGAN/CHURCHILL TRUCK LINES/ | 940 SOUTH RIVER IND BLVD SW | ATLANTA | Fulton | 9060151 | 1 | [5 empty] | Removed from Ground | Diesel | 10000 | Bare Steel | 1969-04-20 | 1987-07-16 | Unknown
AISHA ENTERPRISES INC | 2711 METROPOLITAN PARKWAY | ATLANTA | Fulton | 9060469 | 1 |  | 1990-01-01 |  | 1990-01-01 |  | Removed from Ground | Gas (Historical Use) | 10000 | Fiberglass | 1990-01-01 | 2007-12-01 | Fiberglass Reinforced Plastic | Pressurized
H & H FOOD MART | 1362 BOULEVARD SE | ATLANTA | Fulton | 9060471 | 3 | Flapper Valve | 1995-06-01 | FALSE | 1995-06-01 | FALSE | Currently in Use | Diesel | 8000 | STIP-3/Impressed Current | 1989-01-04 |  | Fiberglass Reinforced Plastic | Pressurized
ATLANTA PUBLIC SCHOOLS-TRANSPORTATION SERVICES | 1661 METROPOLITAN PKWY | ATLANTA | Fulton | 9060453 | 157-6 | Ball Float | 1997-06-20 | FALSE | 1997-06-20 | FALSE | Currently in Use | Diesel | 15000 | Fiberglass | 1997-06-20 |  | Fiberglass Reinforced Plastic | Pressurized
GREENWAY #615 CEDAR GROVE AMOCO | 8805 Cedar Grove Road | FAIRBURN | Fulton | 601274 | 5 | Overfill Alarm | 1988-11-01 | FALSE | 1988-11-01 | FALSE | Currently in Use | Kerosene | 1000 | Galvanic (STIP-3) | 1986-12-18 |  | Fiberglass Reinforced Plastic | Pressurized
GREENWAY #615 CEDAR GROVE AMOCO | 8805 Cedar Grove Road | FAIRBURN | Fulton | 601274 | 4 | Overfill Alarm | 1988-11-01 | FALSE | 1988-11-01 | FALSE | Currently in Use | Diesel | 4000 | Galvanic (STIP-3) | 1986-12-18 |  | Fiberglass Reinforced Plastic | Pressurized
WIRING SERVICES & REPAIR | 55 HEATH ST | FAIRBURN | Fulton | 9060379 | 2 |  | 1991-08-01 |  |  |  | Removed from Ground | Diesel | 3000 | Cathodically Protected Steel | 1991-08-01 | 2001-04-17 | Double Walled | Suction (American)
MABEY BRIDGE & SHORE INC | 308 BAY ST | FAIRBURN | Fulton | 9060185 | 3 | [5 empty] | Removed from Ground | Diesel | 500 | Bare Steel | 1967-01-01 | 1991-02-21 | Bare Steel
Fairburn Chevron | 627 SENOIA RD | FAIRBURN | Fulton | 9060187 | 4 |  | 2000-04-03 |  | 2000-04-03 |  | Removed from Ground | Diesel | 6000 | Bare Steel | 1968-01-01 | 2009-03-25 | Not Marked
SERVICE LINES INC | 7685 BISHOP RD | FAIRBURN | Fulton | 9060473 | 1 |  | 1990-01-01 |  | 1990-01-01 |  | Removed from Ground | Diesel | 12000 | Fiberglass | 1990-01-01 | 2007-06-20 | Galvanized Steel | Pressurized
HWY 138 SHELL FOOD MART | 2275 HWY 138 | FAIRBURN | Fulton | 9060484 | 3 | Flapper Valve | 1991-01-01 | FALSE | 1990-01-01 | FALSE | Currently in Use | Diesel | 12000 | Fiberglass | 1990-01-01 |  | Fiberglass Reinforced Plastic
RYDER/P I E TRUCK TERMINAL | 2300 JONESBORO RD SE | ATLANTA | Fulton | 600206 | 11 | [5 empty] | Removed from Ground | Diesel | 30000 | Bare Steel | 1980-04-10 | 1994-08-01 | Unknown
TSX TRAILER STORAGE | 2090 -B JONESBORO RD SE | ATLANTA | Fulton | 600258 | 15 |  | 1992-06-01 | FALSE | 1992-06-01 | FALSE | Removed from Ground | Diesel | 20000 | Fiberglass Double Walled | 1992-06-01 | 2017-07-25 | Fiberglass Reinforced Plastic | Pressurized
SPARTAN EXPRESS INC | 1095 SOUTH RIVER IND BLVD SE | ATLANTA | Fulton | 600321 | 1 | [5 empty] | Removed from Ground | Diesel | 12000 | Bare Steel | 1992-12-02 | 1992-12-02 | Unknown
FIRESTONE STORE #07E3/5584 | 1897 STEWART AVE | ATLANTA | Fulton | 600146 | 1 |  |  | TRUE |  | TRUE | Removed from Ground | Used Oil | 285 | Marked Unknown | 1995-05-01 | 1995-05-01 | Unknown
TRANSRAIL INC | 2100 FOREST PARK RD SE | ATLANTA | Fulton | 600134 | 1 | [5 empty] | Removed from Ground | Empty | 1000 | Bare Steel | 1978-02-26 | 2000-03-23 | Bare Steel
Q LUBE INC #1172 | 6569 ROSWELL RD NE | SANDY SPRINGS | Fulton | 602004 | 3 | [5 empty] | Removed from Ground | Other | 3000 | Fiberglass | 1987-11-04 | 1998-03-01 | Galvanized Steel | Suction (American)
285 MT VERNON HIGHWAY NE | 285 MT VERNON HIGHWAY NE | SANDY SPRINGS | Fulton | 10002400 | 3 |  |  | FALSE |  | FALSE | Removed from Ground | Used Oil | 550 | Unknown | 2014-10-20 | 2014-10-20 | Unknown
FORMER TEXACO STATION | 6430 ROSWELL RD | SANDY SPRINGS | Fulton | 10002342 | 3 |  |  | FALSE |  | FALSE | Removed from Ground | Gas (Historical Use) | 12000 | Unknown | 2014-07-01 | 2014-07-01 | Unknown
B&G AUTO PARTS | 584 MAIN ST | PALMETTO | Fulton | 600653 | 2 | [5 empty] | Removed from Ground | Gas (Historical Use) | 3008 | Bare Steel | 1961-05-05 | 1999-12-01 | Bare Steel | Suction (American)
SINGH CREATIVE INC | 9165 ROOSEVELT HWY | PALMETTO | Fulton | 9060805 | 4A | Ball Float | 2003-10-23 | FALSE | 2003-10-23 | FALSE | Currently in Use | Diesel | 7000 | Composite | 2003-10-22 |  | Double-Walled Fiberglass | Pressurized
Circle K 2745162 | 9140 HWY 29 | PALMETTO | Fulton | 10001222 | 3 | Flapper Valve | 2006-10-31 | FALSE | 2006-10-31 | FALSE | Currently in Use | Diesel | 8000 | Fiberglass Double Walled | 2006-10-31 |  | Double-Walled Fiberglass | Pressurized
HWY 138 SHELL FOOD MART | 2275 HWY 138 | FAIRBURN | Fulton | 9060484 | 2 | Ball Float | 1994-01-01 | FALSE | 1990-01-01 | FALSE | Currently in Use | Premium | 15000 | Fiberglass | 1990-01-01 |  | Fiberglass Reinforced Plastic | Pressurized
SHELL FOOD MART | 6015 LYNMARK WAY | FAIRBURN | Fulton | 10001243 | P329206B | Ball Float | 2006-12-04 | FALSE | 2006-12-04 | FALSE | Currently in Use | Diesel | 4000 | Composite | 2006-10-02 |  | Fiberglass Reinforced Plastic | Pressurized
INTEGRATED WASTE SOLUTIONS | 625 BOHANNON RD | FAIRBURN | Fulton | 10001550 | 2A | Flapper Valve | 2008-04-01 | FALSE | 2008-04-01 | FALSE | Currently in Use | Diesel On Road | 10000 | Epoxy Double-Walled | 2008-04-01 |  | Double-Walled Fiberglass | Pressurized
Gas Express #222 | 7320 ROSWELL RD | ATLANTA | Fulton | 600928 | 3 | Flapper Valve | 1993-10-23 | FALSE | 1993-10-23 | FALSE | Currently in Use | Diesel | 10000 | Fiberglass | 1986-01-03 |  | Fiberglass Reinforced Plastic | Pressurized
RA VENTURES LLC | 6701 ROSWELL RD | ATLANTA | Fulton | 600298 | 1 | [5 empty] | Removed from Ground | Diesel | 1000 | Fiberglass | 1978-03-08 | 1994-01-24 | Copper | Suction (American)
GA ATLANTA TEMPLE | 6450 BARFIELD RD | ATLANTA | Fulton | 600062 | 1 | [5 empty] | Removed from Ground | Diesel | 110 | Bare Steel | 1983-05-07 | 1993-10-15 | Bare Steel
NORTH SPRING SHELL | 7325 ROSWELL RD | ATLANTA | Fulton | 9000328 | 4 | [5 empty] | Removed from Ground | Gas (Historical Use) | 10000 | Bare Steel | 1968-05-06 | 1899-12-31 | Galvanized Steel
NORTH SPRING SHELL | 7325 ROSWELL RD | ATLANTA | Fulton | 9000328 | 5 | Ball Float | 1988-04-01 | FALSE | 1988-04-01 | FALSE | Currently in Use | E-85 | 10000 | Fiberglass | 1988-04-25 |  | Fiberglass Reinforced Plastic | Pressurized
SPEEDWAY #48\STARVIN MARVIN | 1098 GORDON ST SW | ATLANTA | Fulton | 9000378 | 5 | [5 empty] | Removed from Ground | Diesel | 8000 | Bare Steel | 1985-01-01 | 1991-07-19 | Galvanized Steel
WIRING SERVICES & REPAIR | 55 HEATH ST | FAIRBURN | Fulton | 9060379 | 1 |  | 1991-08-01 |  |  |  | Removed from Ground | Diesel | 8000 | Cathodically Protected Steel | 1991-08-01 | 2001-03-09 | Double Walled | Suction (American)
OLYMPIC STATIDUM CONSTRUCTION SI | R D A BLVD | ATLANTA | Fulton | 9060444 | 1 | [5 empty] | Removed from Ground | Other | 300 | Marked Unknown | 1995-06-14 | 1995-06-14 | Unknown
SHERMAN PROPERTIES\FORMER GAS ST | 170 MCDONOUGH BLVD @ LAKEWOOD AV | ATLANTA | Fulton | 9060230 | 3 | [5 empty] | Removed from Ground | Diesel | 10000 | Bare Steel | 1989-01-01 | 1994-05-11 | Bare Steel | Pressurized
NO FACILITY NAME GIVEN | JONESBORO RD | ATLANTA | Fulton | 9060401 | 3 | [5 empty] | Removed from Ground | Empty | 0 | Bare Steel | 1990-09-06 | 1990-09-06 | Galvanized Steel
ICG LLC | 1192 -B PRYOR RD | ATLANTA | Fulton | 10000613 | 3 | Ball Float | 2003-07-01 | FALSE | 2003-07-01 | FALSE | Currently in Use | Diesel | 8000 | Epoxy | 2003-07-01 |  | Fiberglass Reinforced Plastic | Pressurized
B&E AUTO REPAIR FACILITY | 1897 JONESBORO ROAD | ATLANTA | Fulton | 10000562 | 4 |  |  | FALSE |  | FALSE | Removed from Ground | Gas (Historical Use) | 2000 | Unknown | 2003-12-09 | 2003-12-09
TEXACO FOOD MART | 1169 HANK AARON DRIVE | ATLANTA | Fulton | 10000669 | 1 |  |  | FALSE |  | FALSE | Removed from Ground | Gas (Historical Use) | 6000 | Unknown | 2004-04-07 | 2004-04-07
FORMER CONOCO 10069/FORMER KAYO | 5905 ROSWELL RD NE | ATLANTA | Fulton | 9000464 | 1 | [5 empty] | Removed from Ground | Gas (Historical Use) | 5000 | Bare Steel | 1972-04-20 | 1989-12-15 | Galvanized Steel
INTEGRATED WASTE SOLUTIONS | 625 BOHANNON RD | FAIRBURN | Fulton | 10001550 | 2B | Flapper Valve | 2008-04-01 | FALSE | 2008-04-01 | FALSE | Currently in Use | Diesel Off Road | 5000 | Epoxy Double-Walled | 2008-04-01 |  | Double-Walled Fiberglass | Pressurized
FORMER SERVICE STATION | 898 HANK AARON DRIVE | ATLANTA | Fulton | 10002510 | 1 |  |  | FALSE |  | FALSE | Removed from Ground | Not Marked | 4000 | Unknown | 2016-01-12 | 2016-05-17 | Unknown
MCDONOUGH TEXACO | 808 MCDONOUGH BLVD | ATLANTA | Fulton | 10002643 | 1C | Ball Float | 2015-04-01 | FALSE | 2015-04-01 | FALSE | Currently in Use | Diesel | 4000 | Tank Jacket Double Walled | 2015-04-01 |  | Fiberglass Reinforced Plastic | Pressurized
ATLANTA TRUCK PARTS | 2161 MORELAND AVE SE | ATLANTA | Fulton | 9060130 | 2 | [5 empty] | Removed from Ground | Other | 10153 | Marked Unknown | 1966-01-01 | 1999-02-09 | Galvanized Steel
ABANDONED TANKS | 725 CAPITOL AVE | ATLANTA | Fulton | 9060448 | 3 | [5 empty] | Currently in Use | Gas (Historical Use) | 1500 | Not Marked/Unknown |  |  | Not Marked
B&E AUTO REPAIR FACILITY | 1897 JONESBORO ROAD | ATLANTA | Fulton | 10000562 | 1 |  |  | FALSE |  | FALSE | Removed from Ground | Gas (Historical Use) | 2000 | Unknown | 2003-12-09 | 2003-12-09
FULTON TRUCKING CO INC | 1195 MILTON TERRACE SE | ATLANTA | Fulton | 9060553 | 2 |  | 1996-09-05 |  | 1996-09-05 |  | Removed from Ground | Diesel | 3000 | Cathodically Protected Steel | 1958-01-01 | 2001-10-02 | Cathodically Protected | Suction (American)
ATLANTA PUBLIC SCHOOLS-TRANSPORTATION SERVICES | 1661 METROPOLITAN PKWY | ATLANTA | Fulton | 9060453 | 157-7 | Ball Float | 1997-06-20 | FALSE | 1997-06-20 | FALSE | Currently in Use | Diesel | 15000 | Fiberglass | 1997-06-20 |  | Fiberglass Reinforced Plastic | Pressurized
NO FACILITY NAME GIVEN | JONESBORO RD | ATLANTA | Fulton | 9060401 | 1 | [5 empty] | Removed from Ground | Empty | 0 | Bare Steel | 1990-09-06 | 1990-09-06 | Galvanized Steel
FORTUNE FOOD MART INC MOUNT VERNON FOODMART INC | 295 MT VERNON HWY | SANDY SPRINGS | Fulton | 601140 | 2 | Flapper Valve | 1998-11-02 | FALSE | 1992-01-01 | FALSE | Currently in Use | Diesel | 8000 | Composite | 1985-03-17 |  | Fiberglass Reinforced Plastic | Pressurized
TARGET STORE T-371 | 235 JOHNSON FERRY RD | SANDY SPRINGS | Fulton | 9060214 | 1 |  |  | TRUE |  | TRUE | Removed from Ground | Used Oil | 500 | Bare Steel |  | 1899-12-31 | Galvanized Steel
GREENWAY #780/JOHN SMITH GROCERY | 6400 CAMPBELLTON REDWINE RD | PALMETTO | Fulton | 601278 | 110316 |  | 1998-10-01 |  | 1998-10-01 |  | Removed from Ground | Gas (Historical Use) | 8000 | Steel-Impressed Current | 1978-05-10 | 2016-11-03 | Cathodically Protected | Suction (American)
SINGH CREATIVE INC | 9165 ROOSEVELT HWY | PALMETTO | Fulton | 9060805 | 4B | Ball Float | 2003-10-23 | FALSE | 2003-10-23 | FALSE | Currently in Use | E-0 | 3000 | Composite | 2003-10-22 |  | Double-Walled Fiberglass | Pressurized
Circle K 2745162 | 9140 HWY 29 | PALMETTO | Fulton | 10001222 | 1 | Flapper Valve | 2006-10-31 | FALSE | 2006-10-31 | FALSE | Currently in Use | Regular | 15000 | Fiberglass Double Walled | 2006-10-31 |  | Double-Walled Fiberglass | Pressurized
CHEVRON #43641 (FORMER) | 730 CLEVELAND AVE | ATLANTA | Fulton | 9060450 | 1 | [5 empty] | Removed from Ground | Gas (Historical Use) | 2000 | Not Marked/Unknown | 1984-01-01 | 1984-01-01 | Not Marked
AL ADL LLC | 3819 JONESBORO RD | ATLANTA | Fulton | 9060436 | 3 | [5 empty] | Removed from Ground | Kerosene | 4000 | Bare Steel | 1965-01-01 | 1995-05-20 | Galvanized Steel | Pressurized
JONESBORO RD CENTER LLC | 3012 JONESBORO RD | ATLANTA | Fulton | 10001707 | 2B | Flapper Valve | 2009-03-02 | FALSE | 2009-03-02 | FALSE | Currently in Use | Diesel | 7000 | Fiberglass Double Walled | 2008-11-07 |  | Double-Walled Fiberglass | Pressurized
COCA-COLA USA/TRUCKING OPERATION | 3793 BROWNS MILL RD SE | ATLANTA | Fulton | 9000678 | 2 | [5 empty] | Removed from Ground | Diesel | 27910 | Composite | 1977-02-08 | 1992-06-01 | Unknown
QUICK STOP FOODMART | 1241 METROPOLITAN PKWY | ATLANTA | Fulton | 600792 | 2G | Ball Float | 1998-09-01 | FALSE | 1998-09-01 | FALSE | Abandoned-No Known Release | Plus | 8000 | Galvanic (STIP-3) | 1986-01-20 |  | Fiberglass Reinforced Plastic | Pressurized
SPEEDWAY #48\STARVIN MARVIN | 1098 GORDON ST SW | ATLANTA | Fulton | 9000378 | 1 | [5 empty] | Removed from Ground | Gas (Historical Use) | 8000 | Composite | 1985-01-01 | 1991-07-18 | Galvanized Steel
WESTVIEW CEMETERY | 1680 GORDON ST SW | ATLANTA | Fulton | 9000404 | REG-2 | [5 empty] | Removed from Ground | Gas (Historical Use) | 1000 | Bare Steel | 1961-04-27 | 1899-12-31 | Galvanized Steel
BST/F1473/FAIRBURN SOC | 6725 ROOSEVELT HWY | FAIRBURN | Fulton | 9060312 | 3 |  |  | TRUE |  | TRUE | Removed from Ground | Used Oil | 550 | Bare Steel | 1974-01-01 | 1990-12-03 | Unknown | Gravity Fed
MABEY BRIDGE & SHORE INC | 308 BAY ST | FAIRBURN | Fulton | 9060185 | 1 | [5 empty] | Removed from Ground | Diesel | 10000 | Bare Steel | 1972-01-01 | 1998-02-01 | Bare Steel | Suction (American)
HWY 138 SHELL FOOD MART | 2275 HWY 138 | FAIRBURN | Fulton | 9060484 | 1 | Ball Float | 1994-01-01 | FALSE | 1990-01-01 | FALSE | Currently in Use | Regular | 15000 | Fiberglass | 1990-01-01 |  | Fiberglass Reinforced Plastic | Pressurized
CITY WIDE WRECKER SERVICE | 480 ENGLEWOOD AVE | ATLANTA | Fulton | 10001296 | 1 |  |  | FALSE |  | FALSE | Removed from Ground | Gas (Historical Use) | 1000 | Bare Steel | 2007-02-21 | 1899-12-31
EZ MARKET #2100 | 2100 METROPOLITAN PKWY SW | ATLANTA | Fulton | 10002525 | 1B | Flapper Valve | 2016-02-01 | FALSE | 2016-02-01 | FALSE | Currently in Use | Premium | 4000 | Composite Double Walled | 2016-02-01 |  | Double-Walled Fiberglass | Pressurized
Valero Food Mart | 2685 BEELER DR | ATLANTA | Fulton | 9060028 | 2 | Ball Float | 1998-10-26 | FALSE | 1998-10-26 | FALSE | Currently in Use | Regular | 10000 | Steel-Impressed Current | 1999-01-29 |  | Steel (Impressed Current) | Pressurized
ATLANTA TRUCK PARTS | 2161 MORELAND AVE SE | ATLANTA | Fulton | 9060130 | 1 | [5 empty] | Removed from Ground | Other | 10673 | Marked Unknown | 1966-01-01 | 1999-02-09 | Galvanized Steel
LAWRENCE SMITH PLY MILL INC | 72 MILTON AVE | ATLANTA | Fulton | 9060466 | 1 |  |  | FALSE |  | FALSE | Removed from Ground | Diesel | 1 | Bare Steel |  |  | Bare Steel | Suction (American)
NO FACILITY NAME GIVEN | JONESBORO RD | ATLANTA | Fulton | 9060401 | 2 | [5 empty] | Removed from Ground | Empty | 0 | Bare Steel | 1990-09-06 | 1990-09-06 | Galvanized Steel
TEXACO FOOD MART | 1169 HANK AARON DRIVE | ATLANTA | Fulton | 10000669 | P329251 |  | 2007-01-12 | FALSE | 2007-01-12 | FALSE | Removed from Ground | Gas (Historical Use) | 12000 | Fiberglass | 2006-10-16 | 2007-07-25 | Double Walled | Pressurized
EXXON FOOD MART | 1959 LAKEWOOD AVE | ATLANTA | Fulton | 9060519 | RU | Ball Float | 1993-04-25 | FALSE | 1993-04-25 | FALSE | Currently in Use | Regular | 12000 | Fiberglass | 1993-04-25 |  | Fiberglass Reinforced Plastic | Pressurized
BMTS SOUTH RIVER | 955 S RIVER INDUSTRIAL BLVD | ATLANTA | Fulton | 9060808 | 2 |  |  | TRUE |  | TRUE | Removed from Ground | Used Oil | 1000 | Double Walled | 1999-01-01 | 2006-05-12 | Fiberglass Reinforced Plastic
HOLCOLMB BRIDGE ROAD 06285 LLC | 1465 HOLCOMB BRIDGE RD | ROSWELL | Fulton | 601081 | 2 | Flapper Valve | 1996-12-12 | FALSE | 1996-12-12 | FALSE | Currently in Use | Diesel | 10000 | Composite | 1981-04-24 |  | Double-Walled Fiberglass | Pressurized
BP Gas Station | 1190 OLD ROSWELL RD | ROSWELL | Fulton | 9060663 | 2 | Flapper Valve | 1996-04-01 | FALSE | 1996-04-01 | FALSE | Currently in Use | Premium | 10000 | Fiberglass | 1996-04-08 |  | Fiberglass Reinforced Plastic | Pressurized
COUNTRY CLUB OF ROSWELL | 4041 REXBURGH DRIVE | ROSWELL | Fulton | 9060556 | 1 | [5 empty] | Removed from Ground | Gas (Historical Use) | 2000 | Bare Steel | 1976-01-01 | 1998-07-01 | Galvanized Steel | Suction (American)
GAS EXPRESS #249 | 1105 HOLCOMB BRIDGE RD | ROSWELL | Fulton | 600938 | 7 | Flapper Valve | 1992-06-25 | FALSE | 1992-06-25 | FALSE | Removed from Ground | Premium | 12000 | Fiberglass Double Walled | 1992-06-25 |  | Double-Walled Fiberglass | Pressurized
GAS EXPRESS #249 | 1105 HOLCOMB BRIDGE RD | ROSWELL | Fulton | 600938 | 1 | [5 empty] | Removed from Ground | Gas (Historical Use) | 10000 | Double Walled | 1981-05-01 | 1992-06-15 | Fiberglass Reinforced Plastic | Pressurized
FULTON COUNTY/BALL MILL TMP PUMP | 1219 RIVERSIDE ROAD | ROSWELL | Fulton | 601118 | 1 | [5 empty] | Removed from Ground | Diesel | 500 | Bare Steel | 1976-05-01 | 1998-05-01 | Bare Steel | Safe Suction (Euro)
BP | 100 LAKEWOOD WAY | ATLANTA | Fulton | 10002409 | 2A | Flapper Valve | 2014-06-01 | FALSE | 2014-06-01 | FALSE | Currently in Use | Diesel | 2000 | Composite Double Walled | 2014-06-01 |  | Double-Walled Fiberglass | Pressurized
Valero Food Mart | 2685 BEELER DR | ATLANTA | Fulton | 9060028 | 1 | Ball Float | 1998-10-26 | FALSE | 1998-10-26 | FALSE | Currently in Use | Regular | 10000 | Steel-Impressed Current | 1999-01-29 |  | Steel (Impressed Current) | Pressurized
Valero Food Mart | 2685 BEELER DR | ATLANTA | Fulton | 9060028 | 4 | Flapper Valve | 1998-10-26 | FALSE | 1998-10-26 | FALSE | Currently in Use | Diesel | 10000 | Steel-Impressed Current | 1999-01-29 |  | Steel (Impressed Current) | Pressurized
ATLANTA TRUCK PARTS | 2161 MORELAND AVE SE | ATLANTA | Fulton | 9060130 | 3 | [5 empty] | Removed from Ground | Other | 10673 | Marked Unknown | 1966-01-01 | 1999-02-09 | Galvanized Steel
ABANDONED TANKS | 725 CAPITOL AVE | ATLANTA | Fulton | 9060448 | 2 | [5 empty] | Currently in Use | Gas (Historical Use) | 1500 | Not Marked/Unknown |  |  | Not Marked
GOODYEAR AUTO TECHNICAL TRNG CTR | 1990 STEWART AVE SW | ATLANTA | Fulton | 9060443 | 1 |  |  | TRUE |  | TRUE | Removed from Ground | Used Oil | 550 | Marked Unknown | 1995-07-17 | 1995-07-17 | Unknown
GA FLUSH DOOR SALES INC | 28 MCDONOUGH BLVD SE | ATLANTA | Fulton | 9060290 | 1 | [5 empty] | Removed from Ground | Gas (Historical Use) | 2000 | Bare Steel | 1975-01-01 | 1993-07-09 | Galvanized Steel | Suction (American)
FULTON TRUCKING CO INC | 1195 MILTON TERRACE SE | ATLANTA | Fulton | 9060553 | 1 |  | 1996-09-05 |  | 1996-09-05 |  | Removed from Ground | Diesel | 7000 | Cathodically Protected Steel | 1958-01-01 | 2001-09-27 | Cathodically Protected | Suction (American)
QUICK SAVE FOOD MART | 374 CLEVELAND AVE SW | ATLANTA | Fulton | 9060534 | 1 | Ball Float | 1999-01-27 | FALSE | 1999-01-27 | FALSE | Currently in Use | Regular | 10000 | Composite | 1989-07-01 |  | Fiberglass Reinforced Plastic | Pressurized
VACANT LOT | 1096 RIDGE AVENUE | ATLANTA | Fulton | 9060809 | 1 | [5 empty] | Removed from Ground | Empty | 550 | Bare Steel | 1999-11-29 | 1999-11-29 | Unknown
HARIBOL FOOD MARKET | 2866 METROPOLITAN PKWY | ATLANTA | Fulton | 601209 | 3 |  | 1998-06-01 |  | 1998-06-01 |  | Closed in Ground | Gas (Historical Use) | 3000 | Steel-Impressed Current | 1963-03-23 | 2013-08-14 | Cathodically Protected | Suction (American)
JIFFY LUBE #614 | 4995 ROSWELL RD | ATLANTA | Fulton | 9060249 | 1 |  |  | TRUE |  | TRUE | Removed from Ground | Used Oil | 1000 | Marked Unknown | 1987-06-01 | 1999-02-01 | Galvanized Steel | Suction (American)
ECONOMY CAR WASH | 6380 ROSWELL RD | ATLANTA | Fulton | 9060153 | 3 | [5 empty] | Removed from Ground | Gas (Historical Use) | 12000 | Bare Steel | 1970-01-01 | 1994-07-19 | Galvanized Steel
CONCOURSE FOUR OFFICE BUILDING | 5900 PEACHTREE-DUNWOODY RD | ATLANTA | Fulton | 9060069 | 1 | [5 empty] | Removed from Ground | Diesel | 1000 | Marked Unknown | 1985-01-01 | 1997-04-01 | Unknown
CONCOURSE OWNER I LLC | 1 CONCOURSE PKWY | ATLANTA | Fulton | 9060067 | 1 | Flapper Valve | 1994-08-01 | FALSE | 1994-08-01 | FALSE | Currently in Use | Diesel | 1000 | STIP-3/Impressed Current | 1984-01-01 |  | Steel (Impressed Current) | Gravity
CONCOURSE OWNER I LLC | 1 CONCOURSE PKWY | ATLANTA | Fulton | 9060067 | 1 | Flapper Valve | 1994-08-01 | FALSE | 1994-08-01 | FALSE | Currently in Use | Diesel | 1000 | STIP-3/Impressed Current | 1984-01-01 |  | Steel (Impressed Current) | Safe Suction (Euro)
EXXON FOOD STORE | 6180 ROSWELL ROAD NE | ATLANTA | Fulton | 601131 | 5 |  |  | TRUE |  | TRUE | Removed from Ground | Used Oil | 500 | Cathodically Protected Steel | 1968-05-10 | 1988-05-01 | Galvanized Steel
Gas Express #222 | 7320 ROSWELL RD | ATLANTA | Fulton | 600928 | 4 |  |  | TRUE |  | TRUE | Removed from Ground | Used Oil | 1000 | Fiberglass | 1986-01-03 | 1997-10-06 | Galvanized Steel
QUIK PICK C-STORE | 7355 ROSWELL RD | ATLANTA | Fulton | 9000006 | 6 |  | 1998-05-25 |  | 1998-05-25 |  | Removed from Ground | Gas (Historical Use) | 10000 | Composite | 1988-06-20 | 2009-03-05 | Fiberglass Reinforced Plastic | Pressurized
CITY OF FAIRBURN PUBLIC WORKS | 102 HOWELL AVE | FAIRBURN | Fulton | 9060851 | 1 |  |  | FALSE |  | FALSE | Removed from Ground | Diesel | 1000 | Bare Steel | 1997-06-19 | 1997-06-19 | Bare Steel | Safe Suction (Euro)
M D PALMETTO | 3939 CASCADE PALMETTO | FAIRBURN | Fulton | 9060537 | 143231 | Flapper Valve | 1989-07-25 | FALSE | 1989-07-25 | FALSE | Currently in Use | Diesel | 6000 | Galvanic (STIP-3) | 1989-07-25 |  | Fiberglass Reinforced Plastic | Pressurized
SMAS INC | 7865 HWY 74 E | FAIRBURN | Fulton | 9060565 | 1 |  | 1995-08-10 | FALSE | 1995-08-10 | FALSE | Removed from Ground | Gas (Historical Use) | 0 | Composite | 1995-08-10 | 2017-09-01 |  | Pressurized
QUIKTRIP #825 | 7975 SENOIA RD | FAIRBURN | Fulton | 10002087 | 2 | Flapper Valve | 2012-04-01 | FALSE |  | FALSE | Currently in Use | Regular | 20000 | Fiberglass Double Walled | 2011-10-01 |  | Double-Walled Fiberglass | Pressurized
ATLANTA PUBLIC SCHOOLS-TRANSPORTATION SERVICES | 1661 METROPOLITAN PKWY | ATLANTA | Fulton | 9060453 | 157-02 | [5 empty] | Removed from Ground | Diesel | 15000 | Marked Unknown | 1995-08-01 | 1995-08-01 | Unknown
ATLANTA PUBLIC SCHOOLS-TRANSPORTATION SERVICES | 1661 METROPOLITAN PKWY | ATLANTA | Fulton | 9060453 | 157-05 | [5 empty] | Removed from Ground | Diesel | 10000 | Marked Unknown | 1995-08-01 | 1995-08-01 | Unknown
DIXIE IRON & METAL CO/LEVITAN SO | 80 MILTON AVE SE | ATLANTA | Fulton | 7000037 | 1 |  |  | FALSE |  | FALSE | Permanently Out of Use - historical purposes | Diesel | 1000 | Bare Steel | 1971-04-21 |  | Unknown
TEXACO FOOD MART | 1169 HANK AARON DRIVE | ATLANTA | Fulton | 10000669 | P329270A |  | 2007-01-12 | FALSE | 2007-01-12 | FALSE | Removed from Ground | Gas (Historical Use) | 8000 | Fiberglass | 2006-10-16 | 2007-07-25 | Double Walled | Pressurized
FORMER UST SITE | 2410 JONESBORO RD | ATLANTA | Fulton | 10001001 | 2 |  |  | FALSE |  | FALSE | Removed from Ground | Gas (Historical Use) | 4000 | Unknown | 2005-10-12 | 2005-10-12
AIRPORT CHEVROLET | 2459 METROPOLITAN PKWY | ATLANTA | Fulton | 601247 | 3 |  | 1995-01-01 |  | 1995-01-01 |  | Removed from Ground | Gas (Historical Use) | 10000 | Cathodically Protected Steel | 1988-01-01 | 2009-02-10 | Bare Steel | Suction (American)
CITY OF ATLANTA/OFS | 23 CLAIRE DR | ATLANTA | Fulton | 600349 | 12 | Flapper Valve | 1997-08-29 | FALSE | 1997-08-29 | FALSE | Currently in Use | Diesel | 20000 | Fiberglass Double Walled | 1997-08-29 |  | Double-Walled Fiberglass | Pressurized
W C CAYE & CO INC | 787 WINDSOR ST SW | ATLANTA | Fulton | 600136 | 3 | [5 empty] | Removed from Ground | Gas (Historical Use) | 2000 | Composite | 1990-02-12 | 1996-05-14 | Fiberglass Reinforced Plastic | Suction (American)
ATLANTA FILM CONVERTING CO INC | 1132 PRYOR ST SW | ATLANTA | Fulton | 600048 | 2 | [5 empty] | Removed from Ground | Hazardous Substance | 1500 | Bare Steel | 1983-04-26 | 1998-12-09 | Bare Steel | Gravity Fed
SANDY SPRINGS CHEVRON | 6385 ROSWELL RD | SANDY SPRINGS | Fulton | 600929 | 6 | Flapper Valve | 1993-09-11 | FALSE | 1993-09-11 | FALSE | Currently in Use | Premium | 9684 | Fiberglass Double Walled | 1993-09-11 |  | Double-Walled Fiberglass | Pressurized
MR PRIDE CARWASH/SANDY SPRINGS | 6585 ROSWELL RD | SANDY SPRINGS | Fulton | 601126 | 4 | [5 empty] | Removed from Ground | Gas (Historical Use) | 10000 | Bare Steel | 1981-05-02 | 1899-12-31 | Galvanized Steel
SAM'S MART# 521 | 5640 NORTHSIDE DR | SANDY SPRINGS | Fulton | 330069 | 3 |  | 1989-01-01 |  | 1989-01-01 |  | Removed from Ground | Gas (Historical Use) | 10000 | Fiberglass | 1982-04-30 | 2001-11-19 | Fiberglass Reinforced Plastic | Pressurized
GREENWAY #640/PULLIAMS SERVICE C | 544 MAIN ST | PALMETTO | Fulton | 600483 | 2 |  | 1996-08-01 | FALSE | 1996-08-01 | FALSE | Removed from Ground | Diesel | 6000 | Composite | 1996-08-01 | 2016-11-01 | Fiberglass Reinforced Plastic | Pressurized
PALMETTO FOOD & FUEL | 204 FAYETTEVILLE RD | PALMETTO | Fulton | 600779 | 2 |  | 1998-03-01 |  | 1998-03-01 |  | Removed from Ground | Gas (Historical Use) | 5000 | Fiberglass | 1983-01-01 | 2014-07-25 | Fiberglass Reinforced Plastic | Pressurized
PALMETTO 66 STATION | 583 MAIN ST | PALMETTO | Fulton | 9060250 | 1 | [5 empty] | Removed from Ground | Gas (Historical Use) | 4000 | Bare Steel | 1967-03-25 | 1992-07-07 | Galvanized Steel | Suction (American)
Circle K 2745162 | 9140 HWY 29 | PALMETTO | Fulton | 10001222 | 2 | Flapper Valve | 2006-10-31 | FALSE | 2006-10-31 | FALSE | Currently in Use | Premium | 12000 | Fiberglass Double Walled | 2006-10-31 |  | Double-Walled Fiberglass | Pressurized
ROSWELL LINCOLN-MERCURY (FORMER) | 11446 ALPHARETTA RD | ROSWELL | Fulton | 9060236 | 2 |  |  | TRUE |  | TRUE | Removed from Ground | Used Oil | 550 | Marked Unknown | 1991-05-10 | 1991-05-10 | Unknown
GOLD CIRCLE STORES | 608 HOLCOMB BRIDGE RD | ROSWELL | Fulton | 9060243 | 3 |  |  | TRUE |  | TRUE | Removed from Ground | Used Oil | 500 | Marked Unknown | 1974-01-01 | 1899-12-31 | Unknown
HONDA CARLAND | 11085 ALPHARETTA HWY | ROSWELL | Fulton | 9060193 | 1 | Flapper Valve | 1997-12-06 | FALSE | 1997-12-06 | FALSE | Currently in Use | Regular | 5000 | Galvanic (STIP-3) | 1986-01-01 |  | Steel/Sacrificial Anodes | Safe Suction (Euro)
KROGER - 431 | 570 E CROSSVILLE RD | ROSWELL | Fulton | 10002269 | 2A | Ball Float | 2013-08-23 | FALSE | 2013-02-15 | FALSE | Currently in Use | Diesel | 10000 | Fiberglass | 2013-08-22 |  | Double-Walled Flex | Pressurized
NO FACILITY NAME/CLOSED 1940'S | 6201 ROSWELL RD | ATLANTA | Fulton | 9060210 | 2 | [5 empty] | Removed from Ground | Other | 500 | Bare Steel | 1992-03-10 | 1992-03-10 | Not Marked
SANDY SPRINGS FIRE STATION 52 | 135 JOHNSON FERRY RD @ SANDY SPRINGS CIR | ATLANTA | Fulton | 9060485 | 3 | Flapper Valve | 1997-11-15 | FALSE | 1997-11-15 | FALSE | Removed from Ground | Diesel | 3000 | Epoxy Double-Walled | 1997-11-15 |  | Double-Walled Fiberglass | Safe Suction (Euro)
EXXON RETAIL STORE #4-5701 | 7346 ROSWELL RD | ATLANTA | Fulton | 600895 | 2 | [5 empty] | Removed from Ground | Gas (Historical Use) | 6000 | Bare Steel | 1968-05-10 | 1989-07-01 | Galvanized Steel
QUICK STOP FOODMART | 1241 METROPOLITAN PKWY | ATLANTA | Fulton | 600792 | 3 |  | 1986-01-01 |  | 1986-01-01 |  | Removed from Ground | Gas (Historical Use) | 8000 | Bare Steel | 1986-01-01 | 1987-01-01 | Galvanized Steel | Pressurized
HORSESHOE BEN COUNTRY CLUB | 2100 STEEPLECHASE LANE | ROSWELL | Fulton | 9060555 | 1WEST | [5 empty] | Removed from Ground | Diesel | 1000 | Bare Steel | 1972-05-14 | 1998-01-15 | Bare Steel | Safe Suction (Euro)
IMAGE WORKS | 1455 ELLSWORTH INDUSTRIAL DR | ATLANTA | Fulton | 9060333 | 4 | [5 empty] | Removed from Ground | Other | 1000 | Marked Unknown | 1988-05-24 | 1988-05-24 | Unknown
SANDY SPRINGS TOOL RENTAL | 6110 BLUESTONE RD | ATLANTA | Fulton | 9060643 | 1 | [5 empty] | Removed from Ground | Gas (Historical Use) | 1000 | Marked Unknown | 1985-07-18 | 1999-02-16 | Unknown
Costco Fuel Facility (Loc.188) | 6350 PEACHTREE DUNWOODY | ATLANTA | Fulton | 9060868 | 92-3 |  | 1998-07-01 |  | 1998-07-01 |  | Currently in Use | Gas (Historical Use) | 20000 | Fiberglass Double Walled | 1998-07-01 |  | Fiberglass Reinforced Plastic | Pressurized
ENTERPRISE LEASING CO | 6189 ROSWELL RD | ATLANTA | Fulton | 600802 | 4 | [5 empty] | Removed from Ground | Gas (Historical Use) | 3000 | Bare Steel | 1971-02-14 | 1989-10-15 | Unknown
EXXON RETAIL STORE #4-5701 | 7346 ROSWELL RD | ATLANTA | Fulton | 600895 | 1 | [5 empty] | Removed from Ground | Gas (Historical Use) | 6000 | Bare Steel | 1968-05-10 | 1989-07-01 | Galvanized Steel
FULTON CO/JOHNS CREEK W&PCP | 8100 RIVERBIRCH DR | ROSWELL | Fulton | 600234 | 2 | [5 empty] | Removed from Ground | Diesel | 3000 | Bare Steel | 1980-04-30 | 1993-11-16 | Galvanized Steel
BST/HOUZE RD SOC F5564 | 10775 HOUZE RD | ROSWELL | Fulton | 601033 | 3 |  |  | TRUE |  | TRUE | Removed from Ground | Used Oil | 550 | Bare Steel | 1973-01-01 | 1989-12-20 | Unknown | Gravity Fed
CHEVRON FOODS | 680 HOLCOMB BRIDGE RD | ROSWELL | Fulton | 601079 | 1 | [5 empty] | Removed from Ground | Gas (Historical Use) | 6000 | Bare Steel | 1976-04-25 | 1987-01-01 | Galvanized Steel
CHEVRON FOODS | 680 HOLCOMB BRIDGE RD | ROSWELL | Fulton | 601079 | 7 | Ball Float | 1987-01-01 |  | 1987-01-01 |  | Removed from Ground | Gas (Historical Use) | 10000 | Galvanic (STIP-3) | 1987-01-01 | 2016-08-31 | Galvanized Steel | Pressurized
UPS ROSWELL (UST) | 1300 OLD ELLIS RD | ROSWELL | Fulton | 9060707 | 1 | Flapper Valve | 1997-09-09 | FALSE | 1997-07-07 | FALSE | Currently in Use | E-85 | 12000 | Fiberglass Double Walled | 1997-06-12 |  | Double-Walled Flex | Pressurized
WELLSTAR NORTH FULTON MEDICAL CENTER | 3000 HOSPITAL BLVD | ROSWELL | Fulton | 9060419 | 2 | Flapper Valve |  | FALSE | 1989-10-18 | FALSE | Currently in Use | Diesel | 2000 | Fiberglass | 1989-10-18 |  | Double-Walled Fiberglass | Safe Suction (Euro)
IMAGE WORKS | 1455 ELLSWORTH INDUSTRIAL DR | ATLANTA | Fulton | 9060333 | 1 | [5 empty] | Removed from Ground | Gas (Historical Use) | 3000 | Marked Unknown | 1988-12-07 | 1988-12-07 | Unknown
SANDY SPRINGS SITE #023 | 182 HILDEBRAND DR | ATLANTA | Fulton | 9060092 | 1 |  | 1997-12-30 |  | 1997-12-30 |  | Removed from Ground | Diesel | 275 | Cathodically Protected Steel | 1986-09-15 | 2001-11-14 | Double Walled
CLASSIC COLLISION | 7475 ROSWELL ROAD NW | ATLANTA | Fulton | 9060678 | 235546 |  | 1997-04-21 |  | 1997-04-21 |  | Temporarily out of use | Gas (Historical Use) | 10000 | Galvanic (STIP-3) | 1997-04-21 |  | Fiberglass Reinforced Plastic | Suction (American)
DEKALB TIRE COMPANY | 6425 ROSWELL ROAD | ATLANTA | Fulton | 9044338 | 3 | [5 empty] | Removed from Ground | Gas (Historical Use) | 4000 | Not Marked/Unknown | 1996-03-12 | 1996-03-12 | Not Marked
NORTH SPRING SHELL | 7325 ROSWELL RD | ATLANTA | Fulton | 9000328 | 3 | [5 empty] | Removed from Ground | Gas (Historical Use) | 10000 | Bare Steel | 1968-05-06 | 1899-12-31 | Galvanized Steel
TOM JUMPER CHEVROLET INC | 7200 ROSWELL RD | ATLANTA | Fulton | 600542 | 5 | [5 empty] | Removed from Ground | Empty | 10000 | Bare Steel | 1971-05-04 | 1990-12-01 | Unknown
TOM JUMPER CHEVROLET INC | 7200 ROSWELL RD | ATLANTA | Fulton | 600542 | 4 |  |  | TRUE |  | TRUE | Removed from Ground | Used Oil | 550 | Bare Steel | 1971-05-04 | 1992-03-06 | Unknown
NORTH SPRING SHELL | 7325 ROSWELL RD | ATLANTA | Fulton | 9000328 | 6 | Ball Float | 1988-04-01 | FALSE | 1988-04-01 | FALSE | Currently in Use | Regular | 10000 | Fiberglass | 1988-04-25 |  | Fiberglass Reinforced Plastic | Pressurized
NORTH SPRING SHELL | 7325 ROSWELL RD | ATLANTA | Fulton | 9000328 | 9 |  |  | TRUE |  | TRUE | Removed from Ground | Used Oil | 1000 | Fiberglass | 1988-04-25 | 2008-01-16 | Fiberglass Reinforced Plastic
NORTH SPRING SHELL | 7325 ROSWELL RD | ATLANTA | Fulton | 9000328 | 8 | Ball Float | 1988-04-01 | FALSE | 1988-04-01 | FALSE | Currently in Use | Diesel | 10000 | Fiberglass | 1988-04-25 |  | Fiberglass Reinforced Plastic | Pressurized
PREET MAHANDER RAINA LLC | 400 CARLTON RD SUITE B | PALMETTO | Fulton | 10000606 | 3A | Flapper Valve | 2003-09-23 | FALSE | 2003-09-23 | FALSE | Currently in Use | E-0 | 3000 | Composite | 2003-06-30 |  | Fiberglass Reinforced Plastic | Pressurized
CSX TRANSPORTATION INC | 1590 MARIETTA BLVD NW | ATLANTA | Fulton | 9060403 | 1 | [5 empty] | Removed from Ground | Other | 250 | Bare Steel | 1957-01-01 | 1994-11-29 | Galvanized Steel | Safe Suction (Euro)
COCA-COLA USA/TRUCKING OPERATION | 3793 BROWNS MILL RD SE | ATLANTA | Fulton | 9000678 | 3 | [5 empty] | Removed from Ground | Diesel | 27910 | Composite | 1977-02-08 | 1992-06-01 | Unknown
Exxon Food Mart | 3843 JONESBORO RD SE | ATLANTA | Fulton | 601305 | 3 | Ball Float | 1983-05-09 | FALSE | 1983-05-09 | FALSE | Currently in Use | Premium | 12033 | Fiberglass | 1983-05-09 |  | Fiberglass Reinforced Plastic | Pressurized
HOLCOMBE BRIDGE 01778 LLC | 1468 HOLCOMB BRIDGE RD | ROSWELL | Fulton | 600807 | 12 | Overfill Alarm | 2006-02-09 | FALSE | 2006-02-09 | FALSE | Currently in Use | Premium | 10000 | Fiberglass Double Walled | 2006-12-21 |  | Double-Walled Flex | Pressurized
GAS EXPRESS #249 | 1105 HOLCOMB BRIDGE RD | ROSWELL | Fulton | 600938 | 2 | [5 empty] | Removed from Ground | Gas (Historical Use) | 10000 | Double Walled | 1981-05-01 | 1992-06-15 | Fiberglass Reinforced Plastic | Pressurized
CHEVRON FOODS | 680 HOLCOMB BRIDGE RD | ROSWELL | Fulton | 601079 | 6 | Ball Float | 1987-01-01 |  | 1987-01-01 |  | Removed from Ground | Gas (Historical Use) | 10000 | Galvanic (STIP-3) | 1987-01-01 | 2016-08-30 | Galvanized Steel | Pressurized
ABCDP INC | 11720 ALPHARETTA HWY | ROSWELL | Fulton | 9060762 | 2 |  | 1998-10-28 | FALSE | 1998-10-28 | FALSE | Currently in Use | Premium | 15000 | Fiberglass Double Walled | 1998-10-28 |  | Fiberglass Reinforced Plastic | Pressurized
AMERICAN ISUZU DISTRIBUTION FACILITY | 205 HEMBREE PARK DR | ROSWELL | Fulton | 10000446 | 1 |  |  | FALSE |  | FALSE | Removed from Ground | Used Oil | 2000 | Unknown | 2000-10-31 | 2003-10-21 | Unknown | Gravity Fed
SANDY SPRINGS TOYOTA | 6475 ROSWELL RD | ATLANTA | Fulton | 9060383 | 3 |  |  | TRUE |  | TRUE | Removed from Ground | Used Oil | 550 | Not Marked/Unknown |  | 1899-12-31 | Not Marked
DEKALB TIRE COMPANY | 6425 ROSWELL ROAD | ATLANTA | Fulton | 9044338 | 2 | [5 empty] | Removed from Ground | Gas (Historical Use) | 6000 | Not Marked/Unknown | 1996-03-12 | 1996-03-12 | Not Marked
AMOCO STATION #932\NORTH SPRINGS | 7295 ROSWELL RD | ATLANTA | Fulton | 601073 | 3 | [5 empty] | Removed from Ground | Gas (Historical Use) | 6000 | Bare Steel | 1971-04-27 | 1994-04-25 | Galvanized Steel
CITY OF ATLANTA/OFS | 23 CLAIRE DR | ATLANTA | Fulton | 600349 | 13 | Flapper Valve | 1997-08-29 | TRUE | 1997-08-29 | TRUE | Currently in Use | Used Oil | 1000 | Fiberglass | 1997-08-29 |  | Double-Walled Fiberglass
SHELL FOOD MART | 5866 ROSWELL RD | SANDY SPRINGS | Fulton | 600046 | 4 |  |  | FALSE |  | FALSE | Removed from Ground | Not Marked | 2000 | Unknown | 2012-07-26 | 2012-07-26 | Unknown
SANDY SPRINGS PHILLIPS 66 | 6024 ROSWELL RD | SANDY SPRINGS | Fulton | 600768 | 2 |  | 1985-05-01 |  | 1985-05-01 |  | Removed from Ground | Gas (Historical Use) | 10000 | Fiberglass | 1985-05-03 | 2004-12-01 | Fiberglass Reinforced Plastic | Pressurized
SANDY SPRINGS CHEVRON | 6385 ROSWELL RD | SANDY SPRINGS | Fulton | 600929 | 5 | Flapper Valve | 1993-09-11 | FALSE | 1993-09-11 | FALSE | Currently in Use | Regular | 9684 | Fiberglass Double Walled | 1993-09-11 |  | Double-Walled Fiberglass | Pressurized
SANDY SPRINGS CHEVRON | 6385 ROSWELL RD | SANDY SPRINGS | Fulton | 600929 | 4 | [5 empty] | Removed from Ground | Gas (Historical Use) | 6000 | Bare Steel | 1978-01-03 | 1993-08-23 | Bare Steel | Pressurized
SANDY SPRINGS CHEVRON | 6385 ROSWELL RD | SANDY SPRINGS | Fulton | 600929 | 7 | Flapper Valve | 1993-09-11 | FALSE | 1993-09-11 | FALSE | Currently in Use | Diesel | 10000 | Fiberglass Double Walled | 1993-09-11 |  | Double-Walled Fiberglass | Pressurized
MR PRIDE CARWASH/SANDY SPRINGS | 6585 ROSWELL RD | SANDY SPRINGS | Fulton | 601126 | 2 | [5 empty] | Removed from Ground | Gas (Historical Use) | 10000 | Bare Steel | 1981-05-02 | 1899-12-31 | Galvanized Steel
SAM'S MART# 521 | 5640 NORTHSIDE DR | SANDY SPRINGS | Fulton | 330069 | 7 |  |  | FALSE |  | FALSE | Removed from Ground | Used Oil | 0 | Unknown | 2001-11-20 | 2001-11-20
SAM'S MART# 521 | 5640 NORTHSIDE DR | SANDY SPRINGS | Fulton | 330069 | 4 |  | 1989-01-01 |  | 1989-01-01 |  | Removed from Ground | Diesel | 10000 | Fiberglass | 1982-04-30 | 2001-11-20 | Fiberglass Reinforced Plastic | Pressurized
SAM'S MART# 521 | 5640 NORTHSIDE DR | SANDY SPRINGS | Fulton | 330069 | 5 | [5 empty] | Removed from Ground | Other | 0 | Marked Unknown | 2001-11-20 | 2001-11-20 | Unknown
QUICK SAVE FOOD MART | 374 CLEVELAND AVE SW | ATLANTA | Fulton | 9060534 | 3 | Ball Float | 1999-01-27 | FALSE | 1999-01-27 | FALSE | Currently in Use | Premium | 10000 | Composite | 1989-07-01 |  | Fiberglass Reinforced Plastic | Pressurized
EXXON FOOD MART | 1959 LAKEWOOD AVE | ATLANTA | Fulton | 9060519 | PU | Ball Float | 1993-04-25 | FALSE | 1993-04-25 | FALSE | Currently in Use | Premium | 10000 | Fiberglass | 1993-04-25 |  | Double-Walled Fiberglass | Pressurized
RYDER #0394 | 875 WASHINGTON ST SW | ATLANTA | Fulton | 9000444 | 10 |  |  | FALSE |  | FALSE | Closed in Ground |  | 2500 |  | 1994-05-01 | 1994-05-01
GAS EXPRESS #250 | 1111 MORELAND AVE SE | ATLANTA | Fulton | 601027 | 7 | [5 empty] | Removed from Ground | Diesel | 600 | Bare Steel | 1959-01-01 | 1991-11-06 | Not Marked | Pressurized
GAS EXPRESS #250 | 1111 MORELAND AVE SE | ATLANTA | Fulton | 601027 | 4 | [5 empty] | Removed from Ground | Gas (Historical Use) | 4000 | Cathodically Protected Steel | 1959-04-30 | 1991-12-01 | Galvanized Steel
METRO CARBONATION SALES & SERV | 410 ENGLEWOOD AVE | ATLANTA | Fulton | 600042 | 1 | [5 empty] | Removed from Ground | Gas (Historical Use) | 10000 | Bare Steel | 1977-08-01 | 1991-10-01 | Galvanized Steel | Suction (American)
Q LUBE INC #1172 | 6569 ROSWELL RD NE | SANDY SPRINGS | Fulton | 602004 | 1 |  |  | TRUE |  | TRUE | Removed from Ground | Used Oil | 1000 | Fiberglass | 1987-11-04 | 1998-03-01 | Galvanized Steel | Suction (American)
EXXON STATION #44208 | 5811 ROSWELL RD | SANDY SPRINGS | Fulton | 9000557 | 1 | [5 empty] | Removed from Ground | Other | 0 | Marked Unknown | 1986-01-01 | 1986-01-01 | Unknown
FORTUNE FOOD MART INC MOUNT VERNON FOODMART INC | 295 MT VERNON HWY | SANDY SPRINGS | Fulton | 601140 | 3 | Flapper Valve | 1998-11-02 | FALSE | 1992-01-01 | FALSE | Currently in Use | Premium | 8000 | Composite | 1985-03-17 |  | Fiberglass Reinforced Plastic | Pressurized
UNOCAL STATION #9023-221 | 6015 ROSWELL RD NE | SANDY SPRINGS | Fulton | 601181 | 2 | [5 empty] | Removed from Ground | Gas (Historical Use) | 10000 | Bare Steel | 1972-04-20 | 1988-11-01 | Galvanized Steel
KROGER GA 467 | 227 SANDY SPRINGS PL | SANDY SPRINGS | Fulton | 10000902 | 1B | Flapper Valve | 2005-04-08 | FALSE | 2005-04-08 | FALSE | Currently in Use | Premium | 8000 | Fiberglass Double Walled | 2005-03-17 |  |  | Pressurized
GREENWAY #640/PULLIAMS SERVICE C | 544 MAIN ST | PALMETTO | Fulton | 600483 | 8 | [5 empty] | Closed in Ground | Gas (Historical Use) | 1065 | Bare Steel | 1974-05-11 | 1996-08-01 | Bare Steel | Safe Suction (Euro)
ROOSEVELT HOUSE HIGHRISE | 582 CENTENNIAL OLYMPIC PARK DR NW | ATLANTA | Fulton | 10000390 | 1 |  |  | FALSE |  | FALSE | Removed from Ground | Diesel | 300 | Unknown | 2004-04-27 | 2004-04-27 | Unknown
SHELL | 535 LEE ST SW | ATLANTA | Fulton | 600830 | 1 | Ball Float | 1998-09-01 | FALSE | 1998-09-01 | FALSE | Currently in Use | Regular | 10000 | Fiberglass | 1982-05-03 |  | Double-Walled Fiberglass | Pressurized
EXXON FOOD STORE | 507 JOSEPH E LOWRY BLVD SW | ATLANTA | Fulton | 600894 | 3 | Flapper Valve | 2024-09-23 | FALSE | 1989-01-01 | FALSE | Currently in Use | Plus | 6000 | Fiberglass | 1982-01-01 |  | Fiberglass Reinforced Plastic | Pressurized
MCGIL SPECIALIZED CARRIERS | 2770 PEYTON RD NW | ATLANTA | Fulton | 600226 | 6 |  |  | TRUE |  | TRUE | Removed from Ground | Empty | 1000 | Bare Steel | 1965-05-05 | 1988-11-20 | Galvanized Steel
BUCKHEAD MOTOR WORKS | 145 HILDERBRAND DR | ATLANTA | Fulton | 600523 | 1 |  |  | TRUE |  | TRUE | Removed from Ground | Used Oil | 500 | Cathodically Protected Steel | 1985-03-31 | 2007-08-28 | Galvanized Steel
ENTERPRISE LEASING CO | 6189 ROSWELL RD | ATLANTA | Fulton | 600802 | 1 | [5 empty] | Removed from Ground | Gas (Historical Use) | 3000 | Bare Steel | 1971-02-14 | 1989-10-15 | Unknown
GENERAL MOTORS/LAKEWOOD PLANT | 510 SAWTELL AVE SE | ATLANTA | Fulton | 9000030 | T-7 | [5 empty] | Removed from Ground | Other | 12000 | Cathodically Protected Steel | 1958-05-15 | 1990-08-31 | Not Marked
GENERAL MOTORS/LAKEWOOD PLANT | 510 SAWTELL AVE SE | ATLANTA | Fulton | 9000030 | T-4 | [5 empty] | Removed from Ground | Other | 12000 | Cathodically Protected Steel | 1958-05-15 | 1990-08-31 | Not Marked
HILL MANUFACTURING CO INC | 1500 JONESBORO RD SE | ATLANTA | Fulton | 600278 | 5 | [5 empty] | Closed in Ground | Hazardous Substance | 3000 | Bare Steel | 1976-05-08 | 1988-12-15 | Galvanized Steel
HILL MANUFACTURING CO INC | 1500 JONESBORO RD SE | ATLANTA | Fulton | 600278 | 4 | [5 empty] | Closed in Ground | Hazardous Substance | 3000 | Bare Steel | 1976-05-08 | 1988-12-15 | Galvanized Steel
HILL MANUFACTURING CO INC | 1500 JONESBORO RD SE | ATLANTA | Fulton | 600278 | 7 | [5 empty] | Closed in Ground | Hazardous Substance | 3000 | Bare Steel | 1976-05-08 | 1988-12-15 | Galvanized Steel
CLEVELAND STOP LLC | 151 CLEVELAND AVE SW | ATLANTA | Fulton | 600111 | 5 | Ball Float | 1996-02-01 | FALSE | 1996-02-01 | FALSE | Currently in Use | Regular | 10000 | Composite | 1996-02-20 |  | Double-Walled Fiberglass | Pressurized
GREENWAY #640/PULLIAMS SERVICE C | 544 MAIN ST | PALMETTO | Fulton | 600483 | 9 | [5 empty] | Closed in Ground | Gas (Historical Use) | 1065 | Bare Steel | 1974-05-11 | 1996-08-01 | Bare Steel | Safe Suction (Euro)
CITY OF PALMETTO GA | 549 MAIN ST | PALMETTO | Fulton | 600546 | 1 | [5 empty] | Removed from Ground | Diesel | 564 | Bare Steel | 1966-04-28 | 1996-08-01 | Galvanized Steel
SINGH CREATIVE INC | 9165 ROOSEVELT HWY | PALMETTO | Fulton | 9060805 | 2 | Ball Float | 1999-05-30 | FALSE | 1999-05-30 | FALSE | Currently in Use | Premium | 12000 | Fiberglass | 1999-05-24 |  | Double-Walled Flex | Pressurized
MID-TOWN SHELL | 790 NORTH AVENUE | ATLANTA | Fulton | 9060738 | 3 | [5 empty] | Removed from Ground | Other | 500 | Not Marked/Unknown | 1998-10-06 | 1998-10-06 | Not Marked
GRAY LINE/ASSOCIATED CAB CO | 3745 ZIP IND BLVD | ATLANTA | Fulton | 9000526 | 1 | [5 empty] | Removed from Ground | Gas (Historical Use) | 1000 | Bare Steel | 1968-04-21 | 1899-12-31 | Unknown
MARTA/HAMILTON BLVD FACILITY | 3385 HAMILTON BLVD | ATLANTA | Fulton | 9000752 | 20 | Flapper Valve | 1996-03-01 | FALSE | 1996-03-01 | FALSE | Currently in Use | Diesel | 25000 | Fiberglass Double Walled | 1996-03-01 |  | Double-Walled Fiberglass | Pressurized
OWENS-BROCKWAY GLASS CONTAINER INC | 3107 SYLVAN RD | ATLANTA | Fulton | 600240 | 3 |  |  | FALSE |  | FALSE | Removed from Ground | Used Oil | 1000 | Bare Steel | 2005-10-20 | 2005-11-26 | Bare Steel
GREENWAY #640/PULLIAMS SERVICE C | 544 MAIN ST | PALMETTO | Fulton | 600483 | 1 |  | 1996-08-01 | FALSE | 1996-08-01 | FALSE | Removed from Ground | Gas (Historical Use) | 10000 | Composite | 1996-08-01 | 2016-11-01 | Fiberglass Reinforced Plastic | Pressurized
GREENWAY #780/JOHN SMITH GROCERY | 6400 CAMPBELLTON REDWINE RD | PALMETTO | Fulton | 601278 | 3 | [5 empty] | Removed from Ground | Kerosene | 560 | Bare Steel | 1978-05-10 | 1899-12-31 | Galvanized Steel
PALMETTO ONE STOP #33 | 510 CENTER ST | PALMETTO | Fulton | 601102 | 1 |  | 1997-05-23 |  | 1997-05-23 |  | Removed from Ground | Gas (Historical Use) | 6000 | Cathodically Protected Steel | 1968-05-05 | 2013-04-02 | Cathodically Protected
AL ADL LLC | 3819 JONESBORO RD | ATLANTA | Fulton | 9060436 | 2 | [5 empty] | Removed from Ground | Gas (Historical Use) | 6000 | Bare Steel | 1965-01-01 | 1995-05-20 | Galvanized Steel | Pressurized
HOLCOMB BRIDGE CHEVRON, INC | 1360 HOLCOMB BRIDGE RD | ROSWELL | Fulton | 9060195 | 5 | [5 empty] | Removed from Ground | Diesel | 10000 | Cathodically Protected Steel | 1982-01-01 | 1990-01-22 | Fiberglass Reinforced Plastic
Citgo Foodmart | 1597 HOLCOMB BRIDGE RD | ROSWELL | Fulton | 9060197 | 3 |  | 1998-05-21 |  | 1998-05-21 |  | Currently in Use | Gas (Historical Use) | 10000 | Fiberglass | 1987-05-21 |  | Fiberglass Reinforced Plastic | Pressurized
STERLING PLACE APARTMENTS | 144 ALLEN RD NE | ATLANTA | Fulton | 10000497 | 1 | Flapper Valve | 2003-08-21 | FALSE | 2003-08-21 | FALSE | Temporarily out of use | Diesel | 550 | Bare Steel | 1986-01-01 |  | Steel (Impressed Current) | Safe Suction (Euro)
JIFFY LUBE #614 | 4995 ROSWELL RD | ATLANTA | Fulton | 9060249 | 3 | [5 empty] | Removed from Ground | Other | 3000 | Marked Unknown | 1987-06-01 | 1999-02-01 | Galvanized Steel | Suction (American)
SANDY SPRINGS TOOL RENTAL | 6110 BLUESTONE RD | ATLANTA | Fulton | 9060643 | 3 | [5 empty] | Removed from Ground | Gas (Historical Use) | 1000 | Marked Unknown | 1985-07-18 | 1999-02-16 | Unknown
5995 ROSWELL LLC | 5995 ROSWELL RD | ATLANTA | Fulton | 601062 | 6 |  |  | TRUE |  | TRUE | Removed from Ground | Used Oil | 500 | Bare Steel | 1967-04-28 | 2002-06-17 | Galvanized Steel
5995 ROSWELL LLC | 5995 ROSWELL RD | ATLANTA | Fulton | 601062 | 8 | Flapper Valve | 1993-10-01 | FALSE | 1993-10-01 | FALSE | Currently in Use | Premium | 10000 | Fiberglass | 1993-10-01 |  | Fiberglass Reinforced Plastic | Pressurized
5995 ROSWELL LLC | 5995 ROSWELL RD | ATLANTA | Fulton | 601062 | 9 | Flapper Valve | 1993-10-01 | FALSE | 1993-10-01 | FALSE | Currently in Use | Diesel | 10000 | Fiberglass | 1993-10-01 |  | Fiberglass Reinforced Plastic | Pressurized
CLEVELAND STOP LLC | 151 CLEVELAND AVE SW | ATLANTA | Fulton | 600111 | 7 | Ball Float | 1996-02-01 | FALSE | 1996-02-01 | FALSE | Currently in Use | Premium | 10000 | Composite | 1996-02-20 |  | Double-Walled Fiberglass | Pressurized
MR PRIDE CARWASH/SANDY SPRINGS | 6585 ROSWELL RD | SANDY SPRINGS | Fulton | 601126 | 3 | [5 empty] | Removed from Ground | Gas (Historical Use) | 10000 | Bare Steel | 1981-05-02 | 1899-12-31 | Galvanized Steel
PURE | 3015 JONESBORO RD | ATLANTA | Fulton | 9060481 | 1+ | Ball Float | 1988-10-01 | FALSE | 1988-10-01 | FALSE | Currently in Use | Regular | 8000 | STIP-3/Impressed Current | 1988-10-01 |  | Steel (Impressed Current) | Pressurized
MARTA/HAMILTON BLVD FACILITY | 3385 HAMILTON BLVD | ATLANTA | Fulton | 9000752 | 7 | [5 empty] | Closed in Ground | Other | 2000 | Bare Steel | 1976-05-08 | 2000-07-01 | Galvanized Steel | Pressurized
MARTA/HAMILTON BLVD FACILITY | 3385 HAMILTON BLVD | ATLANTA | Fulton | 9000752 | 10 |  |  | TRUE |  | TRUE | Removed from Ground | Used Oil | 1500 | Bare Steel | 1976-05-08 | 1997-05-15 | Galvanized Steel
MARTA/HAMILTON BLVD FACILITY | 3385 HAMILTON BLVD | ATLANTA | Fulton | 9000752 | 4 | [5 empty] | Closed in Ground | Diesel | 25000 | Bare Steel | 1976-05-08 | 1999-05-01 | Galvanized Steel | Pressurized
HERITAGE INTNL TRUCKS/CNTRL INTN | 3799 BROWNS MILL RD SE | ATLANTA | Fulton | 600693 | 1 | [5 empty] | Removed from Ground | Diesel | 8000 | Bare Steel | 1993-01-01 | 1993-01-01 | Unknown
CON-WAY FREIGHT-NAT | 2800 FORREST PARK RD SE | ATLANTA | Fulton | 9000320 | 2 | [5 empty] | Removed from Ground | Other | 10000 | Bare Steel | 1962-01-01 | 1992-11-06 | Bare Steel | Pressurized
SHELL | 535 LEE ST SW | ATLANTA | Fulton | 600830 | 2 | Ball Float | 1998-09-01 | FALSE | 1998-09-01 | FALSE | Currently in Use | Premium | 10000 | Fiberglass | 1982-05-03 |  | Double-Walled Fiberglass | Pressurized
PITTSBURGH YARDS-BROWN TRANSPORT CORPORATION | 352 UNIVERSITY AVE | ATLANTA | Fulton | 600903 | 3 | [5 empty] | Removed from Ground | Diesel | 12000 | Bare Steel | 1977-04-04 | 2000-05-28
EXXON FOOD STORE | 6180 ROSWELL ROAD NE | ATLANTA | Fulton | 601131 | 2A |  | 1988-06-01 |  | 1988-06-01 |  | Removed from Ground | Gas (Historical Use) | 10000 | Fiberglass | 1988-10-31 | 2013-07-09 | Fiberglass Reinforced Plastic | Pressurized
MCGIL SPECIALIZED CARRIERS | 2770 PEYTON RD NW | ATLANTA | Fulton | 600226 | 4 | [5 empty] | Removed from Ground | Empty | 12000 | Bare Steel | 1965-05-05 | 1988-11-20 | Galvanized Steel
MCGIL SPECIALIZED CARRIERS | 2770 PEYTON RD NW | ATLANTA | Fulton | 600226 | 5 |  |  | TRUE |  | TRUE | Removed from Ground | Empty | 3000 | Bare Steel | 1965-05-05 | 1988-11-20 | Galvanized Steel
ENTERPRISE LEASING CO | 6189 ROSWELL RD | ATLANTA | Fulton | 600802 | 3 | [5 empty] | Removed from Ground | Gas (Historical Use) | 3000 | Bare Steel | 1971-02-14 | 1989-10-15 | Unknown
SPEEDWAY #48\STARVIN MARVIN | 1098 GORDON ST SW | ATLANTA | Fulton | 9000378 | 3 | [5 empty] | Removed from Ground | Kerosene | 4000 | Composite | 1985-01-01 | 1991-07-18 | Galvanized Steel
EXXON FOOD STORE | 507 JOSEPH E LOWRY BLVD SW | ATLANTA | Fulton | 600894 | 2 | Flapper Valve | 2024-09-23 | FALSE | 1989-01-01 | FALSE | Currently in Use | Premium | 10000 | Fiberglass | 1982-01-01 |  | Fiberglass Reinforced Plastic | Pressurized
EXXON RETAIL STORE #4-5701 | 7346 ROSWELL RD | ATLANTA | Fulton | 600895 | 3 | [5 empty] | Removed from Ground | Gas (Historical Use) | 4000 | Bare Steel | 1968-05-10 | 1989-07-01 | Galvanized Steel
FORMER BP 24021 | 1449 DONNELLY AVE SW | ATLANTA | Fulton | 600765 | 7 | [5 empty] | Removed from Ground | Gas (Historical Use) | 30000 | Fiberglass | 1987-01-01 | 1899-12-31 | Fiberglass Reinforced Plastic
ANSLEY MALL SHELL | 1539 PIEDMONT AVE NE | ATLANTA | Fulton | 600781 | 5A | Ball Float | 2010-12-06 | FALSE | 2010-12-06 | FALSE | Currently in Use | Regular | 12000 | Fiberglass Double Walled | 2010-12-06 |  | Fiberglass Reinforced Plastic | Pressurized
BLOUNT CONSTRUCTION CO | 2510 WEST POINT AVE | COLLEGE PARK | Fulton | 9060303 | 1 | [5 empty] | Removed from Ground | Diesel | 500 | Unknown | 1994-05-01 | 1994-05-01 | Unknown
Gas Express #127 | 1697 NORMAN DR | COLLEGE PARK | Fulton | 10002491 | 2 | Flapper Valve | 2015-03-23 | FALSE | 2015-03-23 | FALSE | Currently in Use | Premium | 4000 | Composite Double Walled | 2015-03-23 |  | Double-Walled Fiberglass | Pressurized
ALOFT | 300 SPRING STREET | ATLANTA | Fulton | 10002259 | 1 |  |  | FALSE |  | FALSE | Removed from Ground | Diesel | 265 | Bare Steel | 2013-08-28 | 2013-08-28 | Galvanized Steel
811 PEACHTREE | 811 PEACHTREE ST | ATLANTA | Fulton | 10000282 | 0 |  |  | FALSE |  | FALSE | Removed from Ground | Not Marked/Tank Removed | 0 | Not Marked/Unknown |  | 1899-12-31
811 PEACHTREE | 811 PEACHTREE ST | ATLANTA | Fulton | 10000282 | 1 |  |  | FALSE |  | FALSE | Removed from Ground | Not Marked/Tank Removed | 1000 | Unknown | 2014-05-20 | 2014-05-20 | Unknown
SHELL FOOD MART | 486 PONCE DE LEON AVE NE | ATLANTA | Fulton | 601058 | 2 | [5 empty] | Removed from Ground | Gas (Historical Use) | 10000 | Cathodically Protected Steel | 1983-04-24 | 1991-09-16 | Galvanized Steel | Pressurized
110 SERVICE INC | 180 PONCE DE LEON AVE NE | ATLANTA | Fulton | 600993 | 5 |  | 1993-11-09 |  | 1993-11-09 |  | Removed from Ground | Gas (Historical Use) | 8775 | Double Walled | 1987-11-05 | 2001-11-09 | Fiberglass Reinforced Plastic | Pressurized
110 SERVICE INC | 180 PONCE DE LEON AVE NE | ATLANTA | Fulton | 600993 | 4 |  |  | TRUE |  | TRUE | Removed from Ground | Used Oil | 550 | Cathodically Protected Steel | 1967-04-28 | 1987-11-01 | Galvanized Steel
ATLANTA COCA-COLA BTLG CO | 864 SPRING ST NW | ATLANTA | Fulton | 600246 | 6 | [5 empty] | Removed from Ground | Other | 300 | Bare Steel | 1972-04-24 | 1899-12-31 | Galvanized Steel
MARTA BUS FACILITY/PINE ST | 125 PINE ST NE | ATLANTA | Fulton | 9000039 | 10 | [5 empty] | Currently in Use | Other | 1000 | Bare Steel | 1954-05-14 |  | Galvanized Steel
PIEDMONT MANDIR LLC | 160 PONCE DE LEON AVE NE | ATLANTA | Fulton | 600819 | 4 | Ball Float | 1991-03-01 | FALSE | 1991-03-01 | FALSE | Currently in Use | Premium | 10000 | Fiberglass | 2013-05-15 |  | Fiberglass Reinforced Plastic | Pressurized
PIEDMONT MANDIR LLC | 160 PONCE DE LEON AVE NE | ATLANTA | Fulton | 600819 | 1 |  | 1999-01-01 | TRUE | 1999-01-01 | TRUE | Temporarily out of use | Used Oil | 1000 | Fiberglass | 2013-05-15 |  | Fiberglass Reinforced Plastic
STONE CONTAINER CORP | 1235 CHATTAHOOCHEE AVE | ATLANTA | Fulton | 600577 | 1 | [5 empty] | Removed from Ground | Diesel | 5000 | Bare Steel | 1971-05-11 | 1993-11-03 | Bare Steel
SHELL FOOD MART | 4597 JONESBORO RD @ I-85 | UNION CITY | Fulton | 310151 | 1 | Ball Float | 1995-09-01 | FALSE | 1991-01-01 | FALSE | Currently in Use | Regular | 10000 | Fiberglass | 1982-04-30 |  | Fiberglass Reinforced Plastic | Pressurized
EXXON FOOD MART | 6687 ROOSEVELT HWY | UNION CITY | Fulton | 9000644 | 8 | Flapper Valve | 1988-09-01 | FALSE | 1988-09-01 | FALSE | Currently in Use | Regular | 10000 | Galvanic (STIP-3) | 1988-09-01 |  | Fiberglass Reinforced Plastic | Pressurized
EXXON FOOD MART | 6687 ROOSEVELT HWY | UNION CITY | Fulton | 9000644 | 10 | Flapper Valve | 1988-09-01 | FALSE | 1988-09-01 | FALSE | Currently in Use | Diesel | 10000 | Galvanic (STIP-3) | 1988-09-01 |  | Fiberglass Reinforced Plastic | Pressurized
EXXON FOOD MART | 6687 ROOSEVELT HWY | UNION CITY | Fulton | 9000644 | 2 | [5 empty] | Removed from Ground | Diesel | 2000 | Bare Steel | 1969-03-21 | 1988-09-27 | Galvanized Steel
PHILLIP 66 | 4641 FLAT SHOALS RD STE A | UNION CITY | Fulton | 9060822 | 2 | Ball Float | 1998-02-01 | FALSE | 1998-02-01 | FALSE | Currently in Use | Premium | 10000 | Fiberglass | 1998-05-01 |  | Double-Walled Fiberglass | Pressurized
OAKLEY OPERATING HEADQUARTERS | 7365 OAKLEY IND BLVD | UNION CITY | Fulton | 600737 | 2 | [5 empty] | Removed from Ground | Diesel | 10000 | Bare Steel | 1976-05-09 | 1990-06-06 | Unknown
ANDY LEWIS CHEVROLET | 6822 SHANNON PARKWAY | UNION CITY | Fulton | 600038 | 1 | [5 empty] | Removed from Ground | Gas (Historical Use) | 10000 | Bare Steel | 1983-05-08 | 1995-11-01 | Galvanized Steel
DILSHAD PROPERTIES LLC | 3805 FLAT SHOALS RD | UNION CITY | Fulton | 601082 | 3 |  | 1981-04-24 |  | 1981-04-24 |  | Removed from Ground | Gas (Historical Use) | 10000 | Steel-Impressed Current | 1981-04-24 | 2000-10-26 | Galvanized Steel | Pressurized
DILSHAD PROPERTIES LLC | 3805 FLAT SHOALS RD | UNION CITY | Fulton | 601082 | 3 |  | 1981-04-24 |  | 1981-04-24 |  | Removed from Ground | Gas (Historical Use) | 10000 | Steel-Impressed Current | 1981-04-24 | 2000-10-26 | Galvanized Steel | Pressurized
ANDY LEWIS CHEVROLET | 6822 SHANNON PARKWAY | UNION CITY | Fulton | 600038 | 2 | [5 empty] | Removed from Ground | Other | 500 | Not Marked/Unknown | 1995-11-01 | 1995-11-01 | Not Marked
EXXON FOOD MART | 6687 ROOSEVELT HWY | UNION CITY | Fulton | 9000644 | 11 | Flapper Valve | 1988-09-01 | FALSE | 1988-09-01 | FALSE | Currently in Use | Regular | 10000 | Galvanic (STIP-3) | 1988-09-01 |  | Fiberglass Reinforced Plastic | Pressurized
EXXON FOOD MART | 6687 ROOSEVELT HWY | UNION CITY | Fulton | 9000644 | 4 | [5 empty] | Removed from Ground | Gas (Historical Use) | 6000 | Bare Steel | 1966-03-22 | 1988-08-27 | Galvanized Steel
EXXON FOOD MART | 6687 ROOSEVELT HWY | UNION CITY | Fulton | 9000644 | 7 | [5 empty] | Removed from Ground | Kerosene | 2000 | Bare Steel | 1971-03-21 | 1988-08-27 | Galvanized Steel
EXXON FOOD MART | 6687 ROOSEVELT HWY | UNION CITY | Fulton | 9000644 | 1 | [5 empty] | Removed from Ground | Gas (Historical Use) | 3000 | Bare Steel | 1974-03-20 | 1988-08-27 | Galvanized Steel
DILSHAD PROPERTIES LLC | 3805 FLAT SHOALS RD | UNION CITY | Fulton | 601082 | 4 | Ball Float | 2000-11-04 | FALSE | 2000-11-04 | FALSE | Currently in Use | Regular | 10000 | Composite Double Walled | 2000-11-01 |  | Double-Walled Fiberglass | Pressurized
DILSHAD PROPERTIES LLC | 3805 FLAT SHOALS RD | UNION CITY | Fulton | 601082 | 4 | Ball Float | 2000-11-04 | FALSE | 2000-11-04 | FALSE | Currently in Use | Regular | 10000 | Composite Double Walled | 2000-11-01 |  | Double-Walled Fiberglass | Pressurized
DILSHAD PROPERTIES LLC | 3805 FLAT SHOALS RD | UNION CITY | Fulton | 601082 | 7 | Flapper Valve | 2000-11-04 | FALSE | 2000-11-04 | FALSE | Currently in Use | Diesel | 10000 | Composite Double Walled | 2000-11-01 |  | Double-Walled Fiberglass | Pressurized
DILSHAD PROPERTIES LLC | 3805 FLAT SHOALS RD | UNION CITY | Fulton | 601082 | 7 | Flapper Valve | 2000-11-04 | FALSE | 2000-11-04 | FALSE | Currently in Use | Diesel | 10000 | Composite Double Walled | 2000-11-01 |  | Double-Walled Fiberglass | Pressurized
DILSHAD PROPERTIES LLC | 3805 FLAT SHOALS RD | UNION CITY | Fulton | 601082 | 5 | Ball Float | 2000-11-04 | FALSE | 2000-11-04 | FALSE | Currently in Use | Regular | 10000 | Composite | 2000-11-01 |  | Double-Walled Fiberglass | Pressurized
DILSHAD PROPERTIES LLC | 3805 FLAT SHOALS RD | UNION CITY | Fulton | 601082 | 5 | Ball Float | 2000-11-04 | FALSE | 2000-11-04 | FALSE | Currently in Use | Regular | 10000 | Composite | 2000-11-01 |  | Double-Walled Fiberglass | Pressurized
GEORGIA RECYCLING SERVICE INC | 5065 ROOSEVELT HWY | UNION CITY | Fulton | 9060605 | 1 | [5 empty] | Removed from Ground | Diesel | 12000 | Not Marked/Unknown | 1987-01-01 | 2002-08-27 | Not Marked
RICHS SHANNON | 200 SHANNON MALL | UNION CITY | Fulton | 600049 | 1 | [5 empty] | Removed from Ground | Gas (Historical Use) | 100 | Bare Steel | 1980-05-08 | 1999-07-22 | Bare Steel
NIK NAK | 5000 ROOSEVELT HWY | UNION CITY | Fulton | 601159 | 2 |  | 1996-01-01 | FALSE | 1996-01-01 | FALSE | Currently in Use | Gas (Historical Use) | 6000 | STIP-3/Impressed Current | 1986-05-01 |  | Fiberglass Reinforced Plastic | Pressurized
EXXON FOOD MART | 6687 ROOSEVELT HWY | UNION CITY | Fulton | 9000644 | 3 | [5 empty] | Removed from Ground | Gas (Historical Use) | 6000 | Bare Steel | 1966-03-22 | 1988-08-27 | Galvanized Steel
PEP BOYS #104 | 5000 GA HWY 138 | UNION CITY | Fulton | 601405 | 1 |  |  | TRUE |  | TRUE | Removed from Ground | Used Oil | 550 | Double Walled | 1987-11-04 | 2000-09-12 | Bare Steel
CHEVRON FOOD MART #122 | 3850 FLAT SHOALS RD | UNION CITY | Fulton | 601287 | E |  | 1986-05-01 | FALSE | 1986-05-01 | FALSE | Currently in Use | Premium | 8000 | Composite | 1986-05-01 |  | Fiberglass Reinforced Plastic | Pressurized
NIK NAK | 5000 ROOSEVELT HWY | UNION CITY | Fulton | 601159 | 3 |  | 1996-01-01 | FALSE | 1996-01-01 | FALSE | Currently in Use | Gas (Historical Use) | 6000 | STIP-3/Impressed Current | 1986-05-01 |  | Fiberglass Reinforced Plastic | Pressurized
EXXON FOOD MART | 6687 ROOSEVELT HWY | UNION CITY | Fulton | 9000644 | 5 | [5 empty] | Removed from Ground | Gas (Historical Use) | 6000 | Bare Steel | 1966-03-22 | 1988-08-27 | Galvanized Steel
CHEVRON FOOD MART | 4520 JONESBORO RD | UNION CITY | Fulton | 601016 | 3 | [5 empty] | Removed from Ground | Gas (Historical Use) | 5000 | Bare Steel | 1968-04-27 | 1986-11-01 | Galvanized Steel
GREENWAY #665/UNION CITY BP | 6725 ROOSEVELT HWY | UNION CITY | Fulton | 600952 | 4B | Flapper Valve | 1994-08-09 | FALSE | 1994-08-09 | FALSE | Currently in Use | E-0 | 2000 | Composite | 1994-08-09 |  | Fiberglass Reinforced Plastic | Pressurized
GREENWAY #665/UNION CITY BP | 6725 ROOSEVELT HWY | UNION CITY | Fulton | 600952 | 3 | [5 empty] | Removed from Ground | Gas (Historical Use) | 3000 | Bare Steel | 1970-05-12 | 1994-08-01 | Galvanized Steel
TRICO V PETROLEUM INC #916 | 4617 JONESBORO RD | UNION CITY | Fulton | 601299 | 4 |  | 1982-01-01 |  | 1982-01-01 |  | Removed from Ground | Diesel | 11300 | Fiberglass | 1982-05-09 | 2004-09-15 | Fiberglass Reinforced Plastic | Pressurized
TRICO V PETROLEUM INC #916 | 4617 JONESBORO RD | UNION CITY | Fulton | 601299 | 1 |  | 1982-01-01 |  | 1982-01-01 |  | Removed from Ground | Gas (Historical Use) | 11300 | Fiberglass | 1982-05-09 | 2004-09-15 | Fiberglass Reinforced Plastic | Pressurized
CHEVRON FOOD MART #122 | 3850 FLAT SHOALS RD | UNION CITY | Fulton | 601287 | C |  | 1986-05-01 | FALSE | 1986-05-01 | FALSE | Currently in Use | Regular | 10000 | Composite | 1986-05-01 |  | Fiberglass Reinforced Plastic | Pressurized
CHEVRON FOOD MART #122 | 3850 FLAT SHOALS RD | UNION CITY | Fulton | 601287 | D |  | 1986-05-01 | FALSE | 1986-05-01 | FALSE | Currently in Use | Plus | 10000 | Composite | 1986-05-01 |  | Fiberglass Reinforced Plastic | Pressurized
CHEVRON FOOD MART #122 | 3850 FLAT SHOALS RD | UNION CITY | Fulton | 601287 | 6 |  | 1986-05-01 |  | 1986-05-01 |  | Currently in Use | Other | 3000 | Composite | 1986-05-01 |  | Fiberglass Reinforced Plastic
FORMER UNION CITY AMOCO | 5021 ROOSEVELT HWY | UNION CITY | Fulton | 601270 | 3 | [5 empty] | Removed from Ground | Gas (Historical Use) | 1066 | Bare Steel | 1956-05-15 | 1986-12-01 | Galvanized Steel
FOOD MART | 5022 ROOSEVELT HWY | UNION CITY | Fulton | 10001202 | 1 | Ball Float | 2006-08-16 | FALSE | 2006-08-16 | FALSE | Currently in Use | Gas (Historical Use) | 12000 | Fiberglass | 2006-07-05 |  | Double-Walled Fiberglass | Pressurized
USA PETROLEUM STATION #143 | 4638 JONESBORO RD | UNION CITY | Fulton | 600780 | 8 |  | 1999-08-10 | FALSE | 1999-08-10 | FALSE | Removed from Ground | Gas (Historical Use) | 6000 | Double Walled | 1999-08-10 | 2005-07-01 |  | Pressurized
USA PETROLEUM STATION #143 | 4638 JONESBORO RD | UNION CITY | Fulton | 600780 | 2 |  | 1995-06-01 |  | 1995-06-01 |  | Removed from Ground | Gas (Historical Use) | 12000 | Cathodically Protected Steel | 1979-01-01 | 1899-12-31 | Cathodically Protected | Pressurized
EXXON #45363 | 4370 JONESBORO RD | UNION CITY | Fulton | 9000165 | 2 | [5 empty] | Removed from Ground | Other | 0 | Not Marked/Unknown | 1988-01-01 | 1988-01-01 | Not Marked
C M LEE CO INC | 6889 WATSON ST | UNION CITY | Fulton | 600613 | 3 | [5 empty] | Removed from Ground | Empty | 3000 | Bare Steel | 1966-03-29 | 1996-09-10 | Bare Steel
ANDY LEWIS CHEVROLET | 6822 SHANNON PARKWAY | UNION CITY | Fulton | 600038 | 4 | [5 empty] | Removed from Ground | Other | 500 | Not Marked/Unknown | 1995-11-01 | 1995-11-01 | Not Marked
ANDY LEWIS CHEVROLET | 6822 SHANNON PARKWAY | UNION CITY | Fulton | 600038 | 5 | [5 empty] | Removed from Ground | Other | 500 | Not Marked/Unknown | 1995-11-01 | 1995-11-01 | Not Marked
SHELL FOOD MART | 4597 JONESBORO RD @ I-85 | UNION CITY | Fulton | 310151 | 2 | Ball Float | 1995-09-01 | FALSE | 1991-01-01 | FALSE | Currently in Use | Premium | 10000 | Fiberglass | 1982-04-30 |  | Fiberglass Reinforced Plastic | Pressurized
D&S TIRE CO INC | 6751 LONDONBERRY WAY | UNION CITY | Fulton | 9060593 | 1 |  |  | TRUE |  | TRUE | Removed from Ground | Used Oil | 550 | Marked Unknown | 1996-02-01 | 1996-02-01 | Unknown
FLAT SHOALS CTR, LLC. | 4430 FLAT SHOALS RD | UNION CITY | Fulton | 10000460 | 3 | Flapper Valve | 2003-07-23 | FALSE | 2003-07-23 | FALSE | Currently in Use | Diesel | 12000 | Epoxy | 2003-05-20 |  | Double-Walled Fiberglass | Pressurized
UNION CITY CHRYSLER-PLYMOUTH INC | 4330 JONESBORO RD | UNION CITY | Fulton | 9060257 | 1 |  |  | TRUE |  | TRUE | Removed from Ground | Used Oil | 550 | Marked Unknown | 1992-04-28 | 1992-04-28 | Unknown
COCA-COLA USA/ATLANTA BEV BASE | 1001 GREAT SOUTHWEST PKWY | ATLANTA | Fulton | 9060231 | 2 | [5 empty] | Removed from Ground | Diesel | 20000 | Bare Steel | 1992-07-09 | 1992-07-09 | Galvanized Steel | Suction (American)
EAST POINT LAW ENFORCEMENT CTR | 2727 EAST POINT STREET | EAST POINT | Fulton | 9060493 | 1 | Flapper Valve | 1990-01-01 | FALSE | 1990-01-01 | FALSE | Currently in Use | Regular | 10000 | Fiberglass | 1990-01-01 |  | Fiberglass Reinforced Plastic | Pressurized
PRISMO SAFETY CORP | 2675 MARTIN ST | EAST POINT | Fulton | 9000038 | 2 | [5 empty] | Permanently Out of Use - historical purposes | Other | 10000 | Cathodically Protected Steel | 1962-04-29 | 1899-12-31 | Bare Steel
CIRCLE K #8421/7-ELEVEN STORE 14 | 3887 WASHINGTON RD | EAST POINT | Fulton | 9000033 | 3 | [5 empty] | Removed from Ground | Gas (Historical Use) | 6000 | Cathodically Protected Steel | 1977-02-02 | 1994-11-17 | Bare Steel | Pressurized
B&W SVC CO INC | 3082 PLANT ST | EAST POINT | Fulton | 600452 | 1 |  | 1994-03-25 |  | 1994-03-25 |  | Removed from Ground | Diesel | 10000 | Fiberglass | 1994-05-08 | 2013-03-15 | Fiberglass Reinforced Plastic | Pressurized
PACKAGING CORPORATION OF AMERICA | 3200 LAKEWOOD AVE | EAST POINT | Fulton | 600228 | 3 |  |  | FALSE |  | FALSE |  | Empty | 700 | Bare Steel | 1959-04-30 | 1899-12-31
EAST POINT FIRE STATION #1 | 2777 EAST POINT ST | EAST POINT | Fulton | 600230 | 1 | [5 empty] | Removed from Ground | Gas (Historical Use) | 1000 | Bare Steel | 1961-05-05 | 1991-07-01 | Unknown
WAREHOUSE | 2251 NORTH SYLVAN RD | EAST POINT | Fulton | 600008 | 3 | [5 empty] | Removed from Ground | Diesel | 20000 | Bare Steel | 1980-05-01 | 1999-03-22 | Galvanized Steel
DILSHAD PROPERTIES LLC | 3805 FLAT SHOALS RD | UNION CITY | Fulton | 601082 | 6 | Ball Float | 2000-11-04 | FALSE | 2000-11-04 | FALSE | Currently in Use | Regular | 10000 | Composite Double Walled | 2000-11-01 |  | Double-Walled Fiberglass | Pressurized
DILSHAD PROPERTIES LLC | 3805 FLAT SHOALS RD | UNION CITY | Fulton | 601082 | 6 | Ball Float | 2000-11-04 | FALSE | 2000-11-04 | FALSE | Currently in Use | Regular | 10000 | Composite Double Walled | 2000-11-01 |  | Double-Walled Fiberglass | Pressurized
DILSHAD PROPERTIES LLC | 3805 FLAT SHOALS RD | UNION CITY | Fulton | 601082 | 6 | Ball Float | 2000-11-04 | FALSE | 2000-11-04 | FALSE | Currently in Use | Regular | 10000 | Composite Double Walled | 2000-11-01 |  | Double-Walled Fiberglass | Pressurized
DILSHAD PROPERTIES LLC | 3805 FLAT SHOALS RD | UNION CITY | Fulton | 601082 | 6 | Ball Float | 2000-11-04 | FALSE | 2000-11-04 | FALSE | Currently in Use | Regular | 10000 | Composite Double Walled | 2000-11-01 |  | Double-Walled Fiberglass | Pressurized
BP Food Mart | 4350 JONESBORO RD | UNION CITY | Fulton | 9060217 | 2 | Ball Float | 1990-03-03 | FALSE | 1990-03-03 | FALSE | Currently in Use | Regular | 10000 | Fiberglass | 1989-01-01 |  | Fiberglass Reinforced Plastic | Pressurized
KROGER GA-247 | 4540 JONESBORO RD | UNION CITY | Fulton | 10002010 | 2A | Overfill Alarm | 2011-06-28 | FALSE | 2011-06-28 | FALSE | Currently in Use | Diesel | 10000 | Fiberglass Double Walled | 2011-05-26 |  | Double-Walled Flex | Pressurized
Gas Express #165 | 3601 FLAT SHOALS RD | UNION CITY | Fulton | 10002488 | 1 |  |  | FALSE |  | FALSE | [6 empty] | Double-Walled Fiberglass | Pressurized
HANGAR ONE INC | 700 FULTON IND BLVD FUEL FARM D | ATLANTA | Fulton | 9060235 | D-2 | [5 empty] | Removed from Ground | Other | 10000 | Bare Steel | 1965-12-16 | 1992-08-20 | Bare Steel
DUNKIN DONUTS INC WAREHOUSE | 5840 TULANE DR SW | ATLANTA | Fulton | 9060315 | 1 | [5 empty] | Removed from Ground | Other | 500 | Not Marked/Unknown | 1993-10-13 | 1993-10-13 | Bare Steel | Suction (American)
AMOCO STATION #769 | 4335 FULTON INDUSTRIAL BLVD | ATLANTA | Fulton | 9060042 | 9 |  | 1991-07-11 |  | 1991-07-11 |  | Currently in Use | Diesel | 10000 | Cathodically Protected Steel | 1991-07-11 |  | Cathodically Protected
AMOCO STATION #769 | 4335 FULTON INDUSTRIAL BLVD | ATLANTA | Fulton | 9060042 | 6 |  |  | TRUE |  | TRUE | Removed from Ground | Used Oil | 500 | Bare Steel | 1966-04-28 | 1991-06-15 | Galvanized Steel
Valero Food Mart | 4336 FULTON INDUSTRIAL BLVD | ATLANTA | Fulton | 9060082 | 2 |  | 1987-01-01 | FALSE | 1987-01-01 | FALSE | Removed from Ground | Plus | 12000 | Fiberglass | 1986-10-01 |  | Fiberglass Reinforced Plastic | Pressurized
MCJUNKIN CORP | 4565 FREDERICK DR SW | ATLANTA | Fulton | 9060035 | 2 | [5 empty] | Removed from Ground | Gas (Historical Use) | 3000 | Bare Steel | 1979-01-01 | 1991-04-29 | Unknown
COLONIAL BAKING COMPANY | 5060 FULTON IND BLVD | ATLANTA | Fulton | 9060084 | 1 | [5 empty] | Removed from Ground | Gas (Historical Use) | 10000 | Bare Steel | 1971-01-01 | 1992-11-17 | Bare Steel | Safe Suction (Euro)
CHEVRON FOODS | 680 HOLCOMB BRIDGE RD | ROSWELL | Fulton | 601079 | 3 | [5 empty] | Removed from Ground | Gas (Historical Use) | 8000 | Bare Steel | 1976-04-25 | 1987-01-01 | Galvanized Steel
Salil E Enterprise | 1100 HOLCOMB BRIDGE RD | ROSWELL | Fulton | 330067 | 4 | Flapper Valve | 1996-02-09 | FALSE | 1991-01-01 | FALSE | Currently in Use | Diesel | 10000 | Galvanic (STIP-3) | 1980-04-30 |  | Fiberglass Reinforced Plastic | Pressurized
IMAGE WORKS | 1455 ELLSWORTH INDUSTRIAL DR | ATLANTA | Fulton | 9060333 | 2 | [5 empty] | Removed from Ground | Gas (Historical Use) | 1000 | Marked Unknown | 1988-12-07 | 1988-12-07 | Unknown
AMOCO STATION #932\NORTH SPRINGS | 7295 ROSWELL RD | ATLANTA | Fulton | 601073 | 4 |  |  | TRUE |  | TRUE | Removed from Ground | Used Oil | 1000 | Bare Steel | 1971-04-27 | 1994-04-25 | Galvanized Steel
EXXON FOOD STORE | 6180 ROSWELL ROAD NE | ATLANTA | Fulton | 601131 | 2 | [5 empty] | Removed from Ground | Gas (Historical Use) | 6000 | Cathodically Protected Steel | 1968-05-10 | 1988-05-01 | Galvanized Steel
INTERCONTINENTAL EXCHANGE INC. | 5680 NEW NORTHSIDE DR | ATLANTA | Fulton | 602019 | 2 |  |  | FALSE |  | FALSE | Removed from Ground | Diesel | 10000 | Bare Steel | 1980-11-05 | 1993-04-26 | Galvanized Steel
MCGIL SPECIALIZED CARRIERS | 2770 PEYTON RD NW | ATLANTA | Fulton | 600226 | 3 | [5 empty] | Removed from Ground | Empty | 10000 | Bare Steel | 1965-05-05 | 1988-11-20 | Galvanized Steel
ENTERPRISE LEASING CO | 6189 ROSWELL RD | ATLANTA | Fulton | 600802 | 2 | [5 empty] | Removed from Ground | Gas (Historical Use) | 3000 | Bare Steel | 1971-02-14 | 1989-10-15 | Unknown
MAINSTREET BP | 2139 MAIN STREET | EAST POINT | Fulton | 9060504 | 1 | Ball Float | 1995-03-01 | FALSE | 1995-03-01 | FALSE | Currently in Use | Regular | 10000 | Fiberglass | 1986-10-01 |  | Fiberglass Reinforced Plastic | Pressurized
RaceTrac #587 - Camp Creek | 3503 CAMP CREEK PKWY | EAST POINT | Fulton | 10002172 | 1 | Overfill Alarm | 2012-10-26 | FALSE | 2012-10-26 | FALSE | Currently in Use | Regular | 20000 | Composite Double Walled | 2012-10-26 |  | Double-Walled Fiberglass | Pressurized
PRISMO SAFETY CORP | 2675 MARTIN ST | EAST POINT | Fulton | 9000038 | 5 | [5 empty] | Permanently Out of Use - historical purposes | Hazardous Substance | 4000 | Cathodically Protected Steel | 1962-04-29 | 1899-12-31 | Bare Steel
COCA-COLA USA/ATLANTA BEV BASE | 1001 GREAT SOUTHWEST PKWY | ATLANTA | Fulton | 9060231 | 3 | [5 empty] | Removed from Ground | Diesel | 20000 | Bare Steel | 1992-07-09 | 1992-07-09 | Galvanized Steel | Suction (American)
CITY OF EAST POINT | 930 CLEVELAND AVE | EAST POINT | Fulton | 9060017 | 1 | [5 empty] | Removed from Ground | Gas (Historical Use) | 8000 | Bare Steel | 1981-01-01 | 1991-11-01 | Bare Steel
J M ZELLNER & SON TRANSFER CO | 2836 MARTIN ST | EAST POINT | Fulton | 9060022 | 3 | [5 empty] | Removed from Ground | Diesel | 10000 | Bare Steel | 1982-01-01 | 1991-05-23 | Not Marked
COLONIAL HILLS CHRISTIAN SCHOOL | 2134 NEWNAN ST | EAST POINT | Fulton | 670243 | 1 | [5 empty] | Removed from Ground | Gas (Historical Use) | 2000 | Bare Steel | 1971-05-12 | 1989-11-01 | Galvanized Steel
FINA #0494/WEBCO #610 | 3011 MAIN ST | EAST POINT | Fulton | 600444 | 1 | [5 empty] | Removed from Ground | Gas (Historical Use) | 6000 | Bare Steel | 1978-05-10 | 1989-11-07 | Galvanized Steel
WALLACE TIRE & ALIGNMENT | 1565 WILLINGHAM DR | EAST POINT | Fulton | 600288 | 4 | [5 empty] | Removed from Ground | Gas (Historical Use) | 1000 | Epoxy | 1995-10-10 | 1995-10-10 | Galvanized Steel | Safe Suction (Euro)
WALLACE TIRE & ALIGNMENT | 1565 WILLINGHAM DR | EAST POINT | Fulton | 600288 | 5 | [5 empty] | Removed from Ground | Gas (Historical Use) | 1000 | Epoxy | 1995-10-10 | 1995-10-10 | Galvanized Steel | Safe Suction (Euro)
EAST POINT FIRE STATION #1 | 2777 EAST POINT ST | EAST POINT | Fulton | 600230 | 2 | [5 empty] | Removed from Ground | Gas (Historical Use) | 1500 | Bare Steel | 1961-01-01 | 1991-04-19 | Bare Steel
EAST POINT MUNICIPAL SERVICE CEN | 3120 BAYARD ST | EAST POINT | Fulton | 600231 | 5 |  |  | TRUE |  | TRUE | Removed from Ground | Used Oil | 500 | Bare Steel | 1978-05-01 | 2000-12-29 | Galvanized Steel | Pressurized
EAST POINT MUNICIPAL SERVICE CEN | 3120 BAYARD ST | EAST POINT | Fulton | 600231 | 4 | [5 empty] | Removed from Ground | Gas (Historical Use) | 5000 | Bare Steel | 1978-05-01 | 1998-12-28 | Galvanized Steel | Pressurized
DILSHAD PROPERTIES LLC | 3805 FLAT SHOALS RD | UNION CITY | Fulton | 601082 | 5 | Ball Float | 2000-11-04 | FALSE | 2000-11-04 | FALSE | Currently in Use | Regular | 10000 | Composite | 2000-11-01 |  | Double-Walled Fiberglass | Pressurized
DILSHAD PROPERTIES LLC | 3805 FLAT SHOALS RD | UNION CITY | Fulton | 601082 | 5 | Ball Float | 2000-11-04 | FALSE | 2000-11-04 | FALSE | Currently in Use | Regular | 10000 | Composite | 2000-11-01 |  | Double-Walled Fiberglass | Pressurized
DILSHAD PROPERTIES LLC | 3805 FLAT SHOALS RD | UNION CITY | Fulton | 601082 | 7 |  | 2000-11-04 | FALSE | 2000-11-04 | FALSE | Currently in Use | Diesel | 10000 | Composite Double Walled | 2000-11-01 |  | Double-Walled Fiberglass | Pressurized
DILSHAD PROPERTIES LLC | 3805 FLAT SHOALS RD | UNION CITY | Fulton | 601082 | 7 |  | 2000-11-04 | FALSE | 2000-11-04 | FALSE | Currently in Use | Diesel | 10000 | Composite Double Walled | 2000-11-01 |  | Double-Walled Fiberglass | Pressurized
DILSHAD PROPERTIES LLC | 3805 FLAT SHOALS RD | UNION CITY | Fulton | 601082 | 4 | Ball Float | 2000-11-04 | FALSE | 2000-11-04 | FALSE | Currently in Use | Regular | 10000 | Composite Double Walled | 2000-11-01 |  | Double-Walled Fiberglass | Pressurized
DILSHAD PROPERTIES LLC | 3805 FLAT SHOALS RD | UNION CITY | Fulton | 601082 | 4 | Ball Float | 2000-11-04 | FALSE | 2000-11-04 | FALSE | Currently in Use | Regular | 10000 | Composite Double Walled | 2000-11-01 |  | Double-Walled Fiberglass | Pressurized
GREENWAY #665/UNION CITY BP | 6725 ROOSEVELT HWY | UNION CITY | Fulton | 600952 | 5B | Flapper Valve | 1994-08-09 | FALSE | 1994-08-09 | FALSE | Currently in Use | Diesel | 4000 | Composite | 1994-08-09 |  | Fiberglass Reinforced Plastic | Pressurized
FINA STATION #131-7175-709 | 1227 VIRGINIA AVE | EAST POINT | Fulton | 601152 | 1 |  |  | FALSE |  | FALSE | Permanently Out of Use - historical purposes | Gas (Historical Use) | 3000 | Bare Steel | 1959-04-30 |  | Galvanized Steel
CIRCLE K #8421/7-ELEVEN STORE 14 | 3887 WASHINGTON RD | EAST POINT | Fulton | 9000033 | 1 | [5 empty] | Removed from Ground | Gas (Historical Use) | 10000 | Cathodically Protected Steel | 1977-02-02 | 1994-11-17 | Bare Steel | Pressurized
VELOCITY EXPRESS | 1340 MILLEDGE ST | EAST POINT | Fulton | 600310 | 10 | [5 empty] | Removed from Ground | Other | 1000 | Bare Steel | 1979-05-10 | 1997-07-08 | Bare Steel | Suction (American)
PACKAGING CORPORATION OF AMERICA | 3200 LAKEWOOD AVE | EAST POINT | Fulton | 600228 | 1 | [5 empty] | Removed from Ground | Diesel | 10000 | Bare Steel | 1966-04-28 | 1998-02-01 | Bare Steel
EAST POINT POLICE STATION | 1637 CLEVELAND AVE | EAST POINT | Fulton | 600229 | 2 | [5 empty] | Removed from Ground | Diesel | 500 | Bare Steel | 1961-05-05 | 1991-03-22 | Unknown
EAST POINT FIRE STATION #1 | 2777 EAST POINT ST | EAST POINT | Fulton | 600230 | 3 | [5 empty] | Removed from Ground | Diesel | 300 | Bare Steel | 1961-01-01 | 1991-04-19 | Bare Steel
EAST POINT MUNICIPAL SERVICE CEN | 3120 BAYARD ST | EAST POINT | Fulton | 600231 | 9 | Flapper Valve | 1999-01-15 | FALSE | 1999-01-15 | FALSE | Currently in Use | Diesel | 10000 | Fiberglass Double Walled | 1999-01-06 |  | Fiberglass Reinforced Plastic | Pressurized
EAST POINT MUNICIPAL SERVICE CEN | 3120 BAYARD ST | EAST POINT | Fulton | 600231 | 8 | Flapper Valve | 1999-01-15 | FALSE | 1999-01-15 | FALSE | Currently in Use | Regular | 10000 | Fiberglass Double Walled | 1999-01-06 |  | Fiberglass Reinforced Plastic | Pressurized
EAST POINT MUNICIPAL SERVICE CEN | 3120 BAYARD ST | EAST POINT | Fulton | 600231 | 6 | [5 empty] | Removed from Ground | Other | 1000 | Bare Steel | 1978-05-01 | 1998-12-28 | Galvanized Steel | Pressurized
WAREHOUSE | 2251 NORTH SYLVAN RD | EAST POINT | Fulton | 600008 | 1 | [5 empty] | Removed from Ground | Diesel | 20000 | Bare Steel | 1980-05-01 | 1999-03-22 | Galvanized Steel
CITY OF UNION CITY | 6524 WARE ST | UNION CITY | Fulton | 9060040 | 2 | Flapper Valve | 1993-01-01 | FALSE | 1993-01-01 | FALSE | Currently in Use | Diesel | 1000 | Fiberglass | 1993-01-01 |  | Fiberglass Reinforced Plastic | Safe Suction (Euro)
RaceTrac #110 - Union City | 4255 JONESBORO RD | UNION CITY | Fulton | 10000451 | 2 | Overfill Alarm | 2003-08-01 | FALSE | 2003-08-01 | FALSE | Currently in Use | Premium | 12000 | Composite Double Walled | 2003-08-07 |  | Double-Walled Fiberglass | Pressurized
CHEVRON FOODMART | 5851 BUFFINGTON ROAD | UNION CITY | Fulton | 10001459 | 2A | Ball Float | 2007-05-12 | FALSE | 2007-05-12 | FALSE | Currently in Use | Premium | 6000 | Epoxy Double-Walled | 2007-05-12 |  | Double-Walled Fiberglass | Pressurized
PRISMO SAFETY CORP | 2675 MARTIN ST | EAST POINT | Fulton | 9000038 | 6 |  |  | FALSE |  | FALSE | Permanently Out of Use - historical purposes | Empty | 4000 | Bare Steel | 1962-04-29 |  | Bare Steel
PRISMO SAFETY CORP | 2675 MARTIN ST | EAST POINT | Fulton | 9000038 | 9 | [5 empty] | Removed from Ground | Hazardous Substance | 4000 | Cathodically Protected Steel | 1962-04-29 | 1899-12-31 | Bare Steel
PRISMO SAFETY CORP | 2675 MARTIN ST | EAST POINT | Fulton | 9000038 | 8 | [5 empty] | Permanently Out of Use - historical purposes | Gas (Historical Use) | 1000 | Bare Steel | 1962-04-29 | 1899-12-31 | Bare Steel
NATIONAL LINEN SVC\NATIONAL UNIF | 1631 WILLINGHAM DR | EAST POINT | Fulton | 600403 | 1 | [5 empty] | Removed from Ground | Diesel | 6047 | Bare Steel | 1963-05-13 | 1994-05-09 | Galvanized Steel | Safe Suction (Euro)
PRISMO SAFETY CORP | 2675 MARTIN ST | EAST POINT | Fulton | 9000038 | 4 | [5 empty] | Permanently Out of Use - historical purposes | Hazardous Substance | 3200 | Cathodically Protected Steel | 1962-04-29 | 1899-12-31 | Bare Steel
NATIONAL LINEN SVC\NATIONAL UNIF | 1631 WILLINGHAM DR | EAST POINT | Fulton | 600403 | 2 | [5 empty] | Removed from Ground | Other | 10673 | Bare Steel | 1963-05-13 | 1994-05-09 | Galvanized Steel | Suction (American)
VELOCITY EXPRESS | 1340 MILLEDGE ST | EAST POINT | Fulton | 600310 | 154124 |  | 1989-09-01 |  | 1989-09-01 |  | Removed from Ground | Gas (Historical Use) | 12000 | Cathodically Protected Steel | 1989-09-01 | 2006-11-21 | Fiberglass Reinforced Plastic | Pressurized
VELOCITY EXPRESS | 1340 MILLEDGE ST | EAST POINT | Fulton | 600310 | 6 |  |  | TRUE |  | TRUE | Removed from Ground | Used Oil | 500 | Bare Steel | 1979-05-10 | 1997-07-08 | Bare Steel
KROGER CO | 1239 OAKLEIGH DR | EAST POINT | Fulton | 600336 | 3 |  | 1991-07-09 |  | 1991-07-09 |  | Removed from Ground | Diesel | 12000 | Fiberglass | 1973-03-06 | 1899-12-31 | Fiberglass Reinforced Plastic | Safe Suction (Euro)
GENERAL TIRE SERVICE | 1252 OAKLEIGH DR | EAST POINT | Fulton | 600276 | 1 | [5 empty] | Removed from Ground | Empty | 1000 | Bare Steel | 1976-05-09 | 1986-09-01 | Unknown
DILSHAD PROPERTIES LLC | 3805 FLAT SHOALS RD | UNION CITY | Fulton | 601082 | 3 |  | 1981-04-24 |  | 1981-04-24 |  | Removed from Ground | Gas (Historical Use) | 10000 | Steel-Impressed Current | 1981-04-24 | 2000-10-26 | Galvanized Steel | Pressurized
DILSHAD PROPERTIES LLC | 3805 FLAT SHOALS RD | UNION CITY | Fulton | 601082 | 3 |  | 1981-04-24 |  | 1981-04-24 |  | Removed from Ground | Gas (Historical Use) | 10000 | Steel-Impressed Current | 1981-04-24 | 2000-10-26 | Galvanized Steel | Pressurized
OAKLEY OPERATING HEADQUARTERS | 7365 OAKLEY IND BLVD | UNION CITY | Fulton | 600737 | 3 |  |  | TRUE |  | TRUE | Removed from Ground | Used Oil | 560 | Bare Steel | 1980-01-01 | 1992-10-26 | Galvanized Steel | Gravity Fed
C M LEE CO INC | 6889 WATSON ST | UNION CITY | Fulton | 600613 | 1 | [5 empty] | Removed from Ground | Gas (Historical Use) | 2000 | Bare Steel | 1963-03-30 | 1996-09-10 | Bare Steel
CHEVRON FOOD MART | 4520 JONESBORO RD | UNION CITY | Fulton | 601016 | 1 | [5 empty] | Removed from Ground | Gas (Historical Use) | 10000 | Bare Steel | 1968-04-27 | 1986-11-01 | Galvanized Steel
GREENWAY #665/UNION CITY BP | 6725 ROOSEVELT HWY | UNION CITY | Fulton | 600952 | 4A | Flapper Valve | 1994-08-09 | FALSE | 1994-08-09 | FALSE | Currently in Use | Regular | 6000 | Composite | 1994-08-09 |  | Fiberglass Reinforced Plastic | Pressurized
JYOTI INC | 3875 FLATSHOALS RD | UNION CITY | Fulton | 9060757 | 2 | Ball Float | 1998-12-01 | FALSE | 1998-12-01 | FALSE | Currently in Use | Regular | 12000 | Fiberglass | 1998-12-01 |  |  | Pressurized
GEORGIA RECYCLING SERVICE INC | 5065 ROOSEVELT HWY | UNION CITY | Fulton | 9060605 | 2 | [5 empty] | Removed from Ground | Diesel | 5000 | Not Marked/Unknown | 1987-01-01 | 1899-12-31 | Not Marked
EXXON #45363 | 4370 JONESBORO RD | UNION CITY | Fulton | 9000165 | 3 | [5 empty] | Removed from Ground | Other | 0 | Not Marked/Unknown | 1988-01-01 | 1988-01-01 | Not Marked
C M LEE CO INC | 6889 WATSON ST | UNION CITY | Fulton | 600613 | 4 | [5 empty] | Removed from Ground | Empty | 3000 | Bare Steel | 1966-03-29 | 1996-09-10 | Bare Steel
NIK NAK | 5000 ROOSEVELT HWY | UNION CITY | Fulton | 601159 | 1 |  | 1996-01-01 | FALSE | 1996-01-01 | FALSE | Currently in Use | Gas (Historical Use) | 6000 | STIP-3/Impressed Current | 1986-05-01 |  | Fiberglass Reinforced Plastic | Pressurized
CHEVRON FOOD MART #122 | 3850 FLAT SHOALS RD | UNION CITY | Fulton | 601287 | B |  | 1986-05-01 | FALSE | 1986-05-01 | FALSE | Currently in Use | Diesel | 20000 | Composite | 1986-05-01 |  | Fiberglass Reinforced Plastic | Pressurized
FORMER UNION CITY AMOCO | 5021 ROOSEVELT HWY | UNION CITY | Fulton | 601270 | 4 | [5 empty] | Removed from Ground | Gas (Historical Use) | 1066 | Bare Steel | 1956-05-15 | 1986-12-01 | Galvanized Steel
FORMER UNION CITY AMOCO | 5021 ROOSEVELT HWY | UNION CITY | Fulton | 601270 | 5 | [5 empty] | Removed from Ground | Diesel | 560 | Bare Steel | 1956-05-15 | 1986-12-01 | Galvanized Steel
UNION CITY SITE #16 | 4975 COCHRAN RD | UNION CITY | Fulton | 9060215 | 1 |  | 1997-12-30 |  | 1997-12-30 |  | Removed from Ground | Diesel | 275 | Cathodically Protected Steel | 1983-10-01 | 2001-10-31 | Double Walled
VELOCITY EXPRESS | 1340 MILLEDGE ST | EAST POINT | Fulton | 600310 | 154125 |  | 1989-09-01 |  | 1989-09-01 |  | Removed from Ground | Gas (Historical Use) | 12000 | Cathodically Protected Steel | 1989-09-01 | 2006-11-21 | Fiberglass Reinforced Plastic | Pressurized
KROGER CO | 1239 OAKLEIGH DR | EAST POINT | Fulton | 600336 | 6 |  |  | TRUE |  | TRUE | Removed from Ground | Used Oil | 500 | Bare Steel | 1958-03-10 | 1991-03-15 | Unknown
KROGER CO | 1239 OAKLEIGH DR | EAST POINT | Fulton | 600336 | 8 |  | 1991-07-09 |  | 1991-07-09 |  | Removed from Ground | Gas (Historical Use) | 12000 | Fiberglass | 1991-07-09 | 2001-04-12 | Fiberglass Reinforced Plastic
LESLIE LOCKE INC | 605 STONEHILL DR | ATLANTA | Fulton | 9060160 | 3 | [5 empty] | Removed from Ground | Hazardous Substance | 3000 | Bare Steel | 1981-02-01 | 1993-03-02 | Bare Steel
SHELL EAST POINT | 2641 MAIN ST | EAST POINT | Fulton | 9060227 | 3 | Ball Float | 1998-05-23 | FALSE | 1998-05-23 | FALSE | Currently in Use | Premium | 10000 | Fiberglass | 1986-07-01 |  | Fiberglass Reinforced Plastic | Pressurized
PALLETT EXPRESS INC | 3131 AERO COURT | EAST POINT | Fulton | 10000974 | 2 |  |  | FALSE |  | FALSE | Removed from Ground | Diesel | 1100 | Bare Steel | 2005-08-19 | 2005-08-19 | Galvanized Steel
NAV SVCS | 1454 WILLINGHAM DR | EAST POINT | Fulton | 600459 | 2 | [5 empty] | Removed from Ground | Diesel | 8000 | Bare Steel | 1976-06-06 | 2000-11-09 | Galvanized Steel
VELOCITY EXPRESS | 1340 MILLEDGE ST | EAST POINT | Fulton | 600310 | 8 | [5 empty] | Removed from Ground | Other | 500 | Bare Steel | 1979-05-10 | 1989-09-22 | Bare Steel
VELOCITY EXPRESS | 1340 MILLEDGE ST | EAST POINT | Fulton | 600310 | 2 | [5 empty] | Removed from Ground | Gas (Historical Use) | 12000 | Bare Steel | 1979-05-10 | 1989-09-01 | Bare Steel
VELOCITY EXPRESS | 1340 MILLEDGE ST | EAST POINT | Fulton | 600310 | 9 | [5 empty] | Removed from Ground | Other | 1000 | Bare Steel | 1979-05-10 | 1997-07-08 | Bare Steel | Suction (American)
FISCHBACH & MOORE INC | 350 PATTON DR SW | ATLANTA | Fulton | 9060140 | 1 | [5 empty] | Removed from Ground | Gas (Historical Use) | 2000 | Bare Steel | 1973-01-01 | 1990-03-01 | Galvanized Steel
STANTON ROAD CITGO | 2048 STANTON RD | EAST POINT | Fulton | 9060458 | 3X | Flapper Valve | 1999-02-01 | FALSE | 1999-01-01 | FALSE | Temporarily out of use | Gas (Historical Use) | 6000 | Steel-Impressed Current | 1999-01-01 |  |  | Pressurized
PRISMO SAFETY CORP | 2675 MARTIN ST | EAST POINT | Fulton | 9000038 | 10 | [5 empty] | Removed from Ground | Hazardous Substance | 6000 | Cathodically Protected Steel | 1962-04-29 | 1899-12-31 | Bare Steel
VELOCITY EXPRESS | 1340 MILLEDGE ST | EAST POINT | Fulton | 600310 | 11 | [5 empty] | Removed from Ground | Gas (Historical Use) | 1000 | Bare Steel | 1979-05-10 | 1989-09-01 | Bare Steel
VELOCITY EXPRESS | 1340 MILLEDGE ST | EAST POINT | Fulton | 600310 | 5 | [5 empty] | Removed from Ground | Gas (Historical Use) | 12000 | Bare Steel | 1979-05-10 | 1989-09-01 | Bare Steel
VELOCITY EXPRESS | 1340 MILLEDGE ST | EAST POINT | Fulton | 600310 | 4 | [5 empty] | Removed from Ground | Gas (Historical Use) | 12000 | Bare Steel | 1979-05-10 | 1989-09-01 | Bare Steel
VELOCITY EXPRESS | 1340 MILLEDGE ST | EAST POINT | Fulton | 600310 | 7 | [5 empty] | Removed from Ground | Other | 500 | Bare Steel | 1979-05-10 | 1989-09-22 | Bare Steel
PACKAGING CORPORATION OF AMERICA | 3200 LAKEWOOD AVE | EAST POINT | Fulton | 600228 | 2 | [5 empty] | Removed from Ground | Diesel | 10000 | Bare Steel | 1973-04-26 | 1998-02-01 | Fiberglass Reinforced Plastic
WAREHOUSE | 2251 NORTH SYLVAN RD | EAST POINT | Fulton | 600008 | 9 | [5 empty] | Removed from Ground | Gas (Historical Use) | 10000 | Bare Steel | 1952-05-08 | 1899-12-31 | Galvanized Steel
WAREHOUSE | 2251 NORTH SYLVAN RD | EAST POINT | Fulton | 600008 | 6 | [5 empty] | Removed from Ground | Other | 8000 | Bare Steel | 1980-05-01 | 1999-03-22 | Galvanized Steel
QUIKTRIP #763 | 4745 JONESBORO RD | UNION CITY | Fulton | 9060856 | 4A | Flapper Valve | 2017-12-18 | FALSE | 2017-12-18 | FALSE | Currently in Use | E-0 | 10000 | Fiberglass Double Walled | 2017-12-08 |  | Double-Walled Flex | Pressurized
USA PETROLEUM STATION #143 | 4638 JONESBORO RD | UNION CITY | Fulton | 600780 | 7 |  | 1999-08-10 |  | 1999-08-10 |  | Removed from Ground | Diesel | 6000 | Fiberglass Double Walled | 1999-08-10 | 2005-07-01 | Double Walled | Pressurized
USA PETROLEUM STATION #143 | 4638 JONESBORO RD | UNION CITY | Fulton | 600780 | 4 |  | 1995-06-01 |  | 1995-06-01 |  | Removed from Ground | Diesel | 12000 | Cathodically Protected Steel | 1979-01-01 | 1899-12-31 | Cathodically Protected | Pressurized
USA PETROLEUM STATION #143 | 4638 JONESBORO RD | UNION CITY | Fulton | 600780 | 1 |  | 1995-06-01 |  | 1995-06-01 |  | Removed from Ground | Gas (Historical Use) | 12000 | Cathodically Protected Steel | 1979-01-01 | 1899-12-31 | Cathodically Protected | Pressurized
DILSHAD PROPERTIES LLC | 3805 FLAT SHOALS RD | UNION CITY | Fulton | 601082 | 1 |  | 1981-04-24 |  | 1981-04-24 |  | Removed from Ground | Gas (Historical Use) | 10000 | Steel-Impressed Current | 1981-04-24 | 2000-10-26 | Galvanized Steel | Pressurized
DILSHAD PROPERTIES LLC | 3805 FLAT SHOALS RD | UNION CITY | Fulton | 601082 | 1 |  | 1981-04-24 |  | 1981-04-24 |  | Removed from Ground | Gas (Historical Use) | 10000 | Steel-Impressed Current | 1981-04-24 | 2000-10-26 | Galvanized Steel | Pressurized
DILSHAD PROPERTIES LLC | 3805 FLAT SHOALS RD | UNION CITY | Fulton | 601082 | 1 |  | 1981-04-24 |  | 1981-04-24 |  | Removed from Ground | Gas (Historical Use) | 10000 | Steel-Impressed Current | 1981-04-24 | 2000-10-26 | Galvanized Steel | Pressurized
DILSHAD PROPERTIES LLC | 3805 FLAT SHOALS RD | UNION CITY | Fulton | 601082 | 1 |  | 1981-04-24 |  | 1981-04-24 |  | Removed from Ground | Gas (Historical Use) | 10000 | Steel-Impressed Current | 1981-04-24 | 2000-10-26 | Galvanized Steel | Pressurized
FLAT SHOALS CTR, LLC. | 4430 FLAT SHOALS RD | UNION CITY | Fulton | 10000460 | 2 | Flapper Valve | 2003-07-23 | FALSE | 2003-07-23 | FALSE | Currently in Use | Premium | 12000 | Epoxy | 2003-05-20 |  | Double-Walled Fiberglass | Pressurized
SPECTRUM SOUND | 4773 JONESBORO RD | UNION CITY | Fulton | 9060684 | 1 |  |  | TRUE |  | TRUE | Removed from Ground | Used Oil | 500 | Not Marked/Unknown | 1996-10-01 | 1996-10-01 | Not Marked
OAKLEY OPERATING HEADQUARTERS | 7365 OAKLEY IND BLVD | UNION CITY | Fulton | 600737 | 1 | [5 empty] | Removed from Ground | Diesel | 10000 | Bare Steel | 1976-05-09 | 1993-09-23 | Bare Steel | Pressurized
OAKLEY OPERATING HEADQUARTERS | 7365 OAKLEY IND BLVD | UNION CITY | Fulton | 600737 | 4 |  |  | FALSE |  | FALSE | Removed from Ground | Used Oil | 560 | Unknown | 1992-10-26 | 1992-10-26
FIRESTONE STORE #07EE | 4599 JONESBORO RD | UNION CITY | Fulton | 600432 | 1 |  |  | TRUE |  | TRUE | Removed from Ground | Used Oil | 500 | Marked Unknown | 1981-01-02 | 1995-05-03 | Unknown
CHEVRON FOOD MART | 4520 JONESBORO RD | UNION CITY | Fulton | 601016 | 2 | [5 empty] | Removed from Ground | Gas (Historical Use) | 10000 | Bare Steel | 1968-04-27 | 1986-11-01 | Galvanized Steel
FOOD MART | 5022 ROOSEVELT HWY | UNION CITY | Fulton | 10001202 | 2A | Ball Float | 2006-08-16 | FALSE | 2006-08-16 | FALSE | Currently in Use | Gas (Historical Use) | 8000 | Fiberglass | 2006-07-05 |  | Double-Walled Fiberglass | Pressurized
BP Food Mart | 4350 JONESBORO RD | UNION CITY | Fulton | 9060217 | 3 | Ball Float | 1990-03-03 | FALSE | 1990-03-03 | FALSE | Currently in Use | Premium | 10000 | Fiberglass | 1989-01-01 |  | Fiberglass Reinforced Plastic | Pressurized
STANTON ROAD CITGO | 2048 STANTON RD | EAST POINT | Fulton | 9060458 | 3 | Flapper Valve | 1999-02-01 | FALSE | 1999-01-01 | FALSE | Temporarily out of use | Diesel | 550 | Steel-Impressed Current | 1999-01-01 |  |  | Suction (American)
WASHINGTON RD TEXACO | 3816 WASHINGTON RD | EAST POINT | Fulton | 9060476 | 1 | Ball Float | 1988-06-01 | FALSE | 1988-06-01 | FALSE | Currently in Use | Regular | 10000 | Galvanic (STIP-3) | 1988-06-01 |  | Fiberglass Reinforced Plastic | Pressurized
BJ WHOLESALE CLUB | 3585 N COMMERCE DR | EAST POINT | Fulton | 10000337 | 1 |  | 2003-04-09 | FALSE | 2003-04-09 | FALSE | Currently in Use | Regular | 20000 | Fiberglass Double Walled | 2003-03-03 |  | Double-Walled Fiberglass | Pressurized
FINA STATION #131-7175-709 | 1227 VIRGINIA AVE | EAST POINT | Fulton | 601152 | 6 |  |  | TRUE |  | TRUE | Permanently Out of Use - historical purposes | Used Oil | 600 | Bare Steel | 1959-04-30 |  | Galvanized Steel
NATIONAL CAR RENTAL | 3425 NORMAN BERRY DR | EAST POINT | Fulton | 600058 | 070-04-01 | [5 empty] | Removed from Ground | Gas (Historical Use) | 10000 | Bare Steel | 1971-05-09 | 1994-01-26 | Galvanized Steel
RaceTrac #587 - Camp Creek | 3503 CAMP CREEK PKWY | EAST POINT | Fulton | 10002172 | 3 | Overfill Alarm | 2012-10-26 | FALSE | 2012-10-26 | FALSE | Currently in Use | Diesel | 12000 | Composite Double Walled | 2012-10-26 |  | Double-Walled Fiberglass | Pressurized
SELIG ENTERPRISES INC | 2350 SYLVAN RD | EAST POINT | Fulton | 10001603 | 1 | Flapper Valve | 2008-09-20 | FALSE | 2008-09-20 | TRUE | Currently in Use | Gas (Historical Use) | 3000 | Galvanic (STIP-3) | 2008-09-20 |  | Bare Steel | Safe Suction (Euro)
EAST POINT MUNICIPAL SERVICE CEN | 3120 BAYARD ST | EAST POINT | Fulton | 600231 | 2 | [5 empty] | Removed from Ground | Gas (Historical Use) | 10000 | Bare Steel | 1978-05-01 | 1998-12-28 | Galvanized Steel | Gravity Fed
SHAW CAR CENTER & BODY SHOP | 2485 MAIN ST | EAST POINT | Fulton | 9060408 | 1 |  |  | TRUE |  | TRUE | Removed from Ground | Used Oil | 385 | Bare Steel | 1995-01-11 | 1995-01-11 | Galvanized Steel | Gravity Fed
BLONDYS GAS & FOOD MART | 3069 WASHINGTON RD | EAST POINT | Fulton | 9060248 | 1 | [5 empty] | Removed from Ground | Other | 4000 | Not Marked/Unknown | 1992-04-14 | 1992-04-14 | Not Marked
WASHINGTON RD TEXACO | 3816 WASHINGTON RD | EAST POINT | Fulton | 9060476 | 3 | Ball Float | 1988-06-01 | FALSE | 1988-06-01 | FALSE | Currently in Use | Diesel | 5000 | Galvanic (STIP-3) | 1988-06-01 |  | Fiberglass Reinforced Plastic | Pressurized
MURPHY STORE #8759 | 864 CLEVELAND AVE | EAST POINT | Fulton | 10002501 | 2A | Flapper Valve | 2015-12-15 | FALSE |  | FALSE | Currently in Use | Diesel | 12000 | Fiberglass Double Walled | 2015-12-02 |  | Double-Walled Fiberglass | Pressurized
PRISMO SAFETY CORP | 2675 MARTIN ST | EAST POINT | Fulton | 9000038 | 12 | [5 empty] | Permanently Out of Use - historical purposes | Hazardous Substance | 8000 | Cathodically Protected Steel | 1962-04-29 | 1899-12-31 | Bare Steel
WALLACE TIRE & ALIGNMENT | 1565 WILLINGHAM DR | EAST POINT | Fulton | 600288 | 1 | [5 empty] | Removed from Ground | Gas (Historical Use) | 1000 | Bare Steel | 1959-05-13 | 1995-10-10 | Galvanized Steel | Safe Suction (Euro)
EAST POINT MUNICIPAL SERVICE CEN | 3120 BAYARD ST | EAST POINT | Fulton | 600231 | 7 | [5 empty] | Removed from Ground | Other | 1000 | Bare Steel | 1978-05-01 | 1998-12-28 | Galvanized Steel | Pressurized
EAST POINT MUNICIPAL SERVICE CEN | 3120 BAYARD ST | EAST POINT | Fulton | 600231 | 1 | [5 empty] | Removed from Ground | Gas (Historical Use) | 10000 | Bare Steel | 1978-05-01 | 1998-12-28 | Galvanized Steel | Pressurized
AISHA ENTERPRISES INC | 2711 METROPOLITAN PARKWAY | ATLANTA | Fulton | 9060469 | 2 |  | 1990-01-01 |  | 1990-01-01 |  | Removed from Ground | Gas (Historical Use) | 8000 | Fiberglass | 1990-01-01 | 2007-12-01 | Fiberglass Reinforced Plastic | Pressurized
Brownsville Point-105 McDonough Blvd.-DIAMOND J MART | 105 McDonough Boulevard SE and 1326 Jonesboro Road SE, | ATLANTA | Fulton | 9060480 | 4 | [5 empty] | Removed from Ground | Empty | 280 | Not Marked/Unknown | 1999-02-15 | 1999-02-15 | Not Marked
H & H FOOD MART | 1362 BOULEVARD SE | ATLANTA | Fulton | 9060471 | 2 | Flapper Valve | 1995-06-01 | FALSE | 1995-06-01 | FALSE | Currently in Use | Premium | 8000 | STIP-3/Impressed Current | 1989-01-04 |  | Fiberglass Reinforced Plastic | Pressurized
ABANDONED TANKS | 725 CAPITOL AVE | ATLANTA | Fulton | 9060448 | 1 | [5 empty] | Currently in Use | Gas (Historical Use) | 300 | Not Marked/Unknown |  |  | Not Marked
B&E AUTO REPAIR FACILITY | 1897 JONESBORO ROAD | ATLANTA | Fulton | 10000562 | 3 |  |  | FALSE |  | FALSE | Removed from Ground | Gas (Historical Use) | 2000 | Unknown | 2003-12-09 | 2003-12-09
TEXACO FOOD MART | 1169 HANK AARON DRIVE | ATLANTA | Fulton | 10000669 | P329270B |  | 2007-01-12 | FALSE | 2007-01-12 | FALSE | Removed from Ground | Diesel | 4000 | Fiberglass | 2006-10-16 | 2007-07-25 | Double Walled | Pressurized
CARVER HOMES | 141 GARLAND STREET | ATLANTA | Fulton | 9060698 | 1 | [5 empty] | Removed from Ground | Gas (Historical Use) | 560 | Bare Steel | 1997-11-04 | 1997-11-04 | Bare Steel | Safe Suction (Euro)
HARIBOL FOOD MARKET | 2866 METROPOLITAN PKWY | ATLANTA | Fulton | 601209 | 2 |  | 1998-06-01 |  | 1998-06-01 |  | Closed in Ground | Gas (Historical Use) | 4000 | Steel-Impressed Current | 1963-03-23 | 2013-08-14 | Cathodically Protected | Suction (American)
CHEVRON STATION #43010 | 834 CAPITOL AVE SE | ATLANTA | Fulton | 601010 | 4 | [5 empty] | Removed from Ground | Gas (Historical Use) | 3000 | Cathodically Protected Steel | 1964-04-28 | 1988-01-01 | Galvanized Steel
PRIME CHEVRON | 3660 MLK JR DR | ATLANTA | Fulton | 10000287 | 1 | Ball Float | 2004-06-13 | FALSE | 2004-06-13 | FALSE | Currently in Use | Regular | 12000 | Fiberglass | 2004-06-02 |  | Fiberglass Reinforced Plastic | Pressurized
RaceWay #765 - Campbellton Road | 3580 CAMPBELLTON RD | ATLANTA | Fulton | 10000695 | 2 | Overfill Alarm | 2004-05-13 | FALSE | 2004-05-13 | FALSE | Currently in Use | Premium | 12000 | Composite Double Walled | 2004-05-13 |  | Double-Walled Fiberglass | Pressurized
RaceTrac #415 / 6910 - Senoia Rd | 7845 SENOIA Road | FAIRBURN | Fulton | 9060188 | 1 |  | 1989-01-01 | FALSE | 1989-01-01 | FALSE | Removed from Ground | Regular | 12000 | Composite Double Walled | 1989-11-22 | 2017-08-31 | Double-Walled Fiberglass | Pressurized
QUIKTRIP #825 | 7975 SENOIA RD | FAIRBURN | Fulton | 10002087 | 1 | Flapper Valve | 2012-04-01 | FALSE |  | FALSE | Currently in Use | Regular | 20000 | Fiberglass Double Walled | 2011-10-01 |  | Double-Walled Fiberglass | Pressurized
FORMER SERVICE STATION | 898 HANK AARON DRIVE | ATLANTA | Fulton | 10002510 | 2 |  |  | FALSE |  | FALSE | Removed from Ground | Not Marked | 4000 | Unknown | 2016-01-12 | 2016-05-17 | Unknown
MCDONOUGH TEXACO | 808 MCDONOUGH BLVD | ATLANTA | Fulton | 10002643 | 1B | Ball Float | 2015-04-01 | FALSE | 2015-04-01 | FALSE | Currently in Use | Premium | 4000 | Tank Jacket Double Walled | 2015-04-01 |  | Fiberglass Reinforced Plastic | Pressurized
ATLANTA PUBLIC SCHOOLS-TRANSPORTATION SERVICES | 1661 METROPOLITAN PKWY | ATLANTA | Fulton | 9060453 | 157-01 | [5 empty] | Removed from Ground | Diesel | 15000 | Marked Unknown | 1995-08-01 | 1995-08-01 | Unknown
ATLANTA PUBLIC SCHOOLS-TRANSPORTATION SERVICES | 1661 METROPOLITAN PKWY | ATLANTA | Fulton | 9060453 | 157-04 | [5 empty] | Removed from Ground | Diesel | 10000 | Marked Unknown | 1995-08-01 | 1995-08-01 | Unknown
SHELL FOOD MART | 1850 METROPOLITAN PKWY | ATLANTA | Fulton | 9060353 | 2 | [5 empty] | Removed from Ground | Diesel | 0 | Bare Steel | 1994-04-19 | 1994-04-19 | Galvanized Steel | Pressurized
ICG LLC | 1192 -B PRYOR RD | ATLANTA | Fulton | 10000613 | 2 | Ball Float | 2003-07-01 | FALSE | 2003-07-01 | FALSE | Currently in Use | Premium | 12000 | Epoxy | 2003-07-01 |  | Fiberglass Reinforced Plastic | Pressurized
OLYMPIC STATIDUM CONSTRUCTION SI | R D A BLVD | ATLANTA | Fulton | 9060444 | 2 | [5 empty] | Removed from Ground | Other | 1200 | Marked Unknown | 1995-06-14 | 1995-06-14 | Unknown
SHERMAN PROPERTIES\FORMER GAS ST | 170 MCDONOUGH BLVD @ LAKEWOOD AV | ATLANTA | Fulton | 9060230 | 2 | [5 empty] | Removed from Ground | Gas (Historical Use) | 8000 | Bare Steel | 1989-01-01 | 1994-05-11 | Bare Steel | Pressurized
NO FACILITY NAME GIVEN | JONESBORO RD | ATLANTA | Fulton | 9060401 | 4 |  |  | TRUE |  | TRUE | Removed from Ground | Used Oil | 0 | Bare Steel | 1990-09-06 | 1990-09-06 | Galvanized Steel
FORMER UST SITE | 2410 JONESBORO RD | ATLANTA | Fulton | 10001001 | 1 |  |  | FALSE |  | FALSE | Removed from Ground | Gas (Historical Use) | 4000 | Unknown | 2005-10-12 | 2005-10-12
UNKNOWN | 2107 METROPOLITAN PARKWAY | ATLANTA | Fulton | 9060767 | 1 | [5 empty] | Removed from Ground | Gas (Historical Use) | 0 | Not Marked/Unknown | 1970-01-01 | 1970-01-01 | Not Marked
CLEVELAND TEXACO | 757 CLEVELAND AVE SW | ATLANTA | Fulton | 9640180 | 2 | Ball Float | 2001-03-29 | FALSE | 2001-03-29 | FALSE | Currently in Use | Premium | 10000 | Epoxy | 2001-03-26 |  | Flex | Pressurized
A FOOD MART | 121 CLEVELAND AVE | ATLANTA | Fulton | 600957 | 1 | Flapper Valve | 1997-02-01 | FALSE | 1997-02-01 | FALSE | Temporarily out of use | Regular | 4000 | Steel-Impressed Current | 1981-05-20 |  | Double-Walled Fiberglass | Pressurized
CHEVRON STATION #43010 | 834 CAPITOL AVE SE | ATLANTA | Fulton | 601010 | 3 | [5 empty] | Removed from Ground | Gas (Historical Use) | 3000 | Cathodically Protected Steel | 1964-04-28 | 1988-01-01 | Galvanized Steel
ALFRED L SIMPSON & CO INC | 5317 CAMPBELLTON RD SW | ATLANTA | Fulton | 600147 | 1 | [5 empty] | Currently in Use | Diesel | 1000 | Bare Steel | 1978-03-13 |  | Galvanized Steel
HEARTLAND EXPRESS | 3350 HOLLOWELL PKWY NW | ATLANTA | Fulton | 9060133 | D-1 | [5 empty] | Removed from Ground | Diesel | 20000 | Fiberglass | 1985-01-01 | 1994-10-07 | Galvanized Steel | Pressurized
HEARTLAND EXPRESS | 3350 HOLLOWELL PKWY NW | ATLANTA | Fulton | 9060133 | 4 | Overfill Alarm | 2019-09-04 | FALSE | 2019-08-23 | FALSE | Currently in Use | Used Oil | 10000 | Tank Jacket Double Walled | 2019-08-23 |  | Double-Walled Fiberglass | Pressurized
VACANT LOT/FORMER SHELL STATION | 3346 BANKHEAD HWY | ATLANTA | Fulton | 9060049 | 3 | [5 empty] | Removed from Ground | Gas (Historical Use) | 4000 | Bare Steel | 1970-01-01 | 1989-08-15 | Unknown
CHEVRON FOOD MART | 4520 JONESBORO RD | UNION CITY | Fulton | 601016 | 5 | Flapper Valve | 1993-10-05 | FALSE | 1993-10-05 | FALSE | Currently in Use | Regular | 9842 | Fiberglass | 1986-11-01 |  | Fiberglass Reinforced Plastic | Pressurized
CHEVRON FOOD MART | 4520 JONESBORO RD | UNION CITY | Fulton | 601016 | 7 | Flapper Valve | 1993-10-05 | FALSE | 1993-10-05 | FALSE | Currently in Use | Diesel | 9842 | Fiberglass | 1986-11-01 |  | Fiberglass Reinforced Plastic | Pressurized
CHEVRON FOOD MART | 4520 JONESBORO RD | UNION CITY | Fulton | 601016 | 4 |  |  | TRUE |  | TRUE | Removed from Ground | Used Oil | 550 | Bare Steel | 1968-04-27 | 1986-11-01 | Galvanized Steel
TRICO V PETROLEUM INC #916 | 4617 JONESBORO RD | UNION CITY | Fulton | 601299 | 3 |  | 1982-01-01 |  | 1982-01-01 |  | Removed from Ground | Gas (Historical Use) | 11300 | Fiberglass | 1982-05-09 | 2004-09-15 | Fiberglass Reinforced Plastic | Pressurized
BP/AMOCO #60259 | 2957 HOLCOMB BRIDGE RD | ALPHARETTA | Fulton | 9060176 | 2 |  | 1989-06-13 |  | 1989-06-13 |  | Removed from Ground | Gas (Historical Use) | 10000 | Galvanic (STIP-3) | 1989-06-13 | 2004-11-09 | Galvanized Steel | Pressurized
BST/ALPRGAMA/F5573 | 525 N MAIN ST | ALPHARETTA | Fulton | 600971 | 3 | Flapper Valve | 2000-10-02 | FALSE | 2000-10-02 | FALSE | Currently in Use | Diesel | 10000 | Fiberglass Double Walled | 2000-10-02 |  | Double-Walled Fiberglass | Suction (American)
BST/ALPRGAMA/F5573 | 525 N MAIN ST | ALPHARETTA | Fulton | 600971 | 3 | Flapper Valve | 2000-10-02 | FALSE | 2000-10-02 | FALSE | Currently in Use | Diesel | 10000 | Fiberglass Double Walled | 2000-10-02 |  | Double-Walled Fiberglass | Suction (American)
BST/ALPRGAMA/F5573 | 525 N MAIN ST | ALPHARETTA | Fulton | 600971 | 3 | Flapper Valve | 2000-10-02 | FALSE | 2000-10-02 | FALSE | Currently in Use | Diesel | 10000 | Fiberglass Double Walled | 2000-10-02 |  | Double-Walled Fiberglass | Suction (American)
BIRMINGHAM GULF | HWY 312 | ALPHARETTA | Fulton | 600754 | 1 | [5 empty] | Removed from Ground | Gas (Historical Use) | 2000 | Bare Steel | 1974-05-08 | 1990-05-08 | Galvanized Steel | Suction (American)
CAMPBELL TIRE CO | 502 MAIN ST | ALPHARETTA | Fulton | 600609 | 2 | [5 empty] | Closed in Ground | Gas (Historical Use) | 0 | Bare Steel | 1986-09-01 | 1986-09-01 | Unknown
AT&T | 700 N POINT PKWY | ALPHARETTA | Fulton | 600343 | 1 | [5 empty] | Removed from Ground | Diesel | 3000 | Fiberglass | 1985-01-01 | 1997-05-19 | Copper | Suction (American)
BMTS SOUTH RIVER | 955 S RIVER INDUSTRIAL BLVD | ATLANTA | Fulton | 9060808 | 1 |  |  | TRUE |  | TRUE | Removed from Ground | Used Oil | 500 | Not Marked/Unknown | 1998-12-07 | 1998-12-07 | Not Marked
ZOO ATLANTA | 800 CHEROKEE AVE SE | ATLANTA | Fulton | 9060683 | 1 |  | 1997-07-03 |  | 1997-07-03 |  | Removed from Ground | Gas (Historical Use) | 1000 | Fiberglass | 1997-07-03 | 2013-02-18 | Fiberglass Reinforced Plastic | Suction (American)
CLEVELAND TEXACO | 757 CLEVELAND AVE SW | ATLANTA | Fulton | 9640180 | 3 | Ball Float | 2001-03-29 | FALSE | 2001-03-29 | FALSE | Currently in Use | Diesel | 8000 | Epoxy | 2001-03-26 |  | Flex | Pressurized
GAS EXPRESS #250 | 1111 MORELAND AVE SE | ATLANTA | Fulton | 601027 | 12 | Ball Float | 1994-08-08 | FALSE | 1994-08-08 | FALSE | Currently in Use | Diesel | 10000 | Epoxy | 1994-06-01 |  | Double-Walled Flex | Pressurized
BST/LAKEWOOD CO/F1220 | 1440 BOULEVARD SE | ATLANTA | Fulton | 601040 | 1 | [5 empty] | Removed from Ground | Other | 2000 | Bare Steel | 1973-01-04 | 1995-08-17 | Copper | Suction (American)
CHEVRON STATION #43010 | 834 CAPITOL AVE SE | ATLANTA | Fulton | 601010 | 5 |  |  | TRUE |  | TRUE | Removed from Ground | Used Oil | 550 | Cathodically Protected Steel | 1964-04-28 | 1988-01-01 | Galvanized Steel
CHEVRON FOOD MART | 221 CLEVELAND AVE SW | ATLANTA | Fulton | 601017 | 2 | Flapper Valve | 1993-06-23 | FALSE | 1993-06-23 | FALSE | Currently in Use | Diesel | 10000 | Fiberglass | 1984-11-09 |  | Double-Walled Fiberglass | Pressurized
FORMER GASOLINE STATION | 2685 CAMPBELLTON ROAD | ATLANTA | Fulton | 10000766 | 1 |  |  | FALSE |  | FALSE | Removed from Ground | Gas (Historical Use) | 500 | Bare Steel | 2004-09-30 | 2004-09-30
HEARTLAND EXPRESS | 3350 HOLLOWELL PKWY NW | ATLANTA | Fulton | 9060133 | D-2 | [5 empty] | Removed from Ground | Diesel | 20000 | Fiberglass | 1985-01-01 | 1994-10-07 | Galvanized Steel | Pressurized
VACANT LOT/FORMER SHELL STATION | 3346 BANKHEAD HWY | ATLANTA | Fulton | 9060049 | 4 |  |  | TRUE |  | TRUE | Removed from Ground | Used Oil | 550 | Bare Steel | 1970-01-01 | 1989-08-15 | Unknown
EXXON RETAIL STORE #4-4917 | BANKHEAD HWY & I-285 | ATLANTA | Fulton | 9060004 | 5 | [5 empty] | Removed from Ground | Other | 0 | Not Marked/Unknown | 1988-09-09 | 1988-09-09 | Not Marked
SIMS ASPHALT CO INC | 1650 HWY 9 SOUTH | ALPHARETTA | Fulton | 600073 | 2 | [5 empty] | Removed from Ground | Diesel | 4000 | Bare Steel | 1978-05-07 | 1996-02-01 | Galvanized Steel
SMAS INC | 7865 HWY 74 E | FAIRBURN | Fulton | 9060565 | 2 |  | 1995-08-10 | FALSE | 1995-08-10 | FALSE | Removed from Ground | Gas (Historical Use) | 0 | Composite | 1995-08-10 | 2017-09-01 |  | Pressurized
Fairburn Chevron | 627 SENOIA RD | FAIRBURN | Fulton | 9060187 | 552580 | Ball Float | 1990-01-15 | FALSE | 1990-01-15 | FALSE | Currently in Use | Premium | 10000 | Fiberglass | 1990-01-15 |  | Fiberglass Reinforced Plastic | Pressurized
Fairburn Chevron | 627 SENOIA RD | FAIRBURN | Fulton | 9060187 | 3 | [5 empty] | Removed from Ground | Gas (Historical Use) | 10000 | Bare Steel | 1968-01-01 | 2009-03-25 | Not Marked
RaceTrac #415 / 6910 - Senoia Rd | 7845 SENOIA Road | FAIRBURN | Fulton | 9060188 | 5A | Overfill Alarm | 2017-09-05 | FALSE |  | FALSE | Currently in Use | Diesel | 10000 | Fiberglass Double Walled | 2017-09-05 |  | Double-Walled Fiberglass | Pressurized
FORMER SERVICE STATION | 898 HANK AARON DRIVE | ATLANTA | Fulton | 10002510 | 3 |  |  | FALSE |  | FALSE | Removed from Ground | Used Oil | 500 | Unknown | 2016-05-16 | 2016-05-16 | Unknown
MCDONOUGH TEXACO | 808 MCDONOUGH BLVD | ATLANTA | Fulton | 10002643 | 1A | Ball Float | 2015-04-01 | FALSE | 2015-04-01 | FALSE | Currently in Use | Regular | 12000 | Tank Jacket Double Walled | 2015-04-01 |  | Fiberglass Reinforced Plastic | Pressurized
GA DOT #10722 | 21 CLAIRE DR SW | ATLANTA | Fulton | 9060066 | 722G1 | [5 empty] | Removed from Ground | Gas (Historical Use) | 4000 | Bare Steel | 1984-01-01 | 2003-07-30 | Galvanized Steel | Pressurized
SHELL FOOD MART | 1850 METROPOLITAN PKWY | ATLANTA | Fulton | 9060353 | 1 | [5 empty] | Removed from Ground | Gas (Historical Use) | 0 | Bare Steel | 1994-04-19 | 1994-04-19 | Galvanized Steel | Pressurized
RYDER #0394 | 875 WASHINGTON ST SW | ATLANTA | Fulton | 9000444 | 5 |  |  | TRUE |  | TRUE | Removed from Ground | Used Oil | 550 | Bare Steel | 1971-04-04 | 1989-08-07 | Bare Steel
KROGER GA-247 | 4540 JONESBORO RD | UNION CITY | Fulton | 10002010 | 2B | Overfill Alarm | 2011-06-28 | FALSE | 2011-06-28 | FALSE | Currently in Use | Premium | 8000 | Fiberglass Double Walled | 2011-05-26 |  | Double-Walled Flex | Pressurized
FORMER UNION CITY AMOCO | 5021 ROOSEVELT HWY | UNION CITY | Fulton | 601270 | 2 | [5 empty] | Removed from Ground | Gas (Historical Use) | 1066 | Bare Steel | 1956-05-15 | 1986-12-01 | Galvanized Steel
FOOD MART | 5022 ROOSEVELT HWY | UNION CITY | Fulton | 10001202 | 2B | Ball Float | 2006-08-16 | FALSE | 2006-08-16 | FALSE | Currently in Use | Diesel | 4000 | Fiberglass | 2006-07-05 |  | Double-Walled Fiberglass | Pressurized
BP Food Mart | 4350 JONESBORO RD | UNION CITY | Fulton | 9060217 | 1 | Ball Float | 1990-03-03 | FALSE | 1990-03-03 | FALSE | Currently in Use | Regular | 10000 | Fiberglass | 1989-01-01 |  | Fiberglass Reinforced Plastic | Pressurized
CHEVRON FOODMART | 5851 BUFFINGTON ROAD | UNION CITY | Fulton | 10001459 | 1 | Ball Float | 2007-05-12 | FALSE | 2007-05-12 | FALSE | Currently in Use | Regular | 12000 | Epoxy Double-Walled | 2007-05-12 |  | Double-Walled Fiberglass | Pressurized
VELOCITY EXPRESS | 1340 MILLEDGE ST | EAST POINT | Fulton | 600310 | 1 | [5 empty] | Removed from Ground | Gas (Historical Use) | 12000 | Bare Steel | 1979-05-10 | 1989-09-01 | Bare Steel
WALLACE TIRE & ALIGNMENT | 1565 WILLINGHAM DR | EAST POINT | Fulton | 600288 | 2 |  |  | TRUE |  | TRUE | Removed from Ground | Used Oil | 250 | Bare Steel | 1959-05-13 | 1995-10-10 | Bare Steel
FIRESTONE STORE #07H2 / 005452 | 2750 EAST POINT ST | EAST POINT | Fulton | 600010 | 1 |  |  | TRUE |  | TRUE | Removed from Ground | Empty | 275 | Bare Steel | 1976-03-26 | 1991-07-01 | Galvanized Steel
A & S ENTERPRISES | 1811 LAKEWOOD AVE SE | ATLANTA | Fulton | 9060490 | 2 | [5 empty] | Currently in Use | Gas (Historical Use) | 6000 | Marked Unknown | 1995-05-02 |  | Unknown
OLYMPIC STATIDUM CONSTRUCTION SI | R D A BLVD | ATLANTA | Fulton | 9060444 | 3 | [5 empty] | Removed from Ground | Other | 1200 | Marked Unknown | 1995-06-14 | 1995-06-14 | Unknown
AIRPORT CHEVROLET | 2459 METROPOLITAN PKWY | ATLANTA | Fulton | 601247 | 2 | [5 empty] | Removed from Ground | Other | 1000 | Bare Steel | 1967-04-13 | 1988-08-02 | Galvanized Steel
HARIBOL FOOD MARKET | 2866 METROPOLITAN PKWY | ATLANTA | Fulton | 601209 | 6 |  |  | TRUE |  | TRUE | Removed from Ground | Used Oil | 1 | Bare Steel | 1963-03-23 | 1998-06-30 | Galvanized Steel | Gravity Fed
RYDER #0394 | 875 WASHINGTON ST SW | ATLANTA | Fulton | 9000444 | 8 |  | 1989-01-01 | TRUE | 1989-01-01 | TRUE | Removed from Ground | Used Oil | 2500 | Fiberglass Double Walled | 2016-08-23 | 2019-01-30 | Double-Walled Fiberglass
RYDER #0394 | 875 WASHINGTON ST SW | ATLANTA | Fulton | 9000444 | 2 |  |  | FALSE |  | FALSE | Removed from Ground | Gas (Historical Use) | 10000 | Bare Steel | 1971-04-04 | 1989-04-04
VACANT LOT/FORMER SHELL STATION | 3346 BANKHEAD HWY | ATLANTA | Fulton | 9060049 | 2 | [5 empty] | Removed from Ground | Gas (Historical Use) | 3000 | Bare Steel | 1970-01-01 | 1989-08-15 | Unknown
BST/ADAMSVILLE CO/F1307 | 3620 BAKERS FERRY RD | ATLANTA | Fulton | 9060048 | 2 | [5 empty] | Removed from Ground | Diesel | 1000 | Bare Steel | 1969-01-01 | 1993-05-07 | Copper | Suction (American)
EXXON RETAIL STORE #4-4917 | BANKHEAD HWY & I-285 | ATLANTA | Fulton | 9060004 | 2 | [5 empty] | Removed from Ground | Other | 0 | Not Marked/Unknown | 1988-09-09 | 1988-09-09 | Not Marked
BST/BEN HILL CO/F1308 | 2307 FAIRBURN RD | ATLANTA | Fulton | 601046 | 1 |  |  | FALSE |  | FALSE | Removed from Ground | Empty | 2000 | Bare Steel | 1973-01-04 | 1994-04-27 | Bare Steel | Suction (American)
TEXACO FOOD MART | 3330 MLK JR DR SW | ATLANTA | Fulton | 600994 | 674019 | Flapper Valve | 1995-01-01 | FALSE | 1995-01-01 | FALSE | Currently in Use | Premium | 10000 | Composite | 1995-01-01 |  | Fiberglass Reinforced Plastic | Pressurized
TEXACO FOOD MART | 3330 MLK JR DR SW | ATLANTA | Fulton | 600994 | 674017 | Flapper Valve | 1995-01-01 | FALSE | 1995-01-01 | FALSE | Currently in Use | Regular | 10000 | Composite | 1995-01-01 |  | Fiberglass Reinforced Plastic | Pressurized
BP | 3550 CAMPBELLTON RD SW & I-285 | ATLANTA | Fulton | 601075 | 5 | Overfill Alarm | 1987-11-01 | FALSE | 1987-11-01 | FALSE | Currently in Use | Regular | 10000 | Galvanic (STIP-3) | 1987-11-01 |  | Fiberglass Reinforced Plastic | Pressurized
BP | 3550 CAMPBELLTON RD SW & I-285 | ATLANTA | Fulton | 601075 | 4 |  |  | TRUE |  | TRUE | Removed from Ground | Used Oil | 1000 | Bare Steel | 1969-04-27 | 1987-11-01 | Galvanized Steel
PITTSBURGH YARDS-BROWN TRANSPORT CORPORATION | 352 UNIVERSITY AVE | ATLANTA | Fulton | 600903 | 10 |  |  | FALSE |  | FALSE | Removed from Ground | Gas (Historical Use) | 1000 | Unknown | 2001-05-01 | 2001-05-01 | Unknown
HILL AIRCRAFT & LEASING CORP | 3948 AVIATION CIR | ATLANTA | Fulton | 600106 | 5 | [5 empty] | Removed from Ground | Empty | 15000 | Bare Steel | 1971-03-14 | 1990-01-01 | Bare Steel
HILL AIRCRAFT & LEASING CORP | 3948 AVIATION CIR | ATLANTA | Fulton | 600106 | 4 | Flapper Valve | 1998-08-01 | FALSE | 1998-08-01 | FALSE | Currently in Use | Diesel | 2000 | Steel-Impressed Current | 1973-02-17 |  | Steel (Impressed Current) | Safe Suction (Euro)
FULTON COUNTY DEPT OF AVIATION | 3929 AVIATION CIR | ATLANTA | Fulton | 600248 | 3 | [5 empty] | Removed from Ground | Diesel | 280 | Bare Steel | 1975-04-19 | 1899-12-31 | Galvanized Steel
RYDER TRANSPORTATION SVCS #0147A | 4797 MENDEL CT SW | ATLANTA | Fulton | 600327 | 5 | [5 empty] | Removed from Ground | Gas (Historical Use) | 10000 | Bare Steel | 1974-03-30 | 1989-01-01 | Galvanized Steel
RYDER TRANSPORTATION SVCS #0147A | 4797 MENDEL CT SW | ATLANTA | Fulton | 600327 | 4 | [5 empty] | Removed from Ground | Gas (Historical Use) | 10000 | Bare Steel | 1974-03-30 | 1989-01-01 | Galvanized Steel
Gas Express #165 | 3601 FLAT SHOALS RD | UNION CITY | Fulton | 10002488 | 2B | Flapper Valve | 2015-09-01 | FALSE | 2015-09-01 | FALSE | Currently in Use | Diesel | 4000 | Composite Double Walled | 2015-09-01 |  | Double-Walled Fiberglass | Pressurized
GAS EXPRESS #250 | 1111 MORELAND AVE SE | ATLANTA | Fulton | 601027 | 5 |  |  | TRUE |  | TRUE | Removed from Ground | Used Oil | 1000 | Bare Steel | 1959-04-30 | 1991-12-01 | Galvanized Steel
GAS EXPRESS #250 | 1111 MORELAND AVE SE | ATLANTA | Fulton | 601027 | 10 | Ball Float | 1994-08-08 | FALSE | 1994-08-08 | FALSE | Currently in Use | Regular | 10000 | Epoxy | 1994-06-01 |  | Double-Walled Flex | Pressurized
HEARTLAND EXPRESS | 3350 HOLLOWELL PKWY NW | ATLANTA | Fulton | 9060133 | D-3 | [5 empty] | Removed from Ground | Diesel | 12000 | Fiberglass | 1985-01-01 | 1994-10-07 | Galvanized Steel | Pressurized
EXXON RETAIL STORE #4-4917 | BANKHEAD HWY & I-285 | ATLANTA | Fulton | 9060004 | 3 | [5 empty] | Removed from Ground | Other | 0 | Not Marked/Unknown | 1988-09-09 | 1988-09-09 | Not Marked
CHAMBERS SERVICE STATION | 3724 CASCADE RD SW | ATLANTA | Fulton | 600962 | 1 | [5 empty] | Removed from Ground | Gas (Historical Use) | 1 | Bare Steel | 1967-05-19 | 2002-09-06 | Unknown
GAS EXPRESS #250 | 1111 MORELAND AVE SE | ATLANTA | Fulton | 601027 | 3 | [5 empty] | Removed from Ground | Gas (Historical Use) | 4000 | Cathodically Protected Steel | 1959-04-30 | 1991-12-01 | Galvanized Steel
MARABLE-PIRKLE INC | 2515 FAIRBURN RD | ATLANTA | Fulton | 9060791 | 2 | Flapper Valve | 1998-12-30 | FALSE | 1998-12-30 | FALSE | Removed from Ground | Diesel | 2000 | Tank Jacket | 2001-01-01 |  | Bare Steel | Safe Suction (Euro)
LAWRENCE & COMPANY | 3416 WELCOME ALL RD | ATLANTA | Fulton | 9060734 | 1 | [5 empty] | Removed from Ground | Gas (Historical Use) | 5000 | Bare Steel | 1973-04-01 | 2002-08-27 | Not Marked
OUTDOOR SYSTEM INC | 3745 ATLANTA INDUSTRIAL DRIVE | ATLANTA | Fulton | 9060561 | 2 | [5 empty] | Removed from Ground | Diesel | 5000 | Not Marked/Unknown | 1985-01-01 | 1998-04-06 | Not Marked
TEXACO FOOD MART | 3330 MLK JR DR SW | ATLANTA | Fulton | 600994 | 674020 | Flapper Valve | 1995-01-01 | FALSE | 1995-05-01 | FALSE | Currently in Use | Diesel | 10000 | Composite | 1995-01-01 |  | Fiberglass Reinforced Plastic | Pressurized
PEP BOYS #104 | 5000 GA HWY 138 | UNION CITY | Fulton | 601405 | 2 |  |  | TRUE |  | TRUE | Removed from Ground | Used Oil | 550 | Double Walled | 1987-11-04 | 2000-09-12 | Bare Steel
TRICO V PETROLEUM INC #916 | 4617 JONESBORO RD | UNION CITY | Fulton | 601299 | 2 |  | 1982-01-01 |  | 1982-01-01 |  | Removed from Ground | Gas (Historical Use) | 11300 | Fiberglass | 1982-05-09 | 2004-09-15 | Fiberglass Reinforced Plastic | Pressurized
FLAT SHOALS CTR, LLC. | 4430 FLAT SHOALS RD | UNION CITY | Fulton | 10000460 | 1 | Flapper Valve | 2003-07-23 | FALSE | 2003-07-23 | FALSE | Currently in Use | Regular | 12000 | Epoxy | 2003-05-20 |  | Double-Walled Fiberglass | Pressurized
TEXACO FOOD MART | 1169 HANK AARON DRIVE | ATLANTA | Fulton | 10000669 | 2 |  |  | FALSE |  | FALSE | Removed from Ground | Gas (Historical Use) | 6000 | Unknown | 2004-04-07 | 2004-04-07
THE SOUTHSIDE PARCEL | 2461 STEWART AVE | ATLANTA | Fulton | 9060812 | 1 |  |  | TRUE |  | TRUE | Removed from Ground | Used Oil | 0 | Marked Unknown | 1990-01-01 | 1990-01-01 | Unknown
LAKEWOOD BMTS UST FACILITY | 128 CLAIRE DRIVE SE | ATLANTA | Fulton | 9060800 | 1 |  |  | TRUE |  | TRUE | Removed from Ground | Used Oil | 8000 | Not Marked/Unknown | 1998-12-07 | 1998-12-07 | Not Marked
CHEVRON STATION #43010 | 834 CAPITOL AVE SE | ATLANTA | Fulton | 601010 | 1 | [5 empty] | Removed from Ground | Gas (Historical Use) | 10000 | Cathodically Protected Steel | 1969-04-27 | 1988-01-01 | Galvanized Steel
SIS FOOD MART | 4511 CAMPBELLTON ROAD SW | ATLANTA | Fulton | 9060747 | 4 | Flapper Valve | 2023-06-23 | FALSE | 1998-02-01 | FALSE | Currently in Use | Regular | 8000 | Epoxy | 1998-02-01 |  | Double-Walled Fiberglass | Pressurized
SIS FOOD MART | 4511 CAMPBELLTON ROAD SW | ATLANTA | Fulton | 9060747 | 5 | Flapper Valve | 2023-06-23 | FALSE | 1998-02-01 | FALSE | Currently in Use | Premium | 8000 | Epoxy | 1998-02-01 |  | Double-Walled Fiberglass | Pressurized
NORTH SPRING SHELL | 7325 ROSWELL RD | ATLANTA | Fulton | 9000328 | 2 | [5 empty] | Removed from Ground | Gas (Historical Use) | 10000 | Bare Steel | 1968-05-06 | 1899-12-31 | Galvanized Steel
HARP TRANSMISSION | 350 MEMORIAL DRIVE | ATLANTA | Fulton | 10002586 | 1 |  |  | FALSE |  | FALSE | Removed from Ground | Gas (Historical Use) | 2000 | Bare Steel | 2016-07-19 | 2016-07-19 | Bare Steel
MCCULLOUGH AUTO CARE | 5810 ROSWELL RD | ATLANTA | Fulton | 600924 | 1 |  | 1994-09-01 | FALSE | 1994-09-01 | FALSE | Orphan- Contamination | Gas (Historical Use) | 10000 | Fiberglass | 1985-04-30 |  | Galvanized Steel | TOU
INTERCONTINENTAL EXCHANGE INC. | 5680 NEW NORTHSIDE DR | ATLANTA | Fulton | 602019 | 1 |  |  | FALSE |  | FALSE | Removed from Ground | Gas (Historical Use) | 10000 | Bare Steel | 1980-11-05 | 1993-04-26 | Galvanized Steel
MCGIL SPECIALIZED CARRIERS | 2770 PEYTON RD NW | ATLANTA | Fulton | 600226 | 2 | [5 empty] | Removed from Ground | Empty | 10000 | Bare Steel | 1965-05-05 | 1988-11-20 | Galvanized Steel
RA VENTURES LLC | 6701 ROSWELL RD | ATLANTA | Fulton | 600298 | 2 |  | 1994-01-24 |  | 1994-01-24 |  | Removed from Ground | Diesel | 1000 | Double Walled | 1994-01-24 | 2008-05-25 | Flex | Suction (American)
QUIK PICK C-STORE | 7355 ROSWELL RD | ATLANTA | Fulton | 9000006 | 7 |  | 1998-05-25 |  | 1998-05-25 |  | Removed from Ground | Gas (Historical Use) | 10000 | Composite | 1988-06-20 | 2009-03-05 | Fiberglass Reinforced Plastic | Pressurized
QUIK PICK C-STORE | 7355 ROSWELL RD | ATLANTA | Fulton | 9000006 | 1 | [5 empty] | Removed from Ground | Gas (Historical Use) | 5000 | Bare Steel | 1974-02-06 | 1988-06-15 | Bare Steel
QUICK STOP FOODMART | 1241 METROPOLITAN PKWY | ATLANTA | Fulton | 600792 | 1G | Ball Float | 1998-09-01 | FALSE | 1998-09-01 | FALSE | Abandoned-No Known Release | Regular | 8000 | Galvanic (STIP-3) | 1986-01-20 |  | Fiberglass Reinforced Plastic | Pressurized
QUICK STOP FOODMART | 1241 METROPOLITAN PKWY | ATLANTA | Fulton | 600792 | 2 |  | 1986-01-01 |  | 1986-01-01 |  | Removed from Ground | Gas (Historical Use) | 8000 | Bare Steel | 1986-01-01 | 1987-01-01 | Galvanized Steel | Pressurized
HEARTLAND EXPRESS | 3350 HOLLOWELL PKWY NW | ATLANTA | Fulton | 9060133 | 3 | Overfill Alarm | 2019-09-04 | FALSE | 2019-08-23 | FALSE | Currently in Use | New Oil | 10000 | Tank Jacket Double Walled | 2019-08-23 |  | Double-Walled Fiberglass | Pressurized
GREEN APPLE EXXON | 3160 GREENBRIAR PKWY SW | ATLANTA | Fulton | 10001943 | 1B | Ball Float | 2010-10-01 | FALSE | 2010-10-01 | FALSE | Currently in Use | Diesel | 4000 | Fiberglass Double Walled | 2010-10-01 |  | Fiberglass Reinforced Plastic | Pressurized
SIS FOOD MART | 4511 CAMPBELLTON ROAD SW | ATLANTA | Fulton | 9060747 | 1 | [5 empty] | Removed from Ground | Gas (Historical Use) | 8000 | Marked Unknown | 1999-01-28 | 1999-01-28 | Not Marked
J&L ASSOCIATES INC | 948 DONNELLY AVE | ATLANTA | Fulton | 9060560 | DIESEL | [5 empty] | Removed from Ground | Diesel | 10000 | Bare Steel | 1998-10-01 | 1998-10-01 | Galvanized Steel | Suction (American)
Gas Express #153 | 343 JOSEPH LOWERY BLVD SW | ATLANTA | Fulton | 9060775 | 1 | [5 empty] | Removed from Ground | Gas (Historical Use) | 6000 | Bare Steel | 1998-11-04 | 1998-11-04 | Bare Steel | Suction (American)
UNKNOWN | 807 CASCADE ROAD | ATLANTA | Fulton | 9060662 | 2 | [5 empty] | Removed from Ground | Diesel | 0 | Not Marked/Unknown | 1996-09-23 | 1996-09-23 | Not Marked
ALTERMAN COLD STORAGE | 933 LEE STREET | ATLANTA | Fulton | 9060811 | 2 | [5 empty] | Removed from Ground | Gas (Historical Use) | 8000 | Cathodically Protected Steel | 1999-10-01 | 1999-10-01 | Galvanized Steel | Safe Suction (Euro)
HESS #10234 | 645 CASCADE RD | ATLANTA | Fulton | 330082 | 4 | [5 empty] | Closed in Ground | Gas (Historical Use) | 5000 | Bare Steel | 1969-05-09 | 1978-03-15 | Galvanized Steel
CHEVRON FOOD MART #122 | 3850 FLAT SHOALS RD | UNION CITY | Fulton | 601287 | A |  | 1986-05-01 | FALSE | 1986-05-01 | FALSE | Currently in Use | E-85 | 4000 | Composite | 1986-05-01 |  | Fiberglass Reinforced Plastic | Pressurized
JIFFY LUBE #892 | 4620 JONESBORO RD | UNION CITY | Fulton | 9031043 | 1 |  |  | TRUE |  | TRUE | Removed from Ground | Used Oil | 2000 | Composite | 1988-01-01 | 1899-12-31 | Galvanized Steel
RYDER #0394 | 875 WASHINGTON ST SW | ATLANTA | Fulton | 9000444 | 3 | [5 empty] | Removed from Ground | Diesel | 10000 | Bare Steel | 1971-04-04 | 1989-08-22 | Unknown
HUGHES COMM SATELLITE SVCS INC | 7200 CAMPBELLTON RD | ATLANTA | Fulton | 9060354 | 1 | [5 empty] | Removed from Ground | Diesel | 4000 | Fiberglass | 1988-01-01 | 1899-12-31 | Copper
FULL SERV | 38 BROAD ST W | FAIRBURN | Fulton | 601271 | 2 | Flapper Valve | 1998-10-01 | FALSE | 1998-10-01 | FALSE | Currently in Use | Premium | 1065 | Steel-Impressed Current | 1970-05-12 |  | Steel (Impressed Current) | Suction (American)
M D PALMETTO | 3939 CASCADE PALMETTO | FAIRBURN | Fulton | 9060537 | 143228 | Flapper Valve | 1989-07-25 | FALSE | 1989-07-25 | FALSE | Currently in Use | Regular | 8000 | Galvanic (STIP-3) | 1989-07-25 |  | Fiberglass Reinforced Plastic | Pressurized
FAIRBURN EXPRESS | 425 SENOIA RD | FAIRBURN | Fulton | 10000113 | 1 | Flapper Valve | 2002-05-14 | FALSE | 2002-05-14 | FALSE | Currently in Use | Regular | 12000 | Composite | 2002-04-09 |  | Fiberglass Reinforced Plastic | Pressurized
BP | 100 LAKEWOOD WAY | ATLANTA | Fulton | 10002409 | 1 | Flapper Valve | 2014-06-01 | FALSE | 2014-06-01 | FALSE | Currently in Use | Regular | 12000 | Composite Double Walled | 2014-06-01 |  | Double-Walled Fiberglass | Pressurized
BP | 100 LAKEWOOD WAY | ATLANTA | Fulton | 10002409 | 2B | Flapper Valve | 2014-06-01 | FALSE | 2014-06-01 | FALSE | Currently in Use | Premium | 4000 | Composite Double Walled | 2014-06-01 |  | Double-Walled Fiberglass | Pressurized
GA DOT #10722 | 21 CLAIRE DR SW | ATLANTA | Fulton | 9060066 | 722G2 | [5 empty] | Removed from Ground | Gas (Historical Use) | 4000 | Bare Steel | 1984-01-01 | 2003-07-30 | Galvanized Steel | Pressurized
SOUTHEASTERN STAGES INC | 260 UNIVERSITY AVE SW | ATLANTA | Fulton | 9060839 | 1 | Ball Float | 2000-08-30 | FALSE | 2000-08-30 | FALSE | Currently in Use | Diesel | 15000 | Composite | 2000-08-30 |  | Double-Walled Flex | Pressurized
AIRPORT CHEVROLET | 2459 METROPOLITAN PKWY | ATLANTA | Fulton | 601247 | 1 | [5 empty] | Removed from Ground | Other | 550 | Bare Steel | 1967-04-13 | 1988-08-02 | Galvanized Steel
PITTSBURGH YARDS-BROWN TRANSPORT CORPORATION | 352 UNIVERSITY AVE | ATLANTA | Fulton | 600903 | 5 | [5 empty] | Removed from Ground | Diesel | 10000 | Bare Steel | 1977-04-04 | 2000-05-28
PITTSBURGH YARDS-BROWN TRANSPORT CORPORATION | 352 UNIVERSITY AVE | ATLANTA | Fulton | 600903 | 4 | [5 empty] | Removed from Ground | Diesel | 10000 | Bare Steel | 1977-04-04 | 2000-05-28
SAWYER ALTERNATOR & STARTER | 1397 CAMPBELLTON RD | ATLANTA | Fulton | 9060615 | 3 |  |  | FALSE |  | FALSE | Removed from Ground | Used Oil | 550 | Unknown | 2003-11-01 | 2003-11-01 | Unknown
SKYE FOOD MART | 1341 METROPOLITAN PKWY SW | ATLANTA | Fulton | 9060532 | 1 |  | 1998-12-15 |  | 1998-12-15 |  | Removed from Ground | Gas (Historical Use) | 5000 | Steel-Impressed Current | 1998-12-01 | 2008-09-01 | Cathodically Protected | Pressurized
SKYE FOOD MART | 1341 METROPOLITAN PKWY SW | ATLANTA | Fulton | 9060532 | 7 | [5 empty] | Removed from Ground | Gas (Historical Use) | 5000 | Marked Unknown | 1998-11-01 | 1998-11-01 | Unknown
MILTON AUTO SERVICE | 934 METROPOLITAN PKWY | ATLANTA | Fulton | 10001310 | 1 |  |  | FALSE |  | FALSE | Removed from Ground | Gas (Historical Use) | 5000 | Bare Steel | 1962-01-01 | 1991-01-01 | Bare Steel | Suction (American)
CHEVRON | 556 NORTHSIDE DR SW | ATLANTA | Fulton | 10002168 | 1 | Ball Float | 2011-12-01 | FALSE | 2011-12-01 | FALSE | Currently in Use | Regular | 12000 | Tank Jacket | 2011-12-14 |  | Double-Walled Fiberglass | Pressurized
WHITEHALL EXXON | 634 WHITEHALL ST SW | ATLANTA | Fulton | 10002208 | 1 | Ball Float | 2013-03-01 | FALSE | 2013-03-01 | FALSE | Currently in Use | Regular | 12000 | Composite Double Walled | 2013-03-01 |  | Double-Walled Fiberglass | Pressurized
BLONDYS GAS & FOOD MART | 3069 WASHINGTON RD | EAST POINT | Fulton | 9060248 | 3 | [5 empty] | Removed from Ground | Other | 6000 | Not Marked/Unknown | 1992-04-14 | 1992-04-14 | Not Marked
CITY OF EAST POINT FIRE STATION | 3171 NORMAN BERRY DR | EAST POINT | Fulton | 9060494 | 1 | Flapper Valve | 1992-01-01 | FALSE | 1992-01-01 | FALSE | Temporarily out of use | Diesel | 2500 | Composite | 1992-01-01 |  | Fiberglass Reinforced Plastic | Safe Suction (Euro)
FINA STATION #131-7175-709 | 1227 VIRGINIA AVE | EAST POINT | Fulton | 601152 | 2 |  |  | FALSE |  | FALSE | Permanently Out of Use - historical purposes | Gas (Historical Use) | 3000 | Bare Steel | 1959-04-30 |  | Galvanized Steel
NEWELL RECYCLING OF ATLANTA INC | 1359 CENTRAL AVE | EAST POINT | Fulton | 600531 | G |  | 1992-09-01 |  | 1992-09-01 |  | Removed from Ground | Gas (Historical Use) | 2000 | Composite | 1992-09-01 | 2003-02-05 | Fiberglass Reinforced Plastic | Suction (American)
QUICK SAVE FOOD MART | 374 CLEVELAND AVE SW | ATLANTA | Fulton | 9060534 | 2 | Ball Float | 1999-01-27 | FALSE | 1999-01-27 | FALSE | Currently in Use | Regular | 10000 | Composite | 1989-07-01 |  | Fiberglass Reinforced Plastic | Pressurized
VACANT LOT | 1096 RIDGE AVENUE | ATLANTA | Fulton | 9060809 | 2 | [5 empty] | Removed from Ground | Empty | 550 | Bare Steel | 1999-11-29 | 1999-11-29 | Unknown
ATKINS SHOP | 1604 LAKEWOOD AVE | ATLANTA | Fulton | 9060731 | 1 | [5 empty] | Removed from Ground | Gas (Historical Use) | 0 | Not Marked/Unknown | 1998-06-12 | 1899-12-31 | Not Marked
HARIBOL FOOD MARKET | 2866 METROPOLITAN PKWY | ATLANTA | Fulton | 601209 | 5 |  | 1998-06-01 | FALSE | 1998-06-01 | FALSE | Abandoned-No Known Release | Diesel | 3000 | Steel-Impressed Current | 1963-03-23 |  | Cathodically Protected | Suction (American)
HARIBOL FOOD MARKET | 2866 METROPOLITAN PKWY | ATLANTA | Fulton | 601209 | 4 |  | 1998-06-01 | FALSE | 1998-06-01 | FALSE | Abandoned-No Known Release | Gas (Historical Use) | 3000 | Steel-Impressed Current | 1963-03-23 |  | Cathodically Protected | Suction (American)
RYDER #0394 | 875 WASHINGTON ST SW | ATLANTA | Fulton | 9000444 | 9 |  | 1996-12-01 |  | 1996-12-01 |  | Removed from Ground | New Oil | 4000 | Cathodically Protected Steel | 1987-01-01 | 2010-04-21 | Aboveground | Suction (American)
RYDER #0394 | 875 WASHINGTON ST SW | ATLANTA | Fulton | 9000444 | 6 | Flapper Valve | 1989-01-01 | FALSE | 1989-01-01 | FALSE | Removed from Ground | Diesel | 15000 | Fiberglass Double Walled | 1989-01-01 |  | Double-Walled Fiberglass | Pressurized
GAS EXPRESS #250 | 1111 MORELAND AVE SE | ATLANTA | Fulton | 601027 | 6 |  |  | TRUE |  | TRUE | Removed from Ground | Used Oil | 550 | Bare Steel | 1959-04-30 | 1991-12-07 | Galvanized Steel | Pressurized
CHEVRON FOOD MART | 4485 CAMPBELLTON RD | ATLANTA | Fulton | 601024 | 5 |  |  | TRUE |  | TRUE | Removed from Ground | Used Oil | 600 | Steel-Impressed Current | 1967-04-28 | 1999-10-25 | Fiberglass Reinforced Plastic
CHEVRON FOOD MART | 4485 CAMPBELLTON RD | ATLANTA | Fulton | 601024 | 4 |  | 1993-07-16 |  | 1993-07-16 |  | Removed from Ground | Diesel | 4000 | Galvanic (STIP-3) | 1974-01-01 | 1999-10-25 | Fiberglass Reinforced Plastic | Pressurized
CHEVRON FOOD MART | 4485 CAMPBELLTON RD | ATLANTA | Fulton | 601024 | 7 |  | 2000-07-01 | FALSE | 2000-07-01 | TRUE | Currently in Use | Regular | 12000 | Fiberglass | 2000-07-01 |  | Double-Walled Fiberglass | Pressurized
TEXACO FOOD MART | 3330 MLK JR DR SW | ATLANTA | Fulton | 600994 | 1 | [5 empty] | Removed from Ground | Gas (Historical Use) | 5000 | Cathodically Protected Steel | 1968-04-27 | 1995-01-11 | Galvanized Steel | Pressurized
CITGO A | 3657 MARTIN LUTHER KING JR DR | ATLANTA | Fulton | 601099 | 2 | Ball Float | 1998-10-22 | FALSE | 1998-10-22 | FALSE | Currently in Use | Plus | 8000 | Steel-Impressed Current | 1984-05-01 |  | Fiberglass Reinforced Plastic | Pressurized
BP AM/PM 1 | 3515 CASCADE RD SW | ATLANTA | Fulton | 601087 | 3 |  | 1983-04-24 |  | 1983-04-24 |  | Removed from Ground | Gas (Historical Use) | 10000 | Galvanic (STIP-3) | 1983-04-24 | 2004-03-22 | Fiberglass Reinforced Plastic | Pressurized
PETROLEUM REALTY II LLC | 3640 CAMPBELLTON RD | ATLANTA | Fulton | 601301 | 2 | [5 empty] | Removed from Ground | Other | 5000 | Bare Steel | 1970-05-09 | 1899-12-31 | Galvanized Steel
PETROLEUM REALTY II LLC | 3640 CAMPBELLTON RD | ATLANTA | Fulton | 601301 | 8 |  | 1983-01-01 |  | 1983-01-01 |  | Removed from Ground | Gas (Historical Use) | 11300 | Fiberglass | 1983-05-09 | 1998-07-01 | Fiberglass Reinforced Plastic
CONOCO #10061/JET STATION | 3275 BANKHEAD HWY NW | ATLANTA | Fulton | 601175 | 4 | [5 empty] | Currently in Use | Gas (Historical Use) | 10000 | Bare Steel | 1979-04-19 |  | Galvanized Steel
EXXON FOOD MART | 6687 ROOSEVELT HWY | UNION CITY | Fulton | 9000644 | 12 | Flapper Valve | 1988-09-01 | FALSE | 1988-09-01 | FALSE | Temporarily out of use | Kerosene | 2000 |  | 1988-09-01 |  | Fiberglass Reinforced Plastic | Suction (American)
SEARS ROEBUCK & CO #2865 | 600 SHANNON SOUTHPARK | UNION CITY | Fulton | 9060226 | 1 |  |  | TRUE |  | TRUE | Removed from Ground | Used Oil | 550 | Marked Unknown | 1993-11-16 | 1993-11-16 | Unknown
QUIKTRIP #825 | 7975 SENOIA RD | FAIRBURN | Fulton | 10002087 | 4 | Flapper Valve | 2012-04-01 | FALSE |  | FALSE | Currently in Use | Diesel | 12000 | Fiberglass Double Walled | 2011-10-01 |  | Double-Walled Fiberglass | Pressurized
SHELL FOOD MART | 7745 SPENCE RD | FAIRBURN | Fulton | 10002107 | 2 | Ball Float | 2011-11-01 | FALSE | 2011-11-01 | FALSE | Currently in Use | Premium | 4000 | Epoxy Double-Walled | 2011-11-01 |  | Double-Walled Fiberglass | Pressurized
URBAN GREEN MIXED SPACE USE LLC | 771 -789 CHEROKEE AVE | ATLANTA | Fulton | 10001625 | 2 |  |  | FALSE |  | FALSE | Removed from Ground |  | 2000 | Bare Steel | 1930-01-01 | 2008-07-01
FLOWERS BAKERY | 1039 GRANT STREET | ATLANTA | Fulton | 10001398 | 1 |  |  | FALSE |  | FALSE | Removed from Ground | Not Marked/Tank Removed | 6000 | Unknown | 1993-01-01 | 1993-01-01
TEXACO FOOD MART | 1169 HANK AARON DRIVE | ATLANTA | Fulton | 10000669 | 5 |  |  | FALSE |  | FALSE | Removed from Ground | Gas (Historical Use) | 6000 | Unknown | 2004-04-07 | 2004-04-07
TEXACO FOOD MART | 1169 HANK AARON DRIVE | ATLANTA | Fulton | 10000669 | 4 |  |  | FALSE |  | FALSE | Removed from Ground | Gas (Historical Use) | 6000 | Unknown | 2004-04-07 | 2004-04-07
CRESTVIEW HEALTH & REHABILITATION CENTER | 2800 SPRINGDALE RD SW | ATLANTA | Fulton | 9060640 | 2 | Flapper Valve |  | FALSE |  | FALSE | Removed from Ground | Diesel | 285 | Steel-Impressed Current | 1961-01-01 | 1996-11-21 | Copper | Safe Suction (Euro)
EAST POINT WTP, BEN HILL PS, SWEETWATER PS IMPROVEMENTS | 4741 CAMPBELLTON ROAD | ATLANTA | Fulton | 10000294 | 1 |  |  | FALSE |  | FALSE | Removed from Ground | Diesel | 3000 | Cathodically Protected Steel | 2002-10-01 | 2002-10-01
PARKVIEW INN | 4430 FREDERICK DRIVE | ATLANTA | Fulton | 10000857 | 1 |  |  | FALSE |  | FALSE | Removed from Ground | Gas (Historical Use) | 10000 | Bare Steel | 1975-01-01 | 2005-02-04
RaceWay #765 - Campbellton Road | 3580 CAMPBELLTON RD | ATLANTA | Fulton | 10000695 | 3 | Overfill Alarm | 2004-05-13 | FALSE | 2004-05-13 | FALSE | Currently in Use | Diesel | 12000 | Composite Double Walled | 2004-05-13 |  | Double-Walled Fiberglass | Pressurized
VACANT LOT/FORMER SHELL STATION | 3346 BANKHEAD HWY | ATLANTA | Fulton | 9060049 | 1 | [5 empty] | Removed from Ground | Gas (Historical Use) | 5000 | Bare Steel | 1970-01-01 | 1989-08-15 | Unknown
EXXON RETAIL STORE #4-4917 | BANKHEAD HWY & I-285 | ATLANTA | Fulton | 9060004 | 1 | [5 empty] | Removed from Ground | Other | 0 | Not Marked/Unknown | 1988-09-09 | 1988-09-09 | Not Marked
SIS FOOD MART | 4511 CAMPBELLTON ROAD SW | ATLANTA | Fulton | 9060747 | 2 | [5 empty] | Removed from Ground | Gas (Historical Use) | 8000 | Marked Unknown | 1999-01-28 | 1999-01-28 | Not Marked
TOM JUMPER CHEVROLET INC | 7200 ROSWELL RD | ATLANTA | Fulton | 600542 | 3 | [5 empty] | Removed from Ground | Other | 550 | Bare Steel | 1971-05-04 | 1992-03-06 | Unknown
PERIMETER FORD INC | 6407 BARFIELD RD | ATLANTA | Fulton | 600124 | 2 |  |  | TRUE |  | TRUE | Removed from Ground | Used Oil | 500 | Bare Steel | 1985-03-03 | 1992-03-02 | Galvanized Steel
EXXON FOOD STORE | 507 JOSEPH E LOWRY BLVD SW | ATLANTA | Fulton | 600894 | 4 | Flapper Valve | 2024-05-15 | FALSE | 1989-01-01 | FALSE | Currently in Use | Diesel | 6000 | Fiberglass | 1982-01-01 |  | Fiberglass Reinforced Plastic | Pressurized
PENSKE TRUCK LEASING CO LP | 610 TRUSCO WAY SW | ATLANTA | Fulton | 4440733 | 3 |  |  | TRUE |  | TRUE | Removed from Ground | Used Oil | 10000 | Bare Steel | 1965-01-01 | 1997-09-25 | Galvanized Steel
FORMER C&R MOTORS | 1318 SYLVAN ROAD SW | ATLANTA | Fulton | 10001392 | 3 |  |  | FALSE |  | FALSE | Removed from Ground | Gas (Historical Use) | 0 | Bare Steel | 1986-01-01 | 1986-01-01 | Bare Steel
CHEVRON | 556 NORTHSIDE DR SW | ATLANTA | Fulton | 10002168 | 3 | Ball Float | 2011-12-01 | FALSE | 2011-12-01 | FALSE | Currently in Use | Diesel | 5000 | Tank Jacket | 2011-12-01 |  | Double-Walled Fiberglass | Pressurized
SPRINT ATLANTA SWITCH | 1190 ALLENE AVE | ATLANTA | Fulton | 9060043 | 2 | Flapper Valve | 2000-10-12 | FALSE | 2000-10-12 | FALSE | Currently in Use | Diesel | 10000 | Fiberglass | 2000-10-05 |  | Double-Walled Fiberglass | Suction (American)
BEASLEY TRUCKING CO | 950 SOUTH RIVER IND BLVD SW | ATLANTA | Fulton | 9060018 | 1 | [5 empty] | Removed from Ground | Diesel | 10000 | Bare Steel | 1981-01-01 | 1990-11-27 | Galvanized Steel
ATLANTA TRUCK PARTS | 2161 MORELAND AVE SE | ATLANTA | Fulton | 9060130 | 5 | [5 empty] | Removed from Ground | Other | 1000 | Marked Unknown | 1966-01-01 | 1999-02-09 | Galvanized Steel
ATLANTA TRUCK PARTS | 2161 MORELAND AVE SE | ATLANTA | Fulton | 9060130 | 4 | [5 empty] | Removed from Ground | Other | 1003 | Marked Unknown | 1966-01-01 | 1999-02-09 | Galvanized Steel
FRIENDSHIP TOWERS | 35 NORTHSIDE DRIVE SW | ATLANTA | Fulton | 9060858 | 1 | [5 empty] | Removed from Ground | Diesel | 500 | Bare Steel | 2001-11-13 | 2001-11-13 | Bare Steel | Safe Suction (Euro)
HEARTLAND EXPRESS | 3350 HOLLOWELL PKWY NW | ATLANTA | Fulton | 9060133 | WO-1 |  |  | TRUE |  | TRUE | Removed from Ground | Used Oil | 600 | Fiberglass | 1985-01-01 | 1994-10-07 | Galvanized Steel | Pressurized
THORNTON MORTUARY | 3346 M L KING JR DRIVE | ATLANTA | Fulton | 9060710 | 1 | [5 empty] | Removed from Ground | Gas (Historical Use) | 1000 | Bare Steel | 1997-01-01 | 1997-01-01 | Bare Steel | Safe Suction (Euro)
FORMER SHELL STATION | 3349 MLK JR DR | ATLANTA | Fulton | 600916 | 2 | [5 empty] | Removed from Ground | Gas (Historical Use) | 8000 | Bare Steel | 1969-05-04 | 1991-04-12 | Galvanized Steel | Pressurized
FAIRBURN ROAD CITGO | 490 FAIRBURN RD SW | ATLANTA | Fulton | 601019 | 6 | Ball Float | 2007-06-05 | FALSE | 2000-09-01 | FALSE | Currently in Use | Premium | 10000 | Fiberglass | 1998-08-26 |  | Fiberglass Reinforced Plastic | Pressurized
SHELL FOOD MART | 3601 MLK JR DR | ATLANTA | Fulton | 601072 | 4 |  |  | TRUE |  | TRUE | Permanently Out of Use - historical purposes | Used Oil | 1000 | Bare Steel | 1970-04-27 | 1899-12-31 | Galvanized Steel
CITGO FOOD MART | 5225 CAMPBELLTON RD SW | ATLANTA | Fulton | 601273 | 5 | Flapper Valve | 2004-09-01 | FALSE | 2004-09-01 | FALSE | Currently in Use | Premium | 8000 | Composite | 2004-09-01 |  | Fiberglass Reinforced Plastic | Pressurized
CITGO FOOD MART | 5225 CAMPBELLTON RD SW | ATLANTA | Fulton | 601273 | 4 | Flapper Valve | 2004-09-01 | FALSE | 2004-09-01 | FALSE | Currently in Use | Regular | 12000 | Composite | 2004-09-01 |  | Fiberglass Reinforced Plastic | Pressurized
SHELL FOOD MART | 3580 CASCADE RD SW | ATLANTA | Fulton | 600775 | 3 | [5 empty] | Removed from Ground | Gas (Historical Use) | 6000 | Bare Steel | 1968-05-06 | 1899-12-31 | Galvanized Steel
EXXON RETAIL STORE #4-4917 | BANKHEAD HWY & I-285 | ATLANTA | Fulton | 9060004 | 4 | [5 empty] | Removed from Ground | Other | 0 | Not Marked/Unknown | 1988-09-09 | 1988-09-09 | Not Marked
TEXACO FOOD TEXACO | 3750 CAMPBELLTON RD | ATLANTA | Fulton | 9060508 | 1UL |  | 1999-02-01 | FALSE | 1999-01-01 | FALSE | Currently in Use | Regular | 10000 | Steel-Impressed Current | 1979-06-01 |  | Steel (Impressed Current) | Pressurized
CHAMBERS SERVICE STATION | 3724 CASCADE RD SW | ATLANTA | Fulton | 600962 | 2 | [5 empty] | Removed from Ground | Gas (Historical Use) | 1 | Bare Steel | 1967-05-19 | 2002-09-06 | Unknown
HEARTLAND EXPRESS | 3350 HOLLOWELL PKWY NW | ATLANTA | Fulton | 9060133 | 2 | Ball Float | 1999-01-01 | FALSE | 1999-01-01 | FALSE | Currently in Use | Diesel | 20000 | Fiberglass | 1999-01-01 |  |  | Pressurized
TEXACO FOOD TEXACO | 3750 CAMPBELLTON RD | ATLANTA | Fulton | 9060508 | 4 |  |  | TRUE |  | TRUE | Removed from Ground | Used Oil | 550 | Marked Unknown | 1999-08-03 | 1999-08-03 | Unknown
TEXACO FOOD TEXACO | 3750 CAMPBELLTON RD | ATLANTA | Fulton | 9060508 | 5 |  |  | TRUE |  | TRUE | Removed from Ground | Used Oil | 550 | Marked Unknown | 1999-08-03 | 1999-08-03 | Unknown
OUTDOOR SYSTEM INC | 3745 ATLANTA INDUSTRIAL DRIVE | ATLANTA | Fulton | 9060561 | 3 | [5 empty] | Removed from Ground | Other | 550 | Not Marked/Unknown | 1985-01-01 | 1998-04-06 | Not Marked
CHEVRON FOOD MART | 4485 CAMPBELLTON RD | ATLANTA | Fulton | 601024 | 1 |  | 1993-07-16 |  | 1993-07-16 |  | Removed from Ground | Gas (Historical Use) | 4000 | Galvanic (STIP-3) | 1974-01-01 | 1999-10-25 | Fiberglass Reinforced Plastic | Pressurized
BST/BEN HILL CO/F1308 | 2307 FAIRBURN RD | ATLANTA | Fulton | 601046 | 2 |  |  | FALSE |  | FALSE | Removed from Ground | Diesel | 1000 | Bare Steel | 1969-01-01 | 1994-04-27 | Bare Steel | Suction (American)
TEXACO FOOD MART | 3330 MLK JR DR SW | ATLANTA | Fulton | 600994 | 4 |  |  | TRUE |  | TRUE | Removed from Ground | Used Oil | 550 | Cathodically Protected Steel | 1968-04-27 | 1995-01-11 | Galvanized Steel
BP | 3550 CAMPBELLTON RD SW & I-285 | ATLANTA | Fulton | 601075 | 3 | [5 empty] | Removed from Ground | Gas (Historical Use) | 8000 | Bare Steel | 1969-04-27 | 1987-11-01 | Galvanized Steel
CITGO FOOD MART | 5225 CAMPBELLTON RD SW | ATLANTA | Fulton | 601273 | 1 | [5 empty] | Removed from Ground | Gas (Historical Use) | 1065 | Bare Steel | 1971-05-12 | 1993-06-01 | Galvanized Steel
CIRCUIT CITY STORES INC | 3755 ATLANTA IND PKWY | ATLANTA | Fulton | 600591 | 1 |  | 1996-05-01 |  | 1996-05-01 |  | Removed from Ground | Diesel | 10000 | Steel-Impressed Current | 1985-03-28 | 2002-06-03 | Bare Steel | Suction (American)
SPUR STATION #1910 | 4490 CAMPBELLTON RD SW | ATLANTA | Fulton | 600791 | 1 | [5 empty] | Removed from Ground | Gas (Historical Use) | 8068 | Bare Steel | 1977-01-16 | 1992-02-01 | Galvanized Steel
CHEVRON STATION #40021 | 5207 CAMPBELLTON RD SW | ATLANTA | Fulton | 9000277 | 3 | [5 empty] | Removed from Ground | Gas (Historical Use) | 5000 | Bare Steel | 1971-04-27 | 1987-01-01 | Galvanized Steel
ATLANTA FIRE STATION #17 | 1989 R D ABERNATHY RD | ATLANTA | Fulton | 9060543 | 2 | [5 empty] | Removed from Ground | Gas (Historical Use) | 550 | Not Marked/Unknown | 1987-01-01 | 1998-11-01 | Not Marked
HARMON BROTHERS CHARTER SERVICE | 1160 ALLENE AVE SW | ATLANTA | Fulton | 9060535 | 1 | Flapper Valve | 1995-08-04 |  | 1995-08-04 |  | Removed from Ground | Diesel | 10000 | Cathodically Protected Steel | 1974-01-01 | 2011-04-06 | Double Walled | Suction (American)
HARMON BROTHERS CHARTER SERVICE | 1160 ALLENE AVE SW | ATLANTA | Fulton | 9060535 | 4 | [5 empty] | Removed from Ground | Kerosene | 1000 | Marked Unknown | 1998-11-20 | 1998-11-20 | Unknown
ALTERMAN COLD STORAGE | 933 LEE STREET | ATLANTA | Fulton | 9060811 | 1 | [5 empty] | Removed from Ground | Diesel | 8000 | Cathodically Protected Steel | 1999-10-01 | 1999-10-01 | Galvanized Steel | Safe Suction (Euro)
HESS #10234 | 645 CASCADE RD | ATLANTA | Fulton | 330082 | 3 | [5 empty] | Closed in Ground | Gas (Historical Use) | 5000 | Bare Steel | 1969-05-09 | 1978-03-15 | Galvanized Steel
CHEVRON FOOD MART | 2050 SYLVAN RD | ATLANTA | Fulton | 4440516 | 1 | Flapper Valve | 1994-11-01 | FALSE | 1994-11-01 | FALSE | Currently in Use | Regular | 6000 | Fiberglass | 1994-11-01 |  | Fiberglass Reinforced Plastic
ABERNATHY TOWERS | 1059 OGLETHORPE AVENUE SW | ATLANTA | Fulton | 10001945 | 1 |  |  | FALSE |  | FALSE | Closed in Ground | Diesel | 1000 | Bare Steel | 2010-12-17 | 2010-12-17
FORT MCPHERSON BLDG 106/119 | BLDG 106/119 | ATLANTA | Fulton | 10002140 | 1 |  |  | FALSE |  | FALSE | Removed from Ground | Used Oil | 3000 | Unknown | 1992-01-01 | 1992-01-01 | Unknown
SPRINT ATLANTA SWITCH | 1190 ALLENE AVE | ATLANTA | Fulton | 9060043 | 3 | Flapper Valve | 2008-06-01 | FALSE | 2008-06-01 | FALSE | Currently in Use | Diesel | 8000 | Fiberglass Double Walled | 2008-06-01 |  | Double-Walled Flex | Suction (American)
LATTER DAY SAINTS SITE | 1185 VAN BUREN ST SW | ATLANTA | Fulton | 9060238 | 2 | [5 empty] | Removed from Ground | Gas (Historical Use) | 3000 | Bare Steel | 1992-04-20 | 1992-04-20 | Galvanized Steel | Suction (American)
SHELL FOOD MART | 1850 METROPOLITAN PKWY | ATLANTA | Fulton | 9060353 | 4 | Ball Float | 1994-06-20 | FALSE | 1994-06-20 | FALSE | Currently in Use | Regular | 10000 | Fiberglass | 1994-06-01 |  | Fiberglass Reinforced Plastic | Pressurized
SHELL FOOD MART | 1850 METROPOLITAN PKWY | ATLANTA | Fulton | 9060353 | 5 | Ball Float | 1994-06-20 | FALSE | 1994-06-20 | FALSE | Currently in Use | Diesel | 6000 | Bare Steel | 1994-06-01 |  | Fiberglass Reinforced Plastic | Pressurized
SIS FOOD MART | 4511 CAMPBELLTON ROAD SW | ATLANTA | Fulton | 9060747 | 3 | [5 empty] | Removed from Ground | Gas (Historical Use) | 8000 | Marked Unknown | 1999-01-28 | 1999-01-28 | Not Marked
PETROLEUM REALTY II LLC | 3640 CAMPBELLTON RD | ATLANTA | Fulton | 601301 | 1 | [5 empty] | Removed from Ground | Other | 5000 | Bare Steel | 1970-05-09 | 1899-12-31 | Galvanized Steel
CHEVRON STATION #40021 | 5207 CAMPBELLTON RD SW | ATLANTA | Fulton | 9000277 | 4 |  |  | TRUE |  | TRUE | Removed from Ground | Used Oil | 550 | Bare Steel | 1971-04-27 | 1987-01-01 | Galvanized Steel
FIRE STATION #4 | 5890 PLUMMER RD SW | ATLANTA | Fulton | 600905 | 1 | [5 empty] | Removed from Ground | Gas (Historical Use) | 1000 | Fiberglass | 1981-04-02 | 1997-09-26 | Galvanized Steel | Suction (American)
EXXON STATION #4-5350 | 3016 PIEDMONT RD NE | ATLANTA | Fulton | 9000037 | 1 | [5 empty] | Removed from Ground | Gas (Historical Use) | 6000 | Bare Steel | 1969-05-10 | 1990-10-11 | Galvanized Steel
GA POWER/BUCKHEAD OPERATING HQ | 3030 NORTH FULTON DR NE | ATLANTA | Fulton | 600739 | 4 | [5 empty] | Removed from Ground | Diesel | 10000 | Composite | 1990-01-15 | 1996-01-10 | Fiberglass Reinforced Plastic | Pressurized
HARIBOL FOOD MARKET | 2866 METROPOLITAN PKWY | ATLANTA | Fulton | 601209 | 1 |  | 1998-06-01 |  | 1998-06-01 |  | Closed in Ground | Gas (Historical Use) | 4000 | Steel-Impressed Current | 1972-03-20 | 2013-08-14 | Cathodically Protected | Suction (American)
GAS EXPRESS #250 | 1111 MORELAND AVE SE | ATLANTA | Fulton | 601027 | 9 |  |  | TRUE |  | TRUE | Closed in Ground | Used Oil | 6000 | Not Marked/Unknown | 1994-05-24 | 1994-05-24 | Not Marked
GAS EXPRESS #250 | 1111 MORELAND AVE SE | ATLANTA | Fulton | 601027 | 2 | [5 empty] | Removed from Ground | Gas (Historical Use) | 4000 | Cathodically Protected Steel | 1959-04-30 | 1991-12-01 | Galvanized Steel
GAS EXPRESS #250 | 1111 MORELAND AVE SE | ATLANTA | Fulton | 601027 | 8 | [5 empty] | Removed from Ground | Diesel | 600 | Bare Steel | 1959-01-01 | 1991-11-06 | Not Marked | Pressurized
GENERAL TIRE INC | 3120 CAMPBELLTON RD SW | ATLANTA | Fulton | 9060058 | 1 |  |  | TRUE |  | TRUE | Removed from Ground | Used Oil | 500 | Bare Steel | 1975-01-01 | 1990-07-01 | Unknown
SOUTHWEST HOSPITAL & MEDICAL CTR | 501 FAIRBURN RD SW | ATLANTA | Fulton | 9060769 | 1 | [5 empty] | Removed from Ground | Diesel | 1500 | Bare Steel | 1964-01-01 | 1999-03-15 | Copper | Safe Suction (Euro)
BP #24101/GULF #270546 | 3566 MLK JR DR | ATLANTA | Fulton | 600831 | 3 | [5 empty] | Removed from Ground | Diesel | 10000 | Bare Steel | 1980-05-03 | 1899-12-31 | Galvanized Steel
NORTH SPRING SHELL | 7325 ROSWELL RD | ATLANTA | Fulton | 9000328 | 1 | [5 empty] | Removed from Ground | Diesel | 6000 | Bare Steel | 1968-05-06 | 1899-12-31 | Galvanized Steel
TEXACO FOOD TEXACO | 3750 CAMPBELLTON RD | ATLANTA | Fulton | 9060508 | 4X |  | 1999-02-01 | FALSE | 1999-01-01 | FALSE | Currently in Use | Diesel | 6000 | Steel-Impressed Current | 1979-06-01 |  | Steel (Impressed Current) | Pressurized
FULTON CO FIRE STATION #11 | 4760 FULTON IND BLVD | ATLANTA | Fulton | 600907 | 2 | [5 empty] | Removed from Ground | Diesel | 550 | Bare Steel | 1971-04-05 | 1997-12-18 | Galvanized Steel
GREENWAY #665/UNION CITY BP | 6725 ROOSEVELT HWY | UNION CITY | Fulton | 600952 | 1 | [5 empty] | Removed from Ground | Gas (Historical Use) | 4000 | Bare Steel | 1979-05-10 | 1994-08-01 | Galvanized Steel
FORMER UNION CITY AMOCO | 5021 ROOSEVELT HWY | UNION CITY | Fulton | 601270 | 1 | [5 empty] | Removed from Ground | Gas (Historical Use) | 3990 | Bare Steel | 1982-05-09 | 1986-12-01 | Galvanized Steel
RaceTrac #110 - Union City | 4255 JONESBORO RD | UNION CITY | Fulton | 10000451 | 1 | Overfill Alarm | 2003-08-01 | FALSE | 2003-08-01 | FALSE | Currently in Use | Regular | 20000 | Composite Double Walled | 2003-08-07 |  | Double-Walled Fiberglass | Pressurized
CHEVRON FOODMART | 5851 BUFFINGTON ROAD | UNION CITY | Fulton | 10001459 | 2B | Ball Float | 2007-05-12 | FALSE | 2007-05-12 | FALSE | Currently in Use | Diesel | 6000 | Epoxy Double-Walled | 2007-05-12 |  | Double-Walled Fiberglass | Pressurized
RYDER #0394 | 875 WASHINGTON ST SW | ATLANTA | Fulton | 9000444 | 1 | [5 empty] | Removed from Ground | Diesel | 10000 | Bare Steel | 1971-04-04 | 1989-08-22 | Unknown
RYDER #0394 | 875 WASHINGTON ST SW | ATLANTA | Fulton | 9000444 | 7 | Flapper Valve | 1996-12-01 | FALSE | 1996-12-01 | FALSE | Removed from Ground | Diesel | 10000 | Fiberglass Double Walled | 1989-01-01 |  | Double-Walled Fiberglass | Pressurized
RYDER #0394 | 875 WASHINGTON ST SW | ATLANTA | Fulton | 9000444 | 4 |  |  | TRUE |  | TRUE | Removed from Ground | Used Oil | 1000 | Bare Steel | 1971-04-04 | 1989-08-22 | Unknown | Gravity Fed
PRIME CHEVRON | 3660 MLK JR DR | ATLANTA | Fulton | 10000287 | 2 | Ball Float | 2004-06-13 | FALSE | 2004-06-13 | FALSE | Currently in Use | Premium | 10000 | Fiberglass | 2004-06-02 |  | Fiberglass Reinforced Plastic | Pressurized
SIS FOOD MART | 4511 CAMPBELLTON ROAD SW | ATLANTA | Fulton | 9060747 | 6 | Flapper Valve | 2025-02-07 | FALSE | 1998-02-01 | FALSE | Currently in Use | Diesel | 8000 | Epoxy | 1998-02-01 |  | Double-Walled Fiberglass | Pressurized
A FOOD MART | 121 CLEVELAND AVE | ATLANTA | Fulton | 600957 | 7 |  | 1997-02-01 | FALSE | 1997-02-01 | FALSE | Temporarily out of use | Kerosene | 4000 | Steel-Impressed Current | 1981-05-20 |  | Steel (Impressed Current) | Safe Suction (Euro)
A FOOD MART | 121 CLEVELAND AVE | ATLANTA | Fulton | 600957 | 5 | Flapper Valve | 1997-02-01 | FALSE | 1997-02-01 | FALSE | Currently in Use | Premium | 6000 | Steel-Impressed Current | 1981-05-20 |  | Double-Walled Fiberglass | Pressurized
GAS EXPRESS #250 | 1111 MORELAND AVE SE | ATLANTA | Fulton | 601027 | 11 | Ball Float | 1994-08-08 | FALSE | 1994-08-08 | FALSE | Currently in Use | Premium | 10000 | Epoxy | 1994-06-01 |  | Double-Walled Flex | Pressurized
HEARTLAND EXPRESS | 3350 HOLLOWELL PKWY NW | ATLANTA | Fulton | 9060133 | 1 | Ball Float | 1999-01-01 | FALSE | 1999-01-01 | FALSE | Currently in Use | Diesel | 20000 | Fiberglass | 1999-01-01 |  | Double-Walled Flex | Pressurized
BST/ADAMSVILLE CO/F1307 | 3620 BAKERS FERRY RD | ATLANTA | Fulton | 9060048 | 1 | [5 empty] | Removed from Ground | Other | 5000 | Bare Steel | 1980-01-01 | 1995-09-06 | Copper | Suction (American)
GRIER BROTHERS ENTERPRISES | 3370 WELCOME ALL RD | ATLANTA | Fulton | 10002507 | 1 | Flapper Valve | 2016-08-05 | FALSE | 2016-08-05 | FALSE | Currently in Use | Diesel | 10000 | Composite | 2015-11-05 |  | Fiberglass Reinforced Plastic | Pressurized
BP AM/PM 1 | 3515 CASCADE RD SW | ATLANTA | Fulton | 601087 | 5 | Flapper Valve | 2023-12-05 | FALSE | 2004-01-01 | FALSE | Currently in Use | Regular | 10000 | Fiberglass Double Walled | 2003-12-30 |  | Double-Walled Flex | Pressurized
BP | 3550 CAMPBELLTON RD SW & I-285 | ATLANTA | Fulton | 601075 | 1 | [5 empty] | Removed from Ground | Gas (Historical Use) | 10000 | Bare Steel | 1969-04-27 | 1987-11-01 | Galvanized Steel
BP | 3550 CAMPBELLTON RD SW & I-285 | ATLANTA | Fulton | 601075 | 7 | Overfill Alarm | 1987-11-01 | FALSE | 1987-11-01 | FALSE | Currently in Use | Diesel | 10000 | Galvanic (STIP-3) | 1987-11-01 |  | Fiberglass Reinforced Plastic | Pressurized
SHELL FOOD MART | 3601 MLK JR DR | ATLANTA | Fulton | 601072 | 2 | [5 empty] | Permanently Out of Use - historical purposes | Gas (Historical Use) | 6000 | Bare Steel | 1970-04-27 | 1899-12-31 | Galvanized Steel
CITGO FOOD MART | 5225 CAMPBELLTON RD SW | ATLANTA | Fulton | 601273 | 2 | [5 empty] | Removed from Ground | Gas (Historical Use) | 1065 | Bare Steel | 1971-05-12 | 1993-06-01 | Galvanized Steel
WOODS SERVICE STATION | 3773 CAMPBELLTON RD SW | ATLANTA | Fulton | 601196 | 3 | [5 empty] | Removed from Ground | Gas (Historical Use) | 3000 | Bare Steel | 1965-01-01 | 1998-01-13 | Galvanized Steel | Suction (American)
NORTH SPRING SHELL | 7325 ROSWELL RD | ATLANTA | Fulton | 9000328 | 7 | Ball Float | 1988-04-01 | FALSE | 1988-04-01 | FALSE | Currently in Use | Premium | 10000 | Fiberglass | 1988-04-25 |  | Fiberglass Reinforced Plastic | Pressurized
QUICK STOP FOODMART | 1241 METROPOLITAN PKWY | ATLANTA | Fulton | 600792 | 4 | [5 empty] | Permanently Out of Use - historical purposes | Gas (Historical Use) | 15000 | Bare Steel | 1964-01-20 | 1899-12-31 | Galvanized Steel
PITTSBURGH YARDS-BROWN TRANSPORT CORPORATION | 352 UNIVERSITY AVE | ATLANTA | Fulton | 600903 | 14 |  |  | FALSE |  | FALSE | Removed from Ground | Gas (Historical Use) | 4000 | Unknown | 2001-05-01 | 2001-05-01 | Unknown
WESTVIEW CEMETERY | 1680 GORDON ST SW | ATLANTA | Fulton | 9000404 | UNL-1 | [5 empty] | Removed from Ground | Gas (Historical Use) | 500 | Bare Steel | 1961-04-27 | 1899-12-31 | Galvanized Steel
SAWYER ALTERNATOR & STARTER | 1397 CAMPBELLTON RD | ATLANTA | Fulton | 9060615 | 1 | [5 empty] | Removed from Ground | Gas (Historical Use) | 0 | Unknown | 1991-04-20 | 1991-04-20 | Not Marked
COUNTRY HOME BAKERS | 720 STEWART AVENUE | ATLANTA | Fulton | 9060659 | 1 | [5 empty] | Removed from Ground | Other | 7500 | Bare Steel | 1997-04-02 | 1997-04-02 | Not Marked
HESS #10234 | 645 CASCADE RD | ATLANTA | Fulton | 330082 | 2 | [5 empty] | Closed in Ground | Gas (Historical Use) | 5000 | Bare Steel | 1969-05-09 | 1978-03-15 | Galvanized Steel
WHITEHALL EXXON | 634 WHITEHALL ST SW | ATLANTA | Fulton | 10002208 | 2 | Ball Float | 2013-03-01 | FALSE | 2013-03-01 | FALSE | Currently in Use | Premium | 4000 | Composite Double Walled | 2013-03-01 |  | Double-Walled Fiberglass | Pressurized
CHEVRON FOOD MART | 2456 MLK JR DR | ATLANTA | Fulton | 9060041 | 2A | Ball Float | 1991-09-20 | FALSE | 1991-09-20 | FALSE | Currently in Use | Regular | 12000 | STIP-3/Impressed Current | 1991-09-20 |  | Fiberglass Reinforced Plastic | Pressurized
LATTER DAY SAINTS SITE | 1185 VAN BUREN ST SW | ATLANTA | Fulton | 9060238 | 3 |  |  | TRUE |  | TRUE | Removed from Ground | Used Oil | 2000 | Bare Steel | 1992-04-20 | 1992-04-20 | Galvanized Steel | Suction (American)
KROGER CO | 1239 OAKLEIGH DR | EAST POINT | Fulton | 600336 | 2 | [5 empty] | Removed from Ground | Diesel | 8000 | Bare Steel | 1958-01-01 | 1991-03-15 | Galvanized Steel
WALLACE TIRE & ALIGNMENT | 1565 WILLINGHAM DR | EAST POINT | Fulton | 600288 | 3 | [5 empty] | Removed from Ground | Gas (Historical Use) | 1000 | Epoxy | 1995-10-10 | 1995-10-10 | Galvanized Steel | Safe Suction (Euro)
QUICK STOP #2 | 1960 PERKERSON RD | ATLANTA | Fulton | 9060319 | 3 |  |  | FALSE |  | FALSE | Abandoned-No Known Release | Gas (Historical Use) | 5000 | Steel-Impressed Current | 2005-08-09 |  | Flex | Pressurized
FORMER SVC STATION | 1975 SYLVAN RD | ATLANTA | Fulton | 9060334 | 0 | [5 empty] | Removed from Ground | Other | 0 | Not Marked/Unknown | 1993-06-01 | 1993-06-01 | Not Marked
BELLA CUCINA | 1870 MURPHY AVE | ATLANTA | Fulton | 9060479 | 1 |  | 1987-01-01 | FALSE | 1987-01-01 | FALSE | Temporarily out of use | Gas (Historical Use) | 10000 | Fiberglass | 1987-01-01 |  | Fiberglass Reinforced Plastic | Pressurized
OUTDOOR SYSTEM INC | 3745 ATLANTA INDUSTRIAL DRIVE | ATLANTA | Fulton | 9060561 | 1 | [5 empty] | Removed from Ground | Empty | 5000 | Not Marked/Unknown | 1985-01-01 | 1998-04-06 | Not Marked
FAIRBURN ROAD CITGO | 490 FAIRBURN RD SW | ATLANTA | Fulton | 601019 | 3 | [5 empty] | Removed from Ground | Gas (Historical Use) | 5000 | Bare Steel | 1971-04-27 | 1899-12-31 | Galvanized Steel
CITGO A | 3657 MARTIN LUTHER KING JR DR | ATLANTA | Fulton | 601099 | 1 | Ball Float | 1998-10-22 | FALSE | 1998-10-22 | FALSE | Currently in Use | Premium | 8000 | Steel-Impressed Current | 1984-05-01 |  | Fiberglass Reinforced Plastic | Pressurized
MARABLE & PIRKLE | 2515 FAIRBURN RD SW | ATLANTA | Fulton | 601104 | 1 |  | 1998-12-30 |  | 1998-12-30 |  | Closed in Ground | Diesel | 2000 | Bare Steel | 1999-10-01 | 1999-10-01 | Unknown | Suction (American)
CITGO FOOD MART | 5225 CAMPBELLTON RD SW | ATLANTA | Fulton | 601273 | 3 | [5 empty] | Removed from Ground | Kerosene | 560 | Bare Steel | 1971-05-12 | 1993-06-01 | Galvanized Steel
RICHS GREENBRIAR | 2841 GREENBRIAR PKWY SW | ATLANTA | Fulton | 601309 | 8AST |  |  | TRUE |  | TRUE | Removed from Ground | Used Oil | 250 | Bare Steel | 1966-05-12 | 1899-12-31 | Bare Steel
PETROLEUM REALTY II LLC | 3640 CAMPBELLTON RD | ATLANTA | Fulton | 601301 | 7 | Ball Float | 1983-01-01 | FALSE | 1983-01-01 | FALSE | Currently in Use | Premium | 12000 | Fiberglass | 1983-05-09 |  | Double-Walled Fiberglass | Pressurized
PETROLEUM REALTY II LLC | 3640 CAMPBELLTON RD | ATLANTA | Fulton | 601301 | 5 | Ball Float | 1983-01-01 | FALSE | 1983-01-01 | FALSE | Currently in Use | Regular | 12000 | Fiberglass | 1983-05-09 |  | Double-Walled Fiberglass | Pressurized
PETROLEUM REALTY II LLC | 3640 CAMPBELLTON RD | ATLANTA | Fulton | 601301 | 4 | [5 empty] | Removed from Ground | Other | 5000 | Bare Steel | 1970-05-09 | 1899-12-31 | Galvanized Steel
CONOCO #10061/JET STATION | 3275 BANKHEAD HWY NW | ATLANTA | Fulton | 601175 | 3 | [5 empty] | Currently in Use | Diesel | 10000 | Bare Steel | 1979-04-19 |  | Galvanized Steel
SHELL FOOD MART | 3580 CASCADE RD SW | ATLANTA | Fulton | 600775 | 7 | Ball Float | 1987-01-01 | FALSE | 1987-01-01 | FALSE | Currently in Use | Gas (Historical Use) | 10000 | Fiberglass | 1987-01-01 |  | Fiberglass Reinforced Plastic | Pressurized
SHELL FOOD MART | 3580 CASCADE RD SW | ATLANTA | Fulton | 600775 | 1 |  |  | TRUE |  | TRUE | Removed from Ground | Used Oil | 1000 | Bare Steel | 1986-01-01 | 1899-12-31 | Galvanized Steel
CHEVRON STATION #40021 | 5207 CAMPBELLTON RD SW | ATLANTA | Fulton | 9000277 | 1 | [5 empty] | Removed from Ground | Gas (Historical Use) | 10000 | Bare Steel | 1971-04-27 | 1987-01-01 | Galvanized Steel
ATLANTA FIRE STATION #9 | 3501 MLK JR DR SW | ATLANTA | Fulton | 600369 | 2 | [5 empty] | Removed from Ground | Diesel | 1000 | Bare Steel | 1967-05-13 | 1995-02-17 | Galvanized Steel
TEXACO FOOD TEXACO | 3750 CAMPBELLTON RD | ATLANTA | Fulton | 9060508 | 3X |  | 1999-02-01 | FALSE | 1999-01-01 | FALSE | Currently in Use | Gas (Historical Use) | 6000 | Steel-Impressed Current | 1979-06-01 |  | Steel (Impressed Current) | Pressurized
TEXACO FOOD TEXACO | 3750 CAMPBELLTON RD | ATLANTA | Fulton | 9060508 | 2UL |  | 1999-02-01 | FALSE | 1999-01-01 | FALSE | Currently in Use | Regular | 6000 | Steel-Impressed Current | 1979-06-01 |  | Steel (Impressed Current) | Pressurized
FORMER SHELL STATION | 3349 MLK JR DR | ATLANTA | Fulton | 600916 | 1 | [5 empty] | Removed from Ground | Gas (Historical Use) | 6000 | Bare Steel | 1970-05-04 | 1991-04-12 | Galvanized Steel | Pressurized
CHAMBERS SERVICE STATION | 3724 CASCADE RD SW | ATLANTA | Fulton | 600962 | 3 | [5 empty] | Removed from Ground | Kerosene | 1 | Bare Steel | 1967-05-19 | 2002-09-06 | Unknown
FAIRBURN ROAD CITGO | 490 FAIRBURN RD SW | ATLANTA | Fulton | 601019 | 1 | [5 empty] | Removed from Ground | Gas (Historical Use) | 10000 | Bare Steel | 1971-04-27 | 1899-12-31 | Galvanized Steel
FAIRBURN ROAD CITGO | 490 FAIRBURN RD SW | ATLANTA | Fulton | 601019 | 7 | Ball Float | 2007-06-05 | FALSE | 2000-09-01 | FALSE | Currently in Use | Diesel | 5000 | Fiberglass | 1998-08-26 |  | Fiberglass Reinforced Plastic | Pressurized
SHELL FOOD MART | 3601 MLK JR DR | ATLANTA | Fulton | 601072 | 2A | Ball Float | 1987-10-30 | FALSE | 1987-10-30 | FALSE | Currently in Use | Regular | 10000 | Galvanic (STIP-3) | 1987-10-30 |  | Galvanized Steel | Pressurized
TEXACO FOOD MART | 3749 CAMPBELLTON RD | ATLANTA | Fulton | 601396 | 10 | Flapper Valve | 2012-11-12 | FALSE | 2012-11-12 | FALSE | Currently in Use | Kerosene | 6000 | Composite | 1987-01-01 |  | Fiberglass Reinforced Plastic | Pressurized
SHELL FOOD MART | 3580 CASCADE RD SW | ATLANTA | Fulton | 600775 | 2 | [5 empty] | Removed from Ground | Gas (Historical Use) | 6000 | Bare Steel | 1968-05-06 | 1899-12-31 | Galvanized Steel
FORMER UST FACILITY | 523 METROPOLITAN PARKWAY | ATLANTA | Fulton | 10001180 | 4 |  |  | FALSE |  | FALSE | Removed from Ground | Gas (Historical Use) | 1000 | Bare Steel | 2006-08-09 | 2006-08-09 | Bare Steel
CHEVRON FOOD MART | 4485 CAMPBELLTON RD | ATLANTA | Fulton | 601024 | 2 |  | 1993-07-16 |  | 1993-07-16 |  | Removed from Ground | Gas (Historical Use) | 4000 | Galvanic (STIP-3) | 1974-01-01 | 1999-10-25 | Fiberglass Reinforced Plastic | Pressurized
TEXACO FOOD MART | 3330 MLK JR DR SW | ATLANTA | Fulton | 600994 | 3 | [5 empty] | Removed from Ground | Gas (Historical Use) | 10000 | Cathodically Protected Steel | 1968-04-27 | 1995-01-11 | Galvanized Steel | Pressurized
BP | 3550 CAMPBELLTON RD SW & I-285 | ATLANTA | Fulton | 601075 | 6 | Overfill Alarm | 1987-11-01 | FALSE | 1987-11-01 | FALSE | Currently in Use | Premium | 10000 | Galvanic (STIP-3) | 1987-11-01 |  | Fiberglass Reinforced Plastic | Pressurized
FULTON TRUCKING CO INC | 1195 MILTON TERRACE SE | ATLANTA | Fulton | 9060553 | 3 |  | 1995-09-05 |  | 1995-09-05 |  | Removed from Ground | Gas (Historical Use) | 2500 | Bare Steel | 1958-01-01 | 1899-12-31 | Bare Steel | Safe Suction (Euro)
CLEVELAND TEXACO | 757 CLEVELAND AVE SW | ATLANTA | Fulton | 9640180 | 1 | Ball Float | 2001-03-29 | FALSE | 2001-03-29 | FALSE | Currently in Use | Regular | 12000 | Epoxy | 2001-03-26 |  | Flex | Pressurized
A FOOD MART | 121 CLEVELAND AVE | ATLANTA | Fulton | 600957 | 6 |  | 1997-02-01 | FALSE | 1997-02-01 | FALSE | Temporarily out of use | Diesel | 4000 | Steel-Impressed Current | 1981-05-20 |  | Steel (Impressed Current) | Safe Suction (Euro)
BST/LAKEWOOD CO/F1220 | 1440 BOULEVARD SE | ATLANTA | Fulton | 601040 | 2 | [5 empty] | Removed from Ground | Diesel | 1000 | Bare Steel | 1949-01-01 | 1989-12-15 | Unknown
WELLHAM PROPERTIES | 3455 BUTNER ROAD | ATLANTA | Fulton | 10000625 | 1 |  |  | FALSE |  | FALSE | Removed from Ground | Kerosene | 750 | Bare Steel | 1979-01-01 | 2004-05-01 | Bare Steel
FORMER GASOLINE STATION | 2685 CAMPBELLTON ROAD | ATLANTA | Fulton | 10000766 | 2 |  |  | FALSE |  | FALSE | Removed from Ground | Gas (Historical Use) | 500 | Bare Steel | 2004-09-30 | 2004-09-30
HEARTLAND EXPRESS | 3350 HOLLOWELL PKWY NW | ATLANTA | Fulton | 9060133 | AF-1 | [5 empty] | Removed from Ground | Other | 600 | Fiberglass | 1985-01-01 | 1994-10-07 | Galvanized Steel | Pressurized
OUTDOOR SYSTEM INC | 3745 ATLANTA INDUSTRIAL DRIVE | ATLANTA | Fulton | 9060561 | 4 | [5 empty] | Removed from Ground | Other | 500 | Not Marked/Unknown | 1985-01-01 | 1998-04-06 | Not Marked
FORMER SHELL STATION | 3349 MLK JR DR | ATLANTA | Fulton | 600916 | 3 | [5 empty] | Removed from Ground | Gas (Historical Use) | 10000 | Bare Steel | 1969-05-04 | 1991-04-12 | Galvanized Steel | Pressurized
WOODS SERVICE STATION | 3773 CAMPBELLTON RD SW | ATLANTA | Fulton | 601196 | 5 |  |  | TRUE |  | TRUE | Closed in Ground | Used Oil | 3955 | Bare Steel | 1965-01-01 | 1998-01-21 | Galvanized Steel | Suction (American)
BP | 3550 CAMPBELLTON RD SW & I-285 | ATLANTA | Fulton | 601075 | 8 | Ball Float | 1987-11-01 | FALSE | 1987-11-01 | FALSE | Currently in Use | E-85 | 10000 | Galvanic (STIP-3) | 1987-11-01 |  | Fiberglass Reinforced Plastic | Pressurized
SHELL FOOD MART | 3601 MLK JR DR | ATLANTA | Fulton | 601072 | 1A | Flapper Valve | 1987-10-30 | FALSE | 1987-10-30 | FALSE | Currently in Use | Regular | 10000 | Galvanic (STIP-3) | 1987-10-30 |  | Galvanized Steel | Pressurized
WOODS SERVICE STATION | 3773 CAMPBELLTON RD SW | ATLANTA | Fulton | 601196 | 2 | [5 empty] | Removed from Ground | Gas (Historical Use) | 5000 | Bare Steel | 1965-01-01 | 1998-01-13 | Galvanized Steel | Suction (American)
TEXACO FOOD MART | 3749 CAMPBELLTON RD | ATLANTA | Fulton | 601396 | 4 | [5 empty] | Removed from Ground | Gas (Historical Use) | 10000 | Bare Steel | 1973-05-11 | 1899-12-31 | Galvanized Steel
TEXACO FOOD MART | 3749 CAMPBELLTON RD | ATLANTA | Fulton | 601396 | 5 |  |  | TRUE |  | TRUE | Removed from Ground | Used Oil | 550 | Bare Steel | 1967-05-13 | 1899-12-31 | Galvanized Steel
SPUR STATION #1910 | 4490 CAMPBELLTON RD SW | ATLANTA | Fulton | 600791 | 2 | [5 empty] | Removed from Ground | Gas (Historical Use) | 8068 | Bare Steel | 1966-01-19 | 1992-02-01 | Galvanized Steel
BP #24101/GULF #270546 | 3566 MLK JR DR | ATLANTA | Fulton | 600831 | 2 | [5 empty] | Removed from Ground | Gas (Historical Use) | 10000 | Bare Steel | 1977-05-04 | 1899-12-31 | Galvanized Steel
GREENBRIAR CORP CENTER | 3550 GREENBRIAR PKWY | ATLANTA | Fulton | 600068 | 34 | [5 empty] | Removed from Ground | Diesel | 5000 | Bare Steel | 1968-05-12 | 1996-02-01 | Bare Steel | Safe Suction (Euro)
THOMAS CONCRETE OF GA INC-BEN HILL | 2454 DANIEL RD SW | ATLANTA | Fulton | 600072 | 1 | Flapper Valve | 1996-12-19 | FALSE | 1996-12-19 | FALSE | Currently in Use | Diesel | 8000 | Steel-Impressed Current | 1979-01-01 |  | Fiberglass Reinforced Plastic | Safe Suction (Euro)
FORMER EXXON FOOD STORE | 2901 PEACHTREE RD NE | ATLANTA | Fulton | 9000276 | 6 |  | 1996-06-01 |  | 1996-06-01 |  | Removed from Ground | Gas (Historical Use) | 10000 | Fiberglass Double Walled | 1996-06-27 | 2005-02-04 | Double-Walled Fiberglass | Pressurized
GULZAR PROPERTIES LLC | 3004 PIEDMONT RD NE | ATLANTA | Fulton | 600774 | 10 |  | 2004-11-12 | TRUE | 2004-11-12 | FALSE | Currently in Use | Gas (Historical Use) | 10000 | Fiberglass Double Walled | 2004-10-18 |  | Double-Walled Flex | Pressurized
WAREHOUSE | 2251 NORTH SYLVAN RD | EAST POINT | Fulton | 600008 | 5 |  |  | TRUE |  | TRUE | Removed from Ground | Used Oil | 1000 | Bare Steel | 1980-05-01 | 1999-03-22 | Galvanized Steel
KIMBERLY COURTS | 1371 KIMBERLY WAY | ATLANTA | Fulton | 9060699 | 1 | [5 empty] | Removed from Ground | Gas (Historical Use) | 560 | Bare Steel | 1997-11-06 | 1997-11-06 | Bare Steel | Safe Suction (Euro)
BANKHEAD COURTS | 3400 MAYNARD COURT | ATLANTA | Fulton | 9060688 | 1 | [5 empty] | Removed from Ground | Gas (Historical Use) | 560 | Bare Steel | 1997-11-05 | 1997-11-05 | Bare Steel | Safe Suction (Euro)
FORMER SHELL STATION | 3349 MLK JR DR | ATLANTA | Fulton | 600916 | 4 |  |  | TRUE |  | TRUE | Removed from Ground | Used Oil | 1000 | Bare Steel | 1969-05-04 | 1991-04-12 | Galvanized Steel | Gravity Fed
CHEVRON FOOD MART | 4485 CAMPBELLTON RD | ATLANTA | Fulton | 601024 | 3 |  | 1993-07-16 |  | 1993-07-16 |  | Removed from Ground | Gas (Historical Use) | 4000 | Galvanic (STIP-3) | 1974-01-01 | 1999-10-25 | Fiberglass Reinforced Plastic | Pressurized
TEXACO FOOD MART | 3330 MLK JR DR SW | ATLANTA | Fulton | 600994 | 2 | [5 empty] | Removed from Ground | Gas (Historical Use) | 10000 | Cathodically Protected Steel | 1968-04-27 | 1995-01-11 | Galvanized Steel | Pressurized
BP AM/PM 1 | 3515 CASCADE RD SW | ATLANTA | Fulton | 601087 | 4 |  | 1983-04-24 |  | 1983-04-24 |  | Removed from Ground | Gas (Historical Use) | 10000 | Galvanic (STIP-3) | 1983-04-24 | 2004-03-22 | Fiberglass Reinforced Plastic | Pressurized
BP AM/PM 1 | 3515 CASCADE RD SW | ATLANTA | Fulton | 601087 | 1 |  | 1983-04-24 |  | 1983-04-24 |  | Removed from Ground | Gas (Historical Use) | 10000 | Galvanic (STIP-3) | 1983-04-24 | 2004-03-22 | Fiberglass Reinforced Plastic | Pressurized
SHELL FOOD MART | 3580 CASCADE RD SW | ATLANTA | Fulton | 600775 | 4 | [5 empty] | Removed from Ground | Gas (Historical Use) | 6000 | Bare Steel | 1968-05-06 | 1899-12-31 | Galvanized Steel
SHELL FOOD MART | 3580 CASCADE RD SW | ATLANTA | Fulton | 600775 | 5 | [5 empty] | Removed from Ground | Diesel | 10000 | Bare Steel | 1982-05-03 | 1899-12-31 | Galvanized Steel
ATLANTA/ADAMSVILLE SUB STATION | 3711 MLK JR DR | ATLANTA | Fulton | 600356 | 1 | [5 empty] | Removed from Ground | Gas (Historical Use) | 2000 | Bare Steel | 1968-05-12 | 1998-08-01 | Galvanized Steel
LUMMUS SUPPLY CO | 1554 BOLTON RD | ATLANTA | Fulton | 600113 | 2 | [5 empty] | Removed from Ground | Gas (Historical Use) | 0 | Bare Steel |  | 1899-12-31 | Galvanized Steel
WAREHOUSE | 2251 NORTH SYLVAN RD | EAST POINT | Fulton | 600008 | 4 | [5 empty] | Removed from Ground | Diesel | 20000 | Bare Steel | 1980-05-01 | 1999-03-22 | Galvanized Steel
BP AM/PM 1 | 3515 CASCADE RD SW | ATLANTA | Fulton | 601087 | 7 | Flapper Valve | 2023-12-05 | FALSE | 2004-01-01 | FALSE | Currently in Use | Premium | 10000 | Fiberglass Double Walled | 2003-12-30 |  | Double-Walled Flex | Pressurized
SHELL FOOD MART | 3601 MLK JR DR | ATLANTA | Fulton | 601072 | 4A | Ball Float | 1987-10-30 | FALSE | 1987-10-30 | FALSE | Currently in Use | Diesel | 10000 | Galvanic (STIP-3) | 1987-01-30 |  | Galvanized Steel
TEXACO FOOD MART | 3749 CAMPBELLTON RD | ATLANTA | Fulton | 601396 | 6 | Ball Float | 2012-11-12 | FALSE | 2012-11-12 | FALSE | Currently in Use | Regular | 10000 | Composite | 1987-01-01 |  | Fiberglass Reinforced Plastic | Pressurized
TEXACO FOOD MART | 3749 CAMPBELLTON RD | ATLANTA | Fulton | 601396 | 9 | Flapper Valve | 2012-11-12 | FALSE | 2012-11-12 | FALSE | Currently in Use | Diesel | 6000 | Composite | 1987-01-01 |  | Fiberglass Reinforced Plastic | Pressurized
TEXACO FOOD MART | 3749 CAMPBELLTON RD | ATLANTA | Fulton | 601396 | 8 | Ball Float | 2012-11-12 | FALSE | 2012-11-12 | FALSE | Currently in Use | Premium | 8000 | Composite | 1987-01-01 |  | Fiberglass Reinforced Plastic | Pressurized
SPUR STATION #1910 | 4490 CAMPBELLTON RD SW | ATLANTA | Fulton | 600791 | 3 | [5 empty] | Removed from Ground | Gas (Historical Use) | 8068 | Bare Steel | 1966-01-19 | 1992-02-01 | Galvanized Steel
BP #24101/GULF #270546 | 3566 MLK JR DR | ATLANTA | Fulton | 600831 | 4 | [5 empty] | Removed from Ground | Gas (Historical Use) | 10000 | Bare Steel | 1977-05-04 | 1899-12-31 | Galvanized Steel
RYDER TRANSPORTATION SVCS #0147A | 4797 MENDEL CT SW | ATLANTA | Fulton | 600327 | 7 |  |  | TRUE |  | TRUE | Removed from Ground | Used Oil | 6110 | Bare Steel | 1974-03-30 | 1989-01-01 | Galvanized Steel
ADMIRAL MOVING & STORAGE INC | 4410 WENDELL DR | ATLANTA | Fulton | 600519 | 1 | [5 empty] | Removed from Ground | Other | 8000 | Marked Unknown | 1978-01-01 | 1978-01-01 | Unknown
MCPHERSON OIL PRODUCTS INC D/B/A | 170 SELIG DR | ATLANTA | Fulton | 600417 | 3 | [5 empty] | Removed from Ground | Diesel | 12000 | Bare Steel | 1991-11-01 | 1999-05-25 | Galvanized Steel | Pressurized
CITY OF UNION CITY | 5047 UNION STREET | UNION CITY | Fulton | 9060538 | 1 | Flapper Valve | 1998-11-01 | FALSE | 1998-11-01 | FALSE | Currently in Use | Regular | 10000 | Steel-Impressed Current | 1979-11-01 |  | Fiberglass Reinforced Plastic | Pressurized
EXXON #45363 | 4370 JONESBORO RD | UNION CITY | Fulton | 9000165 | 1 | [5 empty] | Removed from Ground | Other | 0 | Marked Unknown | 1988-01-01 | 1988-01-01 | Unknown
C M LEE CO INC | 6889 WATSON ST | UNION CITY | Fulton | 600613 | 2 | [5 empty] | Removed from Ground | Diesel | 10000 | Bare Steel | 1971-03-28 | 1996-09-10 | Bare Steel
CUMMINS SOUTH INC | 100 UNIVERSITY AVE SW | ATLANTA | Fulton | 9000410 | 2 | [5 empty] | Removed from Ground | Other | 750 | Bare Steel | 1974-04-25 | 1989-09-13 | Galvanized Steel
GENERAL MOTORS/LAKEWOOD PLANT | 510 SAWTELL AVE SE | ATLANTA | Fulton | 9000030 | CS-3 | [5 empty] | Removed from Ground | Gas (Historical Use) | 1000 | Bare Steel | 1990-08-31 | 1990-08-31 | Unknown
GENERAL MOTORS/LAKEWOOD PLANT | 510 SAWTELL AVE SE | ATLANTA | Fulton | 9000030 | T-12 | [5 empty] | Removed from Ground | Gas (Historical Use) | 12000 | Cathodically Protected Steel | 1958-05-15 | 1990-08-31 | Not Marked
TSX TRAILER STORAGE | 2090 -B JONESBORO RD SE | ATLANTA | Fulton | 600258 | 10 | [5 empty] | Removed from Ground | Diesel | 10000 | Cathodically Protected Steel | 1977-04-17 | 1992-02-01 | Galvanized Steel | Pressurized
PALMETTO 66 STATION | 583 MAIN ST | PALMETTO | Fulton | 9060250 | 2 | [5 empty] | Removed from Ground | Gas (Historical Use) | 4000 | Bare Steel | 1967-03-25 | 1992-07-07 | Galvanized Steel | Suction (American)
CHEVRON FOOD MART | 3849 BROWNS MILL RD | ATLANTA | Fulton | 9060460 | 4D | Flapper Valve | 1992-12-01 | FALSE | 1992-12-01 | FALSE | Currently in Use | Diesel | 10000 | Composite | 1992-12-01 |  | Double-Walled Flex | Pressurized
SINGH CREATIVE INC | 9165 ROOSEVELT HWY | PALMETTO | Fulton | 9060805 | 3 | Ball Float | 1999-05-30 | FALSE | 1999-05-30 | FALSE | Currently in Use | Diesel | 12000 | Fiberglass | 1999-05-24 |  | Double-Walled Flex | Pressurized
PREET MAHANDER RAINA LLC | 400 CARLTON RD SUITE B | PALMETTO | Fulton | 10000606 | 1 | Ball Float | 2003-09-23 | FALSE | 2003-09-23 | FALSE | Currently in Use | Diesel | 12000 | Composite | 2003-06-30 |  | Fiberglass Reinforced Plastic | Pressurized
CLARK LAUNDRY AND DRY CLEANING | 1572 PIEDMONT AVE | ATLANTA | Fulton | 9060251 | 2 | [5 empty] | Removed from Ground | Diesel | 1000 | Bare Steel | 1992-05-15 | 1992-05-15 | Galvanized Steel | Safe Suction (Euro)
MARTA/BROWNS MILL HEAVY MAINT | 3401 BROWNS MILL RD | ATLANTA | Fulton | 9060389 | 5 | Overfill Alarm | 2010-03-09 | TRUE | 1995-03-01 | TRUE | Currently in Use | Used Oil | 1000 | Fiberglass Double Walled | 1995-03-01 |  | Fiberglass Reinforced Plastic | Safe Suction (Euro)
MARTA/BROWNS MILL HEAVY MAINT | 3401 BROWNS MILL RD | ATLANTA | Fulton | 9060389 | 4 | Overfill Alarm | 1993-11-18 | FALSE | 1993-11-18 | FALSE | Closed in Ground | Diesel | 1000 | Fiberglass Double Walled | 1993-11-18 |  | Double-Walled Fiberglass | Pressurized
GRAY LINE/ASSOCIATED CAB CO | 3745 ZIP IND BLVD | ATLANTA | Fulton | 9000526 | 2 | [5 empty] | Removed from Ground | Diesel | 10000 | Bare Steel | 1968-04-21 | 1899-12-31 | Unknown
FEDERAL EXPRESS CORP | 3600 ZIP INDUSTRIAL BLVD | ATLANTA | Fulton | 601335 | 1 | [5 empty] | Removed from Ground | Gas (Historical Use) | 10000 | Fiberglass | 1985-05-07 | 1999-03-23 | Fiberglass Reinforced Plastic
FRED JONES MFG CO | 3349 -D HAMILTON BLVD | ATLANTA | Fulton | 600097 | 1 | [5 empty] | Removed from Ground | Diesel | 10000 | Bare Steel | 1976-01-01 | 1991-08-05 | Galvanized Steel
M&W LAUCK MOTORS INC | 89 OAK ST | ROSWELL | Fulton | 600114 | 3 |  |  | TRUE |  | TRUE | Currently in Use | Used Oil | 275 | Bare Steel | 1990-09-01 |  | Galvanized Steel | Pressurized
CHEVRON FOOD MART | 3849 BROWNS MILL RD | ATLANTA | Fulton | 9060460 | 5K | Flapper Valve | 1992-12-01 | FALSE | 1992-12-01 | FALSE | Currently in Use | Kerosene | 2000 | Composite | 1992-12-01 |  | Double-Walled Flex | Suction (American)
AL ADL LLC | 3819 JONESBORO RD | ATLANTA | Fulton | 9060436 | 9 | Ball Float | 1997-12-01 | FALSE | 1997-12-01 | FALSE | Currently in Use | Premium | 10000 | Fiberglass | 1997-12-01 |  | Double-Walled Flex | Pressurized
AL ADL LLC | 3819 JONESBORO RD | ATLANTA | Fulton | 9060436 | 8 | Ball Float | 1997-12-01 | FALSE | 1997-12-01 | FALSE | Currently in Use | Regular | 10000 | Fiberglass | 1997-12-01 |  | Double-Walled Flex | Pressurized
AL ADL LLC | 3819 JONESBORO RD | ATLANTA | Fulton | 9060436 | 6 | [5 empty] | Removed from Ground | Gas (Historical Use) | 10000 | Bare Steel | 1980-01-01 | 1995-05-20 | Galvanized Steel | Pressurized
MARTA/BROWNS MILL HEAVY MAINT | 3401 BROWNS MILL RD | ATLANTA | Fulton | 9060389 | 2 |  |  | TRUE |  | TRUE | Removed from Ground | Used Oil | 1000 | Bare Steel | 1976-01-01 | 1994-12-01 | Galvanized Steel
ATLANTA COCA-COLA COMPUTER CENTE | 3795 BROWNS MILL RD SE | ATLANTA | Fulton | 9060056 | 1 | [5 empty] | Removed from Ground | Diesel | 15214 | Bare Steel | 1978-01-01 | 1991-07-01 | Bare Steel
MARTA/HAMILTON BLVD FACILITY | 3385 HAMILTON BLVD | ATLANTA | Fulton | 9000752 | 5 | [5 empty] | Closed in Ground | Empty | 6000 | Bare Steel | 1976-05-08 | 2000-07-01 | Fiberglass Reinforced Plastic | Pressurized
PALMETTO FOOD & FUEL | 204 FAYETTEVILLE RD | PALMETTO | Fulton | 600779 | 5 | Flapper Valve | 2014-07-01 | FALSE | 2014-07-01 | FALSE | Currently in Use | Diesel | 4000 | Composite Double Walled | 2014-06-01 |  | Double-Walled Fiberglass | Pressurized
PALMETTO FOOD & FUEL | 204 FAYETTEVILLE RD | PALMETTO | Fulton | 600779 | 4 | Flapper Valve | 2014-07-01 | FALSE | 2014-07-01 | FALSE | Currently in Use | Premium | 8000 | Composite Double Walled | 2014-06-01 |  | Double-Walled Fiberglass | Pressurized
AL ADL LLC | 3819 JONESBORO RD | ATLANTA | Fulton | 9060436 | 1 | [5 empty] | Removed from Ground | Gas (Historical Use) | 6000 | Bare Steel | 1965-01-01 | 1995-05-20 | Galvanized Steel | Pressurized
CLARK LAUNDRY AND DRY CLEANING | 1572 PIEDMONT AVE | ATLANTA | Fulton | 9060251 | 3 | [5 empty] | Removed from Ground | Diesel | 500 | Bare Steel | 1992-05-15 | 1992-05-15 | Galvanized Steel | Safe Suction (Euro)
COCA-COLA USA/TRUCKING OPERATION | 3793 BROWNS MILL RD SE | ATLANTA | Fulton | 9000678 | 5 | [5 empty] | Removed from Ground | Empty | 13500 | Bare Steel | 1977-02-08 | 1992-06-01 | Unknown
MARTA/HAMILTON BLVD FACILITY | 3385 HAMILTON BLVD | ATLANTA | Fulton | 9000752 | 3 | [5 empty] | Closed in Ground | Diesel | 25000 | Bare Steel | 1976-05-08 | 1999-05-01 | Galvanized Steel | Pressurized
CON-WAY FREIGHT-NAT | 2800 FORREST PARK RD SE | ATLANTA | Fulton | 9000320 | 5 | Flapper Valve | 1992-10-14 | FALSE | 1992-10-14 | FALSE | Currently in Use | Diesel | 20000 | Fiberglass Double Walled | 1992-10-14 |  | Aboveground | Pressurized
CON-WAY FREIGHT-NAT | 2800 FORREST PARK RD SE | ATLANTA | Fulton | 9000320 | 4 |  |  | TRUE |  | TRUE | Removed from Ground | Used Oil | 550 | Cathodically Protected Steel | 1989-12-01 | 1993-06-01 | Not Marked | Gravity Fed
OWENS-BROCKWAY GLASS CONTAINER INC | 3107 SYLVAN RD | ATLANTA | Fulton | 600240 | 1 | [5 empty] | Removed from Ground | Diesel | 500 | Bare Steel | 1976-05-03 | 1988-11-01 | Galvanized Steel
RETAIL CENTER/CONTINENTAL | 3850 JONESBORO RD SE | ATLANTA | Fulton | 600083 | 3 | [5 empty] | Permanently Out of Use - historical purposes | Empty | 10000 | Bare Steel | 1968-05-09 | 1899-12-31 | Galvanized Steel
FULTON COUNTY FIRE STATION #14 | 12670 ARNOLD MILL RD | ROSWELL | Fulton | 600170 | 2 | [5 empty] | Removed from Ground | Diesel | 1000 | Bare Steel | 1982-04-02 | 1998-02-05 | Galvanized Steel
FULTON COUNTY BOARD OF EDUCATION | 1540 WARSAW RD | ROSWELL | Fulton | 600251 | 2 |  | 1998-06-01 |  | 1998-06-01 |  | Removed from Ground | Diesel | 10000 | Steel-Impressed Current | 1974-04-18 | 2001-06-01 | Fiberglass Reinforced Plastic | Suction (American)
AAMCO TRANSMISSION | 305 MARKET PL | ROSWELL | Fulton | 600656 | 2 | [5 empty] | Removed from Ground | Other | 1000 | Bare Steel | 1979-03-06 | 1997-10-28 | Galvanized Steel | Safe Suction (Euro)
EXXON R/S #40407 | 1325 HOLCOMB BRIDGE RD | ROSWELL | Fulton | 9000164 | 5 | [5 empty] | Removed from Ground | Diesel | 550 | Bare Steel | 1971-05-12 | 1988-09-07 | Galvanized Steel
B&G AUTO PARTS | 584 MAIN ST | PALMETTO | Fulton | 600653 | 3 | [5 empty] | Removed from Ground | Gas (Historical Use) | 3008 | Bare Steel | 1961-05-05 | 1999-12-01 | Bare Steel | Suction (American)
FIRE STATION #9 | 6615 RICO RD | PALMETTO | Fulton | 600908 | 2 | [5 empty] | Removed from Ground | Diesel | 1000 | Bare Steel | 1983-04-02 | 1998-01-21 | Galvanized Steel
SINGH CREATIVE INC | 9165 ROOSEVELT HWY | PALMETTO | Fulton | 9060805 | 1 | Ball Float | 1999-05-30 | FALSE | 1999-05-30 | FALSE | Currently in Use | Regular | 12000 | Fiberglass | 1999-05-24 |  | Double-Walled Flex | Pressurized
PREET MAHANDER RAINA LLC | 400 CARLTON RD SUITE B | PALMETTO | Fulton | 10000606 | 3 | Ball Float | 2003-09-23 | FALSE | 2003-09-23 | FALSE | Currently in Use | Premium | 6000 | Composite | 2003-06-30 |  | Fiberglass Reinforced Plastic | Pressurized
AL ADL LLC | 3819 JONESBORO RD | ATLANTA | Fulton | 9060436 | 10 | Ball Float | 2010-08-19 | FALSE | 2010-08-19 | FALSE | Currently in Use | Diesel | 8000 | Fiberglass Double Walled | 2010-08-01 |  | Double-Walled Fiberglass | Pressurized
FORMER GOLD CIRCLE STORE | 3650 JONESBORO RD SE | ATLANTA | Fulton | 9060103 | 1 | [5 empty] | Removed from Ground | Gas (Historical Use) | 10000 | Marked Unknown | 1971-01-01 | 1989-01-03 | Unknown
PORSCHE CARS NORTH AMERICA INC | 1 PORCHE DRIVE | ATLANTA | Fulton | 10002451 | 1A | Ball Float | 2015-05-01 | FALSE | 2015-05-01 | FALSE | Currently in Use | Premium | 12000 | Composite Double Walled | 2015-05-01 |  | Double-Walled Flex | Pressurized
Exxon Food Mart | 3843 JONESBORO RD SE | ATLANTA | Fulton | 601305 | 1 | Ball Float | 1993-05-09 | FALSE | 1993-05-09 | FALSE | Currently in Use | Regular | 12033 | Fiberglass | 1983-05-09 |  | Fiberglass Reinforced Plastic | Pressurized
MARTA/HAMILTON BLVD FACILITY | 3385 HAMILTON BLVD | ATLANTA | Fulton | 9000752 | 21 | Overfill Alarm | 2000-08-01 | TRUE | 2000-08-01 | TRUE | Currently in Use | Used Oil | 3000 | Fiberglass | 2000-09-30 |  | Double-Walled Fiberglass | Gravity
WOODS FULLERTON INC/GOODYEAR | 593 HOLCOMB BRIDGE RD | ROSWELL | Fulton | 600141 | 1 |  |  | TRUE |  | TRUE | Removed from Ground | Other | 275 | Bare Steel | 1976-03-05 | 1995-10-09 | Galvanized Steel
Q LUBE INC #1162 | 10640 ALPHARETTA HWY | ROSWELL | Fulton | 600309 | 1 | [5 empty] | Removed from Ground | Other | 5000 | Cathodically Protected Steel | 1985-05-05 | 1998-03-01 | Galvanized Steel | Suction (American)
MR PRIDE CARWASH/ROSWELL CITY | 10760 ALPHARETTA HWY | ROSWELL | Fulton | 600529 | 2 | [5 empty] | Removed from Ground | Gas (Historical Use) | 10000 | Bare Steel | 1980-05-02 | 1992-05-15 | Galvanized Steel | Pressurized
CON-WAY FREIGHT-NAT | 2800 FORREST PARK RD SE | ATLANTA | Fulton | 9000320 | 6 | Flapper Valve | 1992-10-14 | FALSE | 1992-10-14 | FALSE | Currently in Use | Diesel | 20000 | Fiberglass Double Walled | 1992-10-14 |  | Aboveground | Pressurized
RETAIL CENTER/CONTINENTAL | 3850 JONESBORO RD SE | ATLANTA | Fulton | 600083 | 2 | [5 empty] | Permanently Out of Use - historical purposes | Empty | 10000 | Bare Steel | 1968-05-09 | 1899-12-31 | Galvanized Steel
CITY OF ROSWELL PUBLIC WORKS DEP | 105 DOBBS DR | ROSWELL | Fulton | 600210 | 5 |  | 1993-01-01 |  | 1993-01-01 |  | Removed from Ground | Diesel | 12000 | Steel-Impressed Current | 1980-03-01 | 2008-08-14 | Fiberglass Reinforced Plastic | Pressurized
CITY OF ROSWELL PUBLIC WORKS DEP | 105 DOBBS DR | ROSWELL | Fulton | 600210 | 4 |  |  | TRUE |  | TRUE | Removed from Ground | Used Oil | 1000 | Steel-Impressed Current | 1980-04-05 | 2002-05-02 | Fiberglass Reinforced Plastic | Gravity Fed
AAMCO TRANSMISSION | 305 MARKET PL | ROSWELL | Fulton | 600656 | 1 |  |  | TRUE |  | TRUE | Removed from Ground | Used Oil | 1000 | Bare Steel | 1979-03-06 | 1997-10-28 | Galvanized Steel | Safe Suction (Euro)
RANDY WARBINGTON | 10999 CRABAPPLE RD | ROSWELL | Fulton | 601078 | 1 |  | 1978-04-25 |  | 1978-04-25 |  | Removed from Ground | Gas (Historical Use) | 10000 | Steel-Impressed Current | 1978-04-25 | 2004-06-09 | Galvanized Steel | Pressurized
RANDY WARBINGTON | 10999 CRABAPPLE RD | ROSWELL | Fulton | 601078 | 4 |  |  | TRUE | 1978-04-25 | TRUE | Removed from Ground | Used Oil | 1000 | Steel-Impressed Current | 1978-04-25 | 2004-06-09 | Galvanized Steel | Pressurized
Exxon Food Mart | 3843 JONESBORO RD SE | ATLANTA | Fulton | 601305 | 4 | Ball Float | 1983-05-09 | FALSE | 1983-05-09 | FALSE | Temporarily out of use | Diesel | 12033 | Fiberglass | 1983-05-09 |  | Fiberglass Reinforced Plastic | Pressurized
HIGH MEADOWS SCHOOL | 1055 WILLEO DR | ROSWELL | Fulton | 600105 | 1 | [5 empty] | Removed from Ground | Gas (Historical Use) | 1000 | Bare Steel | 1976-03-02 | 1990-11-07 | Galvanized Steel
ROSWELL TIRE CENTER INC | 765 HOLCOMB BRIDGE RD | ROSWELL | Fulton | 600152 | 1 |  |  | TRUE |  | TRUE | Removed from Ground | Used Oil | 1000 | Bare Steel | 1979-03-12 | 1996-11-27 | Galvanized Steel | Safe Suction (Euro)
GREENWAY GROCERY | 850 WOODSTOCK RD | ROSWELL | Fulton | 600804 | 3 | [5 empty] | Removed from Ground | Gas (Historical Use) | 3000 | Bare Steel | 1983-04-01 | 1991-06-12 | Galvanized Steel
EXXON R/S #40407 | 1325 HOLCOMB BRIDGE RD | ROSWELL | Fulton | 9000164 | 1 | [5 empty] | Removed from Ground | Gas (Historical Use) | 6000 | Cathodically Protected Steel | 1971-05-12 | 1988-09-07 | Galvanized Steel
EXXON R/S #40407 | 1325 HOLCOMB BRIDGE RD | ROSWELL | Fulton | 9000164 | 4 |  |  | TRUE |  | TRUE | Removed from Ground | Used Oil | 1000 | Cathodically Protected Steel | 1971-05-12 | 1988-09-07 | Galvanized Steel
FULTON COUNTY BOARD OF EDUCATION | 1540 WARSAW RD | ROSWELL | Fulton | 600251 | 3 | [5 empty] | Removed from Ground | Empty | 8000 | Bare Steel | 1980-04-16 | 1999-06-01 | Bare Steel | Safe Suction (Euro)
Q LUBE INC #1162 | 10640 ALPHARETTA HWY | ROSWELL | Fulton | 600309 | 3 |  |  | TRUE |  | TRUE | Removed from Ground | Used Oil | 2000 | Cathodically Protected Steel | 1985-05-05 | 1998-03-01 | Galvanized Steel | Suction (American)
KIMBERLY CLARK CORP | 1400 HOLCOMB BRIDGE RD | ROSWELL | Fulton | 600275 | 1 | [5 empty] | Removed from Ground | Diesel | 260 | Bare Steel | 1981-05-08 | 1987-08-31 | Bare Steel
BP #24118/GULF #541144 | 10515 ALPHARETTA RD | ROSWELL | Fulton | 600809 | 1 | [5 empty] | Removed from Ground | Gas (Historical Use) | 10000 | Fiberglass | 1976-05-04 | 1992-08-06 | Fiberglass Reinforced Plastic | Safe Suction (Euro)
GREENWAY GROCERY | 850 WOODSTOCK RD | ROSWELL | Fulton | 600804 | 5 | [5 empty] | Removed from Ground | Gas (Historical Use) | 3000 | Bare Steel | 1983-04-01 | 1991-06-12 | Galvanized Steel
EXXON R/S #40407 | 1325 HOLCOMB BRIDGE RD | ROSWELL | Fulton | 9000164 | 7 |  | 1988-06-01 |  | 1988-06-01 |  | Removed from Ground | Empty | 10000 | Fiberglass | 1988-10-01 | 2007-10-17 | Double-Walled Fiberglass | Pressurized
JOHN MCDONALD PONTIAC/GMC TRUCK | 11225 ALPHARETTA HWY | ROSWELL | Fulton | 600633 | 1 | [5 empty] | Removed from Ground | Other | 1000 | Bare Steel | 1983-04-18 | 1990-12-01 | Galvanized Steel
ACE SAND CO | 705 RIVERSIDE DR | ROSWELL | Fulton | 601199 | 2 | [5 empty] | Removed from Ground | Empty | 1000 | Bare Steel | 1980-04-16 | 1899-12-31 | Galvanized Steel | Suction (American)
FINA STATION #131-7162-309 | 1180 CANTON RD | ROSWELL | Fulton | 601052 | 3 | [5 empty] | Removed from Ground | Gas (Historical Use) | 6000 | Cathodically Protected Steel | 1971-01-01 | 1994-11-16 | Galvanized Steel
SHELL MART | 890 ATLANTA ST | ROSWELL | Fulton | 600947 | 3 | Flapper Valve | 1995-11-01 | FALSE | 1991-11-01 | FALSE | Currently in Use | E-0 | 10000 | Fiberglass | 1984-04-29 |  | Fiberglass Reinforced Plastic | Pressurized
ABCDP INC | 855 WOODSTOCK RD | ROSWELL | Fulton | 9060772 | 2 |  | 1998-05-30 |  | 1998-05-30 |  | Removed from Ground | Gas (Historical Use) | 15000 | Double Walled | 1998-05-30 | 2013-10-02 | Fiberglass Reinforced Plastic | Pressurized
V & T PROPERTIES LLC | 1187 ALPHARETTA ST | ROSWELL | Fulton | 10002261 | 3 |  |  | FALSE |  | FALSE | Removed from Ground | Gas (Historical Use) | 10000 | Bare Steel | 1989-11-15 | 1989-11-15
GA0063 10980 CRABAPPLE RD | 10980 CRABAPPLE RD | ROSWELL | Fulton | 9060194 | 3 | Ball Float | 1988-01-01 | FALSE | 1988-01-01 | FALSE | Currently in Use | Premium | 10000 | Fiberglass | 1988-10-31 |  | Flex | Pressurized
GREENWAY #780/JOHN SMITH GROCERY | 6400 CAMPBELLTON REDWINE RD | PALMETTO | Fulton | 601278 | 1 |  | 1998-10-01 |  | 1998-10-01 |  | Removed from Ground | Gas (Historical Use) | 8000 | Steel-Impressed Current | 1978-05-10 | 2016-11-03 | Cathodically Protected | Suction (American)
FIRE STATION #9 | 6615 RICO RD | PALMETTO | Fulton | 600908 | 1 | [5 empty] | Removed from Ground | Gas (Historical Use) | 1000 | Bare Steel | 1983-04-02 | 1998-01-21 | Galvanized Steel
WILLIAMS-SCOTSMAN INC | 8105 WILLIAMS ROAD | PALMETTO | Fulton | 9060719 | 1 | Flapper Valve | 2023-04-10 | FALSE | 2023-03-31 | FALSE | Currently in Use | Diesel | 12000 | Fiberglass Double Walled | 1997-10-17 |  | Double-Walled Flex | Pressurized
PURE | 3015 JONESBORO RD | ATLANTA | Fulton | 9060481 | 2UL | Ball Float | 1988-10-01 | FALSE | 1988-10-01 | FALSE | Currently in Use | Regular | 8000 | STIP-3/Impressed Current | 1988-10-01 |  | Steel (Impressed Current) | Pressurized
MARTA/BROWNS MILL HEAVY MAINT | 3401 BROWNS MILL RD | ATLANTA | Fulton | 9060389 | 1 |  |  | TRUE |  | TRUE | Removed from Ground | Used Oil | 1000 | Bare Steel | 1976-01-01 | 1995-07-20 | Galvanized Steel | Gravity Fed
FORMER GOLD CIRCLE STORE | 3650 JONESBORO RD SE | ATLANTA | Fulton | 9060103 | 3 |  |  | TRUE |  | TRUE | Removed from Ground | Used Oil | 550 | Bare Steel | 1972-01-01 | 1993-10-15 | Galvanized Steel | Suction (American)
MID-TOWN SHELL | 790 NORTH AVENUE | ATLANTA | Fulton | 9060738 | 2 | [5 empty] | Removed from Ground | Gas (Historical Use) | 10000 | Not Marked/Unknown | 1998-10-06 | 1998-10-06 | Not Marked
GENERAL PAPER GOODS CO | 3530 BROWNS MILL RD SE | ATLANTA | Fulton | 600102 | 2 | [5 empty] | Removed from Ground | Diesel | 3000 | Bare Steel | 1971-03-07 | 1992-07-01 | Galvanized Steel
RANDY WARBINGTON | 10999 CRABAPPLE RD | ROSWELL | Fulton | 601078 | 3 |  | 1978-04-25 |  | 1978-04-25 |  | Removed from Ground | Gas (Historical Use) | 10000 | Steel-Impressed Current | 1978-04-25 | 2004-06-09 | Galvanized Steel | Pressurized
PURE | 3015 JONESBORO RD | ATLANTA | Fulton | 9060481 | 3PRM | Ball Float | 1988-10-01 | FALSE | 1988-10-01 | FALSE | Currently in Use | Premium | 8000 | STIP-3/Impressed Current | 1988-10-01 |  | Steel (Impressed Current) | Pressurized
Valero Food Mart | 3556 EMPIRE BLVD | ATLANTA | Fulton | 9060433 | 1 | Ball Float | 1993-09-01 | FALSE | 1993-09-01 | FALSE | Currently in Use | Regular | 10000 | Galvanic (STIP-3) | 1993-09-02 | 2013-09-13 | Fiberglass Reinforced Plastic
CHEVRON #43641 (FORMER) | 730 CLEVELAND AVE | ATLANTA | Fulton | 9060450 | 2 | [5 empty] | Removed from Ground | Gas (Historical Use) | 4000 | Not Marked/Unknown | 1984-01-01 | 1984-01-01 | Not Marked
AL ADL LLC | 3819 JONESBORO RD | ATLANTA | Fulton | 9060436 | 5 | [5 empty] | Removed from Ground | Gas (Historical Use) | 10000 | Bare Steel | 1980-01-01 | 1995-05-20 | Galvanized Steel | Pressurized
AL ADL LLC | 3819 JONESBORO RD | ATLANTA | Fulton | 9060436 | 4 | [5 empty] | Removed from Ground | Gas (Historical Use) | 10000 | Bare Steel | 1980-01-01 | 1995-05-20 | Galvanized Steel | Pressurized
AL ADL LLC | 3819 JONESBORO RD | ATLANTA | Fulton | 9060436 | 7 | [5 empty] | Removed from Ground | Diesel | 10000 | Bare Steel | 1980-01-01 | 1995-05-20 | Galvanized Steel | Pressurized
ATLANTA COCA-COLA COMPUTER CENTE | 3795 BROWNS MILL RD SE | ATLANTA | Fulton | 9060056 | 2 |  |  | FALSE |  | FALSE | Removed from Ground | Diesel | 10000 | Fiberglass Double Walled | 1991-07-01 | 2016-08-17 | Bare Steel
MARTA/HAMILTON BLVD FACILITY | 3385 HAMILTON BLVD | ATLANTA | Fulton | 9000752 | 6 | [5 empty] | Closed in Ground | Empty | 6000 | Bare Steel | 1976-05-08 | 2000-07-01 | Fiberglass Reinforced Plastic | Pressurized
MARTA/HAMILTON BLVD FACILITY | 3385 HAMILTON BLVD | ATLANTA | Fulton | 9000752 | 11 | [5 empty] | Removed from Ground | Other | 1000 | Bare Steel | 1976-05-08 | 2000-06-01 | Double-Walled Fiberglass | Suction (American)
CON-WAY FREIGHT-NAT | 2800 FORREST PARK RD SE | ATLANTA | Fulton | 9000320 | 3 |  |  | TRUE |  | TRUE | Removed from Ground | Used Oil | 500 | Bare Steel | 1962-01-01 | 1993-06-05 | Bare Steel | Gravity Fed
CITY OF ROSWELL PUBLIC WORKS DEP | 105 DOBBS DR | ROSWELL | Fulton | 600210 | 3 | [5 empty] | Removed from Ground | Other | 1000 | Bare Steel | 1980-04-05 | 1999-12-01 | Galvanized Steel
Q LUBE INC #1162 | 10640 ALPHARETTA HWY | ROSWELL | Fulton | 600309 | 2 | [5 empty] | Removed from Ground | Other | 3000 | Cathodically Protected Steel | 1985-05-05 | 1998-03-01 | Galvanized Steel | Suction (American)
MR PRIDE CARWASH/ROSWELL CITY | 10760 ALPHARETTA HWY | ROSWELL | Fulton | 600529 | 1 | [5 empty] | Removed from Ground | Gas (Historical Use) | 10000 | Bare Steel | 1980-05-02 | 1992-05-15 | Galvanized Steel | Pressurized
ACE SAND CO | 705 RIVERSIDE DR | ROSWELL | Fulton | 601199 | 3 | [5 empty] | Removed from Ground | Diesel | 4000 | Bare Steel |  | 1899-12-31 | Bare Steel | Suction (American)
CHEVRON STATION #40026 | 10465 ALPHARETTA HWY | ROSWELL | Fulton | 600988 | 3 | [5 empty] | Removed from Ground | Gas (Historical Use) | 5000 | Cathodically Protected Steel | 1971-04-27 | 1990-05-21 | Galvanized Steel
ATLANTA STREET CHEVRON | 689 ATLANTA ST | ROSWELL | Fulton | 600937 | 1 | Ball Float | 1994-08-10 | FALSE | 1994-08-10 | FALSE | Currently in Use | Regular | 10000 | Fiberglass | 1985-01-03 |  | Fiberglass Reinforced Plastic | Pressurized
ABCDP INC | 855 WOODSTOCK RD | ROSWELL | Fulton | 9060772 | 3 | Ball Float | 2008-01-01 | FALSE | 2008-01-01 | FALSE | Removed from Ground | Diesel | 10000 | Composite | 2008-01-01 | 2013-10-02 | Double-Walled Fiberglass | Pressurized
FORMER SERVICE STATION | 1197 ALPHARETTA ST | ROSWELL | Fulton | 10002285 | 1 |  |  | FALSE |  | FALSE | Removed from Ground | Not Marked | 0 | Unknown | 2014-01-14 | 2014-01-14 | Unknown
V & T PROPERTIES LLC | 1187 ALPHARETTA ST | ROSWELL | Fulton | 10002261 | 2 |  |  | FALSE |  | FALSE | Removed from Ground | Gas (Historical Use) | 10000 | Bare Steel | 1989-11-15 | 1989-11-15
POPE CHEVROLET/ROSWELL TOYOTA IN | 11450 ALPHARETTA HWY | ROSWELL | Fulton | 600128 | 3 | [5 empty] | Removed from Ground | Gas (Historical Use) | 4000 | Bare Steel | 1984-12-13 | 1994-08-09 | Bare Steel | Safe Suction (Euro)
FULTON COUNTY FIRE STATION #14 | 12670 ARNOLD MILL RD | ROSWELL | Fulton | 600170 | 1 | [5 empty] | Removed from Ground | Gas (Historical Use) | 1000 | Bare Steel | 1982-04-02 | 1998-02-05 | Galvanized Steel
GREENWAY GROCERY | 850 WOODSTOCK RD | ROSWELL | Fulton | 600804 | 1 | [5 empty] | Removed from Ground | Gas (Historical Use) | 3000 | Bare Steel | 1979-04-02 | 1991-06-12 | Galvanized Steel
ACE SAND CO | 705 RIVERSIDE DR | ROSWELL | Fulton | 601199 | 4 | [5 empty] | Removed from Ground | Diesel | 2000 | Bare Steel |  | 1899-12-31 | Bare Steel | Suction (American)
ACE SAND CO | 705 RIVERSIDE DR | ROSWELL | Fulton | 601199 | 5 | [5 empty] | Removed from Ground | Gas (Historical Use) | 1000 | Bare Steel |  | 1899-12-31 | Bare Steel | Suction (American)
CROSSVILLE CHEVRON STATION #43038 | 11000 CRABAPPLE RD | ROSWELL | Fulton | 9000549 | 4 |  |  | TRUE |  | TRUE | Removed from Ground | Used Oil | 550 | Bare Steel | 1972-04-26 | 1990-12-07 | Galvanized Steel
SHELL | 10761 ALPHARETTA HWY | ROSWELL | Fulton | 600943 | 2 | Flapper Valve | 2021-03-19 | FALSE | 1991-01-01 | FALSE | Currently in Use | E-0 | 10000 | Fiberglass | 1981-04-30 |  | Double-Walled Flex | Pressurized
SHELL MART | 890 ATLANTA ST | ROSWELL | Fulton | 600947 | 1 | Flapper Valve | 1995-11-01 | FALSE | 1991-11-01 | FALSE | Currently in Use | Regular | 10000 | Fiberglass | 1984-04-29 |  | Fiberglass Reinforced Plastic | Pressurized
FORMERLY ROSWELL RENT-ALL | 565 SOUTH ATLANTA ST | ROSWELL | Fulton | 9060271 | 2 | [5 empty] | Removed from Ground | Gas (Historical Use) | 3000 | Bare Steel | 1992-09-02 | 1992-09-02 | Galvanized Steel | Safe Suction (Euro)
ROSWELL POLICE DEPT | 816 ATLANTA ST | ROSWELL | Fulton | 9060202 | 1 | [5 empty] | Removed from Ground | Gas (Historical Use) | 1000 | Bare Steel | 1969-01-01 | 1989-06-12 | Unknown
STAR FOOD MART | 1000 MARIETTA HWY STE 100 | ROSWELL | Fulton | 9060191 | 1 | Ball Float | 1998-04-01 | FALSE | 1998-04-01 | FALSE | Currently in Use | Premium | 10000 | Steel-Impressed Current | 1984-01-01 |  | Galvanized Steel | Pressurized
JUST BRAKES | 4410 ROSWELL ROAD NE | ATLANTA | Fulton | 10000161 | 3 |  |  | FALSE |  | FALSE | Removed from Ground | Diesel | 10000 | Fiberglass | 1989-01-01 | 2002-06-01
Premier Plaza Property LLC | 5605 GLENRIDGE DR | ATLANTA | Fulton | 10001003 | 1 | Flapper Valve | 2005-11-17 | FALSE | 2005-11-17 | FALSE | Currently in Use | Diesel | 550 | Fiberglass Double Walled | 1989-01-01 |  | Fiberglass Reinforced Plastic | Safe Suction (Euro)
KROGER 350 | 4920 ROSWELL RD | ATLANTA | Fulton | 10001030 | 1B | Flapper Valve | 2005-11-08 | FALSE | 2005-11-08 | FALSE | Currently in Use | Premium | 8000 | Fiberglass Double Walled | 2005-11-03 |  |  | Pressurized
CLARK LAUNDRY AND DRY CLEANING | 1572 PIEDMONT AVE | ATLANTA | Fulton | 9060251 | 1 | [5 empty] | Removed from Ground | Gas (Historical Use) | 3000 | Bare Steel | 1992-05-15 | 1992-05-15 | Galvanized Steel | Safe Suction (Euro)
CLARK LAUNDRY AND DRY CLEANING | 1572 PIEDMONT AVE | ATLANTA | Fulton | 9060251 | 4 | [5 empty] | Removed from Ground | Diesel | 500 | Bare Steel | 1992-05-15 | 1992-05-15 | Galvanized Steel | Safe Suction (Euro)
COCA-COLA USA/TRUCKING OPERATION | 3793 BROWNS MILL RD SE | ATLANTA | Fulton | 9000678 | 6 |  |  | TRUE |  | TRUE | Removed from Ground | Used Oil | 5000 | Bare Steel | 1977-02-08 | 1992-06-01 | Unknown
COCA-COLA USA/TRUCKING OPERATION | 3793 BROWNS MILL RD SE | ATLANTA | Fulton | 9000678 | 9 |  | 1992-08-01 |  | 1992-08-01 |  | Removed from Ground | Diesel | 20000 | Steel-Impressed Current | 1992-07-02 | 2000-09-15 | Fiberglass Reinforced Plastic | Pressurized
OWENS-BROCKWAY GLASS CONTAINER INC | 3107 SYLVAN RD | ATLANTA | Fulton | 600240 | 2 | [5 empty] | Removed from Ground | Gas (Historical Use) | 1000 | Bare Steel | 1957-05-08 | 1988-11-01 | Galvanized Steel
GENERAL PAPER GOODS CO | 3530 BROWNS MILL RD SE | ATLANTA | Fulton | 600102 | 4 | [5 empty] | Removed from Ground | Diesel | 4000 | Bare Steel | 1971-03-07 | 1992-07-01 | Galvanized Steel
MR PRIDE CARWASH/ROSWELL CITY | 10760 ALPHARETTA HWY | ROSWELL | Fulton | 600529 | 3 | [5 empty] | Removed from Ground | Gas (Historical Use) | 10000 | Bare Steel | 1980-05-02 | 1992-05-15 | Galvanized Steel | Pressurized
GREENWAY GROCERY | 850 WOODSTOCK RD | ROSWELL | Fulton | 600804 | 2 | [5 empty] | Removed from Ground | Gas (Historical Use) | 3000 | Bare Steel | 1979-04-02 | 1991-06-12 | Galvanized Steel
EXXON R/S #40407 | 1325 HOLCOMB BRIDGE RD | ROSWELL | Fulton | 9000164 | 6 |  | 1988-06-01 |  | 1988-06-01 |  | Removed from Ground | Empty | 12000 | Fiberglass | 1988-10-01 | 2007-10-17 | Double-Walled Fiberglass | Pressurized
FINA STATION #131-7162-309 | 1180 CANTON RD | ROSWELL | Fulton | 601052 | 4 | [5 empty] | Removed from Ground | Gas (Historical Use) | 6000 | Cathodically Protected Steel | 1971-01-01 | 1994-11-16 | Galvanized Steel
FINA STATION #131-7162-309 | 1180 CANTON RD | ROSWELL | Fulton | 601052 | 5 |  |  | TRUE |  | TRUE | Removed from Ground | Used Oil | 600 | Cathodically Protected Steel | 1970-04-27 | 1991-10-30 | Galvanized Steel
CROSSVILLE CHEVRON STATION #43038 | 11000 CRABAPPLE RD | ROSWELL | Fulton | 9000549 | 2-181022 | Ball Float | 1991-01-01 | FALSE | 1991-01-01 | FALSE | Currently in Use | Plus | 8000 | Galvanic (STIP-3) | 1991-03-25 |  | Fiberglass Reinforced Plastic | Pressurized
FORMERLY ROSWELL RENT-ALL | 565 SOUTH ATLANTA ST | ROSWELL | Fulton | 9060271 | 3 | [5 empty] | Removed from Ground | Gas (Historical Use) | 3000 | Bare Steel | 1992-09-02 | 1992-09-02 | Galvanized Steel | Safe Suction (Euro)
GA0063 10980 CRABAPPLE RD | 10980 CRABAPPLE RD | ROSWELL | Fulton | 9060194 | 2 | Ball Float | 1988-01-01 | FALSE | 1988-01-01 | FALSE | Currently in Use | Plus | 10000 | Fiberglass | 1988-10-31 |  | Flex | Pressurized
CHEVRON #43641 (FORMER) | 730 CLEVELAND AVE | ATLANTA | Fulton | 9060450 | 3 | [5 empty] | Removed from Ground | Gas (Historical Use) | 5000 | Not Marked/Unknown | 1984-01-01 | 1984-01-01 | Not Marked
FORMER GOLD CIRCLE STORE | 3650 JONESBORO RD SE | ATLANTA | Fulton | 9060103 | 2 | [5 empty] | Removed from Ground | Gas (Historical Use) | 10000 | Marked Unknown | 1971-01-01 | 1989-01-03 | Unknown
PORSCHE CARS NORTH AMERICA INC | 1 PORCHE DRIVE | ATLANTA | Fulton | 10002451 | 1B | Ball Float | 2015-05-01 | FALSE | 2015-05-01 | FALSE | Currently in Use | Premium | 3000 | Composite Double Walled | 2015-05-01 |  | Double-Walled Flex | Pressurized
MID-TOWN SHELL | 790 NORTH AVENUE | ATLANTA | Fulton | 9060738 | 1 | [5 empty] | Removed from Ground | Gas (Historical Use) | 8000 | Not Marked/Unknown | 1998-10-06 | 1998-10-06 | Not Marked
ATLANTA FIRE STATION #34 | 3631 SOUTHSIDE INDUSTRIAL PKWY | ATLANTA | Fulton | 9060545 | 2 | [5 empty] | Removed from Ground | Diesel | 550 | Not Marked/Unknown | 1989-01-01 | 1998-11-01 | Not Marked
MARTA/HAMILTON BLVD FACILITY | 3385 HAMILTON BLVD | ATLANTA | Fulton | 9000752 | 15 |  |  | TRUE |  | TRUE | Removed from Ground | Empty | 1000 | Fiberglass | 1986-03-06 | 2000-07-01 | Galvanized Steel | Pressurized
POPE CHEVROLET/ROSWELL TOYOTA IN | 11450 ALPHARETTA HWY | ROSWELL | Fulton | 600128 | 1 | [5 empty] | Closed in Ground | Other | 550 | Cathodically Protected Steel | 1984-12-13 | 1996-03-01 | Galvanized Steel
KIMBERLY CLARK CORP | 1400 HOLCOMB BRIDGE RD | ROSWELL | Fulton | 600275 | 2 | [5 empty] | Removed from Ground | Diesel | 150 | Bare Steel | 1983-05-08 | 1987-08-31 | Bare Steel
BP #24118/GULF #541144 | 10515 ALPHARETTA RD | ROSWELL | Fulton | 600809 | 4 | [5 empty] | Removed from Ground | Gas (Historical Use) | 10000 | Fiberglass | 1976-05-04 | 1992-08-06 | Fiberglass Reinforced Plastic | Safe Suction (Euro)
BP #24118/GULF #541144 | 10515 ALPHARETTA RD | ROSWELL | Fulton | 600809 | 5 | [5 empty] | Removed from Ground | Diesel | 10000 | Fiberglass | 1980-05-03 | 1992-08-04 | Fiberglass Reinforced Plastic | Safe Suction (Euro)
CROSSVILLE CHEVRON STATION #43038 | 11000 CRABAPPLE RD | ROSWELL | Fulton | 9000549 | 2 | [5 empty] | Removed from Ground | Gas (Historical Use) | 10000 | Bare Steel | 1972-04-26 | 1990-12-07 | Galvanized Steel
SHELL | 10761 ALPHARETTA HWY | ROSWELL | Fulton | 600943 | 4 | Flapper Valve | 2021-03-19 | FALSE | 1991-01-01 | FALSE | Currently in Use | Diesel | 10000 | Fiberglass | 1981-04-30 |  | Double-Walled Flex | Pressurized
ROSWELL POLICE DEPT | 816 ATLANTA ST | ROSWELL | Fulton | 9060202 | 3 | [5 empty] | Removed from Ground | Gas (Historical Use) | 4000 | Not Marked/Unknown | 1997-06-06 | 1997-06-06 | Not Marked
CAR SPA #29 | 10440 ALPHARETTA ST | ROSWELL | Fulton | 9060192 | 1 |  | 1989-01-01 |  | 1989-01-01 |  | Removed from Ground | Gas (Historical Use) | 10000 | Fiberglass | 1989-01-01 | 2009-07-09 | Fiberglass Reinforced Plastic | Pressurized
CITY OF ATLANTA/OFS | 1146 HILL ST | ATLANTA | Fulton | 600285 | 6 | [5 empty] | Removed from Ground | Other | 3000 | Bare Steel | 1985-05-08 | 1998-12-01 | Unknown
SANDY SPRINGS PHILLIPS 66 | 6024 ROSWELL RD | SANDY SPRINGS | Fulton | 600768 | 1 |  | 1985-05-01 |  | 1985-05-01 |  | Removed from Ground | Gas (Historical Use) | 10000 | Fiberglass | 1985-05-03 | 2004-12-01 | Fiberglass Reinforced Plastic | Pressurized
SANDY SPRINGS PHILLIPS 66 | 6024 ROSWELL RD | SANDY SPRINGS | Fulton | 600768 | 4 |  | 1985-05-01 |  | 1985-05-01 |  | Removed from Ground | Diesel | 10000 | Fiberglass | 1985-05-03 | 2004-12-01 | Fiberglass Reinforced Plastic | Pressurized
HANGAR ONE INC | 700 FULTON IND BLVD FUEL FARM D | ATLANTA | Fulton | 9060235 | E-9WO | [5 empty] | Closed in Ground | Empty | 1000 | Not Marked/Unknown | 1997-02-01 | 1997-02-01 | Not Marked
HANGAR ONE INC | 700 FULTON IND BLVD FUEL FARM D | ATLANTA | Fulton | 9060235 | D-3 | [5 empty] | Removed from Ground | Other | 10000 | Bare Steel | 1965-12-16 | 1992-08-20 | Bare Steel
GARY CONCRETE PRODUCTS INC | 1849 HOLLYWOOD RD | ATLANTA | Fulton | 9060325 | 1 | [5 empty] | Removed from Ground | Gas (Historical Use) | 0 | Not Marked/Unknown |  | 1993-01-01 | Not Marked
UNOCAL STATION #9023-107 | 4200 FULTON IND BLVD | ATLANTA | Fulton | 9060015 | 2 | [5 empty] | Removed from Ground | Other | 12000 | Marked Unknown | 1991-07-15 | 1991-07-15 | Unknown
AMOCO STATION #769 | 4335 FULTON INDUSTRIAL BLVD | ATLANTA | Fulton | 9060042 | 5 | [5 empty] | Removed from Ground | Gas (Historical Use) | 4000 | Bare Steel | 1970-04-27 | 1991-06-15 | Galvanized Steel
J M ZELLNER & SON TRANSFER CO | 2836 MARTIN ST | EAST POINT | Fulton | 9060022 | 5 |  |  | TRUE |  | TRUE | Removed from Ground | Used Oil | 500 | Bare Steel | 1982-01-01 | 1991-05-23 | Not Marked
J M ZELLNER & SON TRANSFER CO | 2836 MARTIN ST | EAST POINT | Fulton | 9060022 | 4 | [5 empty] | Removed from Ground | Gas (Historical Use) | 500 | Bare Steel | 1981-01-01 | 1991-05-23 | Not Marked
WELLSTAR AMC SOUTH | 1170 CLEVELAND AVE | EAST POINT | Fulton | 9060182 | 2 | [5 empty] | Closed in Ground | Diesel | 10000 | Steel-Impressed Current | 1967-01-01 | 2015-11-12 | Bare Steel | Gravity Fed
MAINSTREET BP | 2139 MAIN STREET | EAST POINT | Fulton | 9060504 | 3 | Ball Float | 1995-03-01 | FALSE | 1995-03-01 | FALSE | Currently in Use | Diesel | 10000 | Fiberglass | 1986-10-01 |  | Fiberglass Reinforced Plastic | Pressurized
FINA STATION #131-7175-709 | 1227 VIRGINIA AVE | EAST POINT | Fulton | 601152 | 3 |  |  | FALSE |  | FALSE | Permanently Out of Use - historical purposes | Gas (Historical Use) | 3000 | Bare Steel | 1959-04-30 |  | Galvanized Steel
NAV SVCS | 1454 WILLINGHAM DR | EAST POINT | Fulton | 600459 | 1 | [5 empty] | Removed from Ground | Diesel | 5000 | Bare Steel | 1976-06-06 | 2000-11-09 | Galvanized Steel
SOUTHERN ZINC CO | 1359 CENTRAL AVE | EAST POINT | Fulton | 600469 | 1 | [5 empty] | Closed in Ground | Diesel | 12000 | Bare Steel | 1978-05-22 | 1996-03-14 | Galvanized Steel
VELOCITY EXPRESS | 1340 MILLEDGE ST | EAST POINT | Fulton | 600310 | 137688 |  | 1989-09-01 |  | 1989-09-01 |  | Removed from Ground | Gas (Historical Use) | 12000 | Cathodically Protected Steel | 1989-09-01 | 2006-11-21 | Fiberglass Reinforced Plastic | Pressurized
WAREHOUSE | 2251 NORTH SYLVAN RD | EAST POINT | Fulton | 600008 | 11 |  |  | TRUE |  | TRUE | Removed from Ground | Used Oil | 500 | Bare Steel | 1999-03-22 | 1999-03-22 | Galvanized Steel
HARMON BROTHERS CHARTER SERVICE | 1160 ALLENE AVE SW | ATLANTA | Fulton | 9060535 | 2 | [5 empty] | Removed from Ground | Gas (Historical Use) | 4000 | Marked Unknown | 2008-05-12 | 2008-05-12 | Unknown
Gas Express #153 | 343 JOSEPH LOWERY BLVD SW | ATLANTA | Fulton | 9060775 | 6 | Ball Float | 2002-01-30 | FALSE | 2002-01-30 | FALSE | Currently in Use | Premium | 12000 | Epoxy | 2002-01-29 |  | Fiberglass Reinforced Plastic | Pressurized
UNKNOWN | 807 CASCADE ROAD | ATLANTA | Fulton | 9060662 | 3 | [5 empty] | Removed from Ground | Diesel | 0 | Not Marked/Unknown | 1996-09-23 | 1996-09-23 | Not Marked
CHEVRON FOOD MART | 2456 MLK JR DR | ATLANTA | Fulton | 9060041 | 7 | Exempted | 1991-09-20 | TRUE | 2008-01-01 | TRUE | Temporarily out of use | Used Oil | 500 | Galvanic (STIP-3) | 2001-09-04 |  | Galvanized Steel | Gravity Fed
CHEVRON FOOD MART | 2456 MLK JR DR | ATLANTA | Fulton | 9060041 | 1 | [5 empty] | Permanently Out of Use - historical purposes | Gas (Historical Use) | 6000 | Bare Steel | 1973-04-26 | 1899-12-31 | Galvanized Steel
SPRINT ATLANTA SWITCH | 1190 ALLENE AVE | ATLANTA | Fulton | 9060043 | 4 | Flapper Valve | 2014-10-01 | FALSE | 2014-10-01 | FALSE | Currently in Use | Diesel | 8000 | Fiberglass Double Walled | 2014-10-01 |  | Double-Walled Flex | Suction (American)
SAWYER ALTERNATOR & STARTER | 1397 CAMPBELLTON RD | ATLANTA | Fulton | 9060615 | 2 |  |  | TRUE |  | TRUE | Removed from Ground | Used Oil | 0 | Not Marked/Unknown | 1991-04-20 | 1991-04-20 | Not Marked
Gas Express #153 | 343 JOSEPH LOWERY BLVD SW | ATLANTA | Fulton | 9060775 | 5 |  | 2002-01-30 | FALSE | 2002-01-30 | FALSE | Currently in Use | Regular | 12000 | Epoxy | 2002-01-29 |  | Fiberglass Reinforced Plastic | Pressurized
Gas Express #153 | 343 JOSEPH LOWERY BLVD SW | ATLANTA | Fulton | 9060775 | 4 |  |  | TRUE |  | TRUE | Removed from Ground | Used Oil | 550 | Bare Steel | 1998-11-04 | 1998-11-04 | Bare Steel | Suction (American)
HESS #10234 | 645 CASCADE RD | ATLANTA | Fulton | 330082 | 1 | [5 empty] | Closed in Ground | Gas (Historical Use) | 5000 | Bare Steel | 1969-05-09 | 1978-03-15 | Galvanized Steel
QUICK STOP FOODMART | 1241 METROPOLITAN PKWY | ATLANTA | Fulton | 600792 | 3G | Ball Float | 1998-09-01 | FALSE | 1998-09-01 | FALSE | Abandoned-No Known Release | Premium | 8000 | Galvanic (STIP-3) | 1986-01-20 |  | Fiberglass Reinforced Plastic | Pressurized
PITTSBURGH YARDS-BROWN TRANSPORT CORPORATION | 352 UNIVERSITY AVE | ATLANTA | Fulton | 600903 | 9 |  |  | FALSE |  | FALSE | Removed from Ground | Gas (Historical Use) | 6000 | Unknown | 2001-05-01 | 2001-05-01 | Unknown
PITTSBURGH YARDS-BROWN TRANSPORT CORPORATION | 352 UNIVERSITY AVE | ATLANTA | Fulton | 600903 | 6 | [5 empty] | Removed from Ground | Other | 12000 | Bare Steel | 1977-04-04 | 2000-05-28
PITTSBURGH YARDS-BROWN TRANSPORT CORPORATION | 352 UNIVERSITY AVE | ATLANTA | Fulton | 600903 | 8 |  |  | TRUE |  | TRUE | Removed from Ground | Used Oil | 2000 | Bare Steel | 1977-04-04 | 2000-05-28
MILTON AUTO SERVICE | 934 METROPOLITAN PKWY | ATLANTA | Fulton | 10001310 | 2 |  |  | FALSE |  | FALSE | Removed from Ground | Gas (Historical Use) | 5000 | Bare Steel | 1962-01-01 | 1991-01-01 | Bare Steel | Suction (American)
FORT MCPHERSON/BLDG 104 | BLDG 104 HARDEE AVENUE | ATLANTA | Fulton | 10002139 | 1 |  |  | FALSE |  | FALSE | Removed from Ground | Not Marked/Tank Removed | 500 | Unknown |  | 1899-12-31 | Unknown
908 DILL AVENUE | 908 DILL AVENUE | ATLANTA | Fulton | 10002380 | 1 |  |  | FALSE |  | FALSE | Removed from Ground | Gas (Historical Use) | 0 | Unknown |  | 1899-12-31 | Unknown
DOC'S AUTO REPAIR | 1131 LEE ST | ATLANTA | Fulton | 9060281 | 5 |  |  | FALSE |  | FALSE | Removed from Ground | Gas (Historical Use) | 5000 | Unknown | 2004-05-05 | 2004-05-05 | Unknown
DOC'S AUTO REPAIR | 1131 LEE ST | ATLANTA | Fulton | 9060281 | 7 |  |  | FALSE |  | FALSE | Removed from Ground | Used Oil | 550 | Unknown | 2004-05-05 | 2004-05-05 | Unknown
DOC'S AUTO REPAIR | 1131 LEE ST | ATLANTA | Fulton | 9060281 | 4 |  |  | FALSE |  | FALSE | Removed from Ground | Gas (Historical Use) | 5000 | Unknown | 2004-05-05 | 2004-05-05 | Unknown
BLACKMON TEXACO | 1570 RALPH DAVID ABERNATHY BLVD | ATLANTA | Fulton | 9060472 | 3P |  |  | FALSE |  | FALSE | Abandoned-No Known Release | Gas (Historical Use) | 3000 | Bare Steel | 2010-10-04 |  | Bare Steel
FORMER UST FACILITY | 523 METROPOLITAN PARKWAY | ATLANTA | Fulton | 10001180 | 6 |  |  | FALSE |  | FALSE | Removed from Ground | Diesel | 8000 | Bare Steel | 2006-08-09 | 2006-08-09 | Bare Steel
HARMON BROTHERS CHARTER SERVICE | 1160 ALLENE AVE SW | ATLANTA | Fulton | 9060535 | 3 | [5 empty] | Removed from Ground | Gas (Historical Use) | 2000 | Marked Unknown | 1998-11-20 | 1998-11-20 | Unknown
SKYE FOOD MART | 1341 METROPOLITAN PKWY SW | ATLANTA | Fulton | 9060532 | 3 |  | 1998-12-15 |  | 1998-12-15 |  | Removed from Ground | Gas (Historical Use) | 5000 | Steel-Impressed Current | 1998-12-01 | 2008-09-01 | Cathodically Protected | Pressurized
CHEVRON FOOD MART | 2050 SYLVAN RD | ATLANTA | Fulton | 4440516 | 2 | Ball Float | 1994-11-01 | FALSE | 1994-11-01 | FALSE | Currently in Use | Premium | 6000 | Fiberglass | 1994-11-01 |  | Fiberglass Reinforced Plastic
CHEVRON FOOD MART | 2456 MLK JR DR | ATLANTA | Fulton | 9060041 | 3A | Ball Float | 1991-09-20 | FALSE | 1991-09-20 | FALSE | Currently in Use | Premium | 12000 | STIP-3/Impressed Current | 1991-09-20 |  | Fiberglass Reinforced Plastic | Pressurized
FORMER UST FACILITY | 523 METROPOLITAN PARKWAY | ATLANTA | Fulton | 10001180 | 2 |  |  | FALSE |  | FALSE | Removed from Ground | Gas (Historical Use) | 5000 | Bare Steel | 2006-08-08 | 2006-08-08 | Bare Steel
CHEVRON FOOD MART | 1217 METROPOLITAN PKWY | ATLANTA | Fulton | 10001026 | 2A | Flapper Valve | 2005-10-01 | FALSE | 2005-10-01 | FALSE | Currently in Use | Premium | 10000 | Composite | 2005-10-01 |  | Fiberglass Reinforced Plastic | Pressurized
PITTSBURGH YARDS-BROWN TRANSPORT CORPORATION | 352 UNIVERSITY AVE | ATLANTA | Fulton | 600903 | 12 |  |  | FALSE |  | FALSE | Removed from Ground | Gas (Historical Use) | 4000 | Unknown | 2001-05-01 | 2001-05-01 | Unknown
HARRIS HOMES | 920 SELLS AVENUE | ATLANTA | Fulton | 9060693 | 1 | [5 empty] | Removed from Ground | Gas (Historical Use) | 560 | Bare Steel | 1997-11-07 | 1997-11-07 | Bare Steel | Safe Suction (Euro)
ALTERMAN COLD STORAGE | 933 LEE STREET | ATLANTA | Fulton | 9060811 | 3 | [5 empty] | Removed from Ground | Gas (Historical Use) | 6000 | Cathodically Protected Steel | 1999-10-01 | 1999-10-01 | Galvanized Steel | Safe Suction (Euro)
PENSKE TRUCK LEASING CO LP | 610 TRUSCO WAY SW | ATLANTA | Fulton | 4440733 | 4 |  |  | TRUE |  | TRUE | Removed from Ground | Used Oil | 500 | Bare Steel | 1965-01-01 | 1997-09-25 | Galvanized Steel
DOC'S AUTO REPAIR | 1131 LEE ST | ATLANTA | Fulton | 9060281 | 2 |  |  | FALSE |  | FALSE | Removed from Ground | Gas (Historical Use) | 5000 | Unknown | 2004-05-04 | 2004-05-04 | Unknown
QUICK STOP #2 | 1960 PERKERSON RD | ATLANTA | Fulton | 9060319 | 5 |  |  | FALSE |  | FALSE | Temporarily out of use | Gas (Historical Use) | 5000 | Steel-Impressed Current | 2005-08-09 |  | Flex
QUICK STOP #2 | 1960 PERKERSON RD | ATLANTA | Fulton | 9060319 | 4 |  |  | FALSE |  | FALSE | Abandoned-No Known Release | Gas (Historical Use) | 5000 | Steel-Impressed Current | 2005-08-09 |  | Flex | Pressurized
FORMER LEE STREET STATION | 889 LEE STREET | ATLANTA | Fulton | 10000114 | 1 |  |  | FALSE |  | FALSE | Closed in Ground | Gas (Historical Use) | 10000 | Unknown | 1980-01-01 | 1981-01-01 | Unknown
SPEEDWAY #48\STARVIN MARVIN | 1098 GORDON ST SW | ATLANTA | Fulton | 9000378 | 2 | [5 empty] | Removed from Ground | Gas (Historical Use) | 8000 | Bare Steel | 1979-03-19 | 1991-07-18 | Galvanized Steel
CHEVRON STATION #43020 | 1302 GORDON ST SW | ATLANTA | Fulton | 9000372 | 1 | [5 empty] | Removed from Ground | Other | 0 | Marked Unknown | 1991-08-01 | 1991-08-01 | Unknown
WESTVIEW CEMETERY | 1680 GORDON ST SW | ATLANTA | Fulton | 9000404 | REG-1 | [5 empty] | Removed from Ground | Gas (Historical Use) | 1000 | Bare Steel | 1961-04-27 | 1899-12-31 | Galvanized Steel
CHEVRON FOOD MART | 2456 MLK JR DR | ATLANTA | Fulton | 9060041 | 4 |  | 1973-04-26 |  | 1973-04-26 |  | Permanently Out of Use - historical purposes | Gas (Historical Use) | 6000 | Cathodically Protected Steel | 1973-04-26 | 1899-12-31 | Galvanized Steel | Pressurized
CHEVRON FOOD MART | 2456 MLK JR DR | ATLANTA | Fulton | 9060041 | 5 | [5 empty] | Permanently Out of Use - historical purposes | Gas (Historical Use) | 10000 | Cathodically Protected Steel | 1973-04-26 | 1899-12-31 | Galvanized Steel | Pressurized
QUICK STOP #2 | 1960 PERKERSON RD | ATLANTA | Fulton | 9060319 | 1 |  |  | FALSE |  | FALSE | Abandoned-No Known Release | Gas (Historical Use) | 5000 | Steel-Impressed Current | 2005-08-09 |  | Flex | Pressurized
BLACKMON TEXACO | 1570 RALPH DAVID ABERNATHY BLVD | ATLANTA | Fulton | 9060472 | 4X |  |  | FALSE |  | FALSE | Abandoned-No Known Release | Gas (Historical Use) | 6000 | Bare Steel | 2010-10-04 |  | Bare Steel
PITTSBURGH YARDS-BROWN TRANSPORT CORPORATION | 352 UNIVERSITY AVE | ATLANTA | Fulton | 600903 | 1 | [5 empty] | Removed from Ground | Gas (Historical Use) | 10000 | Bare Steel | 1977-04-04 | 2000-05-28
PITTSBURGH YARDS-BROWN TRANSPORT CORPORATION | 352 UNIVERSITY AVE | ATLANTA | Fulton | 600903 | 7 | [5 empty] | Removed from Ground | Other | 10000 | Bare Steel | 1977-04-04 | 2000-05-28
Gas Express #153 | 343 JOSEPH LOWERY BLVD SW | ATLANTA | Fulton | 9060775 | 3 | [5 empty] | Removed from Ground | Gas (Historical Use) | 6000 | Bare Steel | 1998-11-04 | 1998-11-04 | Bare Steel | Suction (American)
CHEVRON FOOD MART | 2050 SYLVAN RD | ATLANTA | Fulton | 4440516 | 4 |  | 1994-11-01 | FALSE | 1994-11-01 | FALSE | Temporarily out of use | Diesel | 6000 | Fiberglass | 1994-11-01 |  | Fiberglass Reinforced Plastic
OTHELLO EVENT CENTER | 1170 SYLVAN ROAD | ATLANTA | Fulton | 10002509 | 1 |  |  | FALSE |  | FALSE | Closed in Ground | Not Marked/Tank Removed | 1200 | Unknown | 2015-12-22 | 2015-12-22 | Unknown
DOC'S AUTO REPAIR | 1131 LEE ST | ATLANTA | Fulton | 9060281 | 3 |  |  | FALSE |  | FALSE | Removed from Ground | Gas (Historical Use) | 5000 | Unknown | 2004-05-05 | 2004-05-05 | Unknown
FORMER UST FACILITY | 523 METROPOLITAN PARKWAY | ATLANTA | Fulton | 10001180 | 3 |  |  | FALSE |  | FALSE | Removed from Ground | Used Oil | 550 | Bare Steel | 2006-08-08 | 2006-08-08 | Bare Steel
FORMER UST FACILITY | 523 METROPOLITAN PARKWAY | ATLANTA | Fulton | 10001180 | 1 |  |  | FALSE |  | FALSE | Removed from Ground | Gas (Historical Use) | 5000 | Bare Steel | 2006-08-08 | 2006-08-08 | Bare Steel
CHEVRON FOOD MART | 2050 SYLVAN RD | ATLANTA | Fulton | 4440516 | 3 | Ball Float | 1994-11-01 | FALSE | 1994-11-01 | FALSE | Currently in Use | Plus | 6000 | Fiberglass | 1994-11-01 |  | Fiberglass Reinforced Plastic
CHEVRON FOOD MART | 2456 MLK JR DR | ATLANTA | Fulton | 9060041 | 3 | [5 empty] | Permanently Out of Use - historical purposes | Gas (Historical Use) | 6000 | Bare Steel | 1973-04-26 | 1899-12-31 | Galvanized Steel
SALVATION ARMY | 1032 STEWART AVE | ATLANTA | Fulton | 9060371 | 1 | [5 empty] | Removed from Ground | Gas (Historical Use) | 10000 | Not Marked/Unknown | 1992-05-01 | 1992-05-01 | Not Marked
DOC'S AUTO REPAIR | 1131 LEE ST | ATLANTA | Fulton | 9060281 | 8 |  |  | FALSE |  | FALSE | Removed from Ground | Kerosene | 550 | Unknown | 2004-05-05 | 2004-05-05 | Unknown
DOC'S AUTO REPAIR | 1131 LEE ST | ATLANTA | Fulton | 9060281 | 6 |  |  | FALSE |  | FALSE | Removed from Ground | Used Oil | 280 | Unknown | 2004-05-05 | 2004-05-05 | Unknown
J N ZELLNER & SON TRANSFER CO | 1488 CLEVELAND AVE | ATLANTA | Fulton | 670530 | 2 | [5 empty] | Removed from Ground | Diesel | 12000 | Bare Steel | 1982-05-14 | 1992-07-01 | Galvanized Steel
CONOCO #10061/JET STATION | 3275 BANKHEAD HWY NW | ATLANTA | Fulton | 601175 | 1 | [5 empty] | Currently in Use | Gas (Historical Use) | 10000 | Bare Steel | 1979-04-19 |  | Galvanized Steel
TEXACO FOOD MART | 3263 DONALD LEE HOLLOWAY PKWY | ATLANTA | Fulton | 601186 | 3 | Ball Float | 2013-01-08 | FALSE | 2013-01-08 | FALSE | Currently in Use | Diesel | 12000 | Fiberglass | 1984-04-17 |  | Fiberglass Reinforced Plastic | Pressurized
TEXACO FOOD MART | 3749 CAMPBELLTON RD | ATLANTA | Fulton | 601396 | 2 | [5 empty] | Removed from Ground | Gas (Historical Use) | 6000 | Bare Steel | 1967-05-13 | 1899-12-31 | Galvanized Steel
FIRE STATION #4 | 5890 PLUMMER RD SW | ATLANTA | Fulton | 600905 | 2 | [5 empty] | Removed from Ground | Diesel | 1000 | Fiberglass | 1981-04-02 | 1997-09-26 | Galvanized Steel | Suction (American)
ATLANTA FIRE STATION #21 | 3201 ROSWELL RD NE | ATLANTA | Fulton | 600379 | 2 | [5 empty] | Removed from Ground | Diesel | 1000 | Fiberglass | 1984-05-08 | 1998-11-01 | Fiberglass Reinforced Plastic
ROSWELL FOOD MART | 5645 ROSWELL RD | ATLANTA | Fulton | 9000004 | 5 | Flapper Valve | 1998-05-25 | FALSE | 1998-05-25 | FALSE | Currently in Use | Premium | 10000 | Composite | 1988-06-20 |  | Fiberglass Reinforced Plastic | Pressurized
ROSWELL FOOD MART | 5645 ROSWELL RD | ATLANTA | Fulton | 9000004 | 7 | Flapper Valve | 1998-05-25 | FALSE | 1998-05-25 | FALSE | Currently in Use | Regular | 10000 | Composite | 1988-06-20 |  | Fiberglass Reinforced Plastic | Pressurized
ROSWELL FOOD MART | 5645 ROSWELL RD | ATLANTA | Fulton | 9000004 | 4 |  |  | FALSE |  | FALSE | Removed from Ground | Gas (Historical Use) | 6000 | Bare Steel | 1972-02-07 | 1988-05-30 | Bare Steel
GULZAR PROPERTIES LLC | 3004 PIEDMONT RD NE | ATLANTA | Fulton | 600774 | 12 |  | 2004-11-12 | TRUE | 2004-11-12 | FALSE | Currently in Use | Gas (Historical Use) | 10000 | Fiberglass Double Walled | 2004-10-18 |  | Double-Walled Flex | Pressurized
BUCKHEAD CHRYSLER PLYMOUTH | 3126 PIEDMONT RD NE | ATLANTA | Fulton | 601256 | 1 | [5 empty] | Removed from Ground | Other | 550 | Bare Steel | 1971-04-12 | 1988-09-02 | Galvanized Steel
H M PATTERSON & SON/CASCADE HILL | 3610 CASCADE RD SW | ATLANTA | Fulton | 600449 | 1 | [5 empty] | Removed from Ground | Gas (Historical Use) | 500 | Bare Steel | 1961-05-14 | 1899-12-31 | Unknown
ATLANTA/ADAMSVILLE SUB STATION | 3711 MLK JR DR | ATLANTA | Fulton | 600356 | 2 | [5 empty] | Removed from Ground | Diesel | 2000 | Bare Steel | 1968-05-12 | 1998-08-01 | Galvanized Steel
GREENBRIAR CORP CENTER | 3550 GREENBRIAR PKWY | ATLANTA | Fulton | 600068 | 034A |  |  | TRUE |  | TRUE | Removed from Ground | Used Oil | 1000 | Marked Unknown | 1996-02-01 | 1996-02-01 | Unknown
THOMAS CONCRETE OF GA INC-BEN HILL | 2454 DANIEL RD SW | ATLANTA | Fulton | 600072 | 2 |  |  | FALSE |  | FALSE | Removed from Ground | Empty | 5000 | Bare Steel | 1979-01-01 | 1993-01-01 | Galvanized Steel
SPRINT ATLANTA SWITCH | 1190 ALLENE AVE | ATLANTA | Fulton | 9060043 | 1 | Flapper Valve | 1988-10-07 | FALSE | 1988-10-07 | FALSE | Currently in Use | Diesel | 6000 | Fiberglass Double Walled | 1986-01-01 |  | Fiberglass Reinforced Plastic | Suction (American)
QUICK STOP #2 | 1960 PERKERSON RD | ATLANTA | Fulton | 9060319 | 2 |  |  | FALSE |  | FALSE | Abandoned-No Known Release | Gas (Historical Use) | 5000 | Steel-Impressed Current | 2005-08-09 |  | Flex | Pressurized
FORMER LEE STREET STATION | 889 LEE STREET | ATLANTA | Fulton | 10000114 | 2 |  |  | FALSE |  | FALSE | Closed in Ground | Gas (Historical Use) | 10000 | Unknown | 1980-01-01 | 1981-01-01
CHEVRON FOOD MART | 2456 MLK JR DR | ATLANTA | Fulton | 9060041 | 6 |  |  | TRUE |  | TRUE | Permanently Out of Use - historical purposes | Used Oil | 1000 | Bare Steel | 1973-04-26 | 1899-12-31 | Galvanized Steel
CHEVRON FOOD MART | 2456 MLK JR DR | ATLANTA | Fulton | 9060041 | 1A | Ball Float | 1991-09-20 | FALSE | 1991-09-20 | FALSE | Currently in Use | Regular | 12000 | STIP-3/Impressed Current | 1991-09-20 |  | Fiberglass Reinforced Plastic | Pressurized
DAVIDSON-KENNEDY CO | 7195 VICTORY DR SW | ATLANTA | Fulton | 9060164 | 1 | [5 empty] | Removed from Ground | Gas (Historical Use) | 5000 | Bare Steel | 1990-10-30 | 1990-10-30 | Galvanized Steel
BELLA CUCINA | 1870 MURPHY AVE | ATLANTA | Fulton | 9060479 | 2 |  | 1987-01-01 | FALSE | 1987-01-01 | FALSE | Temporarily out of use | Diesel | 10000 | Fiberglass | 1987-01-01 |  | Fiberglass Reinforced Plastic | Pressurized
CHEVRON FOOD MART | 2331 PEACHTREE RD | ATLANTA | Fulton | 602022 | 3 | Flapper Valve | 1993-06-12 | FALSE | 1993-06-12 | FALSE | Currently in Use | Diesel | 9300 | Fiberglass | 1982-01-03 |  | Double-Walled Fiberglass | Pressurized
2460 PEACHTREE APARTMENTS | 2460 PEACHTREE RD | ATLANTA | Fulton | 9060736 | 1 | Flapper Valve | 1999-01-01 | FALSE | 1999-01-01 | FALSE | Currently in Use | Diesel | 550 | Steel-Impressed Current | 1999-01-01 |  | Steel (Impressed Current) | Safe Suction (Euro)
KRINSKY/FINKEL PROPERTY | 3167 PEACHTREE ST | ATLANTA | Fulton | 9060034 | 1 | [5 empty] | Removed from Ground | Gas (Historical Use) | 0 | Marked Unknown | 1990-07-08 | 1990-07-08 | Unknown
CHEVRON 201783 | 4535 ROSWELL RD | ATLANTA | Fulton | 600699 | 2 |  | 1994-08-25 |  | 1994-08-25 |  | Permanently Out of Use - historical purposes | Gas (Historical Use) | 10000 | Fiberglass | 1968-03-09 | 1899-12-31 | Fiberglass Reinforced Plastic | Pressurized
GULZAR PROPERTIES LLC | 3004 PIEDMONT RD NE | ATLANTA | Fulton | 600774 | 3 | [5 empty] | Removed from Ground | Gas (Historical Use) | 10000 | Fiberglass | 1975-05-05 | 1993-02-04 | Fiberglass Reinforced Plastic
BUCKHEAD TIRE CENTER INC | 3070 PIEDMONT RD NE | ATLANTA | Fulton | 9000281 | 4 | [5 empty] | Removed from Ground | Gas (Historical Use) | 5000 | Bare Steel | 1966-03-08 | 1899-12-31 | Galvanized Steel
BUCKHEAD CHRYSLER PLYMOUTH | 3126 PIEDMONT RD NE | ATLANTA | Fulton | 601256 | 2 | [5 empty] | Removed from Ground | Other | 550 | Bare Steel | 1971-04-12 | 1988-09-02 | Galvanized Steel
AMOCO STATION #546 | 3256 PEACHTREE RD | ATLANTA | Fulton | 601060 | 6 | [5 empty] | Removed from Ground | Gas (Historical Use) | 500 | Cathodically Protected Steel | 1953-05-01 | 1994-02-14 | Galvanized Steel
CATHEDRAL TOWERS | 2820 PEACHTREE RD NW | ATLANTA | Fulton | 10002100 | 2 |  |  | FALSE |  | FALSE | Removed from Ground | Gas (Historical Use) | 3000 | Bare Steel | 1975-01-01 | 1975-01-01
SOUTH ATLANTA HIGH SCHOOL | 800 HUTCHINS RD SE | ATLANTA | Fulton | 10000170 | 1 |  |  | FALSE |  | FALSE | Permanently Out of Use - historical purposes | Gas (Historical Use) | 1000 | Bare Steel | 1970-01-01 | 1970-01-01 | Unknown | Suction (American)
HAPPY STORE #365 | 5345 ROSWELL RD | ATLANTA | Fulton | 600750 | 6 | Flapper Valve | 1990-12-01 | FALSE | 1990-12-01 | FALSE | Currently in Use | Kerosene | 4000 | Galvanic (STIP-3) | 1986-01-01 |  | Steel/Sacrificial Anodes | Safe Suction (Euro)
LUMMUS SUPPLY CO | 1554 BOLTON RD | ATLANTA | Fulton | 600113 | 1 | [5 empty] | Removed from Ground | Diesel | 0 | Bare Steel |  | 1899-12-31 | Galvanized Steel
BOBBY JONES GOLF CLUBHOUSE | 384 WOODWARD WAY NW | ATLANTA | Fulton | 600397 | 1 | [5 empty] | Removed from Ground | Empty | 500 | Marked Unknown | 1986-05-08 | 1998-10-01 | Unknown | Suction (American)
GA POWER/BUCKHEAD OPERATING HQ | 3030 NORTH FULTON DR NE | ATLANTA | Fulton | 600739 | 3 | [5 empty] | Removed from Ground | Gas (Historical Use) | 10000 | Composite | 1990-01-15 | 1996-01-10 | Fiberglass Reinforced Plastic | Pressurized
BOOMERSHINE CHEVROLET/PURE OIL | 2930 PEACHTREE RD NW | ATLANTA | Fulton | 601359 | 3 | [5 empty] | Removed from Ground | Gas (Historical Use) | 1000 | Bare Steel | 1967-01-06 | 1899-12-31 | Unknown
CHEVRON #40005 | 2333 PEACHTREE RD NE | ATLANTA | Fulton | 600973 | 2 | [5 empty] | Removed from Ground | Gas (Historical Use) | 10000 | Cathodically Protected Steel | 1973-01-01 | 1994-01-25 | Cathodically Protected | Pressurized
ESTATE OF ROBERT W CHAMBERS | 2812 PIEDMONT RD | ATLANTA | Fulton | 9060267 | DUMMY | [5 empty] | Currently in Use | Gas (Historical Use) | 0 | Not Marked/Unknown |  |  | Not Marked
MERK RD LANDFILL | 3150 MERK RD | ATLANTA | Fulton | 9060468 | 1 | [5 empty] | Removed from Ground | Diesel | 12000 | Bare Steel | 1999-07-19 | 1999-07-19 | Galvanized Steel | Safe Suction (Euro)
HAPPY STORE #365 | 5345 ROSWELL RD | ATLANTA | Fulton | 600750 | 3 | [5 empty] | Removed from Ground | Gas (Historical Use) | 10000 | Cathodically Protected Steel | 1982-05-06 | 1990-12-01 | Galvanized Steel
HAMNA PROPERTIES LLC | 4968 ROSWELL RD | ATLANTA | Fulton | 9000005 | 3 | [5 empty] | Removed from Ground | Gas (Historical Use) | 6000 | Bare Steel | 1975-02-06 | 1988-06-01 | Bare Steel
MARTIN MOTORS OF ATLANTA INC | 4975 ROSWELL RD NE | ATLANTA | Fulton | 600117 | 2 | [5 empty] | Removed from Ground | Gas (Historical Use) | 10000 | Bare Steel | 1966-01-01 | 1991-08-26 | Galvanized Steel
FORMER BP 24021 | 1449 DONNELLY AVE SW | ATLANTA | Fulton | 600765 | 2 | [5 empty] | Removed from Ground | Gas (Historical Use) | 3000 | Bare Steel | 1973-05-05 | 1899-12-31 | Galvanized Steel
PITTSBURGH YARDS-BROWN TRANSPORT CORPORATION | 352 UNIVERSITY AVE | ATLANTA | Fulton | 600903 | 13 |  |  | FALSE |  | FALSE | Removed from Ground | Gas (Historical Use) | 4000 | Unknown | 2001-05-01 | 2001-05-01 | Unknown
WESTVIEW CEMETERY | 1680 GORDON ST SW | ATLANTA | Fulton | 9000404 | UNL-2 | Flapper Valve | 1989-12-15 | FALSE | 1989-12-15 | FALSE | Currently in Use | Gas (Historical Use) | 2000 | Composite | 1989-12-15 |  | Fiberglass Reinforced Plastic | Suction (American)
SKYE FOOD MART | 1341 METROPOLITAN PKWY SW | ATLANTA | Fulton | 9060532 | 4 |  | 1998-12-15 |  | 1998-12-15 |  | Removed from Ground | Gas (Historical Use) | 5000 | Steel-Impressed Current | 1998-12-01 | 2008-09-01 | Cathodically Protected | Pressurized
SKYE FOOD MART | 1341 METROPOLITAN PKWY SW | ATLANTA | Fulton | 9060532 | 5 |  | 1998-12-15 |  | 1998-12-15 |  | Removed from Ground | Gas (Historical Use) | 5000 | Steel-Impressed Current | 1998-12-01 | 2008-09-01 | Cathodically Protected | Suction (American)
FORMER C&R MOTORS | 1318 SYLVAN ROAD SW | ATLANTA | Fulton | 10001392 | 1 |  |  | FALSE |  | FALSE | Removed from Ground | Gas (Historical Use) | 0 | Bare Steel | 1986-01-01 | 1986-01-01 | Bare Steel
CHEVRON | 556 NORTHSIDE DR SW | ATLANTA | Fulton | 10002168 | 4 | Ball Float | 2011-12-01 | FALSE | 2011-12-01 | FALSE | Currently in Use | E-85 | 4000 | Tank Jacket | 2011-12-14 |  | Double-Walled Fiberglass | Pressurized
ATLANTA METROPOLITAN COLLEGE | 1630 STEWART AVE SW | ATLANTA | Fulton | 9060380 | T1 | [5 empty] | Removed from Ground | Gas (Historical Use) | 575 | Bare Steel | 1983-01-26 | 2010-06-18 | Bare Steel
EXXON FOOD STORE | 507 JOSEPH E LOWRY BLVD SW | ATLANTA | Fulton | 600894 | 1 | Flapper Valve | 2024-09-23 | FALSE | 1989-01-01 | FALSE | Currently in Use | Regular | 10000 | Fiberglass | 1982-01-01 |  | Fiberglass Reinforced Plastic | Pressurized
STATE OF GEORGIA DJJ/LORENZO BEN | 4525 BAKER FERRY RD SW | ATLANTA | Fulton | 600491 | 2 | [5 empty] | Closed in Ground | Diesel | 2000 | Bare Steel | 1953-05-09 | 1987-10-01 | Galvanized Steel
ENTERPRISE LEASING COMPANY | 3088 PIEDMONT RD NE | ATLANTA | Fulton | 600093 | 1 | [5 empty] | Removed from Ground | Gas (Historical Use) | 4000 | Fiberglass Double Walled | 1981-02-11 | 1899-12-31 | Double-Walled Fiberglass | Pressurized
EXXON STATION #4-5350 | 3016 PIEDMONT RD NE | ATLANTA | Fulton | 9000037 | 3 | [5 empty] | Removed from Ground | Gas (Historical Use) | 4000 | Bare Steel | 1969-05-10 | 1990-10-11 | Galvanized Steel
BUCKHEAD TIRE CENTER INC | 3070 PIEDMONT RD NE | ATLANTA | Fulton | 9000281 | 2 | [5 empty] | Removed from Ground | Gas (Historical Use) | 5000 | Bare Steel | 1966-03-08 | 1899-12-31 | Galvanized Steel
FORMER CHEVRON SERVICE STATION | 990 PIEDMONT AVE | ATLANTA | Fulton | 9060650 | 1 | [5 empty] | Removed from Ground | Gas (Historical Use) | 0 | Not Marked/Unknown |  | 1899-12-31 | Not Marked
CATHEDRAL TOWERS | 2820 PEACHTREE RD NW | ATLANTA | Fulton | 10002100 | 4 |  |  | FALSE |  | FALSE | Removed from Ground | Gas (Historical Use) | 3000 | Bare Steel | 1975-01-01 | 1975-01-01
DOUG HOWLES PACES FERRY DODGE | 3097 PIEDMONT RD NE | ATLANTA | Fulton | 600092 | 3 | [5 empty] | Removed from Ground | Empty | 10000 | Bare Steel | 1971-04-22 | 1899-12-31 | Unknown
CLASSIC CADILLAC | 7700 ROSWELL RD | ATLANTA | Fulton | 10000740 | 1 | Flapper Valve | 1996-08-15 | FALSE | 1996-08-15 | FALSE | Currently in Use | Regular | 10000 | Composite | 1996-08-15 |  | Fiberglass Reinforced Plastic | Safe Suction (Euro)
SPEEDWAY #48\STARVIN MARVIN | 1098 GORDON ST SW | ATLANTA | Fulton | 9000378 | 4 | [5 empty] | Removed from Ground | Gas (Historical Use) | 8000 | Bare Steel | 1979-01-01 | 1991-07-19 | Galvanized Steel
SHELL | 535 LEE ST SW | ATLANTA | Fulton | 600830 | 3 | Ball Float | 1998-09-01 | FALSE | 1998-09-01 | FALSE | Currently in Use | Regular | 10000 | Fiberglass | 1982-05-03 |  | Double-Walled Fiberglass | Pressurized
PITTSBURGH YARDS-BROWN TRANSPORT CORPORATION | 352 UNIVERSITY AVE | ATLANTA | Fulton | 600903 | 2 | [5 empty] | Removed from Ground | Diesel | 12000 | Bare Steel | 1977-04-04 | 2000-05-28
UNKNOWN | 807 CASCADE ROAD | ATLANTA | Fulton | 9060662 | 1 | [5 empty] | Removed from Ground | Gas (Historical Use) | 0 | Not Marked/Unknown | 1996-09-23 | 1996-09-23 | Not Marked
CHEVRON FOOD MART | 2456 MLK JR DR | ATLANTA | Fulton | 9060041 | 2 | [5 empty] | Permanently Out of Use - historical purposes | Gas (Historical Use) | 6000 | Bare Steel | 1973-04-26 | 1899-12-31 | Galvanized Steel
ATLANTA METROPOLITAN COLLEGE | 1630 STEWART AVE SW | ATLANTA | Fulton | 9060380 | T2 | [5 empty] | Removed from Ground | Diesel | 0 | Marked Unknown | 2010-06-18 | 2010-06-18 | Unknown
DOC'S AUTO REPAIR | 1131 LEE ST | ATLANTA | Fulton | 9060281 | 1 | [5 empty] | Removed from Ground | Gas (Historical Use) | 5000 | Not Marked/Unknown | 2004-05-04 | 2004-05-04 | Not Marked
PITTSBURGH YARDS-BROWN TRANSPORT CORPORATION | 352 UNIVERSITY AVE | ATLANTA | Fulton | 600903 | 11 |  |  | FALSE |  | FALSE | Removed from Ground | Gas (Historical Use) | 6000 | Unknown | 2001-05-01 | 2001-05-01 | Unknown
ATLANTA FIRE STATION #17 | 1989 R D ABERNATHY RD | ATLANTA | Fulton | 9060543 | 1 | [5 empty] | Removed from Ground | Diesel | 550 | Not Marked/Unknown | 1987-01-01 | 1998-11-01 | Not Marked
SKYE FOOD MART | 1341 METROPOLITAN PKWY SW | ATLANTA | Fulton | 9060532 | 2 |  | 1998-12-15 |  | 1998-12-15 |  | Removed from Ground | Gas (Historical Use) | 5000 | Steel-Impressed Current | 1998-12-01 | 2008-09-01 | Cathodically Protected | Suction (American)
J&L ASSOCIATES INC | 948 DONNELLY AVE | ATLANTA | Fulton | 9060560 | GAS | [5 empty] | Removed from Ground | Gas (Historical Use) | 2500 | Not Marked/Unknown | 1998-10-01 | 1998-10-01 | Not Marked
WHITEHALL EXXON | 634 WHITEHALL ST SW | ATLANTA | Fulton | 10002208 | 3 | Ball Float | 2013-03-01 | FALSE | 2013-03-01 | FALSE | Currently in Use | Diesel | 4000 | Composite Double Walled | 2013-03-01 |  | Double-Walled Fiberglass | Pressurized
CHEVRON FOOD MART | 4485 CAMPBELLTON RD | ATLANTA | Fulton | 601024 | 8 |  | 2000-07-01 | FALSE | 2000-07-01 | TRUE | Currently in Use | Premium | 12000 | Fiberglass | 2000-07-01 |  | Double-Walled Fiberglass | Pressurized
CHEVRON FOOD MART | 4485 CAMPBELLTON RD | ATLANTA | Fulton | 601024 | 6 |  | 2015-11-27 | TRUE | 2000-07-01 | TRUE | Temporarily out of use | Used Oil | 600 | Galvanic (STIP-3) | 1967-04-28
BST/BEN HILL CO/F1308 | 2307 FAIRBURN RD | ATLANTA | Fulton | 601046 | 3 | Flapper Valve | 1998-04-08 | FALSE | 1998-04-08 | FALSE | Currently in Use | Diesel | 3000 | Fiberglass | 1994-05-10 |  | Fiberglass Reinforced Plastic | Gravity
BP AM/PM 1 | 3515 CASCADE RD SW | ATLANTA | Fulton | 601087 | 6 | Flapper Valve | 2023-12-05 | FALSE | 2004-01-01 | FALSE | Currently in Use | Regular | 10000 | Fiberglass Double Walled | 2003-12-30 |  | Double-Walled Flex | Pressurized
BP | 3550 CAMPBELLTON RD SW & I-285 | ATLANTA | Fulton | 601075 | 2 | [5 empty] | Removed from Ground | Gas (Historical Use) | 8000 | Bare Steel | 1969-04-27 | 1987-11-01 | Galvanized Steel
SHELL FOOD MART | 3601 MLK JR DR | ATLANTA | Fulton | 601072 | 3 | [5 empty] | Permanently Out of Use - historical purposes | Gas (Historical Use) | 6000 | Bare Steel | 1970-04-27 | 1899-12-31 | Galvanized Steel
TEXACO FOOD MART | 3749 CAMPBELLTON RD | ATLANTA | Fulton | 601396 | 1 | [5 empty] | Removed from Ground | Gas (Historical Use) | 6000 | Bare Steel | 1967-05-13 | 1899-12-31 | Galvanized Steel
TEXACO FOOD MART | 3749 CAMPBELLTON RD | ATLANTA | Fulton | 601396 | 7 | Ball Float | 2012-11-12 | FALSE | 2012-11-12 | FALSE | Currently in Use | Regular | 8000 | Composite | 1987-01-01 |  | Fiberglass Reinforced Plastic | Pressurized
FIRE STATION #4 | 5890 PLUMMER RD SW | ATLANTA | Fulton | 600905 | 4 | Flapper Valve | 1997-10-31 | FALSE | 1997-10-31 | FALSE | Currently in Use | Diesel | 6000 | Epoxy | 1997-10-31 |  | Double-Walled Flex | Safe Suction (Euro)
STATE OF GEORGIA DJJ/LORENZO BEN | 4525 BAKER FERRY RD SW | ATLANTA | Fulton | 600491 | 1 | [5 empty] | Closed in Ground | Diesel | 2000 | Bare Steel | 1953-05-09 | 1987-10-01 | Galvanized Steel
J N ZELLNER & SON TRANSFER CO | 1488 CLEVELAND AVE | ATLANTA | Fulton | 670530 | 3 |  |  | FALSE |  | FALSE | Removed from Ground | Used Oil | 1000 | Bare Steel | 2007-03-20 | 2007-03-20
PONY EXPRESS COURIER CORP | 3565 ATLANTA IND BLVD | ATLANTA | Fulton | 601353 | 1 | [5 empty] | Removed from Ground | Gas (Historical Use) | 12000 | Fiberglass | 1987-01-01 | 1998-11-19 | Galvanized Steel | Pressurized
WOODS SERVICE STATION | 3773 CAMPBELLTON RD SW | ATLANTA | Fulton | 601196 | 4 | [5 empty] | Removed from Ground | Diesel | 5000 | Bare Steel | 1976-01-01 | 1998-01-13 | Galvanized Steel
TEXACO FOOD MART | 3263 DONALD LEE HOLLOWAY PKWY | ATLANTA | Fulton | 601186 | 1 |  | 2013-01-08 | FALSE | 2013-01-08 | FALSE | Currently in Use | Regular | 12000 | Fiberglass | 1984-04-17
ATLANTA FIRE STATION #21 | 3201 ROSWELL RD NE | ATLANTA | Fulton | 600379 | 1 | [5 empty] | Removed from Ground | Gas (Historical Use) | 1000 | Fiberglass | 1984-05-08 | 1998-11-01 | Fiberglass Reinforced Plastic
ROSWELL FOOD MART | 5645 ROSWELL RD | ATLANTA | Fulton | 9000004 | 2 |  |  | FALSE |  | FALSE | Removed from Ground | Gas (Historical Use) | 5000 | Bare Steel | 1972-02-07 | 1988-05-30 | Bare Steel
GULZAR PROPERTIES LLC | 3004 PIEDMONT RD NE | ATLANTA | Fulton | 600774 | 13 |  | 2004-11-12 | TRUE | 2004-11-12 | FALSE | Currently in Use | Gas (Historical Use) | 10000 | Fiberglass Double Walled | 2004-10-18 |  | Double-Walled Flex | Pressurized
HAPPY STORE #365 | 5345 ROSWELL RD | ATLANTA | Fulton | 600750 | 2 | [5 empty] | Removed from Ground | Gas (Historical Use) | 10000 | Cathodically Protected Steel | 1982-05-06 | 1990-12-01 | Galvanized Steel
HAPPY STORE #365 | 5345 ROSWELL RD | ATLANTA | Fulton | 600750 | 8 | Flapper Valve | 1990-12-01 | FALSE | 1990-12-01 | FALSE | Currently in Use | Regular | 10000 | Composite | 1990-12-20 |  | Fiberglass Reinforced Plastic | Pressurized
ONEALS PHILLIPS 66 | 2129 ROOSEVELT HWY | COLLEGE PARK | Fulton | 9000279 | 2 | [5 empty] | Removed from Ground | Diesel | 4100 | Bare Steel | 1956-05-14 | 1998-05-27 | Bare Steel | Pressurized
ENTERPRISE LEASING COMPANY | 3088 PIEDMONT RD NE | ATLANTA | Fulton | 600093 | A | Flapper Valve | 1990-08-30 | FALSE | 1990-08-30 | FALSE | Currently in Use | Regular | 8000 | Fiberglass Double Walled | 1990-08-30 |  | Fiberglass Reinforced Plastic | Pressurized
CHEVRON FOOD MART | 345 PHARR RD NW | ATLANTA | Fulton | 9000228 | 3 | Flapper Valve | 1998-05-25 | FALSE | 1998-05-25 | FALSE | Currently in Use | Regular | 5000 | Steel-Impressed Current | 1971-02-07 |  | Fiberglass Reinforced Plastic | Pressurized
CHEVRON #40005 | 2333 PEACHTREE RD NE | ATLANTA | Fulton | 600973 | 5 | [5 empty] | Removed from Ground | Gas (Historical Use) | 3000 | Cathodically Protected Steel | 1964-01-01 | 1994-01-25 | Cathodically Protected | Pressurized
ALLIED READYMIX INC-PLANT #63 | 469 PEACHTREE HILLS AVENUE | ATLANTA | Fulton | 9060530 | DF-63 |  | 1998-11-18 |  | 1998-11-18 |  | Removed from Ground | Diesel | 8000 | Steel-Impressed Current | 1998-12-21 | 2002-11-06 | Cathodically Protected | Suction (American)
STREETS OF BUCKHEAD DEVELOPEMENT CO @ BLOCK A, LLC | 3013 PEACHTREE ROAD NW | ATLANTA | Fulton | 10001616 | 1 |  |  | FALSE |  | FALSE | Removed from Ground |  | 750 | Bare Steel | 2008-06-01 | 2008-06-01
FASHION SHOE STORE/TABOR PONTIAC | 3275 PEACHTREE RD | ATLANTA | Fulton | 9060145 | 2 |  |  | TRUE |  | TRUE | Removed from Ground | Used Oil | 550 | Bare Steel | 1990-09-25 | 1990-09-25 | Galvanized Steel
DOUG HOWLES PACES FERRY DODGE | 3097 PIEDMONT RD NE | ATLANTA | Fulton | 600092 | 4 | [5 empty] | Removed from Ground | Gas (Historical Use) | 3000 | Bare Steel | 1971-04-22 | 1899-12-31 | Unknown
DOUG HOWLES PACES FERRY DODGE | 3097 PIEDMONT RD NE | ATLANTA | Fulton | 600092 | 5 |  |  | TRUE |  | TRUE | Removed from Ground | Used Oil | 1000 | Bare Steel | 1971-04-22 | 1899-12-31 | Unknown
LINDBERGH DRIVE & PEACHTREE HILLS AVENUE | CORNER OF LINDBERGH DR & PEACHTREE HILLS | ATLANTA | Fulton | 10000784 | 1 |  |  | FALSE |  | FALSE | Removed from Ground | Used Oil | 500 | Unknown | 2004-08-25 | 2004-08-25
CHEVRON 201783 | 4535 ROSWELL RD | ATLANTA | Fulton | 600699 | 1 |  | 1994-08-25 |  | 1994-08-25 |  | Permanently Out of Use - historical purposes | Gas (Historical Use) | 8000 | Fiberglass | 1968-03-09 | 1899-12-31 | Fiberglass Reinforced Plastic | Pressurized
CHEVRON 201783 | 4535 ROSWELL RD | ATLANTA | Fulton | 600699 | 4 |  |  | TRUE |  | TRUE | Removed from Ground | Used Oil | 1000 | Bare Steel | 1972-03-08 | 2001-06-11 | Galvanized Steel | Gravity Fed
CHEVRON 201783 | 4535 ROSWELL RD | ATLANTA | Fulton | 600699 | 7 | [5 empty] | Removed from Ground | Gas (Historical Use) | 10000 | Fiberglass | 1986-01-01 | 2001-06-11 | Fiberglass Reinforced Plastic | Pressurized
FAIRBURN ROAD CITGO | 490 FAIRBURN RD SW | ATLANTA | Fulton | 601019 | 5 | Ball Float | 2007-06-05 | FALSE | 2007-09-18 | FALSE | Currently in Use | Regular | 10000 | Fiberglass | 1998-08-26 |  | Fiberglass Reinforced Plastic | Pressurized
FAIRBURN ROAD CITGO | 490 FAIRBURN RD SW | ATLANTA | Fulton | 601019 | 4 |  |  | TRUE |  | TRUE | Removed from Ground | Used Oil | 550 | Bare Steel | 1971-04-27 | 1899-12-31 | Galvanized Steel
SHELL FOOD MART | 3601 MLK JR DR | ATLANTA | Fulton | 601072 | 3A | Ball Float | 1987-10-30 | FALSE | 1987-10-30 | FALSE | Currently in Use | Premium | 10000 | Galvanic (STIP-3) | 1987-10-30 |  | Galvanized Steel | Pressurized
CONOCO #10061/JET STATION | 3275 BANKHEAD HWY NW | ATLANTA | Fulton | 601175 | 2 | [5 empty] | Currently in Use | Gas (Historical Use) | 10000 | Bare Steel | 1979-04-19 |  | Galvanized Steel
SHELL FOOD MART | 3580 CASCADE RD SW | ATLANTA | Fulton | 600775 | 9 |  |  | TRUE |  | TRUE | Removed from Ground | Used Oil | 1000 | Bare Steel | 1987-01-01 | 1899-12-31 | Fiberglass Reinforced Plastic | Gravity Fed
SHELL FOOD MART | 3580 CASCADE RD SW | ATLANTA | Fulton | 600775 | 8 | Ball Float | 1987-01-01 | FALSE | 1987-01-01 | FALSE | Currently in Use | Gas (Historical Use) | 10000 | Fiberglass | 1987-01-01 |  | Fiberglass Reinforced Plastic | Pressurized
SHELL FOOD MART | 3580 CASCADE RD SW | ATLANTA | Fulton | 600775 | 6 | Ball Float | 1987-01-01 | FALSE | 1987-01-01 | FALSE | Currently in Use | Gas (Historical Use) | 10000 | Fiberglass | 1987-01-01 |  | Fiberglass Reinforced Plastic | Pressurized
CRAIN DALY VOLKSWAGEN INC | 2980 PIEDMONT RD | ATLANTA | Fulton | 600268 | 2 |  |  | TRUE |  | TRUE | Removed from Ground | Used Oil | 1000 | Bare Steel | 1968-03-23 | 1991-06-01 | Galvanized Steel
ROSWELL FOOD MART | 5645 ROSWELL RD | ATLANTA | Fulton | 9000004 | 3 |  |  | FALSE |  | FALSE | Removed from Ground | Gas (Historical Use) | 6000 | Bare Steel | 1972-02-07 | 1988-05-30 | Bare Steel
GULZAR PROPERTIES LLC | 3004 PIEDMONT RD NE | ATLANTA | Fulton | 600774 | 1 | [5 empty] | Removed from Ground | Gas (Historical Use) | 10000 | Fiberglass | 1975-05-05 | 1993-02-04 | Fiberglass Reinforced Plastic
LATTER DAY SAINTS SITE | 1185 VAN BUREN ST SW | ATLANTA | Fulton | 9060238 | 1 | [5 empty] | Removed from Ground | Gas (Historical Use) | 4000 | Bare Steel | 1992-04-20 | 1992-04-20 | Galvanized Steel | Suction (American)
CRAIN DALY VOLKSWAGEN INC | 2980 PIEDMONT RD | ATLANTA | Fulton | 600268 | 1 | [5 empty] | Removed from Ground | Other | 6000 | Bare Steel | 1968-03-23 | 1991-06-01 | Galvanized Steel
EXXON STATION #4-5350 | 3016 PIEDMONT RD NE | ATLANTA | Fulton | 9000037 | 5 |  |  | TRUE |  | TRUE | Removed from Ground | Used Oil | 500 | Bare Steel | 1969-05-10 | 1990-10-11 | Galvanized Steel
EXXON STATION #4-5350 | 3016 PIEDMONT RD NE | ATLANTA | Fulton | 9000037 | 4 | [5 empty] | Removed from Ground | Gas (Historical Use) | 6000 | Fiberglass | 1980-05-07 | 1990-10-11 | Galvanized Steel
EXXON STATION #4-5350 | 3016 PIEDMONT RD NE | ATLANTA | Fulton | 9000037 | 7 | [5 empty] | Removed from Ground | Gas (Historical Use) | 12000 | Double Walled | 1991-06-13 | 1993-04-12 | Double Walled | Pressurized
FORMER EXXON FOOD STORE | 2901 PEACHTREE RD NE | ATLANTA | Fulton | 9000276 | 8 |  |  | FALSE |  | FALSE | Removed from Ground | Used Oil | 250 | Cathodically Protected Steel | 1996-06-25 | 2005-01-12 | Double Walled
FORMER EXXON FOOD STORE | 2901 PEACHTREE RD NE | ATLANTA | Fulton | 9000276 | 2 | [5 empty] | Removed from Ground | Gas (Historical Use) | 6000 | Bare Steel | 1968-05-10 | 1996-06-05 | Galvanized Steel | Pressurized
GA POWER/BUCKHEAD OPERATING HQ | 3030 NORTH FULTON DR NE | ATLANTA | Fulton | 600739 | 1 | [5 empty] | Removed from Ground | Diesel | 6000 | Bare Steel | 1966-05-12 | 1989-10-01 | Unknown
AMOCO STATION #546 | 3256 PEACHTREE RD | ATLANTA | Fulton | 601060 | 2 | [5 empty] | Removed from Ground | Gas (Historical Use) | 4000 | Cathodically Protected Steel | 1953-05-01 | 1994-02-14 | Galvanized Steel
LENOX COURTYARD | 3535 PEACHTREE RD | ATLANTA | Fulton | 9060708 | 1 |  |  | TRUE |  | TRUE | Removed from Ground | Used Oil | 250 | Not Marked/Unknown |  | 1899-12-31 | Not Marked
ASMA ENTERPRISES INC/STOP N SHOP FOOD MART #1 | 3257 NORTH MAIN ST | COLLEGE PARK | Fulton | 600940 | 3 | [5 empty] | Removed from Ground | Gas (Historical Use) | 2000 | Bare Steel | 1960-04-29 | 1987-01-01 | Bare Steel
SHELL FOOD MART | 1633 VIRGINIA AVE | COLLEGE PARK | Fulton | 600932 | 1 | [5 empty] | Removed from Ground | Gas (Historical Use) | 10000 | Fiberglass | 1985-04-30 | 1992-12-01 | Fiberglass Reinforced Plastic | Pressurized
Hennessy Ford | 5675 PEACHTREEE IND BLVD | Atlanta | Fulton | 4440106 | 7B | Flapper Valve | 2020-09-14 | FALSE | 2020-08-15 | FALSE | Currently in Use | Diesel | 5000 | Composite Double Walled | 2020-08-26 |  | Double-Walled Fiberglass | Pressurized
EXXON STATION #4-5350 | 3016 PIEDMONT RD NE | ATLANTA | Fulton | 9000037 | 2 | [5 empty] | Removed from Ground | Gas (Historical Use) | 6000 | Bare Steel | 1969-05-10 | 1990-10-11 | Galvanized Steel
FORMER EXXON FOOD STORE | 2901 PEACHTREE RD NE | ATLANTA | Fulton | 9000276 | 5 |  | 1996-06-01 |  | 1996-06-01 |  | Removed from Ground | Gas (Historical Use) | 10000 | Fiberglass Double Walled | 1996-06-27 | 2005-02-04 | Double-Walled Fiberglass | Pressurized
GULZAR PROPERTIES LLC | 3004 PIEDMONT RD NE | ATLANTA | Fulton | 600774 | 9 |  | 1993-04-01 |  | 1993-04-01 |  | Removed from Ground | Gas (Historical Use) | 10000 | Fiberglass | 1993-02-15 | 2004-10-04 | Fiberglass Reinforced Plastic | Pressurized
GULZAR PROPERTIES LLC | 3004 PIEDMONT RD NE | ATLANTA | Fulton | 600774 | 6 |  | 1993-04-01 |  | 1993-04-01 |  | Removed from Ground | Diesel | 10000 | Fiberglass | 1993-02-15 | 2004-10-04 | Fiberglass Reinforced Plastic | Pressurized
CHEVRON FOOD MART | 345 PHARR RD NW | ATLANTA | Fulton | 9000228 | 1 | Flapper Valve | 1998-05-25 | FALSE | 1998-05-25 | FALSE | Currently in Use | Regular | 5000 | Steel-Impressed Current | 1971-02-07 |  | Fiberglass Reinforced Plastic | Pressurized
AMOCO STATION #546 | 3256 PEACHTREE RD | ATLANTA | Fulton | 601060 | 5 | [5 empty] | Removed from Ground | Gas (Historical Use) | 1000 | Cathodically Protected Steel | 1953-05-01 | 1994-02-14 | Galvanized Steel
CHEVRON FOOD MART | 2331 PEACHTREE RD | ATLANTA | Fulton | 602022 | 1 | Flapper Valve | 1993-06-12 | FALSE | 1993-06-12 | FALSE | Currently in Use | Regular | 9300 | Fiberglass | 1982-01-03 |  | Double-Walled Fiberglass | Pressurized
PRESTIGE COLLISON | 205 PHARR ROAD | ATLANTA | Fulton | 9060840 | 1 | [5 empty] | Removed from Ground | Used Oil | 2000 | Marked Unknown | 2001-02-15 | 2001-02-15 | Unknown
MERCEDES-BENZ OF BUCKHEAD | 2799 PIEDMONT RD | ATLANTA | Fulton | 10002271 | 1 | Ball Float | 2013-08-01 | FALSE | 2013-08-01 | FALSE | Currently in Use | Premium | 10000 | Tank Jacket | 2013-08-01 |  | Double-Walled Fiberglass | Pressurized
TEXACO FOOD MART | 3263 DONALD LEE HOLLOWAY PKWY | ATLANTA | Fulton | 601186 | 2 |  |  | FALSE |  | FALSE | [6 empty] | Fiberglass Reinforced Plastic | Pressurized
BP #24101/GULF #270546 | 3566 MLK JR DR | ATLANTA | Fulton | 600831 | 1 | [5 empty] | Removed from Ground | Gas (Historical Use) | 10000 | Bare Steel | 1977-05-04 | 1899-12-31 | Galvanized Steel
BOOMERSHINE CHEVROLET/PURE OIL | 2930 PEACHTREE RD NW | ATLANTA | Fulton | 601359 | 1 | [5 empty] | Removed from Ground | Gas (Historical Use) | 1000 | Marked Unknown | 1967-01-06 | 1899-12-31 | Unknown
BOOMERSHINE CHEVROLET/PURE OIL | 2930 PEACHTREE RD NW | ATLANTA | Fulton | 601359 | 4 | [5 empty] | Removed from Ground | Other | 1000 | Bare Steel | 1967-01-06 | 1899-12-31 | Unknown
CHEVRON #40005 | 2333 PEACHTREE RD NE | ATLANTA | Fulton | 600973 | 1 | [5 empty] | Removed from Ground | Diesel | 10000 | Fiberglass | 1980-01-01 | 1994-01-25 | Fiberglass Reinforced Plastic | Pressurized
CHEVRON #40005 | 2333 PEACHTREE RD NE | ATLANTA | Fulton | 600973 | 4 | [5 empty] | Removed from Ground | Gas (Historical Use) | 3000 | Cathodically Protected Steel | 1964-01-01 | 1994-01-25 | Cathodically Protected | Pressurized
CHEVRON FOOD MART | 2331 PEACHTREE RD | ATLANTA | Fulton | 602022 | 2 | Flapper Valve | 1993-06-12 | FALSE | 1993-06-12 | FALSE | Currently in Use | Premium | 9300 | Fiberglass | 1982-01-03 |  | Double-Walled Fiberglass | Pressurized
CLC ENTERPRISES INC/PROPOSED TGI | 2065 PEACHTREE ST NE | ATLANTA | Fulton | 9060299 | 1 | [5 empty] | Removed from Ground | Gas (Historical Use) | 4500 | Not Marked/Unknown | 1993-09-28 | 1993-09-28 | Not Marked
DOUG HOWLES PACES FERRY DODGE | 3097 PIEDMONT RD NE | ATLANTA | Fulton | 600092 | 1 |  |  | TRUE |  | TRUE | Removed from Ground | Used Oil | 500 | Marked Unknown | 1966-03-11 | 1992-01-01 | Unknown
CITGO A | 3657 MARTIN LUTHER KING JR DR | ATLANTA | Fulton | 601099 | 3 |  | 1998-10-22 | FALSE | 1998-10-22 | FALSE | Currently in Use | Regular | 10000 | Steel-Impressed Current | 1984-05-01 |  | Fiberglass Reinforced Plastic | Pressurized
BP AM/PM 1 | 3515 CASCADE RD SW | ATLANTA | Fulton | 601087 | 2 |  | 1983-04-24 |  | 1983-04-24 |  | Removed from Ground | Gas (Historical Use) | 10000 | Galvanic (STIP-3) | 1983-04-24 | 2004-03-22 | Fiberglass Reinforced Plastic | Pressurized
BP AM/PM 1 | 3515 CASCADE RD SW | ATLANTA | Fulton | 601087 | 8 | Ball Float | 2004-01-01 | FALSE | 2004-01-01 | FALSE | Currently in Use | Diesel | 10000 | Fiberglass Double Walled | 2004-12-30 |  | Double-Walled Flex | Pressurized
PETROLEUM REALTY II LLC | 3640 CAMPBELLTON RD | ATLANTA | Fulton | 601301 | 3 | [5 empty] | Removed from Ground | Other | 5000 | Bare Steel | 1970-05-09 | 1899-12-31 | Galvanized Steel
WOODS SERVICE STATION | 3773 CAMPBELLTON RD SW | ATLANTA | Fulton | 601196 | 1 | [5 empty] | Removed from Ground | Gas (Historical Use) | 6000 | Bare Steel | 1965-01-01 | 1998-01-13 | Galvanized Steel | Suction (American)
TEXACO FOOD MART | 3749 CAMPBELLTON RD | ATLANTA | Fulton | 601396 | 3 | [5 empty] | Removed from Ground | Gas (Historical Use) | 8000 | Bare Steel | 1972-05-11 | 1899-12-31 | Galvanized Steel
FIRE STATION #4 | 5890 PLUMMER RD SW | ATLANTA | Fulton | 600905 | 3 | Flapper Valve | 1997-10-31 | FALSE | 1997-10-31 | FALSE | Currently in Use | Regular | 12000 | Epoxy | 1997-10-31 |  | Double-Walled Flex | Safe Suction (Euro)
TOYS-R-US INC | 3710 ATLANTA IND PKWY | ATLANTA | Fulton | 600476 | 1 |  | 1993-12-02 |  |  |  | Removed from Ground | Diesel | 10000 | Cathodically Protected Steel | 1985-01-01 | 1998-01-01 | Galvanized Steel | Suction (American)
ROSWELL FOOD MART | 5645 ROSWELL RD | ATLANTA | Fulton | 9000004 | 6 | Flapper Valve | 1998-05-25 | FALSE | 1998-05-28 | FALSE | Currently in Use | Diesel | 10000 | Composite | 1988-06-20 |  | Fiberglass Reinforced Plastic | Pressurized
CITGO FOOD MART | 5225 CAMPBELLTON RD SW | ATLANTA | Fulton | 601273 | 6 | Flapper Valve | 2004-09-01 | FALSE | 2004-09-01 | FALSE | Currently in Use | Diesel | 6000 | Composite | 2004-09-01 |  | Fiberglass Reinforced Plastic | Pressurized
CHEVRON STATION #40021 | 5207 CAMPBELLTON RD SW | ATLANTA | Fulton | 9000277 | 2 | [5 empty] | Removed from Ground | Gas (Historical Use) | 10000 | Bare Steel | 1971-04-27 | 1987-01-01 | Galvanized Steel
STATE OF GEORGIA DJJ/LORENZO BEN | 4525 BAKER FERRY RD SW | ATLANTA | Fulton | 600491 | 3 |  | 1997-05-07 |  | 1997-05-07 |  | Removed from Ground | Gas (Historical Use) | 2005 | Cathodically Protected Steel | 1988-01-01 | 2006-04-11 | Fiberglass Reinforced Plastic | Suction (American)
ATLANTA FIRE STATION #31 | 2406 FAIRBURN RD SW | ATLANTA | Fulton | 600388 | 2 | Ball Float | 1993-01-15 | FALSE | 1993-01-15 | FALSE | Closed in Ground | Diesel | 1000 | Galvanic (STIP-3) | 1993-01-15 |  | Galvanized Steel | Safe Suction (Euro)
MERCHANDISING EQUIPMENT INC | 820 FAIRBURN RD SW | ATLANTA | Fulton | 600119 | 1 | [5 empty] | Removed from Ground | Diesel | 7000 | Bare Steel | 1981-03-04 | 1990-05-17 | Galvanized Steel
GA GOVERNORS MANSION | 391 WEST PACES FERRY RD NW | ATLANTA | Fulton | 600840 | 2 | Flapper Valve | 1994-09-09 | FALSE | 1994-09-09 | FALSE | Currently in Use | Regular | 2000 | Fiberglass Double Walled | 1994-09-02 |  | Fiberglass Reinforced Plastic | Safe Suction (Euro)
GULZAR PROPERTIES LLC | 3004 PIEDMONT RD NE | ATLANTA | Fulton | 600774 | 11 |  | 2004-11-12 | TRUE | 2004-11-12 | FALSE | Currently in Use | Gas (Historical Use) | 10000 | Fiberglass Double Walled | 2004-10-18 |  | Double-Walled Flex | Pressurized
BUCKHEAD TIRE CENTER INC | 3070 PIEDMONT RD NE | ATLANTA | Fulton | 9000281 | 1 | [5 empty] | Removed from Ground | Gas (Historical Use) | 5000 | Bare Steel | 1966-03-08 | 1899-12-31 | Galvanized Steel
BOOMERSHINE CHEVROLET/PURE OIL | 2930 PEACHTREE RD NW | ATLANTA | Fulton | 601359 | 2 | [5 empty] | Removed from Ground | Other | 1000 | Bare Steel | 1967-01-06 | 1899-12-31 | Unknown
CHEVRON #40005 | 2333 PEACHTREE RD NE | ATLANTA | Fulton | 600973 | 3 | [5 empty] | Removed from Ground | Gas (Historical Use) | 10000 | Cathodically Protected Steel | 1973-01-01 | 1994-01-25 | Cathodically Protected | Pressurized
KRINSKY/FINKEL PROPERTY | 3167 PEACHTREE ST | ATLANTA | Fulton | 9060034 | 3 | [5 empty] | Removed from Ground | Other | 0 | Marked Unknown | 1990-07-08 | 1990-07-08 | Unknown
BUCKHEAD PLAZA/SEARS | 3060 PEACHTREE RD/WEST END | ATLANTA | Fulton | 9060144 | SEARS-W/O |  |  | TRUE |  | TRUE | Removed from Ground | Used Oil | 550 | Bare Steel | 1990-09-30 | 1990-09-30 | Bare Steel
JPB REALTY LLC | 2799 PIEDMONT RD | ATLANTA | Fulton | 10000137 | 1 | Flapper Valve | 2001-06-01 | FALSE | 2001-06-01 | FALSE | Removed from Ground | Diesel | 10000 | Fiberglass Double Walled | 2001-06-01 |  | Double-Walled Fiberglass | Suction (American)
SANDY SPRINGS EXPRESS MART | 5700 ROSWELL RD NE | ATLANTA | Fulton | 600890 | 3 |  | 1995-09-01 | FALSE | 1992-01-01 | FALSE | Temporarily out of use | Gas (Historical Use) | 10000 | Fiberglass | 1982-04-30 |  | Fiberglass Reinforced Plastic | Pressurized
PARK N FLY OF ATLANTA | 3950 CONLEY ST | COLLEGE PARK | Fulton | 600123 | 1 |  | 1997-11-26 | FALSE | 1997-11-26 | FALSE | Removed from Ground | Gas (Historical Use) | 10000 | Steel-Impressed Current | 1981-02-28 | 2019-05-21 | Galvanized Steel | Safe Suction (Euro)
FORMER EXXON FOOD STORE | 2901 PEACHTREE RD NE | ATLANTA | Fulton | 9000276 | 4 |  |  | TRUE |  | TRUE | Removed from Ground | Used Oil | 500 | Bare Steel | 1968-05-10 | 1996-06-05 | Galvanized Steel | Pressurized
FORMER EXXON FOOD STORE | 2901 PEACHTREE RD NE | ATLANTA | Fulton | 9000276 | 7 |  | 1996-06-01 |  | 1996-06-01 |  | Removed from Ground | Gas (Historical Use) | 10000 | Fiberglass Double Walled | 1996-06-27 | 2005-02-04 | Double-Walled Fiberglass | Pressurized
FORMER EXXON FOOD STORE | 2901 PEACHTREE RD NE | ATLANTA | Fulton | 9000276 | 1 | [5 empty] | Removed from Ground | Gas (Historical Use) | 4000 | Bare Steel | 1968-05-10 | 1996-06-05 | Galvanized Steel | Pressurized
GA POWER/BUCKHEAD OPERATING HQ | 3030 NORTH FULTON DR NE | ATLANTA | Fulton | 600739 | 2 | [5 empty] | Removed from Ground | Gas (Historical Use) | 10000 | Bare Steel | 1976-05-09 | 1989-10-01 | Unknown
CHEVRON FOOD MART | 2331 PEACHTREE RD | ATLANTA | Fulton | 602022 | 4 | [5 empty] | Removed from Ground | Diesel | 10000 | Fiberglass | 1982-01-01 | 1987-01-01 | Double-Walled Fiberglass | Pressurized
GULZAR PROPERTIES LLC | 3004 PIEDMONT RD NE | ATLANTA | Fulton | 600774 | 2 | [5 empty] | Removed from Ground | Gas (Historical Use) | 10000 | Fiberglass | 1975-05-05 | 1993-02-04 | Fiberglass Reinforced Plastic
GULZAR PROPERTIES LLC | 3004 PIEDMONT RD NE | ATLANTA | Fulton | 600774 | 8 |  | 1993-04-01 |  | 1993-04-01 |  | Removed from Ground | Gas (Historical Use) | 10000 | Fiberglass | 1993-02-15 | 2004-10-04 | Fiberglass Reinforced Plastic | Pressurized
CHEVRON FOOD MART | 345 PHARR RD NW | ATLANTA | Fulton | 9000228 | 4 | Flapper Valve | 1998-05-25 | FALSE | 1998-05-25 | FALSE | Currently in Use | Premium | 5000 | Steel-Impressed Current | 1971-02-07 |  | Fiberglass Reinforced Plastic | Pressurized
CATHEDRAL TOWERS | 2820 PEACHTREE RD NW | ATLANTA | Fulton | 10002100 | 3 |  |  | FALSE |  | FALSE | Removed from Ground | Gas (Historical Use) | 3000 | Bare Steel | 1975-01-01 | 1975-01-01
HAPPY STORE #365 | 5345 ROSWELL RD | ATLANTA | Fulton | 600750 | 11 | Flapper Valve | 1990-12-01 | FALSE | 1990-12-01 | FALSE | Currently in Use | Diesel | 6000 | Composite | 1990-12-20 |  | Fiberglass Reinforced Plastic | Pressurized
MARTIN MOTORS OF ATLANTA INC | 4975 ROSWELL RD NE | ATLANTA | Fulton | 600117 | 4 |  |  | TRUE |  | TRUE | Closed in Ground | Used Oil | 300 | Bare Steel | 1966-01-01 | 1991-08-26 | Galvanized Steel
ONEALS PHILLIPS 66 | 2129 ROOSEVELT HWY | COLLEGE PARK | Fulton | 9000279 | 1 | [5 empty] | Removed from Ground | Gas (Historical Use) | 4100 | Bare Steel | 1956-05-14 | 1998-05-27 | Bare Steel | Pressurized
2413 INVESTMENT INC | 2413 ROOSEVELT HWY | COLLEGE PARK | Fulton | 600798 | 4 |  |  | TRUE |  | TRUE | Closed in Ground | Used Oil | 550 | Bare Steel | 1966-03-03 | 1986-12-01
2413 INVESTMENT INC | 2413 ROOSEVELT HWY | COLLEGE PARK | Fulton | 600798 | 1 | Ball Float |  | FALSE |  | FALSE | [6 empty] | Fiberglass Reinforced Plastic | Pressurized
CITY OF ATLANTA | 236 PEACHTREE ST | ATLANTA | Fulton | 9060753 | 1 | [5 empty] | Removed from Ground | Diesel | 20000 | Marked Unknown | 2004-04-16 | 2004-04-16 | Bare Steel | Pressurized
CLC ENTERPRISES INC/PROPOSED TGI | 2065 PEACHTREE ST NE | ATLANTA | Fulton | 9060299 | 2 | [5 empty] | Removed from Ground | Gas (Historical Use) | 4500 | Not Marked/Unknown | 1993-09-28 | 1993-09-28 | Not Marked
ONE BUCKHEAD PLAZA ASSOCIATES | 3060 PEACHTREE RD/EAST END | ATLANTA | Fulton | 9060255 | 1 | [5 empty] | Removed from Ground | Diesel | 5000 | Marked Unknown | 1986-01-01 | 1899-12-31 | Unknown
Shoppe At Buckhead Foods LLC | 3669 POWERS FERRY RD | ATLANTA | Fulton | 9000362 | 6 |  |  | TRUE |  | TRUE | Removed from Ground | Used Oil | 550 | Bare Steel | 1971-04-08 | 1989-09-07 | Bare Steel
ATLANTA FIRE STATION #31 | 2406 FAIRBURN RD SW | ATLANTA | Fulton | 600388 | 1 | [5 empty] | Removed from Ground | Diesel | 550 | Bare Steel | 1956-05-15 | 1992-11-09 | Galvanized Steel
ATLANTA FIRE STATION #9 | 3501 MLK JR DR SW | ATLANTA | Fulton | 600369 | 1 | [5 empty] | Removed from Ground | Gas (Historical Use) | 1000 | Bare Steel | 1967-05-13 | 1995-02-17 | Galvanized Steel
EXXON STATION #4-5350 | 3016 PIEDMONT RD NE | ATLANTA | Fulton | 9000037 | 8 | [5 empty] | Removed from Ground | Gas (Historical Use) | 12000 | Double Walled | 1991-06-13 | 1993-04-12 | Double Walled | Pressurized
EXXON STATION #4-5350 | 3016 PIEDMONT RD NE | ATLANTA | Fulton | 9000037 | 9 |  |  | TRUE |  | TRUE | Removed from Ground | Used Oil | 1000 | Fiberglass | 1991-06-13 | 1993-04-15 | Fiberglass Reinforced Plastic
EXXON STATION #4-5350 | 3016 PIEDMONT RD NE | ATLANTA | Fulton | 9000037 | 6 | [5 empty] | Removed from Ground | Gas (Historical Use) | 12000 | Double Walled | 1991-06-13 | 1993-04-12 | Double Walled | Pressurized
GA GOVERNORS MANSION | 391 WEST PACES FERRY RD NW | ATLANTA | Fulton | 600840 | 1 |  |  | FALSE |  | FALSE | Removed from Ground | Gas (Historical Use) | 3000 | Bare Steel | 1980-03-28 | 1994-08-17 | Galvanized Steel | Safe Suction (Euro)
GULZAR PROPERTIES LLC | 3004 PIEDMONT RD NE | ATLANTA | Fulton | 600774 | 4 | [5 empty] | Removed from Ground | Diesel | 10000 | Fiberglass | 1989-04-07 | 1993-02-04 | Fiberglass Reinforced Plastic
GULZAR PROPERTIES LLC | 3004 PIEDMONT RD NE | ATLANTA | Fulton | 600774 | 5 | [5 empty] | Removed from Ground | Gas (Historical Use) | 10000 | Bare Steel | 1979-05-04 | 1993-02-04 | Galvanized Steel
BUCKHEAD CHRYSLER PLYMOUTH | 3126 PIEDMONT RD NE | ATLANTA | Fulton | 601256 | 3 | [5 empty] | Removed from Ground | Gas (Historical Use) | 3000 | Bare Steel | 1971-04-12 | 1988-09-02 | Galvanized Steel
AMOCO STATION #546 | 3256 PEACHTREE RD | ATLANTA | Fulton | 601060 | 4 | [5 empty] | Removed from Ground | Gas (Historical Use) | 3000 | Cathodically Protected Steel | 1953-05-01 | 1994-02-14 | Galvanized Steel
AMOCO STATION #546 | 3256 PEACHTREE RD | ATLANTA | Fulton | 601060 | 1 | [5 empty] | Removed from Ground | Gas (Historical Use) | 3000 | Cathodically Protected Steel | 1953-05-01 | 1994-02-14 | Galvanized Steel
BUCKHEAD COMMONS SHOPPING CTR | 3145 PEACHTREE ST | ATLANTA | Fulton | 9060817 | 1 |  |  | FALSE |  | FALSE | Removed from Ground | Empty | 0
MERCEDES-BENZ OF BUCKHEAD | 2799 PIEDMONT RD | ATLANTA | Fulton | 10002271 | 2 | Ball Float | 2013-08-01 | FALSE | 2013-08-01 | FALSE | Currently in Use | Diesel | 5000 | Tank Jacket | 2013-08-01 |  | Double-Walled Fiberglass | Pressurized
CHEVRON 201783 | 4535 ROSWELL RD | ATLANTA | Fulton | 600699 | 5 | [5 empty] | Removed from Ground | Gas (Historical Use) | 10000 | Fiberglass | 1986-01-01 | 2001-06-11 | Fiberglass Reinforced Plastic | Pressurized
OWENS-CORNING/FAIRBURN PLANT | 7000 MCLARIN RD | FAIRBURN | Fulton | 600199 | 2 | [5 empty] | Removed from Ground | Gas (Historical Use) | 2000 | Fiberglass | 1975-01-04 | 1995-01-01 | Bare Steel
FAIRBURN READY MIX | 387 BAY ST | FAIRBURN | Fulton | 600222 | 2 | [5 empty] | Removed from Ground | Gas (Historical Use) | 2000 | Bare Steel | 1978-04-19 | 2000-04-12 | Galvanized Steel | Safe Suction (Euro)
ANNIE'S FARM MARKET & KITCHEN | 7695 GA HWY 138 | FAIRBURN | Fulton | 9056001 | 1 | [5 empty] | Removed from Ground | Gas (Historical Use) | 560 | Bare Steel | 1966-01-01 | 1991-03-06 | Galvanized Steel
GREENWAY #615 CEDAR GROVE AMOCO | 8805 Cedar Grove Road | FAIRBURN | Fulton | 601274 | 3 | Overfill Alarm | 1988-11-01 | FALSE | 1988-11-01 | FALSE | Currently in Use | Premium | 3955 | Steel-Impressed Current | 1979-05-10 |  | Fiberglass Reinforced Plastic | Pressurized
FULL SERV | 38 BROAD ST W | FAIRBURN | Fulton | 601271 | 3 | Flapper Valve | 1998-10-01 | FALSE | 1998-10-01 | FALSE | Currently in Use | E-0 | 1065 | Steel-Impressed Current | 1970-05-12 |  | Steel (Impressed Current) | Suction (American)
CITY OF FAIRBURN PUBLIC WORKS | 102 HOWELL AVE | FAIRBURN | Fulton | 9060851 | 4 | Ball Float | 1997-07-02 | FALSE | 1997-07-02 | FALSE | Currently in Use | Diesel | 10000 | Galvanic (STIP-3) | 1997-06-19 |  | Double-Walled Flex | Pressurized
RaceTrac #415 / 6910 - Senoia Rd | 7845 SENOIA Road | FAIRBURN | Fulton | 9060188 | 2 |  | 1989-11-22 | FALSE | 1989-11-22 | FALSE | Removed from Ground | Diesel | 12000 | Composite Double Walled | 1989-11-22 | 2017-08-31 | Double-Walled Fiberglass | Pressurized
INTEGRATED WASTE SOLUTIONS | 625 BOHANNON RD | FAIRBURN | Fulton | 10001550 | 1 | Flapper Valve | 2008-04-01 | FALSE | 2008-04-01 | FALSE | Currently in Use | Diesel On Road | 8000 | Epoxy Double-Walled | 2008-04-01 |  | Double-Walled Fiberglass | Pressurized
URBAN GREEN MIXED SPACE USE LLC | 771 -789 CHEROKEE AVE | ATLANTA | Fulton | 10001625 | 1 |  |  | FALSE |  | FALSE | Removed from Ground |  | 2000 | Bare Steel | 1930-01-01 | 2008-07-01
HARP TRANSMISSION | 350 MEMORIAL DRIVE | ATLANTA | Fulton | 10002586 | 4 |  |  | FALSE |  | FALSE | Removed from Ground | Gas (Historical Use) | 2500 | Bare Steel | 2016-07-20 | 2016-07-20 | Bare Steel
HARP TRANSMISSION | 350 MEMORIAL DRIVE | ATLANTA | Fulton | 10002586 | 5 |  |  | FALSE |  | FALSE | Removed from Ground | Used Oil | 500 | Bare Steel | 2016-07-20 | 2016-07-20 | Bare Steel
Brownsville Point-105 McDonough Blvd.-DIAMOND J MART | 105 McDonough Boulevard SE and 1326 Jonesboro Road SE, | ATLANTA | Fulton | 9060480 | 3 |  | 1999-02-10 | FALSE | 1999-02-10 | FALSE | Removed from Ground | Gas (Historical Use) | 2000 | Steel-Impressed Current | 1981-01-01 | 2019-02-19 |  | Suction (American)
AISHA ENTERPRISES INC | 2711 METROPOLITAN PARKWAY | ATLANTA | Fulton | 9060469 | 3 |  | 1990-01-01 |  | 1990-01-01 |  | Removed from Ground | Gas (Historical Use) | 8000 | Fiberglass | 1990-01-01 | 2007-12-01 | Fiberglass Reinforced Plastic | Pressurized
HERITAGE PACKAGING CORP | 2370 SULLIVAN ROAD | COLLEGE PARK | Fulton | 9060789 | 1 | [5 empty] | Removed from Ground | Diesel | 8900 | Bare Steel | 1999-06-22 | 1999-06-22 | Bare Steel
ALCHEMIX CORPORATION | 2300 W POINT AVE | COLLEGE PARK | Fulton | 4440007 | 10 | Overfill Alarm | 1993-03-01 | FALSE | 1993-03-01 | FALSE | Currently in Use | Hazardous Substance | 6298 | Steel-Impressed Current | 1976-04-25 |  | Bare Steel | Safe Suction (Euro)
ALCHEMIX CORPORATION | 2300 W POINT AVE | COLLEGE PARK | Fulton | 4440007 | 5 | Overfill Alarm | 1993-03-01 | FALSE | 1993-03-01 | FALSE | Currently in Use | Hazardous Substance | 10066 | Steel-Impressed Current | 1976-04-25 |  | Bare Steel | Safe Suction (Euro)
BLU STATION | 2338 SULLIVAN RD | COLLEGE PARK | Fulton | 10002236 | 2 | Overfill Alarm | 2013-05-16 | FALSE | 2013-05-16 | FALSE | Currently in Use | Non-Regulated Substance | 8000 | Fiberglass Double Walled | 2013-05-16 |  | Double-Walled Flex | Pressurized
RaceTrac #2324 - College Park | 2250 CAMP CREEK PKWY | COLLEGE PARK | Fulton | 10002266 | 1 | Overfill Alarm | 2013-07-14 | FALSE | 2013-07-14 | FALSE | Currently in Use | Regular | 20000 | Composite Double Walled | 2013-07-14 |  | Double-Walled Fiberglass | Pressurized
SUBWAY RESTAURANT | 3379 MAIN STREET | COLLEGE PARK | Fulton | 10001684 | 2 |  |  | FALSE |  | FALSE | Closed in Ground | Not Marked | 2000 | Bare Steel | 1963-12-31 | 1963-12-31 | Bare Steel
UNOCAL STATION #9023-221 | 6015 ROSWELL RD NE | SANDY SPRINGS | Fulton | 601181 | 8 | [5 empty] | Removed from Ground | Gas (Historical Use) | 12000 | Fiberglass | 1988-11-01 | 1993-08-20 | Fiberglass Reinforced Plastic | Pressurized
UNOCAL STATION #9023-221 | 6015 ROSWELL RD NE | SANDY SPRINGS | Fulton | 601181 | 6 | [5 empty] | Removed from Ground | Gas (Historical Use) | 12000 | Fiberglass | 1988-11-01 | 1993-08-20 | Fiberglass Reinforced Plastic | Pressurized
6224 ROSWELL RD | 6224 ROSWELL RD | SANDY SPRINGS | Fulton | 10002601 | 2 |  |  | FALSE |  | FALSE | Closed in Ground | Not Marked/Tank Removed | 1000 | Unknown | 2016-09-08 | 2016-09-08 | Unknown
6196 ROSWELL RD | 6196 ROSWELL RD | SANDY SPRINGS | Fulton | 10002602 | 1 |  |  | FALSE |  | FALSE | Removed from Ground | Not Marked/Tank Removed | 1000 | Unknown | 2016-09-06 | 2016-09-06 | Unknown
285 MT VERNON HIGHWAY NE | 285 MT VERNON HIGHWAY NE | SANDY SPRINGS | Fulton | 10002400 | 1 |  |  | FALSE |  | FALSE | Removed from Ground | Used Oil | 550 | Unknown | 2014-10-20 | 2014-10-20 | Unknown
FORMER TEXACO STATION | 6430 ROSWELL RD | SANDY SPRINGS | Fulton | 10002342 | 1 |  |  | FALSE |  | FALSE | Removed from Ground | Gas (Historical Use) | 4000 | Unknown | 2014-07-01 | 2014-07-01 | Unknown
GREENWAY #640/PULLIAMS SERVICE C | 544 MAIN ST | PALMETTO | Fulton | 600483 | 1 |  | 1996-08-01 |  | 1996-08-01 |  | Closed in Ground | Gas (Historical Use) | 10000 | Composite | 1996-08-01 | 2016-11-01 | Fiberglass Reinforced Plastic | Pressurized
CHEVRON FOOD MART | 3849 BROWNS MILL RD | ATLANTA | Fulton | 9060460 | 3S | Flapper Valve | 1992-12-01 | FALSE | 1992-12-01 | FALSE | Currently in Use | Premium | 6000 | Composite | 1992-12-01 |  | Double-Walled Flex | Pressurized
GULZAR PROPERTIES LLC | 3004 PIEDMONT RD NE | ATLANTA | Fulton | 600774 | 7 |  | 1993-04-01 |  | 1993-04-01 |  | Removed from Ground | Gas (Historical Use) | 12000 | Fiberglass | 1993-02-15 | 2004-10-04 | Fiberglass Reinforced Plastic | Pressurized
BUCKHEAD TIRE CENTER INC | 3070 PIEDMONT RD NE | ATLANTA | Fulton | 9000281 | 3 | [5 empty] | Removed from Ground | Gas (Historical Use) | 5000 | Bare Steel | 1966-03-08 | 1899-12-31 | Galvanized Steel
BOOMERSHINE CHEVROLET/PURE OIL | 2930 PEACHTREE RD NW | ATLANTA | Fulton | 601359 | 5 | [5 empty] | Removed from Ground | Other | 5000 | Bare Steel | 1972-01-05 | 1899-12-31 | Unknown
CATHEDRAL TOWERS | 2820 PEACHTREE RD NW | ATLANTA | Fulton | 10002100 | 1 |  |  | FALSE |  | FALSE | Removed from Ground | Gas (Historical Use) | 4000 | Bare Steel | 1975-01-01 | 1975-01-01
Valero Food Mart | 3556 EMPIRE BLVD | ATLANTA | Fulton | 9060433 | 4 | Ball Float | 1993-09-01 | FALSE | 1993-09-01 | FALSE | Currently in Use | Diesel | 10000 | Galvanic (STIP-3) | 1993-09-02 |  | Fiberglass Reinforced Plastic
EXPRESSJET AIRLINES INC | HARTSFIELD ATLANTA INTERNATIONAL AIRPORT | ATLANTA | Fulton | 10000001 | 1 |  | 1999-01-01 | FALSE | 1999-01-01 | FALSE | Closed in Ground | Gas (Historical Use) | 10000 | Double Walled | 1999-01-01 | 2013-05-09 | Double-Walled Fiberglass | Pressurized
JONESBORO RD CENTER LLC | 3012 JONESBORO RD | ATLANTA | Fulton | 10001707 | 1 | Flapper Valve | 2009-03-02 | FALSE | 2009-03-02 | FALSE | Currently in Use | Regular | 15000 | Fiberglass Double Walled | 2008-11-07 |  | Double-Walled Fiberglass | Pressurized
GILBERT GARDENS | 3600 GILBERT ROAD | ATLANTA | Fulton | 9060691 | 1 | [5 empty] | Removed from Ground | Gas (Historical Use) | 560 | Bare Steel | 1997-11-12 | 1997-11-12 | Bare Steel | Safe Suction (Euro)
FEDERAL EXPRESS CORP | 3600 ZIP INDUSTRIAL BLVD | ATLANTA | Fulton | 601335 | 2 |  |  | TRUE |  | TRUE | Removed from Ground | Used Oil | 550 | Fiberglass | 1985-05-07 | 2005-07-21 | Fiberglass Reinforced Plastic
KEEBLER CO | 111 HOLLOW TREE LANE | ATLANTA | Fulton | 600313 | 1 | [5 empty] | Removed from Ground | Empty | 10134 | Marked Unknown | 1971-05-12 | 1991-12-27 | Unknown
H & H FOOD MART | 1362 BOULEVARD SE | ATLANTA | Fulton | 9060471 | 1 | Flapper Valve | 1995-06-01 | FALSE | 1995-06-01 | FALSE | Currently in Use | Regular | 8000 | STIP-3/Impressed Current | 1989-01-04 |  | Fiberglass Reinforced Plastic | Pressurized
SHERMAN PROPERTIES\FORMER GAS ST | 170 MCDONOUGH BLVD @ LAKEWOOD AV | ATLANTA | Fulton | 9060230 | 1 | [5 empty] | Removed from Ground | Gas (Historical Use) | 8000 | Bare Steel | 1989-01-01 | 1994-05-11 | Bare Steel | Pressurized
SHELL FOOD MART | 1850 METROPOLITAN PKWY | ATLANTA | Fulton | 9060353 | 3 | Ball Float | 1994-06-20 | FALSE | 1994-06-20 | FALSE | Currently in Use | Premium | 10000 | Fiberglass | 1994-06-01 |  | Fiberglass Reinforced Plastic | Pressurized
ICG LLC | 1192 -B PRYOR RD | ATLANTA | Fulton | 10000613 | 1 | Ball Float | 2003-07-01 | FALSE | 2003-07-01 | FALSE | Currently in Use | Regular | 15000 | Epoxy | 2003-07-01 |  | Fiberglass Reinforced Plastic | Pressurized
B&E AUTO REPAIR FACILITY | 1897 JONESBORO ROAD | ATLANTA | Fulton | 10000562 | 2 |  |  | FALSE |  | FALSE | Removed from Ground | Gas (Historical Use) | 2000 | Unknown | 2003-12-09 | 2003-12-09
TEXACO FOOD MART | 1169 HANK AARON DRIVE | ATLANTA | Fulton | 10000669 | 3 |  |  | FALSE |  | FALSE | Removed from Ground | Gas (Historical Use) | 6000 | Unknown | 2004-04-07 | 2004-04-07
EXXON FOOD MART | 1959 LAKEWOOD AVE | ATLANTA | Fulton | 9060519 | DIS | Ball Float | 1993-04-25 | FALSE | 1993-04-25 | FALSE | Currently in Use | Diesel | 6000 | Fiberglass | 1993-04-25 |  | Double-Walled Fiberglass | Pressurized
CRESTVIEW HEALTH & REHABILITATION CENTER | 2800 SPRINGDALE RD SW | ATLANTA | Fulton | 9060640 | 1 | Flapper Valve | 1997-04-01 | FALSE | 1997-04-01 | FALSE | Currently in Use | Diesel | 10000 | Steel-Impressed Current | 1961-01-01 |  | Steel (Impressed Current) | Safe Suction (Euro)
THE SOUTHSIDE PARCEL | 2461 STEWART AVE | ATLANTA | Fulton | 9060812 | 2 | [5 empty] | Removed from Ground | Gas (Historical Use) | 0 | Marked Unknown | 1993-01-01 | 1993-01-01 | Unknown
GAS EXPRESS #250 | 1111 MORELAND AVE SE | ATLANTA | Fulton | 601027 | 1 | [5 empty] | Removed from Ground | Gas (Historical Use) | 4000 | Cathodically Protected Steel | 1959-04-30 | 1991-12-01 | Galvanized Steel
BST/LAKEWOOD CO/F1220 | 1440 BOULEVARD SE | ATLANTA | Fulton | 601040 | 3 | Flapper Valve | 1995-09-01 | FALSE | 1995-09-01 | FALSE | Currently in Use | Diesel | 2500 | Fiberglass Double Walled | 1995-09-01 |  | Copper | Suction (American)
CHEVRON STATION #43010 | 834 CAPITOL AVE SE | ATLANTA | Fulton | 601010 | 2 | [5 empty] | Removed from Ground | Gas (Historical Use) | 3000 | Cathodically Protected Steel | 1964-04-28 | 1988-01-01 | Galvanized Steel
PARKVIEW INN | 4430 FREDERICK DRIVE | ATLANTA | Fulton | 10000857 | 2 |  |  | FALSE |  | FALSE | Removed from Ground | Gas (Historical Use) | 10000 | Bare Steel | 1975-01-01 | 2005-02-04
RaceWay #765 - Campbellton Road | 3580 CAMPBELLTON RD | ATLANTA | Fulton | 10000695 | 1 | Overfill Alarm | 2004-05-13 | FALSE | 2004-05-13 | FALSE | Currently in Use | Regular | 15000 | Composite Double Walled | 2004-05-13 |  | Double-Walled Fiberglass | Pressurized
J N ZELLNER & SON TRANSFER CO | 1488 CLEVELAND AVE | ATLANTA | Fulton | 670530 | 1 | [5 empty] | Removed from Ground | Diesel | 12000 | Bare Steel | 1982-05-14 | 1992-07-01 | Galvanized Steel
JPB REALTY LLC | 2799 PIEDMONT RD | ATLANTA | Fulton | 10000137 | 2 | Flapper Valve | 2001-06-01 | FALSE | 2001-06-01 | FALSE | Removed from Ground | Diesel | 10000 | Fiberglass Double Walled | 2001-06-01 |  | Double-Walled Fiberglass | Suction (American)
SANDY SPRINGS EXPRESS MART | 5700 ROSWELL RD NE | ATLANTA | Fulton | 600890 | 4 | Flapper Valve | 1995-09-01 | FALSE | 1992-01-01 | FALSE | Currently in Use | Diesel | 10000 | Fiberglass | 1982-04-30 |  | Fiberglass Reinforced Plastic | Pressurized
SANDY SPRINGS EXPRESS MART | 5700 ROSWELL RD NE | ATLANTA | Fulton | 600890 | 1 | Flapper Valve | 1995-09-01 | FALSE | 1992-01-01 | FALSE | Currently in Use | Regular | 10000 | Fiberglass | 1982-04-30 |  | Fiberglass Reinforced Plastic | Pressurized
HAPPY STORE #365 | 5345 ROSWELL RD | ATLANTA | Fulton | 600750 | 1 | [5 empty] | Removed from Ground | Gas (Historical Use) | 10000 | Cathodically Protected Steel | 1982-05-06 | 1990-12-01 | Galvanized Steel
HAPPY STORE #365 | 5345 ROSWELL RD | ATLANTA | Fulton | 600750 | 4 | [5 empty] | Removed from Ground | Gas (Historical Use) | 6000 | Cathodically Protected Steel | 1982-05-06 | 1990-12-01 | Galvanized Steel
HAPPY STORE #365 | 5345 ROSWELL RD | ATLANTA | Fulton | 600750 | 7 | Flapper Valve | 1990-12-01 | FALSE | 1990-12-01 | FALSE | Currently in Use | Regular | 10000 | Composite | 1990-12-20 |  | Fiberglass Reinforced Plastic | Pressurized
ENTERPRISE 032B | 3907 MAIN ST | COLLEGE PARK | Fulton | 9060835 | 1 | Overfill Alarm | 1996-04-26 |  | 1996-04-26 |  | Removed from Ground | Gas (Historical Use) | 10000 | Fiberglass | 1996-01-26 | 2012-03-15 | Double-Walled Fiberglass | Pressurized
ALCHEMIX CORPORATION | 2300 W POINT AVE | COLLEGE PARK | Fulton | 4440007 | 3 | Overfill Alarm | 1993-03-01 | FALSE | 1993-03-01 | FALSE | Currently in Use | Hazardous Substance | 10066 | Steel-Impressed Current | 1976-04-25 |  | Bare Steel | Safe Suction (Euro)
BLU STATION | 2338 SULLIVAN RD | COLLEGE PARK | Fulton | 10002236 | 1 | Overfill Alarm | 2013-05-16 | FALSE | 2013-05-16 | FALSE | Currently in Use | Diesel | 20000 | Fiberglass Double Walled | 2013-05-16 |  | Double-Walled Flex | Pressurized
SUBWAY RESTAURANT | 3379 MAIN STREET | COLLEGE PARK | Fulton | 10001684 | 3 |  |  | FALSE |  | FALSE | Closed in Ground |  | 2000 | Bare Steel | 1963-12-31 | 1963-12-31 | Bare Steel
EXXON RETAIL STORE #4-5701 | 7346 ROSWELL RD | ATLANTA | Fulton | 600895 | 4 | [5 empty] | Removed from Ground | Gas (Historical Use) | 50000 | Bare Steel | 1968-05-10 | 1989-07-01 | Galvanized Steel
EXXON RETAIL STORE #4-5701 | 7346 ROSWELL RD | ATLANTA | Fulton | 600895 | 5 | [5 empty] | Removed from Ground | Kerosene | 500 | Bare Steel | 1968-05-10 | 1989-07-01 | Galvanized Steel
HAPPY STORE #365 | 5345 ROSWELL RD | ATLANTA | Fulton | 600750 | 9 | Flapper Valve | 1990-12-01 | FALSE | 1990-12-01 | FALSE | Currently in Use | Plus | 10000 | Composite | 1990-12-20 |  | Fiberglass Reinforced Plastic | Pressurized
HAMNA PROPERTIES LLC | 4968 ROSWELL RD | ATLANTA | Fulton | 9000005 | 6 | Flapper Valve | 1998-05-25 | FALSE | 1998-05-25 | FALSE | Temporarily out of use | Premium | 10000 | Composite | 1988-06-20 |  | Fiberglass Reinforced Plastic | Pressurized
SYSCO FOOD SERVICES OF ATL., LLC | 2225 RIVERDALE RD | COLLEGE PARK | Fulton | 600299 | 3 | [5 empty] | Removed from Ground | Gas (Historical Use) | 10000 | Bare Steel | 1989-03-01 | 1989-03-01 | Galvanized Steel
ALCHEMIX CORPORATION | 2300 W POINT AVE | COLLEGE PARK | Fulton | 4440007 | 17 | [5 empty] | Removed from Ground | Diesel | 6000 | Bare Steel | 1966-04-25 | 1991-04-01 | Bare Steel
ALCHEMIX CORPORATION | 2300 W POINT AVE | COLLEGE PARK | Fulton | 4440007 | 8 | Overfill Alarm | 1993-03-01 | FALSE | 1993-03-01 | FALSE | Currently in Use | Hazardous Substance | 6298 | Steel-Impressed Current | 1976-04-25 |  | Bare Steel | Safe Suction (Euro)
ALCHEMIX CORPORATION | 2300 W POINT AVE | COLLEGE PARK | Fulton | 4440007 | 2 | Overfill Alarm | 1993-03-01 | FALSE | 1993-03-01 | FALSE | Currently in Use | Hazardous Substance | 10066 | Steel-Impressed Current | 1976-04-25 |  | Bare Steel | Safe Suction (Euro)
AIRPARK | 3889 HERSCHEL RD | COLLEGE PARK | Fulton | 9060155 | 1 |  | 1990-07-01 |  | 1990-07-01 |  | Removed from Ground | Diesel | 10000 | Double Walled | 1990-07-01 | 2006-09-27 | Fiberglass Reinforced Plastic | Pressurized
EDGEWOOD AVE PROPERTY | 697 EDGEWOOD AVENUE | ATLANTA | Fulton | 10000335 | 3 |  |  | FALSE |  | FALSE | Removed from Ground | Not Marked/Tank Removed | 5200 | Bare Steel | 2002-12-18 | 2002-12-18
QUICK STOP FOODMART | 1241 METROPOLITAN PKWY | ATLANTA | Fulton | 600792 | 1 |  | 1986-01-01 |  | 1986-01-01 |  | Removed from Ground | Gas (Historical Use) | 8000 | Bare Steel | 1986-01-20 | 1987-01-01 | Galvanized Steel | Pressurized
SHELL | 535 LEE ST SW | ATLANTA | Fulton | 600830 | 4 | Ball Float | 1998-09-01 | FALSE | 1998-09-01 | FALSE | Currently in Use | Regular | 10000 | Fiberglass | 1982-05-03 |  | Double-Walled Fiberglass | Pressurized
SKYE FOOD MART | 1341 METROPOLITAN PKWY SW | ATLANTA | Fulton | 9060532 | 6 | [5 empty] | Removed from Ground | Kerosene | 1000 | Marked Unknown | 1998-11-01 | 1998-11-01 | Unknown
GREENWAY #665/UNION CITY BP | 6725 ROOSEVELT HWY | UNION CITY | Fulton | 600952 | 2 | [5 empty] | Removed from Ground | Gas (Historical Use) | 3000 | Bare Steel | 1970-05-12 | 1994-08-01 | Galvanized Steel
RaceTrac #110 - Union City | 4255 JONESBORO RD | UNION CITY | Fulton | 10000451 | 3 | Overfill Alarm | 2003-08-01 | FALSE | 2003-08-01 | FALSE | Currently in Use | Diesel | 12000 | Composite Double Walled | 2003-08-07 |  | Double-Walled Fiberglass | Pressurized
BP Food Mart | 4350 JONESBORO RD | UNION CITY | Fulton | 9060217 | 4 | Ball Float | 1990-03-03 | FALSE | 1990-03-03 | FALSE | Currently in Use | Diesel | 10000 | Fiberglass | 1989-01-01 |  | Fiberglass Reinforced Plastic | Pressurized
KROGER GA-247 | 4540 JONESBORO RD | UNION CITY | Fulton | 10002010 | 1 | Overfill Alarm | 2011-06-28 | FALSE | 2011-06-28 | FALSE | Currently in Use | Regular | 20000 | Fiberglass Double Walled | 2011-05-26 |  | Double-Walled Flex | Pressurized
Gas Express #165 | 3601 FLAT SHOALS RD | UNION CITY | Fulton | 10002488 | 2A | Flapper Valve | 2015-09-01 | FALSE | 2015-09-01 | FALSE | Currently in Use | Premium | 6000 | Composite Double Walled | 2015-09-01 |  | Double-Walled Fiberglass | Pressurized
PREET MAHANDER RAINA LLC | 400 CARLTON RD SUITE B | PALMETTO | Fulton | 10000606 | 2 | Ball Float | 2003-09-23 | FALSE | 2003-09-23 | FALSE | Currently in Use | Regular | 10000 | Fiberglass | 2003-06-30 |  | Fiberglass Reinforced Plastic | Pressurized
CHEVRON FOOD MART | 3849 BROWNS MILL RD | ATLANTA | Fulton | 9060460 | 1U | Flapper Valve | 1992-12-01 | FALSE | 1992-12-01 | FALSE | Currently in Use | Regular | 12000 | Composite | 1992-12-01 |  | Double-Walled Flex | Pressurized
Valero Food Mart | 3556 EMPIRE BLVD | ATLANTA | Fulton | 9060433 | 2 | Ball Float | 1993-09-01 | FALSE | 1993-09-01 | FALSE | Currently in Use | Plus | 10000 | Galvanic (STIP-3) | 1993-09-02 |  | Fiberglass Reinforced Plastic
MARTA/HAMILTON BLVD FACILITY | 3385 HAMILTON BLVD | ATLANTA | Fulton | 9000752 | 12 |  |  | TRUE |  | TRUE | Removed from Ground | Other | 3000 | Bare Steel | 1976-05-08 | 2000-06-01 | Galvanized Steel | Pressurized
MARTA/HAMILTON BLVD FACILITY | 3385 HAMILTON BLVD | ATLANTA | Fulton | 9000752 | 8 | [5 empty] | Closed in Ground | Other | 6000 | Bare Steel | 1976-05-08 | 2000-07-01 | Galvanized Steel
MARTA/HAMILTON BLVD FACILITY | 3385 HAMILTON BLVD | ATLANTA | Fulton | 9000752 | 14 | Overfill Alarm | 2000-09-30 | FALSE | 2000-09-30 | FALSE | Closed in Ground | Empty | 1000 | Fiberglass | 1986-03-06 |  | Double-Walled Flex | Safe Suction (Euro)
MARTA/HAMILTON BLVD FACILITY | 3385 HAMILTON BLVD | ATLANTA | Fulton | 9000752 | 19 | Flapper Valve | 1996-03-01 | FALSE | 1996-03-01 | FALSE | Currently in Use | Diesel | 25000 | Fiberglass Double Walled | 1996-03-01 |  | Double-Walled Fiberglass | Pressurized
MARTA/HAMILTON BLVD FACILITY | 3385 HAMILTON BLVD | ATLANTA | Fulton | 9000752 | 2 | [5 empty] | Closed in Ground | Diesel | 25000 | Bare Steel | 1976-05-08 | 1999-05-01 | Galvanized Steel | Pressurized
MARTA/HAMILTON BLVD FACILITY | 3385 HAMILTON BLVD | ATLANTA | Fulton | 9000752 | 9 | [5 empty] | Closed in Ground | Other | 2000 | Bare Steel | 1976-05-08 | 2000-06-01 | Galvanized Steel
MR PRIDE CARWASH/ROSWELL CITY | 10760 ALPHARETTA HWY | ROSWELL | Fulton | 600529 | 4 | [5 empty] | Removed from Ground | Diesel | 5000 | Bare Steel | 1980-05-02 | 1992-05-15 | Galvanized Steel | Pressurized
EXXON R/S #40407 | 1325 HOLCOMB BRIDGE RD | ROSWELL | Fulton | 9000164 | 3 | [5 empty] | Removed from Ground | Gas (Historical Use) | 6000 | Cathodically Protected Steel | 1971-05-12 | 1988-09-07 | Galvanized Steel
CHEVRON STATION #40026 | 10465 ALPHARETTA HWY | ROSWELL | Fulton | 600988 | 2 | [5 empty] | Removed from Ground | Gas (Historical Use) | 10000 | Cathodically Protected Steel | 1971-04-27 | 1990-05-21 | Galvanized Steel
MARTA/HAMILTON BLVD FACILITY | 3385 HAMILTON BLVD | ATLANTA | Fulton | 9000752 | 17 | Flapper Valve | 1996-03-01 | FALSE | 1996-03-01 | FALSE | Currently in Use | Diesel | 25000 | Fiberglass Double Walled | 1996-03-01 |  | Double-Walled Fiberglass | Pressurized
GENERAL PAPER GOODS CO | 3530 BROWNS MILL RD SE | ATLANTA | Fulton | 600102 | 1 | [5 empty] | Removed from Ground | Diesel | 3000 | Bare Steel | 1971-03-07 | 1992-07-01 | Galvanized Steel
SHELL MART | 890 ATLANTA ST | ROSWELL | Fulton | 600947 | 2 | Flapper Valve | 1995-11-01 | FALSE | 1991-11-01 | FALSE | Currently in Use | Premium | 10000 | Fiberglass | 1984-04-29 |  | Fiberglass Reinforced Plastic | Pressurized
ROSWELL POLICE DEPT PROPERTY | 39 HILL ST | ROSWELL | Fulton | 9060198 | 2 | [5 empty] | Removed from Ground | Gas (Historical Use) | 1000 | Bare Steel | 1989-07-15 | 1989-07-15 | Bare Steel
STAR FOOD MART | 1000 MARIETTA HWY STE 100 | ROSWELL | Fulton | 9060191 | 2 | Ball Float | 1998-04-01 | FALSE | 1998-04-01 | FALSE | Currently in Use | Regular | 10000 | Steel-Impressed Current | 1984-01-01 |  | Galvanized Steel | Pressurized
QUIKTRIP #803 | 20 E CROSSVILLE RD | ROSWELL | Fulton | 10000952 | 2 | Flapper Valve | 2004-07-01 | FALSE | 2004-07-01 | FALSE | Currently in Use | Regular | 20000 | Fiberglass Double Walled | 2004-06-01 |  | Double-Walled Flex | Pressurized
CITY OF ATLANTA/WATER DEPT | 3995 POWERS FERRY RD, NW | ATLANTA | Fulton | 9060488 | 2 |  | 1994-07-01 | FALSE | 1994-07-01 | FALSE | Removed from Ground | Gas (Historical Use) | 1000 | Fiberglass | 1994-07-01 |  | Fiberglass Reinforced Plastic | Safe Suction (Euro)
EXXON STATION #4-5326 | 4555 ROSWELL RD | ATLANTA | Fulton | 601130 | 1 | [5 empty] | Removed from Ground | Empty | 8000 | Cathodically Protected Steel | 1987-10-08 | 1987-10-08 | Galvanized Steel
WHITE GULF STATION | 3692 ROSWELL RD | ATLANTA | Fulton | 600558 | 4 | [5 empty] | Removed from Ground | Gas (Historical Use) | 8000 | Bare Steel | 1971-03-30 | 1989-12-15 | Unknown
Shoppe At Buckhead Foods LLC | 3669 POWERS FERRY RD | ATLANTA | Fulton | 9000362 | 8A | Flapper Valve | 2018-12-10 | FALSE | 2018-12-10 | FALSE | Currently in Use | Premium | 10000 | Fiberglass Double Walled | 2018-01-31 |  | Double-Walled Flex | Pressurized
COCA-COLA USA/TRUCKING OPERATION | 3793 BROWNS MILL RD SE | ATLANTA | Fulton | 9000678 | 8 |  | 1992-08-01 |  | 1992-08-01 |  | Removed from Ground | Diesel | 20000 | Steel-Impressed Current | 1992-01-01 | 2000-09-15 | Fiberglass Reinforced Plastic | Pressurized
Exxon Food Mart | 3843 JONESBORO RD SE | ATLANTA | Fulton | 601305 | 2 |  |  | FALSE |  | FALSE | Currently in Use | Diesel | 12033 | Fiberglass |  |  | Fiberglass Reinforced Plastic | Pressurized
MARTA/HAMILTON BLVD FACILITY | 3385 HAMILTON BLVD | ATLANTA | Fulton | 9000752 | 1 | [5 empty] | Closed in Ground | Diesel | 25000 | Bare Steel | 1976-05-08 | 1999-05-01 | Galvanized Steel | Pressurized
CITY OF ROSWELL PUBLIC WORKS DEP | 105 DOBBS DR | ROSWELL | Fulton | 600210 | 6 |  | 1993-01-01 |  | 1993-01-01 |  | Removed from Ground | Gas (Historical Use) | 12000 | Steel-Impressed Current | 1980-03-01 | 2008-08-14 | Fiberglass Reinforced Plastic | Pressurized
EXXON R/S #40407 | 1325 HOLCOMB BRIDGE RD | ROSWELL | Fulton | 9000164 | 8 |  | 1988-06-01 |  | 1988-06-01 |  | Removed from Ground | Empty | 10000 | Fiberglass | 1988-10-01 | 2007-10-17 | Double-Walled Fiberglass | Pressurized
EXXON R/S #40407 | 1325 HOLCOMB BRIDGE RD | ROSWELL | Fulton | 9000164 | 2 | [5 empty] | Removed from Ground | Gas (Historical Use) | 6000 | Cathodically Protected Steel | 1971-05-12 | 1988-09-07 | Galvanized Steel
SHELL | 10761 ALPHARETTA HWY | ROSWELL | Fulton | 600943 | 3 | Flapper Valve | 2021-03-19 | FALSE | 1991-01-01 | FALSE | Currently in Use | Premium | 10000 | Fiberglass | 1981-04-30 |  | Double-Walled Flex | Pressurized
GA0063 10980 CRABAPPLE RD | 10980 CRABAPPLE RD | ROSWELL | Fulton | 9060194 | 1 | Ball Float | 1988-01-01 | FALSE | 1988-01-01 | FALSE | Currently in Use | Regular | 10000 | Fiberglass | 1988-10-31 |  | Flex | Pressurized
EMORY SAINT JOSEPH'S HOSPITAL | 5665 PEACHTREE DUNWOODY RD | ATLANTA | Fulton | 9060431 | 2 |  |  | FALSE |  | FALSE | Closed in Ground | Diesel | 30000 | Bare Steel | 1978-03-15 | 2006-04-07 | Double-Walled Fiberglass | Pressurized
BST/SANDY SPRINGS CO/F5401 | 5340 ROSWELL RD | ATLANTA | Fulton | 9060152 | 1 | [5 empty] | Removed from Ground | Other | 15000 | Bare Steel | 1974-01-01 | 1995-09-09 | Copper | Suction (American)
BST/F5458/ATLNGADP | 242 WEST WIEUCA RD | ATLANTA | Fulton | 601044 | 2 | [5 empty] | Removed from Ground | Empty | 3000 | Bare Steel | 1974-01-01 | 1990-02-01 | Unknown
PALM TOP PROPERTIES INC. | 5701 ROSWELL RD | ATLANTA | Fulton | 601006 | 2 | Ball Float | 1994-08-19 | FALSE | 1994-08-19 | FALSE | Currently in Use | Premium | 10000 | Fiberglass | 1981-04-24 |  | Fiberglass Reinforced Plastic | Pressurized
BST/ROSWELL MAIN/F5572 | 60 OAK ST | ROSWELL | Fulton | 9060199 | 1 | [5 empty] | Removed from Ground | Other | 4000 | Bare Steel | 1982-01-01 | 1998-01-13 | Copper | Suction (American)
FULTON COUNTY BOARD OF EDUCATION | 1540 WARSAW RD | ROSWELL | Fulton | 600251 | 1 |  | 1998-06-01 |  | 1998-06-01 |  | Removed from Ground | Diesel | 12000 | Steel-Impressed Current | 1974-04-18 | 2001-06-01 | Fiberglass Reinforced Plastic | Suction (American)
FULTON COUNTY BOARD OF EDUCATION | 1540 WARSAW RD | ROSWELL | Fulton | 600251 | 4 |  | 1998-06-01 |  | 1998-06-01 |  | Removed from Ground | Gas (Historical Use) | 10000 | Steel-Impressed Current | 1980-04-16 | 2001-06-01 | Fiberglass Reinforced Plastic | Suction (American)
AAMCO TRANSMISSION | 305 MARKET PL | ROSWELL | Fulton | 600656 | 4 | [5 empty] | Removed from Ground | Other | 250 | Bare Steel | 1978-03-01 | 1997-10-28 | Galvanized Steel | Safe Suction (Euro)
JOHN MCDONALD PONTIAC/GMC TRUCK | 11225 ALPHARETTA HWY | ROSWELL | Fulton | 600633 | 3 |  |  | TRUE |  | TRUE | Removed from Ground | Used Oil | 1000 | Bare Steel | 1983-04-18 | 1990-12-01 | Fiberglass Reinforced Plastic
RANDY WARBINGTON | 10999 CRABAPPLE RD | ROSWELL | Fulton | 601078 | 2 |  | 1978-04-25 |  | 1978-04-25 |  | Removed from Ground | Gas (Historical Use) | 10000 | Steel-Impressed Current | 1978-04-25 | 2004-06-09 | Galvanized Steel | Pressurized
CROSSVILLE CHEVRON STATION #43038 | 11000 CRABAPPLE RD | ROSWELL | Fulton | 9000549 | 3-181016 | Ball Float | 1991-01-01 | FALSE | 1991-01-01 | FALSE | Currently in Use | Premium | 6000 | Galvanic (STIP-3) | 1991-01-01 |  | Fiberglass Reinforced Plastic | Pressurized
BST/ R5560 | 580 /850 HOLCOMB BRIDGE RD | ROSWELL | Fulton | 601034 | 1 | [5 empty] | Removed from Ground | E-10 | 12000 | Bare Steel | 1981-01-02 | 1991-06-30 | Galvanized Steel | Pressurized
BROOKFIELD COUNTRY CLUB | 100 WILLOW RUN | ROSWELL | Fulton | 9060570 | 2 | [5 empty] | Removed from Ground | Diesel | 2000 | Bare Steel | 2000-07-17 | 2000-07-17 | Galvanized Steel | Suction (American)
V & T PROPERTIES LLC | 1187 ALPHARETTA ST | ROSWELL | Fulton | 10002261 | 1 |  |  | FALSE |  | FALSE | Removed from Ground | Used Oil | 500 | Bare Steel | 1989-11-15 | 1989-11-15
QUIKTRIP #803 | 20 E CROSSVILLE RD | ROSWELL | Fulton | 10000952 | 1 | Flapper Valve | 2004-07-01 | FALSE | 2004-07-01 | FALSE | Currently in Use | Regular | 20000 | Fiberglass Double Walled | 2004-06-01 |  | Double-Walled Flex | Pressurized
KROGER 350 | 4920 ROSWELL RD | ATLANTA | Fulton | 10001030 | 2 | Flapper Valve | 2019-04-15 | FALSE | 2019-04-01 | FALSE | Currently in Use | Diesel On Road | 10000 | Fiberglass Double Walled | 2019-03-07 |  | Double-Walled Flex | Pressurized
WHITE GULF STATION | 3692 ROSWELL RD | ATLANTA | Fulton | 600558 | 2 | [5 empty] | Removed from Ground | Gas (Historical Use) | 6000 | Bare Steel | 1967-03-31 | 1989-12-15 | Unknown
JUST BRAKES | 4410 ROSWELL ROAD NE | ATLANTA | Fulton | 10000161 | 8 |  |  | FALSE |  | FALSE | Removed from Ground | Not Marked/Tank Removed | 980 | Bare Steel | 2013-06-19 | 2013-06-19
JUST BRAKES | 4410 ROSWELL ROAD NE | ATLANTA | Fulton | 10000161 | 6 |  |  | FALSE |  | FALSE | Removed from Ground | Kerosene | 1000 | Epoxy | 1989-01-01 | 2002-06-01
ROYAL PATIO SHOP | 5690 ROSWELL ROAD | ATLANTA | Fulton | 10000652 | 1 |  |  | FALSE |  | FALSE | Removed from Ground | Not Marked/Tank Removed | 1000 | Bare Steel | 2004-04-01 | 2004-04-01
ATLANTA FIRE STATION #34 | 3631 SOUTHSIDE INDUSTRIAL PKWY | ATLANTA | Fulton | 9060545 | 1 | [5 empty] | Removed from Ground | Gas (Historical Use) | 550 | Not Marked/Unknown | 1989-01-01 | 1998-11-01 | Not Marked
QUIKTRIP #803 | 20 E CROSSVILLE RD | ROSWELL | Fulton | 10000952 | 4B | Flapper Valve | 2014-08-01 | FALSE | 2014-08-01 | FALSE | Currently in Use | Diesel | 9500 | Fiberglass Double Walled | 2014-08-01 |  | Double-Walled Fiberglass | Pressurized
MR PRIDE CARWASH/ROSWELL RD | 3721 ROSWELL RD | ATLANTA | Fulton | 601127 | 3 | [5 empty] | Removed from Ground | Gas (Historical Use) | 5000 | Bare Steel | 1970-05-05 | 1991-12-16 | Galvanized Steel
WHITE GULF STATION | 3692 ROSWELL RD | ATLANTA | Fulton | 600558 | 5 |  |  | TRUE |  | TRUE | Removed from Ground | Used Oil | 550 | Bare Steel | 1967-03-31 | 2006-03-09 | Unknown
KROG STREET FACILITY | 99 KROG ST | ATLANTA | Fulton | 9060259 | 1 | [5 empty] | Removed from Ground | Diesel | 10000 | Bare Steel | 1992-12-08 | 1992-12-08 | Bare Steel | Suction (American)
JIMMY CARTER LIBRARY/MUSEUM | 441 FREEDOM PKWY | ATLANTA | Fulton | 9060566 | 1 | Flapper Valve | 1994-02-22 |  | 1994-02-22 |  | Closed in Ground | Diesel | 2000 | Epoxy | 1986-01-01 | 2013-03-15 | Galvanized Steel | Suction (American)
ARATEX SERVICES INC/SERVISCO | 670 DEKALB AVE NE | ATLANTA | Fulton | 600608 | 4 | [5 empty] | Closed in Ground | Other | 0 | Bare Steel | 1989-09-01 | 1989-09-01 | Galvanized Steel
BUCKHEAD TEXACO | 3658 ROSWELL RD | ATLANTA | Fulton | 4440284 | 1 |  | 1998-12-21 |  | 1998-12-21 |  | Removed from Ground | Gas (Historical Use) | 2000 | Steel-Impressed Current | 1998-12-21 | 2006-03-04 | Cathodically Protected | Suction (American)
Roswell Chevron | 4341 ROSWELL RD | ATLANTA | Fulton | 600954 | 2 | Flapper Valve | 1994-12-28 | FALSE | 1994-12-28 | FALSE | Currently in Use | Plus | 10000 | Steel-Impressed Current | 1999-07-15 |  | Steel (Impressed Current) | Pressurized
Roswell Chevron | 4341 ROSWELL RD | ATLANTA | Fulton | 600954 | 8 |  |  | TRUE |  | TRUE | Removed from Ground | Used Oil | 550 | Bare Steel | 1970-01-01 | 1984-01-01 | Galvanized Steel
PALM TOP PROPERTIES INC. | 5701 ROSWELL RD | ATLANTA | Fulton | 601006 | 3 | Ball Float | 1994-08-19 | FALSE | 1994-08-19 | FALSE | Currently in Use | Diesel | 10000 | Fiberglass | 1981-04-24 |  | Fiberglass Reinforced Plastic | Pressurized
MR PRIDE CARWASH/ROSWELL RD | 3721 ROSWELL RD | ATLANTA | Fulton | 601127 | 2 | [5 empty] | Removed from Ground | Gas (Historical Use) | 5000 | Bare Steel | 1970-05-05 | 1991-12-16 | Galvanized Steel
WHITE GULF STATION | 3692 ROSWELL RD | ATLANTA | Fulton | 600558 | 570627 | [5 empty] | Removed from Ground | Gas (Historical Use) | 10000 | Fiberglass | 1990-01-05 | 2006-03-09 | Fiberglass Reinforced Plastic
WHITE GULF STATION | 3692 ROSWELL RD | ATLANTA | Fulton | 600558 | 3 | [5 empty] | Removed from Ground | Gas (Historical Use) | 6000 | Bare Steel | 1967-03-31 | 1989-12-15 | Unknown
WHITE GULF STATION | 3692 ROSWELL RD | ATLANTA | Fulton | 600558 | 570628 | [5 empty] | Removed from Ground | Gas (Historical Use) | 10000 | Fiberglass | 1990-01-05 | 2006-03-09 | Fiberglass Reinforced Plastic
ATLANTA FIRE STATION #12 | 1288 DEKALB AVE NE | ATLANTA | Fulton | 600372 | 2 |  | 1993-01-15 | FALSE | 1993-01-15 | FALSE | Currently in Use | Diesel | 1000 | Galvanic (STIP-3) | 1993-01-15 |  | Fiberglass Reinforced Plastic | Suction (American)
QUIKTRIP #730 | 8200 DUNWOODY PL | SANDY SPRINGS | Fulton | 9060204 | 3 | Flapper Valve | 1994-03-01 | FALSE | 1994-03-01 | FALSE | Currently in Use | Regular | 12000 | Fiberglass | 1990-01-01 |  | Double-Walled Flex | Pressurized
QUIKTRIP #711 | 7884 ROSWELL RD | SANDY SPRINGS | Fulton | 9060452 | 2 | Flapper Valve | 1995-12-04 | FALSE | 1995-12-04 | FALSE | Currently in Use | Regular | 12000 | Fiberglass | 1988-10-27 |  | Double-Walled Fiberglass | Pressurized
A K FOOD STORE | 1981 JOSEPH E BOONE BLVD NW | ATLANTA | Fulton | 9060465 | 3 | [5 empty] | Removed from Ground | Gas (Historical Use) | 5000 | Bare Steel | 1975-01-01 | 2006-06-09 | Unknown | Safe Suction (Euro)
WHITE GULF STATION | 3692 ROSWELL RD | ATLANTA | Fulton | 600558 | 570626 | [5 empty] | Removed from Ground | Gas (Historical Use) | 10000 | Fiberglass | 1990-01-05 | 2006-03-09 | Fiberglass Reinforced Plastic
CHARLES ALLEN SHELL | 4499 ROSWELL RD | ATLANTA | Fulton | 600820 | 5 |  | 1991-03-01 | FALSE | 1991-03-01 | FALSE | Currently in Use | Premium | 10000 | Fiberglass | 1983-05-03 |  | Fiberglass Reinforced Plastic | Pressurized
NORTHSIDE HOSPITAL | 1000 JOHNSON FERRY RD NE | ATLANTA | Fulton | 9000209 | 4 | Flapper Valve | 1997-11-25 | FALSE | 1997-11-25 | FALSE | Currently in Use | Diesel | 0 | Fiberglass | 1997-12-15 |  | Fiberglass Reinforced Plastic | Pressurized
CHARLES ALLEN SHELL | 4499 ROSWELL RD | ATLANTA | Fulton | 600820 | 4 |  |  | TRUE |  | TRUE | Removed from Ground | Used Oil | 500 | Bare Steel | 1983-05-03 | 1998-03-26 | Bare Steel
MARTA/HAMILTON BLVD FACILITY | 3385 HAMILTON BLVD | ATLANTA | Fulton | 9000752 | 18 | Flapper Valve | 1996-03-01 | FALSE | 1996-03-01 | FALSE | Currently in Use | Diesel | 25000 | Fiberglass Double Walled | 1996-03-01 |  | Double-Walled Fiberglass | Pressurized
MARTA/HAMILTON BLVD FACILITY | 3385 HAMILTON BLVD | ATLANTA | Fulton | 9000752 | 13 | Overfill Alarm | 2000-09-30 | FALSE | 2000-09-30 | FALSE | Closed in Ground | New Oil | 2000 | Fiberglass | 1986-03-06 |  | Double-Walled Flex | Safe Suction (Euro)
CON-WAY FREIGHT-NAT | 2800 FORREST PARK RD SE | ATLANTA | Fulton | 9000320 | 1 | [5 empty] | Removed from Ground | Other | 10000 | Bare Steel | 1962-01-01 | 1992-11-06 | Bare Steel | Suction (American)
M&W LAUCK MOTORS INC | 89 OAK ST | ROSWELL | Fulton | 600114 | 1 | [5 empty] | Currently in Use | Other | 550 | Bare Steel | 1990-09-01 |  | Galvanized Steel | Pressurized
FULTON COUNTY BOARD OF EDUCATION | 1540 WARSAW RD | ROSWELL | Fulton | 600251 | 6 |  |  | TRUE |  | TRUE | Closed in Ground | Used Oil | 500 | Bare Steel | 1974-04-18 | 1998-06-01 | Bare Steel | Gravity Fed
CHEVRON STATION #40026 | 10465 ALPHARETTA HWY | ROSWELL | Fulton | 600988 | 1 | [5 empty] | Removed from Ground | Gas (Historical Use) | 10000 | Cathodically Protected Steel | 1971-04-27 | 1990-05-21 | Galvanized Steel
COMMERCIAL PROPERTY | 1240 ALPHARETTA STREET | ROSWELL | Fulton | 10002412 | 1 |  |  | FALSE |  | FALSE | Removed from Ground | Used Oil | 560 | Bare Steel | 1990-11-15 | 1990-11-15 | Bare Steel | Gravity Fed
ROSWELL POLICE DEPT | 816 ATLANTA ST | ROSWELL | Fulton | 9060202 | 2 | [5 empty] | Removed from Ground | Gas (Historical Use) | 5000 | Bare Steel | 1979-01-01 | 1989-06-12 | Unknown
ROSWELL POLICE DEPT PROPERTY | 39 HILL ST | ROSWELL | Fulton | 9060198 | 1 | [5 empty] | Removed from Ground | Gas (Historical Use) | 550 | Bare Steel | 1990-01-08 | 1990-01-08 | Bare Steel
EXXON FOOD MART | 915 WOODSTOCK RD | ROSWELL | Fulton | 10000417 | 1 | Ball Float | 2003-01-10 | FALSE | 2003-01-10 | FALSE | Currently in Use | Regular | 10000 | Fiberglass | 2003-01-10 |  | Double-Walled Fiberglass | Pressurized
AVRIL EXCLUSIVES/FORMER FINA | 200 WEST WIEUCA RD | ATLANTA | Fulton | 9060318 | 1 |  |  | TRUE |  | TRUE | Removed from Ground | Used Oil | 550 | Bare Steel | 1993-11-28 | 1993-11-28 | Bare Steel
NORTHSIDE HOSPITAL | 1000 JOHNSON FERRY RD NE | ATLANTA | Fulton | 9000209 | 3 | Flapper Valve | 1997-11-25 | FALSE | 1997-11-25 | FALSE | Currently in Use | Diesel | 0 | Fiberglass | 1997-12-15 |  | Fiberglass Reinforced Plastic | Pressurized
JOHN MCDONALD PONTIAC/GMC TRUCK | 11225 ALPHARETTA HWY | ROSWELL | Fulton | 600633 | 4 | [5 empty] | Removed from Ground | Diesel | 5000 | Bare Steel | 1984-04-17 | 1990-12-01 | Galvanized Steel
PEP BOYS #115 | 11160 ALPHARETTA RD | ROSWELL | Fulton | 9060396 | 1 |  |  | TRUE |  | TRUE | Removed from Ground | Used Oil | 550 | Double Walled | 1986-01-01 | 1997-06-10 | Bare Steel | Gravity Fed
JUST BRAKES | 4410 ROSWELL ROAD NE | ATLANTA | Fulton | 10000161 | 4 |  |  | FALSE |  | FALSE | Removed from Ground | Diesel | 10000 | Fiberglass | 1989-01-01 | 2002-06-01
JUST BRAKES | 4410 ROSWELL ROAD NE | ATLANTA | Fulton | 10000161 | 5 |  |  | FALSE |  | FALSE | Removed from Ground | Kerosene | 500 | Bare Steel | 1989-01-01 | 2002-06-02
JUST BRAKES | 4410 ROSWELL ROAD NE | ATLANTA | Fulton | 10000161 | 7 |  |  | FALSE |  | FALSE | Removed from Ground | Used Oil | 500 | Epoxy | 1989-01-01 | 2002-06-01
EMORY SAINT JOSEPH'S HOSPITAL | 5665 PEACHTREE DUNWOODY RD | ATLANTA | Fulton | 9060431 | 1 |  |  | FALSE |  | FALSE | Closed in Ground | Diesel | 30000 | Bare Steel | 1978-03-05 | 2006-04-07 | Double-Walled Fiberglass | Pressurized
4388 ROSWELL ROAD | 4388 ROSWELL ROAD | ATLANTA | Fulton | 10001940 | 1 |  |  | FALSE |  | FALSE | Removed from Ground |  | 0 | Unknown |  | 1899-12-31
76 | 372 MORELAND AVE NE | ATLANTA | Fulton | 9060019 | 2UL | Flapper Valve | 1996-06-01 | FALSE | 1996-06-01 | FALSE | Currently in Use | Regular | 10000 | Steel-Impressed Current | 1980-05-01 |  | Fiberglass Reinforced Plastic | Pressurized
280 ELIZABETH ST MIXED USE DEVELOPEMENT | 280 ELIZABETH ST | ATLANTA | Fulton | 10002262 | 1 |  |  | FALSE |  | FALSE | Removed from Ground |  | 3000 | Unknown | 2013-08-20 | 2013-08-20
AUTOMATIC ICEMAKING CO | 700 LAKE AVE NE | ATLANTA | Fulton | 9060766 | 1 | [5 empty] | Removed from Ground | Gas (Historical Use) | 1000 | Bare Steel | 1999-03-30 | 1999-03-30 | Bare Steel | Suction (American)
SHELL | 350 MORELAND AVE | ATLANTA | Fulton | 9060804 | 4 |  | 1999-08-01 | FALSE | 1999-08-01 | FALSE | Currently in Use | Diesel | 6000 | Epoxy | 1999-08-01 |  | Double-Walled Fiberglass | Pressurized
A K FOOD STORE | 1981 JOSEPH E BOONE BLVD NW | ATLANTA | Fulton | 9060465 | 5 | Ball Float | 2006-06-01 | FALSE | 2006-06-01 | FALSE | Currently in Use | Premium | 5000 | Fiberglass | 2006-06-01 |  | Fiberglass Reinforced Plastic | Pressurized
MOZLEY PARK FOOD MART | 1720 MLK JR DR SW | ATLANTA | Fulton | 9060124 | 3 |  | 1999-02-11 |  | 1999-02-11 |  | Removed from Ground | Gas (Historical Use) | 4000 | Steel-Impressed Current | 1970-01-01 | 2002-06-14 | Cathodically Protected
FINA STATION #131-7162-309 | 1180 CANTON RD | ROSWELL | Fulton | 601052 | 2 | [5 empty] | Removed from Ground | Gas (Historical Use) | 6000 | Cathodically Protected Steel | 1971-01-01 | 1994-11-16 | Galvanized Steel
CROSSVILLE CHEVRON STATION #43038 | 11000 CRABAPPLE RD | ROSWELL | Fulton | 9000549 | 1-181020 | Flapper Valve | 1991-01-01 | FALSE | 1991-01-01 | FALSE | Currently in Use | Regular | 8000 | Galvanic (STIP-3) | 1991-01-01 |  | Fiberglass Reinforced Plastic | Pressurized
ROSWELL CULTURAL ARTS CENTER | 950 FORREST STREET | ROSWELL | Fulton | 9060802 | 1 |  | 1990-01-01 | FALSE | 1990-01-01 | FALSE | Closed in Ground | Diesel | 550 | Fiberglass Double Walled | 1990-01-01 | 2018-05-11 | Galvanized Steel | Suction (American)
PEP BOYS #115 | 11160 ALPHARETTA RD | ROSWELL | Fulton | 9060396 | 2 |  |  | TRUE |  | TRUE | Removed from Ground | Used Oil | 550 | Double Walled | 1986-01-01 | 1899-12-31 | Bare Steel
FORMERLY ROSWELL RENT-ALL | 565 SOUTH ATLANTA ST | ROSWELL | Fulton | 9060271 | 1 | [5 empty] | Removed from Ground | Gas (Historical Use) | 3000 | Bare Steel | 1992-09-02 | 1992-09-02 | Galvanized Steel | Safe Suction (Euro)
ROSWELL POLICE DEPT PROPERTY | 39 HILL ST | ROSWELL | Fulton | 9060198 | 3 | [5 empty] | Removed from Ground | Gas (Historical Use) | 1000 | Bare Steel | 1989-07-15 | 1989-07-15 | Bare Steel
Shoppe At Buckhead Foods LLC | 3669 POWERS FERRY RD | ATLANTA | Fulton | 9000362 | 179898 |  | 1990-08-01 |  | 1990-08-01 |  | Currently in Use | Gas (Historical Use) | 12000 | Composite | 1990-08-31 |  | Double-Walled Fiberglass | Pressurized
76 | 372 MORELAND AVE NE | ATLANTA | Fulton | 9060019 | 3SUL | Flapper Valve | 1996-06-01 |  | 1996-06-01 |  | Currently in Use | Gas (Historical Use) | 10000 | Steel-Impressed Current | 1980-05-01 |  | Fiberglass Reinforced Plastic | Pressurized
BUDDYS CONVENIENCE STORE | 1079 NORTH AVE NE | ATLANTA | Fulton | 7000038 | 1 | [5 empty] | Removed from Ground | Gas (Historical Use) | 8100 | Bare Steel | 1982-05-20 | 1994-02-01 | Galvanized Steel
BUDDYS CONVENIENCE STORE | 1079 NORTH AVE NE | ATLANTA | Fulton | 7000038 | 7 |  | 1994-02-01 | FALSE | 1994-02-01 | FALSE | Currently in Use | Plus | 8000 | Steel-Impressed Current | 1994-02-01 |  | Fiberglass Reinforced Plastic | Pressurized
ST VINCENT DE PAUL SOCIETY | 1388 LAFRANCE ST | ATLANTA | Fulton | 9060815 | 1 | [5 empty] | Removed from Ground | Diesel | 0 | Not Marked/Unknown | 1978-01-01 | 1978-01-01 | Not Marked
Gas Express #231 | 580 MCDONOUGH BLVD | ATLANTA | Fulton | 600930 | 1 | Flapper Valve | 2025-04-09 | FALSE | 1994-09-07 | FALSE | Currently in Use | Regular | 10000 | Fiberglass | 1985-04-30 |  | Fiberglass Reinforced Plastic | Pressurized
QUIKTRIP #730 | 8200 DUNWOODY PL | SANDY SPRINGS | Fulton | 9060204 | 2 | Flapper Valve | 1994-03-01 | FALSE | 1994-03-01 | FALSE | Currently in Use | Regular | 12000 | Fiberglass | 1990-01-01 |  | Double-Walled Flex | Pressurized
QUIKTRIP #711 | 7884 ROSWELL RD | SANDY SPRINGS | Fulton | 9060452 | 3 | Flapper Valve | 1995-12-04 | FALSE | 1995-12-04 | FALSE | Currently in Use | Regular | 12000 | Fiberglass | 1988-10-27 |  | Double-Walled Fiberglass | Pressurized
BP #24118/GULF #541144 | 10515 ALPHARETTA RD | ROSWELL | Fulton | 600809 | 3 | [5 empty] | Removed from Ground | Gas (Historical Use) | 10000 | Fiberglass | 1976-05-04 | 1992-08-06 | Fiberglass Reinforced Plastic | Safe Suction (Euro)
ACE SAND CO | 705 RIVERSIDE DR | ROSWELL | Fulton | 601199 | 6 | [5 empty] | Closed in Ground | Gas (Historical Use) | 1000 | Bare Steel |  | 1899-12-31 | Bare Steel | Suction (American)
CHEVRON STATION #40026 | 10465 ALPHARETTA HWY | ROSWELL | Fulton | 600988 | 4 |  |  | TRUE |  | TRUE | Removed from Ground | Used Oil | 550 | Cathodically Protected Steel | 1971-04-27 | 1990-05-21 | Galvanized Steel
CROSSVILLE CHEVRON STATION #43038 | 11000 CRABAPPLE RD | ROSWELL | Fulton | 9000549 | 3 | [5 empty] | Removed from Ground | Gas (Historical Use) | 10000 | Bare Steel | 1972-04-26 | 1990-12-07 | Galvanized Steel
ATLANTA STREET CHEVRON | 689 ATLANTA ST | ROSWELL | Fulton | 600937 | 3 | Ball Float | 1994-08-10 | FALSE | 1994-08-10 | FALSE | Currently in Use | Diesel | 10000 | Fiberglass | 1985-01-03 |  | Fiberglass Reinforced Plastic | Pressurized
CAR SPA #29 | 10440 ALPHARETTA ST | ROSWELL | Fulton | 9060192 | 2 |  | 1989-01-01 |  | 1989-01-01 |  | Removed from Ground | Gas (Historical Use) | 10000 | Fiberglass | 1989-01-01 | 2009-07-09 | Fiberglass Reinforced Plastic | Pressurized
BUCKHEAD TEXACO | 3658 ROSWELL RD | ATLANTA | Fulton | 4440284 | 2 |  | 1998-12-21 | FALSE | 1998-12-21 | FALSE | Removed from Ground | Gas (Historical Use) | 2000 | Cathodically Protected Steel | 1998-12-21 | 2006-03-04 | Cathodically Protected | Suction (American)
WHITE GULF STATION | 3692 ROSWELL RD | ATLANTA | Fulton | 600558 | 6 |  |  | FALSE |  | FALSE | Removed from Ground | Kerosene | 550 | Bare Steel | 2006-03-09 | 2006-03-09
Shoppe At Buckhead Foods LLC | 3669 POWERS FERRY RD | ATLANTA | Fulton | 9000362 | 179896 |  | 1990-09-01 |  | 1990-09-01 |  | Currently in Use | Gas (Historical Use) | 10000 | Composite | 1990-08-31 |  | Double-Walled Fiberglass | Pressurized
Shoppe At Buckhead Foods LLC | 3669 POWERS FERRY RD | ATLANTA | Fulton | 9000362 | 1 |  | 1990-09-01 |  | 1990-09-01 |  | Removed from Ground | Gas (Historical Use) | 4000 | Bare Steel | 1962-04-07 | 1989-09-06 | Bare Steel
CHARLES ALLEN SHELL | 4499 ROSWELL RD | ATLANTA | Fulton | 600820 | 1 |  | 1991-03-01 | FALSE | 1991-03-01 | FALSE | Currently in Use | Regular | 10000 | Fiberglass | 1983-05-03 |  | Fiberglass Reinforced Plastic | Pressurized
BUDDYS CONVENIENCE STORE | 1079 NORTH AVE NE | ATLANTA | Fulton | 7000038 | 5 |  | 1994-02-01 | FALSE | 1994-02-01 | FALSE | Currently in Use | Regular | 10000 | Steel-Impressed Current | 1994-02-01 |  | Fiberglass Reinforced Plastic | Pressurized
BUDDYS CONVENIENCE STORE | 1079 NORTH AVE NE | ATLANTA | Fulton | 7000038 | 4 | [5 empty] | Removed from Ground | Diesel | 6000 | Bare Steel | 1986-05-20 | 1994-02-01 | Galvanized Steel
VACANT LOT | 1124 /1164 DEKALB AVE | ATLANTA | Fulton | 9060405 | 1 | [5 empty] | Removed from Ground | Gas (Historical Use) | 1000 | Bare Steel | 1994-11-25 | 1994-11-25 | Galvanized Steel
DON SWANN DISTRIBUTORS | 1300 SIMPSON RD NW | ATLANTA | Fulton | 9060373 | 4 | [5 empty] | Removed from Ground | Diesel | 3000 | Not Marked/Unknown | 1995-12-02 | 1995-12-02 | Not Marked
DON SWANN DISTRIBUTORS | 1300 SIMPSON RD NW | ATLANTA | Fulton | 9060373 | 5 |  |  | TRUE |  | TRUE | Removed from Ground | Used Oil | 500 | Not Marked/Unknown | 1995-12-02 | 1995-12-02 | Not Marked
NORTHSIDE EXXON | 479 JOSEPH E BOONE BLVD NW | ATLANTA | Fulton | 10001900 | 2 | Ball Float | 2010-07-01 | FALSE | 2010-07-01 | FALSE | Currently in Use | Premium | 8000 | Composite Double Walled | 2010-07-01 |  | Double-Walled Fiberglass | Pressurized
CLARK ATLANTA UNIVERSITY | 735 BECKWITH ST | ATLANTA | Fulton | 10001631 | 1 | Flapper Valve | 1999-02-01 | FALSE | 1999-02-01 | FALSE | Currently in Use | Gas (Historical Use) | 1000 | Epoxy | 1999-02-01 |  | Fiberglass Reinforced Plastic | Safe Suction (Euro)
ATLANTA BAKING CO INC | 165 BAILEY ST SW | ATLANTA | Fulton | 600273 | 5 | [5 empty] | Removed from Ground | Other | 2005 | Bare Steel | 1956-03-24 | 1899-12-31 | Galvanized Steel
ATLANTA BAKING CO INC | 165 BAILEY ST SW | ATLANTA | Fulton | 600273 | 4 | [5 empty] | Removed from Ground | Diesel | 10205 | Bare Steel | 1979-03-19 | 1899-12-31 | Galvanized Steel
UZHAIR INC DBA UZHAIR FOOD MART | 1285 SIMPSON RD NW | ATLANTA | Fulton | 600842 | 1 | [5 empty] | Removed from Ground | Gas (Historical Use) | 1000 | Bare Steel | 1975-03-30 | 2007-11-01 | Unknown | Safe Suction (Euro)
SIMPSON FOOD MART | 1617 JOSEPH E BOONE BLVD NW | ATLANTA | Fulton | 600815 | 4 | [5 empty] | Removed from Ground | Diesel | 10000 | Bare Steel | 1980-05-03 | 1899-12-31 | Galvanized Steel
Shoppe At Buckhead Foods LLC | 3669 POWERS FERRY RD | ATLANTA | Fulton | 9000362 | 8B | Flapper Valve | 2018-12-10 | FALSE | 2018-12-10 | FALSE | Currently in Use | E-0 | 4000 | Fiberglass Double Walled | 2018-01-31 |  | Double-Walled Flex | Pressurized
UNKNOWN | 3837 ROSWELL ROAD | ATLANTA | Fulton | 9060664 | 1 | [5 empty] | Removed from Ground | Gas (Historical Use) | 0 | Not Marked/Unknown | 1968-01-01 | 1968-01-01 | Not Marked
Roswell Chevron | 4341 ROSWELL RD | ATLANTA | Fulton | 600954 | 5 | [5 empty] | Removed from Ground | Gas (Historical Use) | 3000 | Bare Steel | 1963-04-29 | 1994-01-01 | Galvanized Steel
PALM TOP PROPERTIES INC. | 5701 ROSWELL RD | ATLANTA | Fulton | 601006 | 1 | Ball Float | 1994-08-19 | FALSE | 1994-08-19 | FALSE | Currently in Use | Regular | 8775 | Fiberglass | 1981-04-24 |  | Fiberglass Reinforced Plastic | Pressurized
ROSWELL ROAD CHEVRON | 5300 ROSWELL RD | ATLANTA | Fulton | 601071 | 4 |  |  | TRUE | 1969-04-27 | TRUE | Removed from Ground | Used Oil | 1000 | Steel-Impressed Current | 1969-04-27 | 2000-10-11 | Cathodically Protected | Pressurized
EXXON STATION #4-5326 | 4555 ROSWELL RD | ATLANTA | Fulton | 601130 | 4 | [5 empty] | Removed from Ground | Empty | 500 | Cathodically Protected Steel | 1987-10-08 | 1987-10-08 | Galvanized Steel
WHITE GULF STATION | 3692 ROSWELL RD | ATLANTA | Fulton | 600558 | 1 | [5 empty] | Removed from Ground | Gas (Historical Use) | 6000 | Bare Steel | 1967-03-31 | 1989-12-15 | Unknown
CHARLES ALLEN SHELL | 4499 ROSWELL RD | ATLANTA | Fulton | 600820 | 3 |  | 1991-03-01 | FALSE | 1991-03-01 | FALSE | Currently in Use | Plus | 10000 | Fiberglass | 1983-05-03 |  | Fiberglass Reinforced Plastic | Pressurized
VACANT LOT | 1124 /1164 DEKALB AVE | ATLANTA | Fulton | 9060405 | 2 | [5 empty] | Removed from Ground | Diesel | 8000 | Bare Steel | 1994-11-25 | 1994-11-25 | Galvanized Steel
280 ELIZABETH ST MIXED USE DEVELOPEMENT | 280 ELIZABETH ST | ATLANTA | Fulton | 10002262 | 2 |  |  | FALSE |  | FALSE | Removed from Ground |  | 3000 | Unknown | 2013-08-20 | 2013-08-20
SHELL | 350 MORELAND AVE | ATLANTA | Fulton | 9060804 | 3 |  | 1999-08-01 | FALSE | 1999-08-01 | FALSE | Currently in Use | Premium | 10000 | Epoxy | 1999-08-01 |  | Double-Walled Fiberglass | Pressurized
MORRIS BROWN COLLEGE | 643 MLK JR DR | ATLANTA | Fulton | 9060366 | 1 | [5 empty] | Removed from Ground | Gas (Historical Use) | 1000 | Bare Steel | 1994-05-20 | 1994-05-20 | Galvanized Steel | Suction (American)
JOHN MCDONALD PONTIAC/GMC TRUCK | 11225 ALPHARETTA HWY | ROSWELL | Fulton | 600633 | 2 | [5 empty] | Removed from Ground | Other | 1000 | Bare Steel | 1983-04-18 | 1990-12-01 | Galvanized Steel
ACE SAND CO | 705 RIVERSIDE DR | ROSWELL | Fulton | 601199 | 1 | [5 empty] | Removed from Ground | Empty | 1000 | Bare Steel | 1980-04-16 | 1899-12-31 | Galvanized Steel | Suction (American)
FINA STATION #131-7162-309 | 1180 CANTON RD | ROSWELL | Fulton | 601052 | 1 | [5 empty] | Removed from Ground | Gas (Historical Use) | 6000 | Cathodically Protected Steel | 1971-01-01 | 1994-11-16 | Galvanized Steel
SHELL MART | 890 ATLANTA ST | ROSWELL | Fulton | 600947 | 4 | Flapper Valve | 1995-11-01 | FALSE | 1991-11-01 | FALSE | Currently in Use | Diesel | 10000 | Fiberglass | 1984-04-29 |  | Fiberglass Reinforced Plastic | Pressurized
QUIKTRIP #803 | 20 E CROSSVILLE RD | ROSWELL | Fulton | 10000952 | 4A |  | 2014-08-01 | FALSE | 2014-08-01 | FALSE | Temporarily out of use |  | 10000 | Fiberglass Double Walled | 2014-08-20 |  | Double-Walled Flex | Pressurized
EMORY SAINT JOSEPH'S HOSPITAL | 5665 PEACHTREE DUNWOODY RD | ATLANTA | Fulton | 9060431 | 3 | Flapper Valve | 1998-10-01 | FALSE | 1998-10-01 | FALSE | Currently in Use | Diesel | 20000 | Fiberglass | 1998-10-01 |  | Double-Walled Fiberglass | Pressurized
1035 DONNALLY AVE PARTNERSHIP | 1035 DONNALLY AVE | ATLANTA | Fulton | 7060001 | 1 | [5 empty] | Removed from Ground | Diesel | 8000 | Not Marked/Unknown | 1993-03-11 | 1993-03-11 | Not Marked
BST/F5458/ATLNGADP | 242 WEST WIEUCA RD | ATLANTA | Fulton | 601044 | 3 |  |  | TRUE |  | TRUE | Removed from Ground | Used Oil | 550 | Bare Steel | 1974-01-01 | 1990-02-15 | Unknown | Gravity Fed
A K FOOD STORE | 1981 JOSEPH E BOONE BLVD NW | ATLANTA | Fulton | 9060465 | 4 | Ball Float | 2006-06-01 | FALSE | 2006-06-01 | FALSE | Currently in Use | Regular | 10000 | Fiberglass | 2006-06-01 |  | Fiberglass Reinforced Plastic | Pressurized
DON SWANN DISTRIBUTORS | 1300 SIMPSON RD NW | ATLANTA | Fulton | 9060373 | 3 | [5 empty] | Removed from Ground | Diesel | 3000 | Not Marked/Unknown | 1995-12-02 | 1995-12-02 | Not Marked
HOUSTONS BLDG MATERIAL & SUPPLY | 285 SOUTH ATLANTA ST | ROSWELL | Fulton | 9060183 | 1 | [5 empty] | Removed from Ground | Diesel | 2000 | Marked Unknown | 1995-07-10 | 1995-07-10 | Unknown
KROGER 350 | 4920 ROSWELL RD | ATLANTA | Fulton | 10001030 | 1A | Flapper Valve | 2005-11-08 | FALSE | 2005-11-08 | FALSE | Currently in Use | Regular | 20000 | Fiberglass Double Walled | 2005-11-03 |  |  | Pressurized
ROSWELL ROAD CHEVRON | 5300 ROSWELL RD | ATLANTA | Fulton | 601071 | 2 | Ball Float | 1969-04-27 | FALSE | 1969-04-27 | FALSE | Currently in Use | Premium | 8000 | Steel-Impressed Current | 1969-04-27 |  | Fiberglass Reinforced Plastic | Pressurized
EXXON STATION #4-5326 | 4555 ROSWELL RD | ATLANTA | Fulton | 601130 | 2 | [5 empty] | Removed from Ground | Empty | 8000 | Cathodically Protected Steel | 1987-10-08 | 1987-10-08 | Galvanized Steel
NORTHSIDE HOSPITAL | 1000 JOHNSON FERRY RD NE | ATLANTA | Fulton | 9000209 | 1 | [5 empty] | Removed from Ground | Diesel | 10000 | Bare Steel | 1970-03-18 | 1997-12-15 | Copper
Shoppe At Buckhead Foods LLC | 3669 POWERS FERRY RD | ATLANTA | Fulton | 9000362 | 3 | [5 empty] | Removed from Ground | Gas (Historical Use) | 3000 | Bare Steel | 1962-04-07 | 1989-09-07 | Bare Steel
76 | 372 MORELAND AVE NE | ATLANTA | Fulton | 9060019 | 1PLUS | Flapper Valve | 1996-06-01 | FALSE | 1996-06-01 | FALSE | Currently in Use | Plus | 10000 | Steel-Impressed Current | 1980-05-01 |  | Fiberglass Reinforced Plastic | Pressurized
SHELL | 350 MORELAND AVE | ATLANTA | Fulton | 9060804 | 1 |  | 1999-08-01 | FALSE | 1999-08-01 | FALSE | Currently in Use | Regular | 10000 | Epoxy | 1999-08-01 |  | Double-Walled Fiberglass | Pressurized
Shoppe At Buckhead Foods LLC | 3669 POWERS FERRY RD | ATLANTA | Fulton | 9000362 | 4 | [5 empty] | Removed from Ground | Gas (Historical Use) | 6000 | Bare Steel | 1971-04-08 | 1989-09-07 | Bare Steel
Shoppe At Buckhead Foods LLC | 3669 POWERS FERRY RD | ATLANTA | Fulton | 9000362 | 7 | Flapper Valve | 2018-12-10 | FALSE | 2018-12-10 | FALSE | Currently in Use | Regular | 14000 | Fiberglass Double Walled | 2018-01-31 |  | Double-Walled Flex | Pressurized
BUDDYS CONVENIENCE STORE | 1079 NORTH AVE NE | ATLANTA | Fulton | 7000038 | 2 | [5 empty] | Removed from Ground | Gas (Historical Use) | 10000 | Bare Steel | 1982-05-20 | 1994-02-01 | Galvanized Steel
DEKALB AVENUE LOFTS | 746 DEKALB AVE | ATLANTA | Fulton | 9060765 | 1 | [5 empty] | Permanently Out of Use - historical purposes | Gas (Historical Use) | 1000 | Bare Steel |  | 1899-12-31 | Bare Steel | Suction (American)
A K FOOD STORE | 1981 JOSEPH E BOONE BLVD NW | ATLANTA | Fulton | 9060465 | 2 | [5 empty] | Removed from Ground | Gas (Historical Use) | 4000 | Bare Steel | 1975-01-01 | 2006-06-09 | Unknown | Safe Suction (Euro)
DON SWANN DISTRIBUTORS | 1300 SIMPSON RD NW | ATLANTA | Fulton | 9060373 | 1 | [5 empty] | Removed from Ground | Gas (Historical Use) | 4000 | Not Marked/Unknown | 1995-12-02 | 1995-12-02 | Not Marked
DON SWANN DISTRIBUTORS | 1300 SIMPSON RD NW | ATLANTA | Fulton | 9060373 | 626428 |  | 1994-11-10 |  | 1994-11-10 |  | Removed from Ground | Diesel | 8000 | Double Walled | 1994-11-10 | 2004-11-09 | Double Walled | Pressurized
MOZLEY PARK FOOD MART | 1720 MLK JR DR SW | ATLANTA | Fulton | 9060124 | 2 |  | 1999-02-11 |  | 1999-02-11 |  | Removed from Ground | Diesel | 4000 | Steel-Impressed Current | 1970-01-01 | 2002-06-14 | Cathodically Protected
BP #24030/GULF #270645 | 825 MLK JR DR | ATLANTA | Fulton | 600829 | 3 | [5 empty] | Removed from Ground | Gas (Historical Use) | 3000 | Bare Steel | 1956-05-09 | 1899-12-31 | Galvanized Steel
UZHAIR INC DBA UZHAIR FOOD MART | 1285 SIMPSON RD NW | ATLANTA | Fulton | 600842 | 4 | [5 empty] | Removed from Ground | Gas (Historical Use) | 6000 | Bare Steel | 1975-03-30 | 2007-11-01 | Unknown | Safe Suction (Euro)
Shoppe At Buckhead Foods LLC | 3669 POWERS FERRY RD | ATLANTA | Fulton | 9000362 | 179897 |  | 1990-08-01 |  | 1990-08-01 |  | Currently in Use | Gas (Historical Use) | 12000 | Composite | 1990-08-31 |  | Double-Walled Fiberglass | Pressurized
BUDDYS CONVENIENCE STORE | 1079 NORTH AVE NE | ATLANTA | Fulton | 7000038 | 3 | [5 empty] | Removed from Ground | Gas (Historical Use) | 8100 | Bare Steel | 1982-05-20 | 1994-02-01 | Galvanized Steel
Gas Express #231 | 580 MCDONOUGH BLVD | ATLANTA | Fulton | 600930 | 2 | Flapper Valve | 2025-04-09 | FALSE | 1994-09-07 | FALSE | Currently in Use | E-0 | 10000 | Fiberglass | 1985-04-30 |  | Fiberglass Reinforced Plastic | Pressurized
ARATEX SERVICES INC/SERVISCO | 670 DEKALB AVE NE | ATLANTA | Fulton | 600608 | 1 | [5 empty] | Removed from Ground | Gas (Historical Use) | 8000 | Bare Steel | 1966-03-24 | 1989-09-01 | Galvanized Steel
BRANDON HALL SCHOOL | 1701 BRANDON HALL DR | DUNWOODY | Fulton | 600201 | 1 | [5 empty] | Removed from Ground | Gas (Historical Use) | 3000 | Cathodically Protected Steel | 1986-01-01 | 1999-01-29 | Galvanized Steel
DON SWANN DISTRIBUTORS | 1300 SIMPSON RD NW | ATLANTA | Fulton | 9060373 | 626441 |  | 1994-11-10 |  | 1994-11-10 |  | Removed from Ground | Gas (Historical Use) | 6000 | Unknown | 1994-11-10 | 2004-11-09 | Double Walled | Pressurized
ATLANTA BAKING CO INC | 165 BAILEY ST SW | ATLANTA | Fulton | 600273 | 3 | [5 empty] | Removed from Ground | Gas (Historical Use) | 3008 | Bare Steel | 1966-03-22 | 1899-12-31 | Galvanized Steel
CHEVRON STATION #40011 | 10 NORTHSIDE DR NW | ATLANTA | Fulton | 9000180 | 4 |  |  | TRUE |  | TRUE | Removed from Ground | Used Oil | 550 | Bare Steel | 1968-10-10 | 1989-05-08 | Galvanized Steel
AP-AT PROPERTIES LLC | 1739 MLK JR DR | ATLANTA | Fulton | 601053 | 7 | Flapper Valve | 1991-07-08 | FALSE | 1991-07-08 | FALSE | Currently in Use | Regular | 6000 | Galvanic (STIP-3) | 1991-07-08 |  | Fiberglass Reinforced Plastic | Pressurized
AP-AT PROPERTIES LLC | 1739 MLK JR DR | ATLANTA | Fulton | 601053 | 5 |  |  | TRUE |  | TRUE | Removed from Ground | Used Oil | 600 | Bare Steel | 1970-04-27 | 1991-05-01 | Galvanized Steel | Gravity Fed
SPRINT COMMUNICATIONS COMPANY LP | 890 DEKALB AVE NE | ATLANTA | Fulton | 9060075 | 2 | Flapper Valve | 2007-12-11 | FALSE | 2007-12-11 | FALSE | Currently in Use | Diesel | 2000 | Fiberglass Double Walled | 2001-03-06 |  | Double-Walled Flex | Suction (American)
BUDDYS CONVENIENCE STORE | 1079 NORTH AVE NE | ATLANTA | Fulton | 7000038 | 8 |  | 1994-02-01 | FALSE | 1994-02-01 | FALSE | Currently in Use | Diesel | 6000 | Steel-Impressed Current | 1994-02-01 |  | Fiberglass Reinforced Plastic | Pressurized
BUDDYS CONVENIENCE STORE | 1079 NORTH AVE NE | ATLANTA | Fulton | 7000038 | 6 |  | 1994-02-01 | FALSE | 1994-02-01 | FALSE | Currently in Use | Premium | 8000 | Steel-Impressed Current | 1994-02-01 |  | Fiberglass Reinforced Plastic | Pressurized
309 NORTH HIGHLANDS | 309 NORTH HIGHLAND AVENUE | ATLANTA | Fulton | 10002015 | 1 |  |  | FALSE |  | FALSE | Closed in Ground | Gas (Historical Use) | 550 | Bare Steel | 2011-07-20 | 2011-07-20 | Unknown
200 KROG STREET SITE | 200 KROG ST | ATLANTA | Fulton | 9060859 | 1 | [5 empty] | Removed from Ground | Gas (Historical Use) | 2000 | Bare Steel | 2001-08-10 | 2001-08-10 | Not Marked
BRANDON HALL SCHOOL | 1701 BRANDON HALL DR | DUNWOODY | Fulton | 600201 | 2 |  |  | FALSE |  | FALSE | Permanently Out of Use - historical purposes | Diesel | 1000 |  | 1966-04-06 |  | Unknown
A K FOOD STORE | 1981 JOSEPH E BOONE BLVD NW | ATLANTA | Fulton | 9060465 | 1 | [5 empty] | Removed from Ground | Gas (Historical Use) | 3000 | Bare Steel | 1975-01-01 | 2006-06-09 | Bare Steel | Safe Suction (Euro)
SIMPSON FOOD MART | 1617 JOSEPH E BOONE BLVD NW | ATLANTA | Fulton | 600815 | 6 | Ball Float | 1998-09-01 | FALSE | 1998-09-01 | FALSE | Currently in Use | Regular | 10000 | Fiberglass | 1988-04-25 |  | Fiberglass Reinforced Plastic | Pressurized
JACKSON PLUMBING CO | 1314 DEKALB AVE NE | ATLANTA | Fulton | 600538 | 1 | [5 empty] | Removed from Ground | Gas (Historical Use) | 2000 | Bare Steel | 1999-03-10 | 1999-03-10 | Unknown | Suction (American)
ATLANTA FIRE STATION #12 | 1288 DEKALB AVE NE | ATLANTA | Fulton | 600372 | 1 | [5 empty] | Removed from Ground | Diesel | 550 | Bare Steel | 1959-05-15 | 1992-10-27 | Galvanized Steel
QUIKTRIP #730 | 8200 DUNWOODY PL | SANDY SPRINGS | Fulton | 9060204 | 1 | Ball Float | 1994-03-01 | FALSE | 1994-03-01 | FALSE | Currently in Use | Premium | 12000 | Fiberglass | 1990-01-01 |  | Double-Walled Flex | Pressurized
CSX TRANSPORTATION SEABOARD SYST | 545 WESTERN AVE @ NORTHSIDE DR | ATLANTA | Fulton | 9060375 | 2 | [5 empty] | Removed from Ground | Empty | 18000 | Bare Steel | 1994-06-23 | 1994-06-23 | Not Marked
GORDONS BODY SHOP | 450 SIMPSON ST NW | ATLANTA | Fulton | 9060159 | 3 | [5 empty] | Removed from Ground | Kerosene | 4000 | Bare Steel | 1954-01-01 | 1990-01-23 | Galvanized Steel
MOZLEY PARK FOOD MART | 1720 MLK JR DR SW | ATLANTA | Fulton | 9060124 | 7 | Flapper Valve | 2002-06-01 | FALSE | 2002-06-01 | FALSE | Currently in Use | Regular | 12000 | Fiberglass | 2002-06-01 |  | Fiberglass Reinforced Plastic | Pressurized
MOZLEY PARK FOOD MART | 1720 MLK JR DR SW | ATLANTA | Fulton | 9060124 | 1 |  | 1999-02-11 |  | 1999-02-11 |  | Removed from Ground | Gas (Historical Use) | 6000 | Steel-Impressed Current | 1970-01-01 | 2002-06-14 | Cathodically Protected
CLARK ATLANTA UNIVERSITY | 260 LEE ST | ATLANTA | Fulton | 10001624 | 1 |  |  | FALSE |  | FALSE | Removed from Ground | Gas (Historical Use) | 1000 | Unknown | 2008-11-05 | 2008-12-16 | Unknown
ATLANTA FIRE STATION #16 | 1048 Joseph E Boone Blvd | ATLANTA | Fulton | 600375 | 2 | Flapper Valve | 1993-01-15 | FALSE | 1993-01-15 | FALSE | Currently in Use | Diesel | 1000 | Galvanic (STIP-3) | 1993-01-15 |  | Fiberglass Reinforced Plastic | Suction (American)
ATLANTA BAKING CO INC | 165 BAILEY ST SW | ATLANTA | Fulton | 600273 | 2 | [5 empty] | Removed from Ground | Gas (Historical Use) | 3008 | Bare Steel | 1966-03-22 | 1899-12-31 | Galvanized Steel
BP #24030/GULF #270645 | 825 MLK JR DR | ATLANTA | Fulton | 600829 | 4 | [5 empty] | Removed from Ground | Gas (Historical Use) | 3000 | Bare Steel | 1968-05-06 | 1899-12-31 | Galvanized Steel
BP #24030/GULF #270645 | 825 MLK JR DR | ATLANTA | Fulton | 600829 | 1 | [5 empty] | Removed from Ground | Gas (Historical Use) | 3000 | Bare Steel | 1956-05-09 | 1899-12-31 | Galvanized Steel
SIMPSON FOOD MART | 1617 JOSEPH E BOONE BLVD NW | ATLANTA | Fulton | 600815 | 2 | [5 empty] | Removed from Ground | Gas (Historical Use) | 10000 | Bare Steel | 1979-05-04 | 1899-12-31 | Galvanized Steel
ATLANTA GROCERY STORES | 130 NORTHSIDE DR NW | ATLANTA | Fulton | 9000473 | 1 | [5 empty] | Removed from Ground | Gas (Historical Use) | 4000 | Marked Unknown | 2004-08-05 | 2004-08-05 | Unknown
L F STILL & CO | 27 WADDELL ST | ATLANTA | Fulton | 600969 | 1 | [5 empty] | Removed from Ground | Gas (Historical Use) | 2000 | Bare Steel | 1986-10-01 | 1986-10-01 | Galvanized Steel
MORRIS BROWN COLLEGE | 643 MLK JR DR | ATLANTA | Fulton | 9060366 | 3 | [5 empty] | Removed from Ground | Diesel | 350 | Bare Steel | 1994-05-20 | 1994-05-20 | Galvanized Steel | Suction (American)
ATLANTA FIRE STATION #16 | 1048 Joseph E Boone Blvd | ATLANTA | Fulton | 600375 | 1 | [5 empty] | Removed from Ground | Diesel | 300 | Bare Steel | 1961-05-14 | 1992-11-09 | Galvanized Steel
ATLANTA BAKING CO INC | 165 BAILEY ST SW | ATLANTA | Fulton | 600273 | 1 | [5 empty] | Removed from Ground | Gas (Historical Use) | 10134 | Bare Steel | 1966-03-22 | 1899-12-31 | Galvanized Steel
ATLANTA GROCERY STORES | 130 NORTHSIDE DR NW | ATLANTA | Fulton | 9000473 | 2 | [5 empty] | Removed from Ground | Gas (Historical Use) | 4000 | Marked Unknown | 2004-08-05 | 2004-08-05 | Unknown
GA POWER-WEST METRO NETWORK UG | 271 MAPLE ST NW | ATLANTA | Fulton | 9000519 | 2 | [5 empty] | Removed from Ground | Diesel | 10000 | Bare Steel | 1976-05-09 | 1990-08-01 | Unknown
AP-AT PROPERTIES LLC | 1739 MLK JR DR | ATLANTA | Fulton | 601053 | 1 | [5 empty] | Removed from Ground | Gas (Historical Use) | 5000 | Cathodically Protected Steel | 1970-04-27 | 1991-05-03 | Galvanized Steel
JONES AVE PARKING LOT | 340 GRAY ST | ATLANTA | Fulton | 9060864 | 2 | [5 empty] | Removed from Ground | Gas (Historical Use) | 6000 | Cathodically Protected Steel | 2001-11-28 | 1899-12-31 | Unknown
HAUGABROOK LLC | 336 JOSEPH E LOWERY BLVD NW | ATLANTA | Fulton | 9060671 | 1-Diesel | Flapper Valve | 1998-01-01 | FALSE | 1998-01-01 | TRUE | Currently in Use | Diesel | 5000 | Steel-Impressed Current | 1975-01-01 |  | Fiberglass Reinforced Plastic | Pressurized
HAUGABROOK LLC | 336 JOSEPH E LOWERY BLVD NW | ATLANTA | Fulton | 9060671 | 2 | Flapper Valve | 1998-01-01 | FALSE | 1998-01-01 | TRUE | Currently in Use | Regular | 10000 | Steel-Impressed Current | 1975-01-01 |  | Fiberglass Reinforced Plastic | Pressurized
GREENWAY GROCERY | 850 WOODSTOCK RD | ROSWELL | Fulton | 600804 | 4 | [5 empty] | Removed from Ground | Gas (Historical Use) | 3000 | Bare Steel | 1983-04-01 | 1991-06-12 | Galvanized Steel
AAMCO TRANSMISSION | 305 MARKET PL | ROSWELL | Fulton | 600656 | 3 | [5 empty] | Removed from Ground | Other | 1000 | Bare Steel | 1979-03-06 | 1997-10-28 | Galvanized Steel | Safe Suction (Euro)
CROSSVILLE CHEVRON STATION #43038 | 11000 CRABAPPLE RD | ROSWELL | Fulton | 9000549 | 1 | [5 empty] | Removed from Ground | Gas (Historical Use) | 5000 | Bare Steel | 1972-04-26 | 1990-12-07 | Galvanized Steel
QUIKTRIP #803 | 20 E CROSSVILLE RD | ROSWELL | Fulton | 10000952 | 3 | Ball Float | 2004-07-01 | FALSE | 2004-07-01 | FALSE | Currently in Use | Premium | 12000 | Fiberglass Double Walled | 2004-06-01 |  |  | Pressurized
BUCKHEAD TEXACO | 3658 ROSWELL RD | ATLANTA | Fulton | 4440284 | 5 |  |  | TRUE |  | TRUE | Removed from Ground | Used Oil | 500 | Bare Steel | 2006-03-03 | 2006-03-04 | Galvanized Steel | Gravity Fed
BUCKHEAD TEXACO | 3658 ROSWELL RD | ATLANTA | Fulton | 4440284 | 4 |  | 1998-12-21 | FALSE | 1998-12-21 | FALSE | Removed from Ground | Gas (Historical Use) | 4000 | Cathodically Protected Steel | 2006-03-03 | 2006-03-04 | Cathodically Protected | Suction (American)
Roswell Chevron | 4341 ROSWELL RD | ATLANTA | Fulton | 600954 | 6 | [5 empty] | Removed from Ground | Gas (Historical Use) | 3000 | Bare Steel | 1963-04-29 | 1984-01-01 | Galvanized Steel
Gas Express #231 | 580 MCDONOUGH BLVD | ATLANTA | Fulton | 600930 | 3 | Flapper Valve | 2025-04-09 | FALSE | 1994-09-07 | FALSE | Currently in Use | Premium | 10000 | Fiberglass | 1985-04-30 |  | Fiberglass Reinforced Plastic | Pressurized
GORDONS BODY SHOP | 450 SIMPSON ST NW | ATLANTA | Fulton | 9060159 | 1 | [5 empty] | Removed from Ground | Gas (Historical Use) | 4000 | Bare Steel | 1954-01-01 | 1990-01-23 | Galvanized Steel
RAYLOC DIV OF GENUINE PARTS CO | 600 RAYLOC DR | ATLANTA | Fulton | 600260 | 1 | [5 empty] | Removed from Ground | Empty | 20000 | Bare Steel | 1973-03-27 | 1993-02-24 | Unknown
PROPOSED MLK URBAN VILLAGE RETAI | 852 /856 MAYSON TURNER RD | ATLANTA | Fulton | 9060672 | 1 |  |  | FALSE |  | FALSE | Removed from Ground | Gas (Historical Use) | 550 | Bare Steel | 2000-02-03 | 2000-02-03
SIMMONS EXTENSION-PARCEL 2 | 410 JONES AVE | ATLANTA | Fulton | 9060714 | 2 | [5 empty] | Removed from Ground | Gas (Historical Use) | 6000 | Marked Unknown | 1998-02-26 | 1998-02-26 | Unknown
SHELL | 10761 ALPHARETTA HWY | ROSWELL | Fulton | 600943 | 1 | Flapper Valve | 2021-03-19 | FALSE | 1991-01-01 | FALSE | Currently in Use | Regular | 10000 | Fiberglass | 1981-04-30 |  | Double-Walled Flex | Pressurized
BROOKFIELD COUNTRY CLUB | 100 WILLOW RUN | ROSWELL | Fulton | 9060570 | 1 | [5 empty] | Removed from Ground | Gas (Historical Use) | 2000 | Bare Steel | 2000-07-17 | 2000-07-17 | Galvanized Steel | Suction (American)
BST/ROSWELL MAIN/F5572 | 60 OAK ST | ROSWELL | Fulton | 9060199 | 2 |  | 1997-11-05 | FALSE | 1997-11-05 | FALSE | Removed from Ground | Diesel | 6000 |  | 1997-11-05 | 2002-03-15 | Copper | Suction (American)
EXXON FOOD MART | 915 WOODSTOCK RD | ROSWELL | Fulton | 10000417 | 2A | Ball Float | 2003-01-10 | FALSE | 2003-01-10 | FALSE | Currently in Use | Premium | 7000 | Fiberglass | 2003-01-10 |  | Double-Walled Fiberglass | Pressurized
POWERS FERRY SQUARE SHOPPING CEN | 3754 ROSWELL ROAD | ATLANTA | Fulton | 9640174 | 1 | [5 empty] | Removed from Ground | Diesel | 1500 | Not Marked/Unknown |  | 1899-12-31 | Not Marked
PALM TOP PROPERTIES INC. | 5701 ROSWELL RD | ATLANTA | Fulton | 601006 | 4 |  |  | TRUE |  | TRUE | Removed from Ground | Used Oil | 1000 | Fiberglass | 1981-04-24 | 2004-03-01 | Fiberglass Reinforced Plastic | Pressurized
ROSWELL ROAD CHEVRON | 5300 ROSWELL RD | ATLANTA | Fulton | 601071 | 1 | Ball Float | 1969-04-27 | FALSE | 1969-04-27 | FALSE | Currently in Use | Regular | 10000 | Steel-Impressed Current | 1969-04-27 |  | Fiberglass Reinforced Plastic | Pressurized
NORTHSIDE HOSPITAL | 1000 JOHNSON FERRY RD NE | ATLANTA | Fulton | 9000209 | 2 | [5 empty] | Removed from Ground | Diesel | 20000 | Bare Steel | 1975-03-17 | 1997-12-15 | Copper
CITY OF ATLANTA/WATER DEPT | 3995 POWERS FERRY RD, NW | ATLANTA | Fulton | 9060488 | 1 |  | 1994-07-01 | FALSE | 1994-07-01 | FALSE | Removed from Ground | Diesel | 2000 | Fiberglass | 1994-07-01 |  | Fiberglass Reinforced Plastic | Safe Suction (Euro)
BST/SANDY SPRINGS CO/F5401 | 5340 ROSWELL RD | ATLANTA | Fulton | 9060152 | 2 | Flapper Valve | 1995-09-15 | TRUE | 1995-09-15 | TRUE | Currently in Use | Diesel | 6000 | Fiberglass Double Walled | 1995-09-15 |  | Copper | Suction (American)
ROSWELL ROAD CHEVRON | 5300 ROSWELL RD | ATLANTA | Fulton | 601071 | 3 | Ball Float | 1969-04-27 | FALSE | 1969-04-27 | FALSE | Currently in Use | Diesel | 8000 | Steel-Impressed Current | 1969-04-27 |  | Fiberglass Reinforced Plastic | Pressurized
EXXON STATION #4-5326 | 4555 ROSWELL RD | ATLANTA | Fulton | 601130 | 3 | [5 empty] | Removed from Ground | Empty | 6000 | Cathodically Protected Steel | 1987-10-08 | 1987-10-08 | Galvanized Steel
CHEVRON #40002 | ROSWELL/BLACKLAND RDS | ATLANTA | Fulton | 9000161 | 1 | [5 empty] | Permanently Out of Use - historical purposes | Other | 0 | Marked Unknown |  | 1899-12-31 | Unknown
Shoppe At Buckhead Foods LLC | 3669 POWERS FERRY RD | ATLANTA | Fulton | 9000362 | 2 | [5 empty] | Removed from Ground | Gas (Historical Use) | 3000 | Bare Steel | 1962-04-07 | 1989-09-06 | Bare Steel
SHELL | 350 MORELAND AVE | ATLANTA | Fulton | 9060804 | 2 |  | 1999-08-01 | FALSE | 1999-08-01 | FALSE | Currently in Use | Regular | 10000 | Epoxy | 1999-08-01 |  | Double-Walled Fiberglass | Pressurized
ARATEX SERVICES INC/SERVISCO | 670 DEKALB AVE NE | ATLANTA | Fulton | 600608 | 2 | [5 empty] | Removed from Ground | Diesel | 14000 | Bare Steel | 1966-03-24 | 1989-09-01 | Galvanized Steel
U S POSTAL SERVICE | HIGHTOWER TRAIL | DUNWOODY | Fulton | 9060496 | 1 | [5 empty] | Temporarily out of use | Empty | 12000 | Fiberglass | 1991-01-01 |  | Unknown | Pressurized
SOUTHEAST RECYCLING | 565 WESTERN AVE | ATLANTA | Fulton | 600602 | A | [5 empty] | Currently in Use | Gas (Historical Use) | 3000 | Fiberglass | 1982-03-18 |  | Galvanized Steel
ATLANTA BAKING CO INC | 165 BAILEY ST SW | ATLANTA | Fulton | 600273 | 6 | [5 empty] | Removed from Ground | Gas (Historical Use) | 2005 | Bare Steel | 1956-03-24 | 1899-12-31 | Galvanized Steel
MUELLER PROPERTY | NEWCASTLE ST & MLK JR DR | ATLANTA | Fulton | 9000316 | 1 | [5 empty] | Permanently Out of Use - historical purposes | Other | 0 | Marked Unknown |  | 1899-12-31 | Unknown
CHEVRON STATION #40011 | 10 NORTHSIDE DR NW | ATLANTA | Fulton | 9000180 | 3 | [5 empty] | Removed from Ground | Gas (Historical Use) | 5000 | Bare Steel | 1968-01-01 | 1989-05-08 | Galvanized Steel
BP# 11175 | 949 MAYSON TURNER RD | ATLANTA | Fulton | 600953 | 3 |  | 1986-07-22 |  | 1986-07-22 |  | Removed from Ground | Gas (Historical Use) | 10000 | Galvanic (STIP-3) | 1986-07-22 | 2006-05-02 | Galvanized Steel | Pressurized
GA POWER/MORGAN FALLS PLANT | 380 MORGAN FALLS RD | DUNWOODY | Fulton | 600731 | 2 | [5 empty] | Closed in Ground | Gas (Historical Use) | 500 | Marked Unknown | 1987-05-01 | 1987-05-01 | Unknown
QUIKTRIP #711 | 7884 ROSWELL RD | SANDY SPRINGS | Fulton | 9060452 | 1 | Flapper Valve | 1995-12-04 | FALSE | 1995-12-04 | FALSE | Currently in Use | Premium | 12000 | Fiberglass | 1988-10-27 |  | Double-Walled Fiberglass | Pressurized
CSX TRANSPORTATION SEABOARD SYST | 545 WESTERN AVE @ NORTHSIDE DR | ATLANTA | Fulton | 9060375 | 1 | [5 empty] | Removed from Ground | Other | 18000 | Bare Steel | 1994-06-23 | 1994-06-23 | Not Marked
NORTHSIDE EXXON | 479 JOSEPH E BOONE BLVD NW | ATLANTA | Fulton | 10001900 | 1 | Ball Float | 2010-07-01 | FALSE | 2010-07-01 | FALSE | Currently in Use | Regular | 12000 | Composite Double Walled | 2010-07-01 |  | Double-Walled Fiberglass | Pressurized
SIMPSON FOOD MART | 1617 JOSEPH E BOONE BLVD NW | ATLANTA | Fulton | 600815 | 3 | [5 empty] | Removed from Ground | Gas (Historical Use) | 10000 | Bare Steel | 1979-05-04 | 1899-12-31 | Galvanized Steel
CHEVRON STATION #40011 | 10 NORTHSIDE DR NW | ATLANTA | Fulton | 9000180 | 1 | [5 empty] | Removed from Ground | Gas (Historical Use) | 10000 | Bare Steel | 1968-01-01 | 1989-05-08 | Galvanized Steel
BP# 11175 | 949 MAYSON TURNER RD | ATLANTA | Fulton | 600953 | 1 |  | 1986-07-22 |  | 1986-07-22 |  | Removed from Ground | Gas (Historical Use) | 10000 | Galvanic (STIP-3) | 1986-07-22 | 2006-05-02 | Galvanized Steel | Pressurized
GA POWER-WEST METRO NETWORK UG | 271 MAPLE ST NW | ATLANTA | Fulton | 9000519 | 1 | [5 empty] | Removed from Ground | Gas (Historical Use) | 6000 | Bare Steel | 1966-05-12 | 1990-08-07 | Unknown
BP# 11175 | 949 MAYSON TURNER RD | ATLANTA | Fulton | 600953 | 2 |  | 1986-07-22 |  | 1986-07-22 |  | Removed from Ground | Gas (Historical Use) | 10000 | Galvanic (STIP-3) | 1986-07-22 | 2006-05-02 | Galvanized Steel | Pressurized
ATLANTA GROCERY STORES | 130 NORTHSIDE DR NW | ATLANTA | Fulton | 9000473 | 4 | [5 empty] | Removed from Ground | Kerosene | 500 | Marked Unknown | 2004-08-05 | 2004-08-05 | Unknown
AP-AT PROPERTIES LLC | 1739 MLK JR DR | ATLANTA | Fulton | 601053 | 3 | [5 empty] | Removed from Ground | Gas (Historical Use) | 5000 | Cathodically Protected Steel | 1970-04-27 | 1991-05-03 | Galvanized Steel
PROPOSED MLK URBAN VILLAGE RETAI | 852 /856 MAYSON TURNER RD | ATLANTA | Fulton | 9060672 | 2 |  |  | FALSE |  | FALSE | Removed from Ground | Gas (Historical Use) | 550 | Bare Steel | 2000-02-03 | 2000-02-03
KREIS & COMPANY SITE | GORDON ROAD (MLK JR DRIVE) | ATLANTA | Fulton | 9060677 | 1 | [5 empty] | Removed from Ground | Gas (Historical Use) | 4000 | Bare Steel | 1997-10-16 | 1997-10-16 | Bare Steel
HENNESSY JAGUAR OF BUCKHEAD | 3040 PIEDMONT RD NE | ATLANTA | Fulton | 600274 | 4 |  |  | FALSE |  | FALSE | Removed from Ground | Empty | 1011 | Bare Steel | 1965-03-23 | 1989-09-18 | Galvanized Steel
HENNESSY JAGUAR OF BUCKHEAD | 3040 PIEDMONT RD NE | ATLANTA | Fulton | 600274 | 3 |  |  | FALSE |  | FALSE | Removed from Ground | Empty | 1011 | Bare Steel | 1965-03-23 | 1989-09-18 | Galvanized Steel
EXXON RETAIL STORE #4-5664 | 1359 VIRGINIA AVE | ATLANTA | Fulton | 600899 | 1 | [5 empty] | Removed from Ground | Gas (Historical Use) | 6000 | Bare Steel | 1968-05-10 | 1987-10-08 | Galvanized Steel
AP-AT PROPERTIES LLC | 1739 MLK JR DR | ATLANTA | Fulton | 601053 | 4 | [5 empty] | Removed from Ground | Gas (Historical Use) | 5000 | Cathodically Protected Steel | 1970-04-27 | 1991-05-03 | Galvanized Steel
HENNESSY JAGUAR OF BUCKHEAD | 3040 PIEDMONT RD NE | ATLANTA | Fulton | 600274 | 2 |  |  | FALSE |  | FALSE | Removed from Ground |  | 1011 | Bare Steel | 1965-03-23 | 1989-09-18 | Galvanized Steel
SSC INDUSTRIES LLC | 1550 E TAYLOR | ATLANTA | Fulton | 600291 | 16 | [5 empty] | Closed in Ground | Hazardous Substance | 6000 | Bare Steel | 1970-05-12 | 1988-10-30 | Bare Steel
JASMINE MERCHANT INC DBA VIRGINIA AVE SHELL | 1338 VIRGINIA AVE | ATLANTA | Fulton | 600946 | 1 | Ball Float | 1986-01-01 | FALSE | 1986-01-01 | FALSE | Currently in Use | Regular | 10000 | Fiberglass | 1986-01-01 |  | Fiberglass Reinforced Plastic | Pressurized
SSC INDUSTRIES LLC | 1550 E TAYLOR | ATLANTA | Fulton | 600291 | 2 | [5 empty] | Permanently Out of Use - historical purposes | Other | 6000 | Bare Steel | 1970-05-12 | 1899-12-31 | Galvanized Steel
TUNE UP CLINIC/FORMER SVC STA | 906 EAST CLEVELAND AVE | ATLANTA | Fulton | 601219 | 182467 |  |  | TRUE |  | TRUE | Removed from Ground | Empty | 560 | Bare Steel | 1962-04-28 | 1899-12-31 | Bare Steel
SYLVAN STATION INC | 3040 LAKEWOOD AVENUE | ATLANTA | Fulton | 10001710 | 5 | Flapper Valve | 2017-06-19 | FALSE | 2017-06-19 | FALSE | Currently in Use | Diesel | 5000 | Composite Double Walled | 2017-02-09 |  | Double-Walled Fiberglass | Pressurized
SYLVAN STATION INC | 3040 LAKEWOOD AVENUE | ATLANTA | Fulton | 10001710 | 4 | Flapper Valve | 2017-06-19 | FALSE | 2017-06-19 | FALSE | Currently in Use | Premium | 10000 | Composite Double Walled | 2017-02-19 |  | Double-Walled Fiberglass | Pressurized
ATLANTA PUBLIC SCHOOL- FACILITIES SERVICE | 1631 LA FRANCE ST | ATLANTA | Fulton | 9060525 | 2 | Ball Float | 1988-07-01 | FALSE | 1988-07-01 | FALSE | Currently in Use | Diesel | 4000 | Fiberglass | 1988-07-01 |  | Fiberglass Reinforced Plastic | Pressurized
A K FOOD STORE | 1981 JOSEPH E BOONE BLVD NW | ATLANTA | Fulton | 9060465 | 6 | Ball Float | 2006-06-01 | FALSE | 2006-06-01 | FALSE | Removed from Ground | Gas (Historical Use) | 8000 | Fiberglass | 1975-01-01 | 2006-06-09 | Fiberglass Reinforced Plastic | Pressurized
DON SWANN DISTRIBUTORS | 1300 SIMPSON RD NW | ATLANTA | Fulton | 9060373 | 2 | [5 empty] | Removed from Ground | Diesel | 3000 | Not Marked/Unknown | 1995-12-02 | 1995-12-02 | Not Marked
UZHAIR INC DBA UZHAIR FOOD MART | 1285 SIMPSON RD NW | ATLANTA | Fulton | 600842 | 3 | [5 empty] | Removed from Ground | Gas (Historical Use) | 8000 | Bare Steel | 1968-03-31 | 2007-11-01 | Unknown | Safe Suction (Euro)
GA POWER-WEST METRO NETWORK UG | 271 MAPLE ST NW | ATLANTA | Fulton | 9000519 | 4 | [5 empty] | Removed from Ground | Kerosene | 1000 | Bare Steel | 1966-05-12 | 1990-08-02 | Galvanized Steel
IT'S ALL GOOD DETAIL SHOP | 1469 SIMPSON RD | ATLANTA | Fulton | 9060679 | 1 | [5 empty] | Removed from Ground | Gas (Historical Use) | 2000 | Bare Steel | 1997-06-23 | 1997-06-23 | Galvanized Steel
FORMER UST FACILITY | 523 METROPOLITAN PARKWAY | ATLANTA | Fulton | 10001180 | 5 |  |  | FALSE |  | FALSE | Removed from Ground | Gas (Historical Use) | 4000 | Bare Steel | 2006-08-09 | 2006-08-09 | Bare Steel
OLD NATIONAL SELF STORAGE/FORMER | 5725 OLD NATIONAL HWY | COLLEGE PARK | Fulton | 9060321 | 1 | [5 empty] | Removed from Ground | Gas (Historical Use) | 0 | Not Marked/Unknown |  | 1899-12-31 | Not Marked
Gas Express #127 | 1697 NORMAN DR | COLLEGE PARK | Fulton | 10002491 | 3 | Flapper Valve | 2015-03-23 | FALSE | 2015-03-23 | FALSE | Currently in Use | Diesel | 4000 | Composite Double Walled | 2015-03-23 |  | Double-Walled Fiberglass | Pressurized
TEXACO | 5990 OLD NATIONAL HWY | COLLEGE PARK | Fulton | 10001457 | 2 | Ball Float | 2006-03-03 | FALSE | 2006-03-03 | FALSE | Currently in Use | Premium | 8000 | Fiberglass | 2006-03-03 |  | Fiberglass Reinforced Plastic | Pressurized
866 WEST PEACHTREE ROAD | 866 WEST PEACHTREE ROAD | ATLANTA | Fulton | 10001470 | 1 |  |  | FALSE |  | FALSE | Removed from Ground | Not Marked/Tank Removed | 1100 | Unknown | 2007-09-26 | 2007-09-26 | Unknown
FORMER UST FACILITY | 523 METROPOLITAN PARKWAY | ATLANTA | Fulton | 10001180 | 7 |  |  | FALSE |  | FALSE | Removed from Ground | Diesel | 8000 | Bare Steel | 2006-08-09 | 2006-08-09 | Bare Steel
ANSLEY MALL SHELL | 1539 PIEDMONT AVE NE | ATLANTA | Fulton | 600781 | 5C | Ball Float | 2010-12-06 | FALSE | 2010-12-06 | FALSE | Currently in Use | Diesel | 4000 | Fiberglass Double Walled | 2010-12-06 |  | Fiberglass Reinforced Plastic | Pressurized
BP | 3165 ROOSEVELT HWY | COLLEGE PARK | Fulton | 9060223 | 3 | Ball Float | 1987-08-01 | FALSE | 1987-08-01 | FALSE | Currently in Use | Premium | 10000 | Galvanic (STIP-3) | 1987-08-01 |  | Galvanized Steel | Pressurized
MURPHY USA #7413 | 6135 OLD NATIONAL HWY | COLLEGE PARK | Fulton | 10001380 | 2B | Flapper Valve | 2007-06-19 | FALSE | 2007-06-19 | FALSE | Currently in Use | Premium | 8000 | Fiberglass Double Walled | 2007-06-05 |  | Double-Walled Flex | Pressurized
PONCE CITY MARKET | 675 PONCE DE LEON AVE NE | ATLANTA | Fulton | 10002373 | 1 | Flapper Valve | 2014-06-01 | FALSE | 2014-06-01 | FALSE | Currently in Use | Diesel | 2000 | Fiberglass Double Walled | 2014-06-01 |  | Double-Walled Fiberglass | Suction (American)
SKYE FOOD MART | 1341 METROPOLITAN PKWY SW | ATLANTA | Fulton | 9060532 | 9 |  |  | TRUE |  | TRUE | Removed from Ground | Used Oil | 1000 | Marked Unknown | 1998-11-01 | 1998-11-01 | Unknown
SKYE FOOD MART | 1341 METROPOLITAN PKWY SW | ATLANTA | Fulton | 9060532 | 8 |  |  | TRUE |  | TRUE | Removed from Ground | Used Oil | 1000 | Marked Unknown | 1998-11-01 | 1998-11-01 | Unknown
Gas Express #153 | 343 JOSEPH LOWERY BLVD SW | ATLANTA | Fulton | 9060775 | 2 |  |  | FALSE |  | FALSE | Removed from Ground | Gas (Historical Use) | 6000 | Bare Steel | 1998-11-04 | 1998-11-04 | Bare Steel | Suction (American)
PENSKE TRUCK LEASING CO LP | 610 TRUSCO WAY SW | ATLANTA | Fulton | 4440733 | 2 | [5 empty] | Removed from Ground | Diesel | 10000 | Bare Steel | 1965-01-01 | 1997-09-25 | Galvanized Steel
FORMER C&R MOTORS | 1318 SYLVAN ROAD SW | ATLANTA | Fulton | 10001392 | 2 |  |  | FALSE |  | FALSE | Removed from Ground | Gas (Historical Use) | 0 | Bare Steel | 1986-01-01 | 1986-01-01 | Bare Steel
MONROE DRIVE CHEVRON | 2195 MONROE DR NE @ I-85 | ATLANTA | Fulton | 600901 | 4 |  |  | TRUE |  | TRUE | Removed from Ground | Used Oil | 550 |  | 1968-05-10 | 1988-03-14 | Galvanized Steel
LEVITZ FURNITURE CORP | 2720 SULLIVAN RD | COLLEGE PARK | Fulton | 9060224 | 1 | [5 empty] | Removed from Ground | Empty | 10000 | Bare Steel | 1985-01-01 | 1985-01-01 | Unknown
GEORGIA PROTON TREATMENT CENTER | 615 PEACHTREE STREET | ATLANTA | Fulton | 10002215 | 3 |  |  | FALSE |  | FALSE | Removed from Ground | Not Marked/Tank Removed | 500 | Bare Steel | 2013-03-01 | 2013-03-01 | Bare Steel
TECH CORNER II | 725 W PEACHTREE ST | ATLANTA | Fulton | 10000133 | 1 | Flapper Valve | 2001-05-01 | FALSE | 2001-05-01 | TRUE | Currently in Use | Diesel | 10000 | Fiberglass Double Walled | 2000-05-01 |  | Fiberglass Reinforced Plastic | Suction (American)
BRANNON EXXON STATION/MORELAND A | 170 SOUTH MAIN ST | ALPHARETTA | Fulton | 9000210 | 8 | [5 empty] | Removed from Ground | Gas (Historical Use) | 6000 | Cathodically Protected Steel | 1989-12-20 | 1994-08-19 | Galvanized Steel
ALPHARETTA BARGAIN STORE | 131 SOUTH MAIN ST | ALPHARETTA | Fulton | 600100 | 5 | [5 empty] | Closed in Ground | Diesel | 3000 | Bare Steel | 1956-01-01 | 1988-11-15 | Galvanized Steel
SIMS ASPHALT CO INC | 1650 HWY 9 SOUTH | ALPHARETTA | Fulton | 600073 | 1 | [5 empty] | Removed from Ground | Empty | 500 | Bare Steel | 1966-05-10 | 1899-12-31 | Galvanized Steel
NTW | 265 PONCE DE LEON AVE | ATLANTA | Fulton | 9060346 | 1 |  |  | TRUE |  | TRUE | Removed from Ground | Used Oil | 550 | Bare Steel | 1972-01-01 | 1994-04-01 | Bare Steel | Gravity Fed
CPGCRE CP Group BOA Plaza | 600 PEACHTREE ST NE #3730 | ATLANTA | Fulton | 9060239 | 1 | Overfill Alarm | 1992-04-29 | FALSE | 1992-04-29 | FALSE | Currently in Use | Diesel | 10000 | Fiberglass | 1992-04-29 |  | Fiberglass Reinforced Plastic | Pressurized
FIRST BAPTIST CHURCH | 20 FIFTH STREET | ATLANTA | Fulton | 9060709 | 2 | [5 empty] | Removed from Ground | Gas (Historical Use) | 3500 | Bare Steel | 1998-01-12 | 1998-01-12 | Bare Steel | Safe Suction (Euro)
SHELL FOOD MART | 486 PONCE DE LEON AVE NE | ATLANTA | Fulton | 601058 | 4 | [5 empty] | Removed from Ground | Gas (Historical Use) | 10000 | Cathodically Protected Steel | 1983-04-24 | 1991-09-16 | Galvanized Steel | Pressurized
TEXACO FOOD MART | 689 BOULEVARD NE | ATLANTA | Fulton | 601137 | 7 | Ball Float | 1995-08-01 | FALSE | 1995-08-01 | FALSE | Currently in Use | Premium | 10000 | Fiberglass | 1995-04-10 |  | Fiberglass Reinforced Plastic | Pressurized
TEXACO FOOD MART | 689 BOULEVARD NE | ATLANTA | Fulton | 601137 | 5 | [5 empty] | Removed from Ground | Gas (Historical Use) | 12000 | Bare Steel | 1978-03-19 | 1994-10-21 | Galvanized Steel | Pressurized
TEXACO FOOD MART | 689 BOULEVARD NE | ATLANTA | Fulton | 601137 | 4 | [5 empty] | Removed from Ground | Gas (Historical Use) | 8000 | Bare Steel | 1978-03-19 | 1994-10-21 | Galvanized Steel | Pressurized
KRISPY KREME DOUGHNUT CORP | 295 PONCE DE LEON AVE NE | ATLANTA | Fulton | 600574 | 1 | [5 empty] | Removed from Ground | Gas (Historical Use) | 10000 | Bare Steel | 1976-05-10 | 1992-05-22 | Bare Steel
Modera Westside | 576 Northside Drive NW | ATLANTA | Fulton | 600584 | D2 | [5 empty] | Removed from Ground | Diesel | 10000 | Bare Steel | 1963-05-12 | 1899-12-31 | Unknown | Suction (American)
GREYHOUND LINES INC | 830 Jefferson St. NW | ATLANTA | Fulton | 9000127 | 2 | [5 empty] | Removed from Ground | Diesel | 12000 | Bare Steel | 1975-05-04 | 1989-09-01 | Galvanized Steel | Pressurized
CHEVRON | 556 NORTHSIDE DR SW | ATLANTA | Fulton | 10002168 | 2 | Ball Float | 2012-12-01 | FALSE | 2012-12-14 | FALSE | Currently in Use | Premium | 6000 | Tank Jacket | 2012-12-14 |  | Double-Walled Fiberglass | Pressurized
908 DILL AVENUE | 908 DILL AVENUE | ATLANTA | Fulton | 10002380 | 2 |  |  | FALSE |  | FALSE | Removed from Ground | Gas (Historical Use) | 0 | Unknown |  | 1899-12-31 | Unknown
BLACKMON TEXACO | 1570 RALPH DAVID ABERNATHY BLVD | ATLANTA | Fulton | 9060472 | 5UL |  |  | FALSE |  | FALSE | Abandoned-No Known Release | Gas (Historical Use) | 2900 | Bare Steel | 2010-10-04 |  | Bare Steel
BLACKMON TEXACO | 1570 RALPH DAVID ABERNATHY BLVD | ATLANTA | Fulton | 9060472 | 1P |  |  | FALSE |  | FALSE | Temporarily out of use | Gas (Historical Use) | 2000 | Bare Steel | 2010-10-04 |  | Bare Steel
BLACKMON TEXACO | 1570 RALPH DAVID ABERNATHY BLVD | ATLANTA | Fulton | 9060472 | 2P |  |  | FALSE |  | FALSE | Abandoned-No Known Release | Gas (Historical Use) | 2000 | Bare Steel | 2010-10-04 |  | Bare Steel
CHEVRON FOOD MART | 1217 METROPOLITAN PKWY | ATLANTA | Fulton | 10001026 | 2B | Flapper Valve | 2005-10-01 | FALSE | 2005-10-01 | FALSE | Currently in Use | Diesel | 5000 | Composite | 2005-10-01 |  | Fiberglass Reinforced Plastic | Pressurized
LUV DEV INC | 2320 CHESHIRE BRIDGE RD NE | ATLANTA | Fulton | 600763 | 1 | Ball Float | 1988-01-01 | FALSE | 1988-01-01 | FALSE | Currently in Use | Regular | 10000 | Fiberglass | 1988-01-01 |  | Fiberglass Reinforced Plastic | Pressurized
ANSLEY MALL SHELL | 1539 PIEDMONT AVE NE | ATLANTA | Fulton | 600781 | 3 |  | 1998-12-04 |  | 1998-12-04 |  | Removed from Ground | Gas (Historical Use) | 4000 | Steel-Impressed Current | 1961-05-07 | 2010-12-01 | Fiberglass Reinforced Plastic | Suction (American)
GAS STATION CHEVRON FOOD | 2222 GODBY RD | COLLEGE PARK | Fulton | 10000980 | 1 | Ball Float | 2004-06-30 | FALSE | 2004-06-30 | FALSE | Currently in Use | Regular | 12000 | Epoxy | 2004-06-30 |  | Fiberglass Reinforced Plastic | Pressurized
KRAFT FOODS | 593 GLEN IRIS DR NE | ATLANTA | Fulton | 9060029 | 6 | [5 empty] | Currently in Use | Diesel | 10000 | Bare Steel | 1978-01-01 |  | Unknown
EMORY UNIV HOSPITAL MIDTOWN | 550 PEACHTREE ST NE | ATLANTA | Fulton | 9060147 | 2 | Overfill Alarm | 2011-01-01 | FALSE | 2011-01-01 | FALSE | Currently in Use | Diesel | 15000 | Steel-Impressed Current | 1974-01-01 |  | Steel (Impressed Current) | Suction (American)
STEPHENS WAREHOUSE | KROG ST & ASHLAND AVE W | ATLANTA | Fulton | 9060760 | 2 | [5 empty] | Removed from Ground | Gas (Historical Use) | 1100 | Not Marked/Unknown | 1999-01-14 | 1999-01-14 | Bare Steel
POST BILTMORE APARTMENTS | 855 WEST PEACHTREE ST | ATLANTA | Fulton | 9060792 | 2 | [5 empty] | Removed from Ground | Gas (Historical Use) | 0 | Marked Unknown |  | 1899-12-31 | Bare Steel
FORMER GASOLINE STATION | 2685 CAMPBELLTON ROAD | ATLANTA | Fulton | 10000766 | 3 |  |  | FALSE |  | FALSE | Removed from Ground | Gas (Historical Use) | 500 | Bare Steel | 2004-09-30 | 2004-09-30
CHEVRON STATION #53369 | 10870 STATE BRIDGE RD | ALPHARETTA | Fulton | 9060168 | 1 |  | 1993-11-08 |  | 1993-11-08 |  | Removed from Ground | Gas (Historical Use) | 9741 | Double Walled | 1988-01-01 | 1899-12-31 | Fiberglass Reinforced Plastic
NORTHSIDE ENVIRONMENTAL SERVICES | 762 NORTH MAIN ST | ALPHARETTA | Fulton | 601393 | 2 | [5 empty] | Removed from Ground | Gas (Historical Use) | 0 | Bare Steel | 1983-01-02 | 1899-12-31 | Galvanized Steel
ROGERS AUDIO AND VIDEO | 219 NORTH MAIN STREET | ALPHARETTA | Fulton | 9060764 | 3 | [5 empty] | Removed from Ground | Gas (Historical Use) | 2000 | Bare Steel | 1998-10-27 | 1998-10-27 | Bare Steel
W H FERGUSON/FERGUSON FUEL & FOO | 148 SOUTH MAIN ST | ALPHARETTA | Fulton | 601094 | 1 | [5 empty] | Removed from Ground | Gas (Historical Use) | 10000 | Bare Steel | 1979-05-02 | 1994-08-29 | Galvanized Steel
ALPHARETTA FIRE DEPT | 2970 WEBB BRIDGE RD | ALPHARETTA | Fulton | 600302 | 2 | [5 empty] | Removed from Ground | Diesel | 1000 | Bare Steel | 1984-03-06 | 1997-12-01 | Galvanized Steel
IMAGING TECHNOLOGIES SERVICES IN | 655 LAMBERT DR | ATLANTA | Fulton | 600576 | 2 | [5 empty] | Removed from Ground | Other | 0 | Bare Steel | 1995-01-01 | 1995-01-01 | Galvanized Steel
ANSLEY MALL SHELL | 1539 PIEDMONT AVE NE | ATLANTA | Fulton | 600781 | 1 |  | 1998-12-04 |  | 1998-12-04 |  | Removed from Ground | Gas (Historical Use) | 4000 | Steel-Impressed Current | 1961-05-07 | 2010-12-01 | Fiberglass Reinforced Plastic | Suction (American)
HEARTLAND EXPRESS | 3350 HOLLOWELL PKWY NW | ATLANTA | Fulton | 9060133 | MO-1 | [5 empty] | Removed from Ground | Other | 1000 | Fiberglass | 1985-01-01 | 1994-10-07 | Galvanized Steel | Pressurized
HEARTLAND EXPRESS | 3350 HOLLOWELL PKWY NW | ATLANTA | Fulton | 9060133 | ATF-1 | [5 empty] | Removed from Ground | Other | 1000 | Fiberglass | 1985-01-01 | 1994-10-07 | Galvanized Steel | Pressurized
GREEN APPLE EXXON | 3160 GREENBRIAR PKWY SW | ATLANTA | Fulton | 10001943 | 2 | Ball Float | 2010-10-01 | FALSE | 2010-10-01 | FALSE | Currently in Use | Regular | 8000 | Fiberglass Double Walled | 2010-10-01 |  | Fiberglass Reinforced Plastic | Pressurized
GREEN APPLE EXXON | 3160 GREENBRIAR PKWY SW | ATLANTA | Fulton | 10001943 | 1A | Ball Float | 2010-10-01 | FALSE | 2010-10-01 | FALSE | Currently in Use | Premium | 4000 | Fiberglass Double Walled | 2010-10-01 |  | Fiberglass Reinforced Plastic | Pressurized
FULTON CO FIRE STATION #11 | 4760 FULTON IND BLVD | ATLANTA | Fulton | 600907 | 1 | [5 empty] | Removed from Ground | Gas (Historical Use) | 550 | Bare Steel | 1971-04-05 | 1997-12-18 | Galvanized Steel
CHAMBERS SERVICE STATION | 3724 CASCADE RD SW | ATLANTA | Fulton | 600962 | 4 |  |  | TRUE |  | TRUE | Removed from Ground | Used Oil | 1 | Bare Steel | 1967-05-19 | 2002-09-10 | Unknown
FAIRBURN ROAD CITGO | 490 FAIRBURN RD SW | ATLANTA | Fulton | 601019 | 2 | [5 empty] | Removed from Ground | Gas (Historical Use) | 10000 | Bare Steel | 1971-04-27 | 1899-12-31 | Galvanized Steel
SHELL FOOD MART | 3601 MLK JR DR | ATLANTA | Fulton | 601072 | 1 | [5 empty] | Permanently Out of Use - historical purposes | Gas (Historical Use) | 8000 | Bare Steel | 1970-04-27 | 1899-12-31 | Galvanized Steel
PETROLEUM REALTY II LLC | 3640 CAMPBELLTON RD | ATLANTA | Fulton | 601301 | 6 | Ball Float | 1983-01-01 | FALSE | 1983-01-01 | FALSE | Currently in Use | Regular | 12000 | Fiberglass | 1983-05-09 |  | Double-Walled Fiberglass | Pressurized
GREENBRIAR CORP CENTER | 3550 GREENBRIAR PKWY | ATLANTA | Fulton | 600068 | 35 |  | 1998-12-17 |  | 1998-12-17 |  | Removed from Ground | Diesel | 20000 | Epoxy | 2002-05-20 | 2002-05-20 | Cathodically Protected | Safe Suction (Euro)
ROSWELL FOOD MART | 5645 ROSWELL RD | ATLANTA | Fulton | 9000004 | 1 |  |  | FALSE |  | FALSE | Removed from Ground | Gas (Historical Use) | 5000 | Bare Steel | 1972-02-07 | 1988-05-30 | Bare Steel
FORMER EXXON FOOD STORE | 2901 PEACHTREE RD NE | ATLANTA | Fulton | 9000276 | 3 | [5 empty] | Removed from Ground | Gas (Historical Use) | 6000 | Bare Steel | 1968-05-10 | 1996-06-05 | Galvanized Steel | Pressurized
CHEVRON STATION #43012 | 367 SPRING ST NW | ATLANTA | Fulton | 601011 | 5 |  |  | TRUE |  | TRUE | Permanently Out of Use - historical purposes | Used Oil | 550 | Bare Steel | 1967-04-28 |  | Galvanized Steel
BOOMERSHINE PONTIAC | 390 SPRING ST | ATLANTA | Fulton | 9060414 | 2 |  |  | TRUE |  | TRUE | Removed from Ground | Used Oil | 1000 | Marked Unknown | 1964-04-01 | 2005-08-25 | Unknown | Pressurized
WILLIAMS ST & BAKER ST SITE | 290 WILLIAMS ST | ATLANTA | Fulton | 9060244 | 1 | [5 empty] | Removed from Ground | Gas (Historical Use) | 1150 | Marked Unknown | 1992-04-15 | 1992-04-15 | Unknown
NATIONAL LINEN SERVICE | 525 GLEN IRIS DR NE | ATLANTA | Fulton | 9060086 | 2 | [5 empty] | Closed in Ground | Diesel | 10000 | Bare Steel | 1953-01-01 | 1994-05-01 | Bare Steel | Safe Suction (Euro)
SHELL FOOD MART | 486 PONCE DE LEON AVE NE | ATLANTA | Fulton | 601058 | 3 | [5 empty] | Removed from Ground | Gas (Historical Use) | 10000 | Cathodically Protected Steel | 1983-04-24 | 1991-09-16 | Galvanized Steel | Pressurized
TEXACO FOOD MART | 689 BOULEVARD NE | ATLANTA | Fulton | 601137 | 6 | Ball Float | 1995-08-01 | FALSE | 1995-08-01 | FALSE | Currently in Use | Regular | 10000 | Fiberglass | 1995-04-10 |  | Fiberglass Reinforced Plastic | Pressurized
MARTA BUS FACILITY/PINE ST | 125 PINE ST NE | ATLANTA | Fulton | 9000039 | 5 | [5 empty] | Currently in Use | Diesel | 8500 | Bare Steel | 1954-05-14 |  | Bare Steel
CAPITOL OUTDOOR/TURNER OUTDOOR A | 732 ASHBY ST NW | ATLANTA | Fulton | 600553 | 2 | [5 empty] | Removed from Ground | Gas (Historical Use) | 5000 | Bare Steel | 1974-03-30 | 1993-12-20 | Galvanized Steel
Modera Westside | 576 Northside Drive NW | ATLANTA | Fulton | 600584 | D1 | [5 empty] | Removed from Ground | Diesel | 10000 | Bare Steel | 1963-05-12 | 1899-12-31 | Unknown | Suction (American)
GREYHOUND LINES INC | 830 Jefferson St. NW | ATLANTA | Fulton | 9000127 | 7 | Flapper Valve | 1989-12-10 | FALSE | 1989-12-10 | FALSE | Currently in Use | Diesel | 12000 | Composite Double Walled | 1989-12-10 |  | Fiberglass Reinforced Plastic | Pressurized
ATLANTA COCA-COLA BTLG CO | 864 SPRING ST NW | ATLANTA | Fulton | 600246 | 2 | [5 empty] | Removed from Ground | Gas (Historical Use) | 10000 | Bare Steel | 1972-04-24 | 1988-01-01 | Galvanized Steel
ARATEX SERVICES | 401 GLEN IRIS DR NE | ATLANTA | Fulton | 600227 | 2 | [5 empty] | Removed from Ground | Diesel | 20000 | Bare Steel | 1966-04-28 | 1989-09-15 | Unknown
MARTA BUS FACILITY/PINE ST | 125 PINE ST NE | ATLANTA | Fulton | 9000039 | 13 |  |  | TRUE |  | TRUE | Currently in Use | Used Oil | 1000 | Concrete | 1954-05-14 |  | Unknown
HOWARD BAER INC | 680 DALLAS ST NE | ATLANTA | Fulton | 600015 | 3 |  |  | FALSE |  | FALSE | Removed from Ground | Diesel | 6000 | Unknown | 2010-10-01 | 2010-10-01 | Unknown
PIEDMONT MANDIR LLC | 160 PONCE DE LEON AVE NE | ATLANTA | Fulton | 600819 | 5 | Ball Float | 1991-03-01 | FALSE | 1991-03-01 | FALSE | Temporarily out of use |  | 10000 | Fiberglass | 2013-05-15 |  | Fiberglass Reinforced Plastic | Pressurized
SEARS ROEBUCK & CO #6105 | 1033 JEFFERSON ST NW | ATLANTA | Fulton | 600587 | 4 | [5 empty] | Removed from Ground | Diesel | 2000 | Bare Steel | 1965-05-12 | 1990-12-01 | Galvanized Steel
Modera Westside | 576 Northside Drive NW | ATLANTA | Fulton | 600584 | OIL5 |  |  | TRUE |  | TRUE | Removed from Ground | Used Oil | 550 | Bare Steel | 1963-05-12 | 1996-07-12 | Unknown | Suction (American)
MAIL CONTRACTORS OF ARKANSAS INC | 2051 MARIETTA BLVD NW | ATLANTA | Fulton | 600595 | 1 | [5 empty] | Removed from Ground | Diesel | 5000 | Bare Steel | 1956-04-09 | 1995-02-23 | Bare Steel | Safe Suction (Euro)
GREYHOUND LINES INC | 830 Jefferson St. NW | ATLANTA | Fulton | 9000127 | 5 |  |  | TRUE |  | TRUE | Removed from Ground | Used Oil | 6000 | Bare Steel | 1975-01-01 | 1990-09-01 | Galvanized Steel | Pressurized
PLASTER SHELL & FOOD | 496 PLASTER AVE | ATLANTA | Fulton | 9000379 | 2 | [5 empty] | Removed from Ground | Gas (Historical Use) | 4000 | Bare Steel | 1964-04-28 | 1989-07-18 | Galvanized Steel
CITY HALL EAST/POWERHOUSE | 640 NORTH AVE | ATLANTA | Fulton | 9060622 | 2 |  |  | FALSE |  | FALSE | Permanently Out of Use - historical purposes | Diesel | 20000 |  | 1966-01-01 |  | Not Marked
MOTOR SERVICE INC/ATLANTA TERM | 660 DALLAS ST NE | ATLANTA | Fulton | 600245 | 1 | [5 empty] | Removed from Ground | Diesel | 5500 | Bare Steel | 1956-04-18 | 1989-10-19 | Galvanized Steel
BP FoodMart | 610 SPRING ST NW | ATLANTA | Fulton | 600805 | 5 |  | 1980-05-01 |  |  |  | Removed from Ground | Diesel | 10000 | Bare Steel | 1980-05-03 | 1998-07-31 | Galvanized Steel
GA POWER/GEN OFF-MAINT & OP | 241 RALPH MCGILL BLVD | ATLANTA | Fulton | 600730 | G1 |  | 1992-03-10 |  | 1992-03-10 |  | Closed in Ground | Gas (Historical Use) | 10000 | Double Walled | 1992-03-10 | 1999-11-01 | Fiberglass Reinforced Plastic | Pressurized
GA POWER/GEN OFF-MAINT & OP | 241 RALPH MCGILL BLVD | ATLANTA | Fulton | 600730 | 3 | [5 empty] | Removed from Ground | Gas (Historical Use) | 10000 | Bare Steel | 1981-05-08 | 1991-06-28 | Unknown
STONE CONTAINER CORP | 1235 CHATTAHOOCHEE AVE | ATLANTA | Fulton | 600577 | 2 | [5 empty] | Removed from Ground | Diesel | 5000 | Bare Steel | 1971-05-11 | 1993-11-03 | Bare Steel
RAYLOC INC | 1130 BANKHEAD AVE NW | ATLANTA | Fulton | 600552 | 1 | [5 empty] | Removed from Ground | Diesel | 8000 | Bare Steel | 1961-01-01 | 1990-01-11 | Unknown
ANDERSON PROPERTIES | ELLSWORTH IND DR | ATLANTA | Fulton | 9000156 | 1 | [5 empty] | Removed from Ground | Other | 0 | Marked Unknown | 1989-02-16 | 1989-02-16 | Unknown
CITGO MINI MART | 1209 COLLIER RD NE | ATLANTA | Fulton | 9000240 | 2 | Flapper Valve | 1998-10-11 | FALSE | 1998-10-11 | FALSE | Currently in Use | Regular | 5000 | Steel-Impressed Current | 1968-12-26 |  | Double-Walled Fiberglass | Pressurized
14TH STREET BP | 329 14TH ST | ATLANTA | Fulton | 600748 | 2 | [5 empty] | Removed from Ground | Gas (Historical Use) | 8000 | Cathodically Protected Steel | 1980-05-06 | 2000-03-20 | Galvanized Steel | Safe Suction (Euro)
14TH STREET BP | 329 14TH ST | ATLANTA | Fulton | 600748 | 2 | [5 empty] | Removed from Ground | Gas (Historical Use) | 8000 | Cathodically Protected Steel | 1980-05-06 | 2000-03-20 | Galvanized Steel | Safe Suction (Euro)
14TH STREET BP | 329 14TH ST | ATLANTA | Fulton | 600748 | 2 | [5 empty] | Removed from Ground | Gas (Historical Use) | 8000 | Cathodically Protected Steel | 1980-05-06 | 2000-03-20 | Galvanized Steel | Safe Suction (Euro)
BANKHEAD CHEVRON | 2656 Donald Lee Hollowell Pkwy | ATLANTA | Fulton | 600749 | 4 | Ball Float | 1999-12-01 | FALSE | 1999-12-01 | FALSE | Currently in Use | Diesel | 4000 | Epoxy | 1986-05-05 |  | Fiberglass Reinforced Plastic | Pressurized
BANKHEAD CHEVRON | 2656 Donald Lee Hollowell Pkwy | ATLANTA | Fulton | 600749 | 5 | Ball Float | 1999-12-01 | FALSE | 1999-12-01 | FALSE | Currently in Use | Premium | 10000 | Epoxy | 1999-07-01 |  | Fiberglass Reinforced Plastic | Pressurized
SHELL | 1695 NORTHSIDE DR NW | ATLANTA | Fulton | 600812 | 5 |  |  | TRUE |  | TRUE | Removed from Ground | Used Oil | 500 | Not Marked/Unknown | 1997-12-08 | 1997-12-08 | Not Marked
FIRESTONE TIRE CENTER | 1491 NORTHSIDE DR NW | ATLANTA | Fulton | 600863 | 1 | [5 empty] | Removed from Ground | Gas (Historical Use) | 2000 | Bare Steel | 1971-03-14 | 1991-01-22 | Galvanized Steel
US POSTAL SERVICE | 2385 GODBY RD | COLLEGE PARK | Fulton | 9060225 | 1 | [5 empty] | Removed from Ground | Gas (Historical Use) | 10000 | Fiberglass | 1997-08-12 | 1997-08-12 | Fiberglass Reinforced Plastic | Pressurized
CONQUEST AUTO SERVICE & REPAIR | 5548 OLD NATIONAL HWY | COLLEGE PARK | Fulton | 9060245 | 1 |  |  | TRUE |  | TRUE | Removed from Ground | Used Oil | 525 | Composite Double Walled | 1988-08-15 | 2016-10-26 | Double Walled | Gravity Fed
Gas Express #127 | 1697 NORMAN DR | COLLEGE PARK | Fulton | 10002491 | 4 | Flapper Valve | 2015-03-23 | FALSE | 2015-03-23 | FALSE | Currently in Use | E-85 | 4000 | Composite Double Walled | 2015-03-23 |  | Double-Walled Fiberglass | Pressurized
GEORGIA PROTON TREATMENT CENTER | 615 PEACHTREE STREET | ATLANTA | Fulton | 10002215 | 2 |  |  | FALSE |  | FALSE | Removed from Ground | Not Marked/Tank Removed | 500 | Bare Steel | 2013-03-01 | 2013-03-01 | Bare Steel
CHEVRON FOOD MART | 1217 METROPOLITAN PKWY | ATLANTA | Fulton | 10001026 | 1 | Flapper Valve | 2005-10-01 | FALSE | 2005-10-01 | FALSE | Currently in Use | Regular | 15000 | Composite | 2005-10-01 |  | Fiberglass Reinforced Plastic | Pressurized
GEORGIA PROTON TREATMENT CENTER | 615 PEACHTREE STREET | ATLANTA | Fulton | 10002215 | 1 |  |  | FALSE |  | FALSE | Removed from Ground | Not Marked/Tank Removed | 1000 | Bare Steel | 2013-03-01 | 2013-03-01 | Bare Steel
GEORGIA TECHNOLOGY SQUARE, BUILDING D CONSTRUCTION SITE | 65 FOURTH STREET | ATLANTA | Fulton | 10000097 | 1 |  |  | FALSE |  | FALSE | Removed from Ground | Diesel | 2000 | Bare Steel | 2002-01-29 | 2002-01-29
BOOMERSHINE PONTIAC | 390 SPRING ST | ATLANTA | Fulton | 9060414 | 4 | [5 empty] | Removed from Ground | Other | 550 | Marked Unknown | 1964-04-01 | 2005-08-25 | Unknown | Pressurized
SHELL FOOD MART | 486 PONCE DE LEON AVE NE | ATLANTA | Fulton | 601058 | 6B | Ball Float | 1991-09-17 | FALSE | 1991-09-17 | FALSE | Currently in Use | Premium | 12000 | Galvanic (STIP-3) | 1991-09-17 |  | Galvanized Steel | Pressurized
SHELL FOOD MART | 486 PONCE DE LEON AVE NE | ATLANTA | Fulton | 601058 | 6A | Ball Float | 1991-09-17 | FALSE | 1991-09-17 | FALSE | Currently in Use | Regular | 12000 | Galvanic (STIP-3) | 1991-09-17 |  | Galvanized Steel | Pressurized
MARTA BUS FACILITY/PINE ST | 125 PINE ST NE | ATLANTA | Fulton | 9000039 | 6 | [5 empty] | Currently in Use | Gas (Historical Use) | 5288 | Bare Steel | 1979-05-08 |  | Bare Steel
MARTA BUS FACILITY/PINE ST | 125 PINE ST NE | ATLANTA | Fulton | 9000039 | 9 |  |  | TRUE |  | TRUE | Currently in Use | Used Oil | 300 | Bare Steel | 1954-05-14 |  | Galvanized Steel
BP FoodMart | 610 SPRING ST NW | ATLANTA | Fulton | 600805 | 3 | [5 empty] | Removed from Ground | Gas (Historical Use) | 10000 | Bare Steel | 1978-05-04 | 1998-07-31 | Galvanized Steel
GA POWER/GEN OFF-MAINT & OP | 241 RALPH MCGILL BLVD | ATLANTA | Fulton | 600730 | 4 | [5 empty] | Removed from Ground | Gas (Historical Use) | 10000 | Bare Steel | 1981-05-08 | 1991-06-28 | Unknown
TYPO-REPRO SERVICE INC | 1212 COLLIER RD NW | ATLANTA | Fulton | 600569 | 1 | [5 empty] | Removed from Ground | Empty | 500 | Bare Steel | 1962-04-14 | 1986-01-01 | Galvanized Steel
GAS STATION CHEVRON FOOD | 2222 GODBY RD | COLLEGE PARK | Fulton | 10000980 | 3 | Ball Float | 2004-06-30 | FALSE | 2004-06-30 | FALSE | Currently in Use | Kerosene | 2000 | Epoxy | 2004-06-30 |  | Fiberglass Reinforced Plastic | Pressurized
GAS STATION CHEVRON FOOD | 2222 GODBY RD | COLLEGE PARK | Fulton | 10000980 | 2B | Ball Float | 2004-06-30 | FALSE | 2004-06-30 | FALSE | Currently in Use | Diesel | 4000 | Epoxy | 2004-06-30 |  | Fiberglass Reinforced Plastic | Pressurized
CHEVRON STATION #43012 | 367 SPRING ST NW | ATLANTA | Fulton | 601011 | 2 |  |  | FALSE |  | FALSE | Permanently Out of Use - historical purposes | Gas (Historical Use) | 4000 | Bare Steel | 1967-04-28 |  | Galvanized Steel
B&B AUTO | 431 GLEN IRIS DRIVE | ATLANTA | Fulton | 10000109 | 1 |  |  | FALSE |  | FALSE | Removed from Ground | Gas (Historical Use) | 2000 | Bare Steel | 1962-07-19 | 2002-06-07 | Galvanized Steel
WILLIAMS ST & BAKER ST SITE | 290 WILLIAMS ST | ATLANTA | Fulton | 9060244 | 3 | [5 empty] | Removed from Ground | Gas (Historical Use) | 1150 | Marked Unknown | 1992-04-15 | 1992-04-15 | Unknown
ZESTO INC | 544 PONCE DE LEON AVE NE | ATLANTA | Fulton | 9060036 | 2 | [5 empty] | Removed from Ground | Other | 6000 | Marked Unknown | 1990-11-13 | 1990-11-13 | Unknown
CITY HALL EAST/POWERHOUSE | 640 NORTH AVE | ATLANTA | Fulton | 9060622 | 1 |  |  | FALSE |  | FALSE | Permanently Out of Use - historical purposes | Diesel | 20000 |  | 1966-01-01 |  | Not Marked
BP FoodMart | 610 SPRING ST NW | ATLANTA | Fulton | 600805 | 6 | Ball Float | 1998-08-20 | FALSE | 1998-08-20 | FALSE | Currently in Use | Regular | 15000 | Fiberglass | 1998-08-20 |  | Fiberglass Reinforced Plastic | Pressurized
ANDERSON MCGRIFF CO | 1335 MARIETTA BLVD NW | ATLANTA | Fulton | 9000178 | 2 | [5 empty] | Permanently Out of Use - historical purposes | Gas (Historical Use) | 500 | Bare Steel | 1961-03-20 | 1899-12-31 | Galvanized Steel
ATLANTA FUEL CO INC | 2324 DONALD LEE HOLLOWELL PKWY | ATLANTA | Fulton | 600787 | 8 | Flapper Valve | 1997-11-07 | FALSE | 1997-11-07 | FALSE | Currently in Use | Regular | 8000 | Steel-Impressed Current | 1974-05-08 |  | Steel (Impressed Current) | Safe Suction (Euro)
MARTA BUS FACILITY/PINE ST | 125 PINE ST NE | ATLANTA | Fulton | 9000039 | 11 | [5 empty] | Currently in Use | Other | 280 | Bare Steel | 1954-05-14 |  | Galvanized Steel
PIEDMONT MANDIR LLC | 160 PONCE DE LEON AVE NE | ATLANTA | Fulton | 600819 | 2 | Ball Float | 1991-03-01 | FALSE | 1991-03-01 | FALSE | Currently in Use | Diesel | 10000 | Fiberglass | 2013-05-15 |  | Fiberglass Reinforced Plastic | Pressurized
110 SERVICE INC | 180 PONCE DE LEON AVE NE | ATLANTA | Fulton | 600993 | 3 | [5 empty] | Removed from Ground | Gas (Historical Use) | 10000 | Cathodically Protected Steel | 1967-04-28 | 1987-11-01 | Fiberglass Reinforced Plastic
ARATEX SERVICES | 401 GLEN IRIS DR NE | ATLANTA | Fulton | 600227 | 1 | [5 empty] | Removed from Ground | Gas (Historical Use) | 10000 | Bare Steel | 1966-04-28 | 1989-09-15 | Unknown
HOWARD BAER INC | 680 DALLAS ST NE | ATLANTA | Fulton | 600015 | 1 | [5 empty] | Removed from Ground | Diesel | 8000 | Bare Steel | 1972-01-05 | 2005-02-07 | Galvanized Steel | Suction (American)
MAIL CONTRACTORS OF ARKANSAS INC | 2051 MARIETTA BLVD NW | ATLANTA | Fulton | 600595 | 4 | [5 empty] | Removed from Ground | Other | 5000 | Bare Steel | 1995-02-23 | 1995-02-23 | Bare Steel | Safe Suction (Euro)
PROFESSIONAL MAINTENANCE SUPPLY | 1356 CHATTAHOOCHEE AVE NW | ATLANTA | Fulton | 600604 | 1 | [5 empty] | Removed from Ground | Gas (Historical Use) | 10000 | Bare Steel | 1971-03-21 | 1994-02-07 | Bare Steel
Hennessy Ford | 5675 PEACHTREEE IND BLVD | Atlanta | Fulton | 4440106 | 1 |  |  | TRUE |  | TRUE | Removed from Ground | Used Oil | 1000 | Bare Steel | 1978-02-24 | 1993-12-30 | Galvanized Steel
715 PEACHTREE STREET | 715 PEACHTREE ST | ATLANTA | Fulton | 10000380 | 1 | Ball Float | 2003-01-23 | FALSE | 2003-01-23 | FALSE | Currently in Use | Diesel | 3000 | Fiberglass Double Walled | 2002-01-21 |  | Double-Walled Fiberglass | Suction (American)
CITY OF ATLANTA/BUREAU OF MOTOR | 675 PONCE DE LEON | ATLANTA | Fulton | 9060297 | 2 | Ball Float | 1993-12-01 |  | 1993-12-01 |  | Removed from Ground | Gas (Historical Use) | 12000 | Fiberglass | 1993-12-01 | 2010-01-04 | Double-Walled Fiberglass | Pressurized
KRAFT FOODS | 593 GLEN IRIS DR NE | ATLANTA | Fulton | 9060029 | 7 | [5 empty] | Closed in Ground | Diesel | 8000 | Bare Steel | 1974-01-01 | 1995-11-03 | Unknown
KRAFT FOODS | 593 GLEN IRIS DR NE | ATLANTA | Fulton | 9060029 | 4 | [5 empty] | Removed from Ground | Gas (Historical Use) | 8000 | Bare Steel | 1979-01-01 | 1979-01-01 | Unknown
KRAFT FOODS | 593 GLEN IRIS DR NE | ATLANTA | Fulton | 9060029 | 5 | [5 empty] | Removed from Ground | Gas (Historical Use) | 2000 | Bare Steel | 1989-11-17 | 1989-11-17 | Unknown
JOE MAY DRY CLEANERS (FORMER) | 552 PONCE DE LEON AVE NE | ATLANTA | Fulton | 9060027 | 2 | [5 empty] | Removed from Ground | Other | 0 | Marked Unknown | 1989-01-01 | 1989-01-01 | Unknown
110 SERVICE INC | 180 PONCE DE LEON AVE NE | ATLANTA | Fulton | 600993 | 2 | [5 empty] | Removed from Ground | Gas (Historical Use) | 10000 | Cathodically Protected Steel | 1967-04-28 | 1987-11-01 | Fiberglass Reinforced Plastic
110 SERVICE INC | 180 PONCE DE LEON AVE NE | ATLANTA | Fulton | 600993 | 1A | Ball Float | 2001-11-29 | FALSE | 2001-11-29 | FALSE | Currently in Use | Regular | 12000 | Fiberglass Double Walled | 2002-01-03 |  | Double-Walled Fiberglass | Pressurized
MOTOR SERVICE INC/ATLANTA TERM | 660 DALLAS ST NE | ATLANTA | Fulton | 600245 | 2 | [5 empty] | Removed from Ground | Diesel | 6100 | Bare Steel | 1961-04-17 | 1989-10-19 | Galvanized Steel
Modera Westside | 576 Northside Drive NW | ATLANTA | Fulton | 600584 | G1 | [5 empty] | Removed from Ground | Gas (Historical Use) | 10000 | Bare Steel | 1963-05-12 | 1899-12-31 | Unknown | Suction (American)
Hennessy Ford | 5675 PEACHTREEE IND BLVD | Atlanta | Fulton | 4440106 | 7A | Flapper Valve | 2020-09-14 | FALSE | 2020-08-15 | FALSE | Currently in Use | Regular | 10000 | Composite Double Walled | 2020-08-26 |  | Double-Walled Fiberglass | Pressurized
HONDA RIDER EDUCATION CENTER | 1450 MORRISON PKWY | ALPHARETTA | Fulton | 9060229 | 2 | Flapper Valve | 2007-10-01 | FALSE | 2007-10-01 | FALSE | Currently in Use | Regular | 500 | Fiberglass Double Walled | 2007-10-01 |  | Double-Walled Fiberglass | Suction (American)
CITY OF ALPHARETTA | 20 S MAIN ST | ALPHARETTA | Fulton | 600975 | 8 |  |  | TRUE |  | TRUE | Removed from Ground | Used Oil | 1000 | Double Walled | 1988-06-09 | 2002-01-09 | Fiberglass Reinforced Plastic | Gravity Fed
CITY OF ALPHARETTA | 20 S MAIN ST | ALPHARETTA | Fulton | 600975 | 6 |  | 1993-09-15 |  | 1993-09-15 |  | Removed from Ground | Gas (Historical Use) | 10000 | Fiberglass | 1988-06-09 | 2013-03-15 | Double-Walled Fiberglass | Pressurized
GA POWER/NORTH FULTON OP HQ | 11675 WILLS RD | ALPHARETTA | Fulton | 600733 | 5 | [5 empty] | Removed from Ground | Gas (Historical Use) | 6000 | Bare Steel | 1971-05-11 | 1988-11-23 | Bare Steel
GA FORESTRY/ALPHARETTA OFFICE | 64 MILTON AVE | ALPHARETTA | Fulton | 600557 | 1 | [5 empty] | Removed from Ground | Gas (Historical Use) | 560 | Bare Steel | 1978-04-24 | 1989-09-18 | Galvanized Steel | Safe Suction (Euro)
AMERICAN HONDA MOTOR CO INC | 1500 MORRISON PKWY | ALPHARETTA | Fulton | 600662 | 1 |  |  | TRUE |  | TRUE | Removed from Ground | Used Oil | 500 | Concrete | 1995-03-27 | 1995-03-27 | Not Marked
ALPHARETTA FIRE DEPT | 2970 WEBB BRIDGE RD | ALPHARETTA | Fulton | 600302 | 1 | [5 empty] | Removed from Ground | Gas (Historical Use) | 4000 | Bare Steel | 1980-03-07 | 1997-12-01 | Galvanized Steel
ALPHARETTA BARGAIN STORE | 131 SOUTH MAIN ST | ALPHARETTA | Fulton | 600100 | 2 | [5 empty] | Removed from Ground | Gas (Historical Use) | 3000 | Bare Steel | 1956-03-05 | 1988-11-15 | Galvanized Steel
BP #2 10004 | 2521 PIEDMONT RD NE | ATLANTA | Fulton | 9000031 | 3 | [5 empty] | Removed from Ground | Gas (Historical Use) | 10000 | Fiberglass | 1976-05-04 | 1988-12-09 | Fiberglass Reinforced Plastic
Hennessy Ford | 5675 PEACHTREEE IND BLVD | Atlanta | Fulton | 4440106 | 3 | [5 empty] | Removed from Ground | Other | 1000 | Bare Steel | 1978-02-24 | 1993-12-30 | Galvanized Steel
675 West Peachtree | 675 W PEACHTREE ST NE | ATLANTA | Fulton | 601049 | 1AST | [5 empty] | Permanently Out of Use - historical purposes | Diesel | 25000 | Composite | 1980-07-31 | 1899-12-31 | Bare Steel | Suction (American)
MOTOR SERVICE INC/ATLANTA TERM | 660 DALLAS ST NE | ATLANTA | Fulton | 600245 | 3 | [5 empty] | Removed from Ground | Empty | 3000 | Bare Steel | 1974-04-14 | 1989-10-19 | Galvanized Steel
ALBERT L STOKES AUTO SVC INC | 496 COURTLAND ST NE | ATLANTA | Fulton | 600144 | 1 | [5 empty] | Removed from Ground | Empty | 0 | Marked Unknown |  | 1899-12-31 | Unknown
Hennessy Ford | 5675 PEACHTREEE IND BLVD | Atlanta | Fulton | 4440106 | 6 | [5 empty] | Removed from Ground | Gas (Historical Use) | 2000 | Not Marked/Unknown | 1993-12-30 | 1993-12-30 | Not Marked
HONDA RIDER EDUCATION CENTER | 1450 MORRISON PKWY | ALPHARETTA | Fulton | 9060229 | 1 |  | 1990-06-11 |  | 1990-06-11 |  | Removed from Ground | Gas (Historical Use) | 500 | Fiberglass | 1990-06-11 | 2007-09-12 | Double-Walled Fiberglass | Pressurized
ALPHARETTA SITE #10 | 11470 NORTH FULTON IND BLVD | ALPHARETTA | Fulton | 9060170 | 1 |  | 1997-12-30 |  | 1997-12-30 |  | Removed from Ground | Diesel | 275 | Cathodically Protected Steel | 1986-01-01 | 2001-10-18 | Double Walled
Q LUBE INC #1243 | 207 S MAIN ST | ALPHARETTA | Fulton | 9060175 | 1C | [5 empty] | Removed from Ground | Other | 3000 | Fiberglass | 1998-10-01 | 1998-10-01 | Galvanized Steel | Suction (American)
QUIKTRIP #716 | 10920 STATE BRIDGE RD | ALPHARETTA | Fulton | 9060169 | 3 |  | 1994-03-01 | FALSE | 1994-03-01 | FALSE | Currently in Use | Gas (Historical Use) | 12000 | Fiberglass | 1988-05-31 |  | Copper | Pressurized
BURGESS ELECTRIC INC | 142 MARIETTA ST | ALPHARETTA | Fulton | 600496 | 3 | [5 empty] | Closed in Ground | Empty | 6000 | Bare Steel | 1960-03-04 | 1986-04-21 | Bare Steel
GREYHOUND LINES INC | 830 Jefferson St. NW | ATLANTA | Fulton | 9000127 | 4 | [5 empty] | Removed from Ground | Other | 10000 | Bare Steel | 1975-01-01 | 1990-03-01 | Galvanized Steel | Pressurized
ARA SERVICES OF ATLANTA | 1299 COLLIER RD | ATLANTA | Fulton | 600632 | 1 | [5 empty] | Removed from Ground | Gas (Historical Use) | 10000 | Marked Unknown | 1968-04-15 | 1989-01-01 | Unknown
HOLLAND BANKHEAD GROUP | 1080 D L HOLLOWELL PKWY NW | ATLANTA | Fulton | 600785 | 1 | Flapper Valve | 1997-01-07 | FALSE | 1997-01-07 | FALSE | Removed from Ground | Regular | 8000 |  | 2000-09-15 | 2017-11-02 |  | Suction (American)
BANKHEAD ENTERPRISES INC | 1230 NORTH AVE NW | ATLANTA | Fulton | 600786 | 1 | [5 empty] | Permanently Out of Use - historical purposes | Diesel | 3000 | Bare Steel |  | 1899-12-31 | Galvanized Steel
WILLIAMS BROS/UPTOWN PLANT #14 | 799 JOHNSON RD NW | ATLANTA | Fulton | 600852 | 1 | [5 empty] | Removed from Ground | Diesel | 15000 | Cathodically Protected Steel | 1983-03-08 | 1994-01-01 | Galvanized Steel
Hennessy Ford | 5675 PEACHTREEE IND BLVD | Atlanta | Fulton | 4440106 | 2 | [5 empty] | Removed from Ground | Other | 1000 | Bare Steel | 1978-02-24 | 1993-12-30 | Galvanized Steel
BP FoodMart | 610 SPRING ST NW | ATLANTA | Fulton | 600805 | 2 | [5 empty] | Removed from Ground | Gas (Historical Use) | 10000 | Bare Steel | 1978-05-04 | 1998-07-31 | Galvanized Steel
GENERAL WHOLESALE CO | 1271 TACOMA DR NW | ATLANTA | Fulton | 600687 | 1 | [5 empty] | Removed from Ground | Gas (Historical Use) | 10000 | Bare Steel | 1986-05-08 | 1990-04-01 | Galvanized Steel
AMERICAN WAREHOUSE & MOVING INC | 2282 DEFOOR HILLS RD NW | ATLANTA | Fulton | 600724 | 1 | [5 empty] | Removed from Ground | Gas (Historical Use) | 1000 | Bare Steel | 1987-01-01 | 1987-01-01 | Galvanized Steel
CITGO MINI MART | 1209 COLLIER RD NE | ATLANTA | Fulton | 9000240 | 4 | Flapper Valve | 1998-10-11 | FALSE | 1998-10-11 | FALSE | Currently in Use | Diesel | 5000 | Steel-Impressed Current | 1968-12-26 |  | Double-Walled Fiberglass | Pressurized
ATLANTA FUEL CO INC | 2324 DONALD LEE HOLLOWELL PKWY | ATLANTA | Fulton | 600787 | 6 | Flapper Valve | 1997-11-07 | FALSE | 1997-11-07 | FALSE | Currently in Use | Diesel Off Road | 10000 | Steel-Impressed Current | 1974-05-08 |  | Steel (Impressed Current) | Safe Suction (Euro)
BP #24011/GULF #269845 | 2011 BOLTON RD | ATLANTA | Fulton | 600772 | 1 |  |  | TRUE |  | TRUE | Removed from Ground | Used Oil | 550 | Bare Steel | 1963-06-01 | 1899-12-31 | Galvanized Steel
14TH STREET BP | 329 14TH ST | ATLANTA | Fulton | 600748 | 7 | Ball Float | 2004-09-01 | FALSE | 2004-09-01 | TRUE | Installed | Premium | 8000 | Composite | 2004-09-01 |  | Fiberglass Reinforced Plastic | Pressurized
14TH STREET BP | 329 14TH ST | ATLANTA | Fulton | 600748 | 7 | Ball Float | 2004-09-01 | FALSE | 2004-09-01 | TRUE | Installed | Premium | 8000 | Composite | 2004-09-01 |  | Fiberglass Reinforced Plastic | Pressurized
14TH STREET BP | 329 14TH ST | ATLANTA | Fulton | 600748 | 7 | Ball Float | 2004-09-01 | FALSE | 2004-09-01 | TRUE | Installed | Premium | 8000 | Composite | 2004-09-01 |  | Fiberglass Reinforced Plastic | Pressurized
14TH STREET BP | 329 14TH ST | ATLANTA | Fulton | 600748 | 4 | [5 empty] | Removed from Ground | Diesel | 10000 | Cathodically Protected Steel | 1980-05-06 | 2000-03-20 | Galvanized Steel | Safe Suction (Euro)
14TH STREET BP | 329 14TH ST | ATLANTA | Fulton | 600748 | 4 | [5 empty] | Removed from Ground | Diesel | 10000 | Cathodically Protected Steel | 1980-05-06 | 2000-03-20 | Galvanized Steel | Safe Suction (Euro)
14TH STREET BP | 329 14TH ST | ATLANTA | Fulton | 600748 | 4 | [5 empty] | Removed from Ground | Diesel | 10000 | Cathodically Protected Steel | 1980-05-06 | 2000-03-20 | Galvanized Steel | Safe Suction (Euro)
Hennessy Ford | 5675 PEACHTREEE IND BLVD | Atlanta | Fulton | 4440106 | 4 | [5 empty] | Removed from Ground | Gas (Historical Use) | 10000 | Not Marked/Unknown | 1993-12-30 | 1993-12-30 | Not Marked
Hennessy Ford | 5675 PEACHTREEE IND BLVD | Atlanta | Fulton | 4440106 | 5 | [5 empty] | Removed from Ground | Gas (Historical Use) | 2000 | Not Marked/Unknown | 1993-12-30 | 1993-12-30
BRANNON EXXON STATION/MORELAND A | 170 SOUTH MAIN ST | ALPHARETTA | Fulton | 9000210 | 5 | [5 empty] | Removed from Ground | Diesel | 550 | Bare Steel | 1994-09-21 | 1994-09-21 | Galvanized Steel
BRANNON EXXON STATION/MORELAND A | 170 SOUTH MAIN ST | ALPHARETTA | Fulton | 9000210 | 4 |  |  | TRUE |  | TRUE | Removed from Ground | Used Oil | 550 | Bare Steel | 1990-01-30 | 1990-01-30 | Galvanized Steel
BURGESS ELECTRIC INC | 142 MARIETTA ST | ALPHARETTA | Fulton | 600496 | 1 | [5 empty] | Closed in Ground | Gas (Historical Use) | 550 | Bare Steel | 1978-04-23 | 1985-01-01 | Galvanized Steel
AT&T | 700 N POINT PKWY | ALPHARETTA | Fulton | 600343 | 2 | Flapper Valve | 1997-06-01 | FALSE | 1997-06-01 | TRUE | Currently in Use | Diesel | 2000 | Galvanic (STIP-3) | 1997-05-30 |  | Galvanized Steel | Suction (American)
AUTOMETRICS AUTO SERVICE | 1842 PIEDMONT AVE NE | ATLANTA | Fulton | 600848 | 1 | [5 empty] | Removed from Ground | Gas (Historical Use) | 10000 | Bare Steel | 1976-03-09 | 1999-11-19 | Galvanized Steel
PLASTER SHELL & FOOD | 496 PLASTER AVE | ATLANTA | Fulton | 9000379 | 1 | [5 empty] | Removed from Ground | Gas (Historical Use) | 4000 | Bare Steel | 1964-04-28 | 1989-07-18 | Galvanized Steel
STEIN PRINTING CO | 2161 MONROE DR NE | ATLANTA | Fulton | 600133 | 2 | [5 empty] | Removed from Ground | Gas (Historical Use) | 250 | Bare Steel | 1967-01-06 | 1986-01-01 | Unknown
ASA ENTERPRISES INC | 2239 CHESHIRE BRIDGE RD | ATLANTA | Fulton | 600463 | 2 | Ball Float | 1998-05-25 | FALSE | 1998-05-25 | FALSE | Currently in Use | Regular | 8000 | Steel-Impressed Current | 1984-05-13 |  | Steel (Impressed Current) | Pressurized
PIEDMONT QUICKMART LLC | 1856 PIEDMONT AVE NE | ATLANTA | Fulton | 601083; ASID: 1761 | 1 | [5 empty] | Removed from Ground | Gas (Historical Use) | 12000 | Bare Steel | 1984-04-23 | 1988-12-30 | Galvanized Steel
EXXON FOOD STORE | 1570 MONROE DR NE | ATLANTA | Fulton | 601133 | 3 | Ball Float | 1985-01-01 | FALSE | 1985-01-01 | FALSE | Currently in Use | Premium | 8000 | Fiberglass | 1985-05-06 |  | Fiberglass Reinforced Plastic | Pressurized
WATKINS ASSOCITED INDUSTRIES INC | 1958 MONROE DR | ATLANTA | Fulton | 10000605 | 1 |  | 1980-01-01 | FALSE | 1980-01-01 | FALSE | Closed in Ground | Diesel | 1000 | Bare Steel | 1980-01-01 | 2004-03-01 | Copper | Safe Suction (Euro)
MONROE DRIVE CHEVRON | 2195 MONROE DR NE @ I-85 | ATLANTA | Fulton | 600901 | 6 |  |  | FALSE |  | FALSE | Removed from Ground |  | 550 |  | 1988-03-14 | 1988-03-14
ARNOLD MILL ROAD OIL LLC | 12335 ARNOLD MILL RD | ALPHARETTA | Fulton | 9060580 | 1 | Ball Float | 1990-01-01 | FALSE | 1990-01-01 | FALSE | Currently in Use | Regular | 10000 | Fiberglass | 1990-02-01 |  | Double-Walled Flex | Pressurized
PLASTER SHELL & FOOD | 496 PLASTER AVE | ATLANTA | Fulton | 9000379 | 4A |  | 1989-09-20 | FALSE | 1997-06-01 | FALSE | Currently in Use | Diesel | 10000 | Galvanic (STIP-3) | 1989-09-20 |  | Fiberglass Reinforced Plastic | Pressurized
ATLANTA FIRE STATION #29 | 2167 MONROE DR NE | ATLANTA | Fulton | 600386 | 1 | [5 empty] | Removed from Ground | Diesel | 560 | Bare Steel | 1964-05-13 | 1991-01-15 | Galvanized Steel
MARTA ANNEX BUILDING | 2400 PIEDMONT RD NE | ATLANTA | Fulton | 600198 | 4 |  |  | FALSE |  | FALSE | Removed from Ground | Used Oil | 550 | Unknown | 2003-04-30 | 1899-12-31 | Unknown
KELCO ROOFING CO INC | 1984 CHESHIRE BRIDGE RD NE | ATLANTA | Fulton | 601108 | 1 | [5 empty] | Removed from Ground | Gas (Historical Use) | 1000 | Bare Steel | 1999-11-01 | 1999-11-01 | Unknown | Suction (American)
14TH STREET BP | 329 14TH ST | ATLANTA | Fulton | 600748 | 5 | [5 empty] | Removed from Ground | Kerosene | 4000 | Cathodically Protected Steel | 1986-05-05 | 2000-03-20 | Galvanized Steel | Safe Suction (Euro)
14TH STREET BP | 329 14TH ST | ATLANTA | Fulton | 600748 | 5 | [5 empty] | Removed from Ground | Kerosene | 4000 | Cathodically Protected Steel | 1986-05-05 | 2000-03-20 | Galvanized Steel | Safe Suction (Euro)
14TH STREET BP | 329 14TH ST | ATLANTA | Fulton | 600748 | 5 | [5 empty] | Removed from Ground | Kerosene | 4000 | Cathodically Protected Steel | 1986-05-05 | 2000-03-20 | Galvanized Steel | Safe Suction (Euro)
SHELL | 1695 NORTHSIDE DR NW | ATLANTA | Fulton | 600812 | 2 | Flapper Valve | 1984-01-01 | FALSE | 1984-01-01 | FALSE | Currently in Use | Regular | 10000 | Fiberglass | 1984-05-02 |  | Fiberglass Reinforced Plastic | Pressurized
SPEED WAY #36\STARVIN MARVIN #36 | 2001 JACKSON PKWY | ATLANTA | Fulton | 601138 | 1 | [5 empty] | Removed from Ground | Gas (Historical Use) | 10000 | Bare Steel | 1976-03-19 | 1991-05-28 | Galvanized Steel
AUTOMETRICS AUTO SERVICE | 1842 PIEDMONT AVE NE | ATLANTA | Fulton | 600848 | 4 |  |  | TRUE |  | TRUE | Removed from Ground | Used Oil | 500 | Bare Steel | 1976-03-09 | 1999-11-19 | Unknown
STEIN PRINTING CO | 2161 MONROE DR NE | ATLANTA | Fulton | 600133 | 3 | [5 empty] | Removed from Ground | Gas (Historical Use) | 275 | Marked Unknown | 1961-01-07 | 1986-01-01 | Unknown
GA POWER/GEN OFF-MAINT & OP | 241 RALPH MCGILL BLVD | ATLANTA | Fulton | 600730 | G2 |  | 1992-03-10 |  | 1992-03-10 |  | Closed in Ground | Gas (Historical Use) | 10000 | Double Walled | 1992-03-10 | 1999-04-01 | Fiberglass Reinforced Plastic | Pressurized
GA POWER/GEN OFF-MAINT & OP | 241 RALPH MCGILL BLVD | ATLANTA | Fulton | 600730 | 2 |  |  | TRUE |  | TRUE | Removed from Ground | Used Oil | 1000 | Bare Steel | 1981-05-08 | 1993-10-16 | Bare Steel | Gravity Fed
SEARS ROEBUCK & CO #6105 | 1033 JEFFERSON ST NW | ATLANTA | Fulton | 600587 | 2 |  |  | TRUE |  | TRUE | Removed from Ground | Used Oil | 500 | Bare Steel | 1965-05-12 | 1990-12-01 | Galvanized Steel
MAIL CONTRACTORS OF ARKANSAS INC | 2051 MARIETTA BLVD NW | ATLANTA | Fulton | 600595 | 3 | [5 empty] | Removed from Ground | Other | 5000 | Bare Steel | 1995-02-23 | 1995-02-23 | Bare Steel | Safe Suction (Euro)
GAS EXPRESS #247 | 1400 DONALD LEE PARKWAY NW | ATLANTA | Fulton | 9000159 | 7 | Ball Float | 1998-06-01 | FALSE | 1998-06-01 | FALSE | Currently in Use | Premium | 10000 | Epoxy | 1998-06-01 |  | Double-Walled Flex | Pressurized
GAS EXPRESS #247 | 1400 DONALD LEE PARKWAY NW | ATLANTA | Fulton | 9000159 | 5 | Ball Float | 1998-06-01 | FALSE | 1998-06-01 | FALSE | Currently in Use | Regular | 10000 | Epoxy | 1998-06-01 |  | Double-Walled Flex | Pressurized
GAS EXPRESS #247 | 1400 DONALD LEE PARKWAY NW | ATLANTA | Fulton | 9000159 | 4 | [5 empty] | Permanently Out of Use - historical purposes | Used Oil | 840 | Marked Unknown | 1972-01-01 | 1899-12-31 | Unknown | Pressurized
ADVANCED METAL & WELDING CORP | 748 TENTH ST NW | ATLANTA | Fulton | 600657 | 2 | [5 empty] | Removed from Ground | Empty | 5000 | Bare Steel | 1961-03-04 | 1990-08-17 | Unknown
ATLANTA FUEL CO INC | 2324 DONALD LEE HOLLOWELL PKWY | ATLANTA | Fulton | 600787 | 4 | Flapper Valve | 1997-11-07 | FALSE | 1997-11-07 | FALSE | Currently in Use | Diesel Off Road | 10000 | Steel-Impressed Current | 1974-05-08 |  | Steel (Impressed Current) | Safe Suction (Euro)
ATLANTA FUEL CO INC | 2324 DONALD LEE HOLLOWELL PKWY | ATLANTA | Fulton | 600787 | 7 | Flapper Valve | 1997-11-07 | FALSE | 1997-11-07 | FALSE | Currently in Use | Diesel Off Road | 10000 | Steel-Impressed Current | 1974-05-08 |  | Steel (Impressed Current) | Safe Suction (Euro)
ATLANTA FUEL CO INC | 2324 DONALD LEE HOLLOWELL PKWY | ATLANTA | Fulton | 600787 | 5 | Flapper Valve | 1997-11-07 | FALSE | 1997-11-07 | FALSE | Currently in Use | Kerosene | 10000 | Steel-Impressed Current | 1974-05-08 |  | Steel (Impressed Current) | Safe Suction (Euro)
SHELL | 1695 NORTHSIDE DR NW | ATLANTA | Fulton | 600812 | 3 | Flapper Valve | 1984-01-01 | FALSE | 1984-01-01 | FALSE | Currently in Use | Premium | 10000 | Fiberglass | 1984-05-02 |  | Fiberglass Reinforced Plastic | Pressurized
W H FERGUSON/FERGUSON FUEL & FOO | 148 SOUTH MAIN ST | ALPHARETTA | Fulton | 601094 | 2 | [5 empty] | Removed from Ground | Gas (Historical Use) | 10000 | Bare Steel | 1979-05-02 | 1994-08-30 | Galvanized Steel
METRO ELECTRIC SUPPLIES INC | 11460 MAXWELL RD | ALPHARETTA | Fulton | 600620 | 1 | [5 empty] | Removed from Ground | Gas (Historical Use) | 2000 | Cathodically Protected Steel | 1985-04-14 | 1995-08-23 | Galvanized Steel
REEVES & WAGNER CONSTRUCTION CO | 11260 OLD ROSWELL RD | ALPHARETTA | Fulton | 600127 | 2 | [5 empty] | Removed from Ground | Diesel | 5000 | Bare Steel | 1985-01-10 | 1997-03-11 | Galvanized Steel
MONROE DRIVE CHEVRON | 2195 MONROE DR NE @ I-85 | ATLANTA | Fulton | 600901 | 2 |  |  | FALSE |  | FALSE | Removed from Ground | Gas (Historical Use) | 6000 |  | 1968-05-10 | 1988-03-14 | Galvanized Steel
STEIN PRINTING CO | 2161 MONROE DR NE | ATLANTA | Fulton | 600133 | 4 | [5 empty] | Removed from Ground | Kerosene | 275 | Marked Unknown | 1961-01-07 | 1986-01-01 | Unknown
STEIN PRINTING CO | 2161 MONROE DR NE | ATLANTA | Fulton | 600133 | 5 | [5 empty] | Removed from Ground | Gas (Historical Use) | 275 | Marked Unknown | 1961-01-07 | 1986-01-01 | Unknown
Texaco Food Mart | 635 LINDBERGH DR | ATLANTA | Fulton | 601132 | 1 | Ball Float | 1994-01-01 | FALSE | 1994-01-01 | FALSE | Currently in Use | Regular | 120000 | Fiberglass | 1985-05-06 |  | Fiberglass Reinforced Plastic | Pressurized
FULTON COUNTY MAINT CHESHIRE BRIDGE | 1965 CHESHIRE BRIDGE RD NE | ATLANTA | Fulton | 9060063 | 719G1 | [5 empty] | Removed from Ground | Gas (Historical Use) | 10000 | Bare Steel | 1984-01-01 | 1997-09-09 | Galvanized Steel | Safe Suction (Euro)
MARTA ANNEX BUILDING | 2400 PIEDMONT RD NE | ATLANTA | Fulton | 600198 | 2 | [5 empty] | Removed from Ground | Gas (Historical Use) | 10000 | Bare Steel | 1978-05-03 | 1899-12-31 | Galvanized Steel
SYMMES NURSERY INC | 650 CANTERBURY RD NE | ATLANTA | Fulton | 601240 | 1 | [5 empty] | Removed from Ground | Gas (Historical Use) | 2000 | Bare Steel | 1964-04-13 | 1988-08-01 | Galvanized Steel
EXXON FOOD STORE | 1570 MONROE DR NE | ATLANTA | Fulton | 601133 | 2 | Ball Float | 1985-01-01 | FALSE | 1985-01-01 | FALSE | Currently in Use | Plus | 10000 | Fiberglass | 1985-05-06 |  | Fiberglass Reinforced Plastic | Pressurized
OFFICE & WAREHOUSE BLDG/NO NAME | 764 MIAMI CIRCLE | ATLANTA | Fulton | 9060361 | 2 | [5 empty] | Removed from Ground | Gas (Historical Use) | 500 | Marked Unknown | 1994-06-16 | 1994-06-16 | Unknown
Texaco Food Mart | 635 LINDBERGH DR | ATLANTA | Fulton | 601132 | 2 | Ball Float | 1994-01-01 | FALSE | 1994-01-01 | FALSE | Currently in Use | Plus | 10000 | Fiberglass | 1985-05-06 |  | Fiberglass Reinforced Plastic | Pressurized
AAA 2317 INC | 2319 CHESHIRE BRIDGE RD NE | ATLANTA | Fulton | 600983 | 1 | Flapper Valve | 1994-11-01 | FALSE | 1994-11-01 | FALSE | Currently in Use | Regular | 10000 | Steel-Impressed Current | 1971-05-04 |  | Steel (Impressed Current) | Pressurized
WILLIAMS BROS/NORTHSIDE PLT #12 | 625 LAMBERT ST | ATLANTA | Fulton | 9060021 | 3 | [5 empty] | Removed from Ground | Gas (Historical Use) | 1000 | Bare Steel | 1991-05-01 | 1991-05-01 | Bare Steel | Suction (American)
COCA-COLA ENTERPRISES | 5300 BUFFINGTON RD | ATLANTA | Fulton | 9060057 | 5 |  |  | TRUE |  | TRUE | Removed from Ground | Used Oil | 1000 | Bare Steel | 1987-01-01 | 1991-03-01 | Unknown
COCA-COLA ENTERPRISES | 5300 BUFFINGTON RD | ATLANTA | Fulton | 9060057 | 4 | [5 empty] | Removed from Ground | Other | 1000 | Bare Steel | 1987-01-01 | 1991-03-01 | Unknown
PLASTER SHELL & FOOD | 496 PLASTER AVE | ATLANTA | Fulton | 9000379 | 1A |  | 1989-09-20 | FALSE | 1997-06-01 | FALSE | Currently in Use | Regular | 10000 | Galvanic (STIP-3) | 1989-09-20 |  | Fiberglass Reinforced Plastic | Pressurized
AUTOMETRICS AUTO SERVICE | 1842 PIEDMONT AVE NE | ATLANTA | Fulton | 600848 | 3 | [5 empty] | Removed from Ground | Gas (Historical Use) | 12000 | Bare Steel | 1983-03-08 | 1999-11-19 | Galvanized Steel
TINDOL SVCS INC/BILTMORE EXTERM | 2070 LIDDELL DR NE | ATLANTA | Fulton | 600153 | 1 | [5 empty] | Removed from Ground | Gas (Historical Use) | 1000 | Bare Steel | 1970-03-14 | 1988-07-01 | Galvanized Steel
CROWN CORK & SEAL INC | 125 OTTLEY DR | ATLANTA | Fulton | 600255 | 3 | [5 empty] | Removed from Ground | Other | 6000 | Bare Steel | 1982-04-15 | 1994-06-02 | Bare Steel
BP #2 10004 | 2521 PIEDMONT RD NE | ATLANTA | Fulton | 9000031 | 5 | [5 empty] | Removed from Ground | Diesel | 10000 | Bare Steel | 1976-05-04 | 1988-12-09 | Bare Steel
SPECIALTY CONSTRUCTION PRODUCTS | 171 ARMOUR DR NE | ATLANTA | Fulton | 600304 | 1 | [5 empty] | Removed from Ground | Gas (Historical Use) | 0 | Composite | 1971-03-31 | 2012-01-01 | Galvanized Steel
VALERO | 2448 CHESHIRE BRG RD NE | ATLANTA | Fulton | 9060064 | 4 | Ball Float | 1994-01-06 | FALSE | 1994-01-06 | FALSE | Currently in Use | Diesel | 10000 | Galvanic (STIP-3) | 1989-08-10 |  | Fiberglass Reinforced Plastic | Pressurized
FULTON COUNTY MAINT CHESHIRE BRIDGE | 1965 CHESHIRE BRIDGE RD NE | ATLANTA | Fulton | 9060063 | 719D1 | [5 empty] | Removed from Ground | Diesel | 10000 | Bare Steel | 1984-01-01 | 1997-09-09 | Galvanized Steel | Safe Suction (Euro)
ARMOUR DRIVE CONCRETE PLANT | 342 ARMOUR DR | ATLANTA | Fulton | 600857 | 2 |  | 1997-01-01 | FALSE | 1997-01-01 | FALSE | Closed in Ground | Diesel | 10000 | Galvanic (STIP-3) | 1986-03-07 |  | Double-Walled Fiberglass | Suction (American)
PLASTER SHELL & FOOD | 496 PLASTER AVE | ATLANTA | Fulton | 9000379 | 3 | [5 empty] | Removed from Ground | Gas (Historical Use) | 4000 | Bare Steel | 1964-04-28 | 1989-07-18 | Galvanized Steel
FLEET TRANSPORT CO | 340 ARMOUR DR NE | ATLANTA | Fulton | 600184 | 2 | [5 empty] | Removed from Ground | Diesel | 10000 | Bare Steel |  | 1899-12-31 | Unknown | Suction (American)
ROLLINS INC | 2170 PIEDMONT RD NE | ATLANTA | Fulton | 600303 | 3 | [5 empty] | Removed from Ground | Gas (Historical Use) | 10000 | Marked Unknown | 1966-04-01 | 1989-01-01 | Unknown
BP #2 10004 | 2521 PIEDMONT RD NE | ATLANTA | Fulton | 9000031 | 1 | [5 empty] | Removed from Ground | Gas (Historical Use) | 10000 | Fiberglass | 1976-05-04 | 1988-12-09 | Fiberglass Reinforced Plastic
BP #2 10004 | 2521 PIEDMONT RD NE | ATLANTA | Fulton | 9000031 | 4 | [5 empty] | Removed from Ground | Gas (Historical Use) | 10000 | Fiberglass | 1976-05-04 | 1988-12-09 | Fiberglass Reinforced Plastic
PIEDMONT QUICKMART LLC | 1856 PIEDMONT AVE NE | ATLANTA | Fulton | 601083; ASID: 1761 | 3 | [5 empty] | Removed from Ground | Gas (Historical Use) | 12000 | Bare Steel | 1984-04-23 | 1988-12-30 | Galvanized Steel
Texaco Food Mart | 635 LINDBERGH DR | ATLANTA | Fulton | 601132 | 3 | Ball Float | 1994-01-01 | FALSE | 1994-01-01 | FALSE | Currently in Use | Premium | 8000 | Fiberglass | 1985-05-06 |  | Fiberglass Reinforced Plastic | Pressurized
BUCKHEAD CHEVRON | 639 MOROSGO DR NE | ATLANTA | Fulton | 601008 | 6 |  | 1993-05-25 | FALSE | 1993-05-25 | FALSE | Currently in Use | Premium | 9763 | Fiberglass | 1987-07-01 |  | Double-Walled Fiberglass | Pressurized
KERR-MCGEE #6003 | 2125 PIEDMONT RD NE | ATLANTA | Fulton | 600795 | 2 | [5 empty] | Permanently Out of Use - historical purposes | Gas (Historical Use) | 9000 | Bare Steel | 1966-03-08 | 1899-12-31 | Galvanized Steel
DOUG HOWLES PACES FERRY DODGE | 3097 PIEDMONT RD NE | ATLANTA | Fulton | 600092 | 2 | [5 empty] | Removed from Ground | Gas (Historical Use) | 12000 | Bare Steel | 1971-04-22 | 1899-12-31 | Unknown
HAPPY STORE #365 | 5345 ROSWELL RD | ATLANTA | Fulton | 600750 | 10 | Flapper Valve | 1990-12-01 | FALSE | 1990-12-01 | FALSE | Currently in Use | Premium | 6000 | Composite | 1990-12-20 |  | Fiberglass Reinforced Plastic | Pressurized
SHELL FOOD MART | 1633 VIRGINIA AVE | COLLEGE PARK | Fulton | 600932 | 3 | [5 empty] | Removed from Ground | Gas (Historical Use) | 10000 | Fiberglass | 1985-04-30 | 1992-12-01 | Fiberglass Reinforced Plastic | Pressurized
CHEVRON FOOD MART | 4875 OLD NATIONAL HWY | COLLEGE PARK | Fulton | 600918 | 6 | Ball Float | 1992-06-10 | FALSE | 1992-06-10 | FALSE | Currently in Use | Premium | 12000 | Fiberglass Double Walled | 1992-06-10 |  | Fiberglass Reinforced Plastic | Pressurized
PARK N RIDE | 2525 CAMP CREEK PARKWAY | COLLEGE PARK | Fulton | 9060735 | 1 |  |  | TRUE |  | TRUE | Removed from Ground | Used Oil | 120 | Bare Steel | 1986-01-01 | 1998-07-28 | Bare Steel | Suction (American)
NIFTY FOOD MART | 3720 COLLEGE ST | COLLEGE PARK | Fulton | 9060728 | 2 |  | 1999-02-02 |  | 1999-02-02 |  | Removed from Ground | Gas (Historical Use) | 6000 | Steel-Impressed Current | 1981-03-01 | 2004-02-10 | Cathodically Protected | Pressurized
RaceTrac #2324 - College Park | 2250 CAMP CREEK PKWY | COLLEGE PARK | Fulton | 10002266 | 2A | Overfill Alarm | 2013-07-14 | FALSE | 2013-07-14 | FALSE | Currently in Use | Diesel | 10000 | Composite Double Walled | 2013-07-14 |  | Double-Walled Fiberglass | Pressurized
FORMER GAS STATION | 3856 COLLEGE STREET | COLLEGE PARK | Fulton | 10000993 | 3 |  |  | FALSE |  | FALSE | Removed from Ground | Gas (Historical Use) | 3000 | Bare Steel | 1951-01-01 | 2005-10-13 | Bare Steel
SIARAH INC - EXXON | 2549 ROOSEVELT HWY | COLLEGE PARK | Fulton | 10001154 | 1 | Ball Float | 2006-03-01 | FALSE | 2006-03-01 | FALSE | Currently in Use | Regular | 12000 | Composite | 2005-11-12 |  | Fiberglass Reinforced Plastic | Pressurized
BENNING CO | 5169 NORTH IVEY RD NE | ATLANTA | Fulton | 601258 | 1 | [5 empty] | Removed from Ground | Gas (Historical Use) | 550 | Bare Steel | 1968-04-12 | 1988-08-18 | Galvanized Steel
CHEVRON 201783 | 4535 ROSWELL RD | ATLANTA | Fulton | 600699 | 8 |  |  | TRUE |  | TRUE | Permanently Out of Use - historical purposes | Gas (Historical Use) | 10000 | Double Walled | 1992-07-28 | 1899-12-31 | Double Walled
CHEVRON FOOD MART | 345 PHARR RD NW | ATLANTA | Fulton | 9000228 | 2 | Flapper Valve | 1998-05-25 | FALSE | 1998-05-25 | FALSE | Currently in Use | Regular | 5000 | Steel-Impressed Current | 1971-02-07 |  | Double-Walled Fiberglass | Pressurized
CHEVRON #40005 | 2333 PEACHTREE RD NE | ATLANTA | Fulton | 600973 | 6 |  |  | TRUE |  | TRUE | Removed from Ground | Used Oil | 550 | Cathodically Protected Steel | 1964-01-01 | 1994-01-25 | Cathodically Protected
PEACHTREE RD PROPERTIES | 2965 PEACHTREE RD | ATLANTA | Fulton | 10001922 | 2 |  | 2010-10-20 | FALSE | 2010-10-20 | FALSE | Removed from Ground | Gas (Historical Use) | 15000 | Fiberglass Double Walled | 2010-09-24 | 2015-08-01 | Double-Walled Fiberglass | Pressurized
STREETS OF BUCKHEAD DEVELOPEMENT CO @ BLOCK A, LLC | 3013 PEACHTREE ROAD NW | ATLANTA | Fulton | 10001616 | 2 |  |  | FALSE |  | FALSE | Removed from Ground |  | 750 | Bare Steel | 2008-06-01 | 2008-06-01
FASHION SHOE STORE/TABOR PONTIAC | 3275 PEACHTREE RD | ATLANTA | Fulton | 9060145 | 1 | [5 empty] | Removed from Ground | Gas (Historical Use) | 4000 | Bare Steel | 1990-09-25 | 1990-09-25 | Galvanized Steel
TERMINUS 200 | 3333 PIEDMONT RD | ATLANTA | Fulton | 10001712 | 1 | Flapper Valve | 2009-01-30 | FALSE | 2009-01-30 | FALSE | Currently in Use | Diesel | 1000 | Fiberglass | 2009-01-29 |  | Double-Walled Fiberglass | Pressurized
KRINSKY/FINKEL PROPERTY | 3167 PEACHTREE ST | ATLANTA | Fulton | 9060034 | 2 | [5 empty] | Removed from Ground | Other | 0 | Marked Unknown | 1990-07-08 | 1990-07-08 | Unknown
PIEDMONT ROAD HIGHRISE | 3601 PIEDMONT RD NW | ATLANTA | Fulton | 10000392 | 1 |  |  | FALSE |  | FALSE | Removed from Ground | Diesel | 300 | Unknown | 2004-04-27 | 2004-04-27 | Unknown
FORMER 3750 CROWN ROAD FACILITY | 3750 CROWN ROAD | ATLANTA | Fulton | 10000717 | 1 |  |  | FALSE |  | FALSE | Removed from Ground | Not Marked/Tank Removed | 750 | Unknown |  | 1899-12-31
SYSCO FOOD SERVICES OF ATL., LLC | 2225 RIVERDALE RD | COLLEGE PARK | Fulton | 600299 | 8 | Overfill Alarm | 1989-03-01 | FALSE | 1989-03-01 | FALSE | Removed from Ground | Diesel | 10000 | Fiberglass | 1989-03-01 | 2019-12-04 | Fiberglass Reinforced Plastic | Pressurized
SYSCO FOOD SERVICES OF ATL., LLC | 2225 RIVERDALE RD | COLLEGE PARK | Fulton | 600299 | 2 | [5 empty] | Removed from Ground | Gas (Historical Use) | 2000 | Bare Steel | 1989-03-01 | 1989-03-01 | Galvanized Steel
SHELL FOOD MART | 1633 VIRGINIA AVE | COLLEGE PARK | Fulton | 600932 | 2 | [5 empty] | Removed from Ground | Gas (Historical Use) | 10000 | Fiberglass | 1985-04-30 | 1992-12-01 | Fiberglass Reinforced Plastic | Pressurized
CHEVRON FOOD MART | 4875 OLD NATIONAL HWY | COLLEGE PARK | Fulton | 600918 | 5 | Ball Float | 1992-06-10 | FALSE | 1992-06-10 | FALSE | Currently in Use | Regular | 12000 | Fiberglass Double Walled | 1992-06-10 |  | Fiberglass Reinforced Plastic | Pressurized
CHEVRON FOOD MART | 4875 OLD NATIONAL HWY | COLLEGE PARK | Fulton | 600918 | 4 | [5 empty] | Removed from Ground | Gas (Historical Use) | 6000 | Bare Steel | 1970-05-04 | 1992-06-01 | Galvanized Steel | Pressurized
AIRPARK | 3889 HERSCHEL RD | COLLEGE PARK | Fulton | 9060155 | 2 |  | 1990-07-01 |  | 1990-07-01 |  | Removed from Ground | Gas (Historical Use) | 10000 | Double Walled | 1990-07-01 | 2006-09-27 | Fiberglass Reinforced Plastic | Pressurized
FORMER GAS STATION | 3856 COLLEGE STREET | COLLEGE PARK | Fulton | 10000993 | 1 |  |  | FALSE |  | FALSE | Removed from Ground | Gas (Historical Use) | 3000 | Bare Steel | 1951-01-01 | 2005-10-13 | Bare Steel
SIARAH INC - EXXON | 2549 ROOSEVELT HWY | COLLEGE PARK | Fulton | 10001154 | 3 | Ball Float | 2006-03-01 | FALSE | 2006-03-01 | FALSE | Currently in Use | Diesel | 4000 | Composite | 2005-11-12 |  | Fiberglass Reinforced Plastic | Pressurized
ATLANTA JUSTICE CENTER | MEMORIAL DRIVE | ATLANTA | Fulton | 9060283 | 1 | [5 empty] | Removed from Ground | Other | 0 | Marked Unknown | 1993-04-09 | 1993-04-09 | Unknown
MALONE DISPLAYS INC | 215 CHESTER AVE SE | ATLANTA | Fulton | 9060065 | 1 | [5 empty] | Removed from Ground | Gas (Historical Use) | 10000 | Bare Steel | 1967-01-01 | 1990-02-15 | Galvanized Steel
Texaco | 4455 FULTON INDUSTRIAL BLVD | ATLANTA | Fulton | 9060081 | 4 | [5 empty] | Removed from Ground | Other | 550 | Bare Steel | 1988-08-18 | 1988-08-18 | Unknown
Texaco | 4455 FULTON INDUSTRIAL BLVD | ATLANTA | Fulton | 9060081 | 7 | Ball Float | 2013-10-01 | TRUE | 2013-10-01 | TRUE | Currently in Use | Diesel | 10000 | Composite | 1988-10-01 |  | Fiberglass Reinforced Plastic | Pressurized
HAPPY STORE #365 | 5345 ROSWELL RD | ATLANTA | Fulton | 600750 | 5 | [5 empty] | Removed from Ground | Diesel | 8000 | Cathodically Protected Steel | 1982-05-06 | 1990-12-01 | Galvanized Steel
HAMNA PROPERTIES LLC | 4968 ROSWELL RD | ATLANTA | Fulton | 9000005 | 2 | [5 empty] | Removed from Ground | Gas (Historical Use) | 5000 | Bare Steel | 1975-02-06 | 1988-06-01 | Bare Steel
MARTIN MOTORS OF ATLANTA INC | 4975 ROSWELL RD NE | ATLANTA | Fulton | 600117 | 3 | [5 empty] | Removed from Ground | Gas (Historical Use) | 10000 | Bare Steel | 1966-01-01 | 1991-08-26 | Galvanized Steel
ONEALS PHILLIPS 66 | 2129 ROOSEVELT HWY | COLLEGE PARK | Fulton | 9000279 | 5 |  |  | TRUE |  | TRUE | Removed from Ground | Used Oil | 560 | Bare Steel | 1956-05-14 | 1998-05-27 | Bare Steel | Gravity Fed
ONEALS PHILLIPS 66 | 2129 ROOSEVELT HWY | COLLEGE PARK | Fulton | 9000279 | 4 | [5 empty] | Removed from Ground | Diesel | 1000 | Bare Steel | 1966-05-12 | 1998-05-27 | Bare Steel | Suction (American)
2413 INVESTMENT INC | 2413 ROOSEVELT HWY | COLLEGE PARK | Fulton | 600798 | 2 |  |  | FALSE |  | FALSE | [6 empty] | Fiberglass Reinforced Plastic | Pressurized
ASMA ENTERPRISES INC/STOP N SHOP FOOD MART #1 | 3257 NORTH MAIN ST | COLLEGE PARK | Fulton | 600940 | 5 |  |  | TRUE |  | TRUE | Removed from Ground | Used Oil | 250 | Bare Steel | 1960-04-29 | 1987-01-01 | Bare Steel
FULTON CO FIRE STATION #4 | 4697 WIEUCA RD NE | ATLANTA | Fulton | 600390 | 1 | [5 empty] | Closed in Ground | Gas (Historical Use) | 250 | Bare Steel | 1974-05-11 | 1998-02-10 | Galvanized Steel
ASMA ENTERPRISES INC/STOP N SHOP FOOD MART #1 | 3257 NORTH MAIN ST | COLLEGE PARK | Fulton | 600940 | 6 | Flapper Valve | 1990-01-01 | FALSE | 1990-01-01 | FALSE | Currently in Use | Regular | 5000 | Steel-Impressed Current | 1987-01-01 |  | Fiberglass Reinforced Plastic | Pressurized
ASMA ENTERPRISES INC/STOP N SHOP FOOD MART #1 | 3257 NORTH MAIN ST | COLLEGE PARK | Fulton | 600940 | 8 | Flapper Valve | 1990-01-01 | FALSE | 1990-01-01 | FALSE | Currently in Use | Premium | 8000 | Steel-Impressed Current | 1970-01-05 |  | Fiberglass Reinforced Plastic | Pressurized
CHEVRON FOOD MART | 4875 OLD NATIONAL HWY | COLLEGE PARK | Fulton | 600918 | 2 | [5 empty] | Removed from Ground | Gas (Historical Use) | 5000 | Bare Steel | 1967-05-05 | 1992-06-01 | Galvanized Steel | Pressurized
SUBWAY RESTAURANT | 3379 MAIN STREET | COLLEGE PARK | Fulton | 10001684 | 1 |  |  | FALSE |  | FALSE | Closed in Ground | Not Marked | 2000 | Bare Steel | 1963-12-31 | 1963-12-31 | Bare Steel
FILL & CHILL LLC DBA BP FOOD MART | 2511 CAMP CREEK PKY | COLLEGE PARK | Fulton | 9060038 | 3 | Flapper Valve | 1991-12-01 | FALSE | 1991-12-01 | FALSE | Currently in Use | Gas (Historical Use) | 10000 | Fiberglass | 1987-01-01 |  | Fiberglass Reinforced Plastic | Pressurized
APD TRANSMISSION PARTS INC | 824 MEMORIAL DR SE | ATLANTA | Fulton | 9060026 | UNK | [5 empty] | Removed from Ground | Other | 1 | Marked Unknown | 1986-03-01 | 1986-03-01 | Not Marked
Texaco | 4455 FULTON INDUSTRIAL BLVD | ATLANTA | Fulton | 9060081 | 2 | [5 empty] | Removed from Ground | Gas (Historical Use) | 6000 | Bare Steel | 1988-08-18 | 1988-08-18 | Unknown
SANDY SPRINGS EXPRESS MART | 5700 ROSWELL RD NE | ATLANTA | Fulton | 600890 | 2 | Flapper Valve | 1995-09-01 | FALSE | 1992-01-01 | FALSE | Currently in Use | Premium | 10000 | Fiberglass | 1982-04-30 |  | Fiberglass Reinforced Plastic | Pressurized
HAMNA PROPERTIES LLC | 4968 ROSWELL RD | ATLANTA | Fulton | 9000005 | 5 | Flapper Valve | 1998-05-25 | FALSE | 1998-05-25 | FALSE | Temporarily out of use | Diesel | 10000 | Composite | 1988-06-20 |  | Fiberglass Reinforced Plastic | Pressurized
MARTIN MOTORS OF ATLANTA INC | 4975 ROSWELL RD NE | ATLANTA | Fulton | 600117 | 1 | [5 empty] | Removed from Ground | Diesel | 8000 | Bare Steel | 1966-01-01 | 1991-08-26 | Galvanized Steel
SYSCO FOOD SERVICES OF ATL., LLC | 2225 RIVERDALE RD | COLLEGE PARK | Fulton | 600299 | 4 | [5 empty] | Removed from Ground | Empty | 20000 | Bare Steel | 1989-03-01 | 1989-03-01 | Galvanized Steel
SYSCO FOOD SERVICES OF ATL., LLC | 2225 RIVERDALE RD | COLLEGE PARK | Fulton | 600299 | 1 |  |  | TRUE |  | TRUE | Removed from Ground | Used Oil | 500 | Bare Steel | 1989-03-01 | 1989-03-01 | Galvanized Steel
SYSCO FOOD SERVICES OF ATL., LLC | 2225 RIVERDALE RD | COLLEGE PARK | Fulton | 600299 | 7 | Overfill Alarm | 1989-03-01 | FALSE | 1989-03-01 | FALSE | Removed from Ground | Diesel | 10000 | Fiberglass | 1989-03-01 | 2019-12-04 | Fiberglass Reinforced Plastic | Pressurized
MORELAND HOP IN | 29 MORELAND AVE | ATLANTA | Fulton | 10000508 | 2 | Flapper Valve | 2024-12-02 | FALSE | 2003-03-11 | FALSE | Currently in Use | Premium | 8000 | Epoxy | 2003-03-11 |  | Flex | Pressurized
ATLANTA DAIRY LLC | 777 MEMORIAL DR | ATLANTA | Fulton | 9060030 | 6 | Ball Float | 2007-08-01 | FALSE | 2007-08-01 | FALSE | Removed from Ground | Diesel | 15000 | Composite Double Walled | 2007-08-01 | 2009-07-02 | Double-Walled Fiberglass | Pressurized
ATLANTA DAIRY LLC | 777 MEMORIAL DR | ATLANTA | Fulton | 9060030 | 8 | [10 empty] | 2017-04-04
Texaco | 4455 FULTON INDUSTRIAL BLVD | ATLANTA | Fulton | 9060081 | 3 | [5 empty] | Removed from Ground | Gas (Historical Use) | 5000 | Bare Steel | 1988-08-18 | 1988-08-18 | Unknown
SYSCO FOOD SERVICES OF ATL., LLC | 2225 RIVERDALE RD | COLLEGE PARK | Fulton | 600299 | 6 | [5 empty] | Removed from Ground | Gas (Historical Use) | 10000 | Bare Steel | 1989-03-01 | 1989-03-01 | Galvanized Steel
ONEALS PHILLIPS 66 | 2129 ROOSEVELT HWY | COLLEGE PARK | Fulton | 9000279 | 3 | [5 empty] | Removed from Ground | Gas (Historical Use) | 6000 | Bare Steel | 1976-05-09 | 1998-05-27 | Bare Steel | Pressurized
2413 INVESTMENT INC | 2413 ROOSEVELT HWY | COLLEGE PARK | Fulton | 600798 | 3 | Ball Float | 1998-06-01 | FALSE | 1998-06-01 | FALSE | Currently in Use | Diesel | 5000 | Steel-Impressed Current | 1979-02-28 |  | Fiberglass Reinforced Plastic | Pressurized
ALCHEMIX CORPORATION | 2300 W POINT AVE | COLLEGE PARK | Fulton | 4440007 | 1 | Overfill Alarm | 1993-03-01 | FALSE | 1993-03-01 | FALSE | Currently in Use | Hazardous Substance | 10066 | Steel-Impressed Current | 1976-04-25 |  | Bare Steel | Safe Suction (Euro)
ASMA ENTERPRISES INC/STOP N SHOP FOOD MART #1 | 3257 NORTH MAIN ST | COLLEGE PARK | Fulton | 600940 | 4 | [5 empty] | Removed from Ground | Gas (Historical Use) | 8000 | Bare Steel | 1968-04-27 | 1987-01-01 | Bare Steel
PUBLIC WORKS FACILITY | 2233 HARVARD AVE | COLLEGE PARK | Fulton | 9060569 | 1 | Ball Float | 1989-03-01 | FALSE | 1989-03-01 | FALSE | Currently in Use | Regular | 15000 | Galvanic (STIP-3) | 1989-03-01 |  | Fiberglass Reinforced Plastic | Pressurized
RaceTrac #2324 - College Park | 2250 CAMP CREEK PKWY | COLLEGE PARK | Fulton | 10002266 | 3 | Overfill Alarm | 2013-07-14 | FALSE | 2013-07-14 | FALSE | Currently in Use | Premium | 15000 | Composite Double Walled | 2013-07-14 |  | Double-Walled Fiberglass | Pressurized
FILL & CHILL LLC DBA BP FOOD MART | 2511 CAMP CREEK PKY | COLLEGE PARK | Fulton | 9060038 | 1 | Flapper Valve | 1991-12-01 | FALSE | 1991-12-01 | FALSE | Currently in Use | Gas (Historical Use) | 10000 | Fiberglass | 1987-01-01 |  | Fiberglass Reinforced Plastic | Pressurized
GA ARNG OMS 1/BLDG 14 | 959 EAST CONFEDERATE AVE SE | ATLANTA | Fulton | 9060070 | 2 | [5 empty] | Removed from Ground | Gas (Historical Use) | 10000 | Bare Steel | 1983-01-01 | 1899-12-31 | Galvanized Steel
WILLIAMS BROS/GLENWOOD MAINT SHO | 864 GLENWOOD AVE SE | ATLANTA | Fulton | 9060087 | 5 |  |  | TRUE |  | TRUE | Removed from Ground | Used Oil | 150 | Bare Steel | 1983-01-01 | 1999-11-22 | Galvanized Steel | Gravity Fed
EXXON FOOD STORE | 247 MORELAND AVE SE | ATLANTA | Fulton | 9060002 | 1 | Ball Float | 1986-01-01 |  | 1986-01-01 |  | Currently in Use | Gas (Historical Use) | 12000 | Fiberglass | 1986-10-31 |  | Fiberglass Reinforced Plastic | Pressurized
RETAIL CENTER/CONTINENTAL | 3850 JONESBORO RD SE | ATLANTA | Fulton | 600083 | 1 |  |  | TRUE |  | TRUE | Removed from Ground | Used Oil | 550 | Bare Steel | 1968-05-09 | 1999-11-12 | Galvanized Steel
GENERAL PAPER GOODS CO | 3530 BROWNS MILL RD SE | ATLANTA | Fulton | 600102 | 3 | [5 empty] | Removed from Ground | Diesel | 2000 | Bare Steel | 1971-03-07 | 1992-07-01 | Galvanized Steel
M&W LAUCK MOTORS INC | 89 OAK ST | ROSWELL | Fulton | 600114 | 2 | [5 empty] | Currently in Use | Other | 550 | Bare Steel | 1990-09-01 |  | Galvanized Steel | Pressurized
POPE CHEVROLET/ROSWELL TOYOTA IN | 11450 ALPHARETTA HWY | ROSWELL | Fulton | 600128 | 2 |  |  | TRUE |  | TRUE | Closed in Ground | Used Oil | 1000 | Bare Steel | 1981-12-14 | 1996-03-01 | Galvanized Steel
HAMNA PROPERTIES LLC | 4968 ROSWELL RD | ATLANTA | Fulton | 9000005 | 4 | Flapper Valve | 1998-05-25 | FALSE | 1998-05-25 | FALSE | Temporarily out of use | Regular | 10000 | Composite | 1988-06-20 |  | Fiberglass Reinforced Plastic | Pressurized
RIVERDALE ROAD CHEVRON | 2407 RIVERDALE RD | COLLEGE PARK | Fulton | 10000398 | 3 | Ball Float | 2003-01-01 | FALSE | 2003-01-01 | FALSE | Currently in Use | Diesel | 6000 | Epoxy | 2003-01-01 |  | Fiberglass Reinforced Plastic | Pressurized
ATLANTA JUSTICE CENTER | MEMORIAL DRIVE | ATLANTA | Fulton | 9060283 | 2 | [5 empty] | Removed from Ground | Other | 0 | Marked Unknown | 1993-04-09 | 1993-04-09 | Unknown
FERGUSON ENTERPRISES INC | 11600 WILLS RD | ATLANTA | Fulton | 9060384 | 2 | [5 empty] | Removed from Ground | Gas (Historical Use) | 1000 | Bare Steel |  | 1899-12-31 | Unknown | Safe Suction (Euro)
NEWARK GRP INC RECYLED FIBERS DI | 797 WYLIE ST SE | ATLANTA | Fulton | 9060037 | 1 |  |  | FALSE |  | FALSE | Removed from Ground | Gas (Historical Use) | 5000 | Bare Steel | 2002-08-21 | 2002-08-21 | Unknown
ATLANTA DAIRY LLC | 777 MEMORIAL DR | ATLANTA | Fulton | 9060030 | 1 | [5 empty] | Removed from Ground | Gas (Historical Use) | 8000 | Bare Steel | 1990-05-14 | 1990-05-14 | Bare Steel
SHELL FOOD MART | 1633 VIRGINIA AVE | COLLEGE PARK | Fulton | 600932 | 230203 | Ball Float | 1995-12-18 | FALSE | 1995-12-18 | FALSE | Currently in Use | Regular | 10000 | Galvanic (STIP-3) | 1995-12-18 |  | Fiberglass Reinforced Plastic | Pressurized
ALCHEMIX CORPORATION | 2300 W POINT AVE | COLLEGE PARK | Fulton | 4440007 | 7 | Overfill Alarm | 1993-03-01 | FALSE | 1993-03-01 | FALSE | Currently in Use | Hazardous Substance | 6298 | Steel-Impressed Current | 1976-04-25 |  | Galvanized Steel | Safe Suction (Euro)
ALCHEMIX CORPORATION | 2300 W POINT AVE | COLLEGE PARK | Fulton | 4440007 | 4 | Overfill Alarm | 1993-03-01 | FALSE | 1993-03-01 | FALSE | Currently in Use | Hazardous Substance | 10066 | Steel-Impressed Current | 1976-04-25 |  | Bare Steel | Safe Suction (Euro)
DOLLAR RENT-A-CAR | 4003 MAIN ST | COLLEGE PARK | Fulton | 9060288 | 1 |  | 1989-06-01 |  | 1989-06-01 |  | Removed from Ground | Gas (Historical Use) | 10000 | Double Walled | 1989-06-01 | 2010-05-06 | Fiberglass Reinforced Plastic | Pressurized
SOUTHERN BELL MAINT FACILITY/SOC | 248 CHESTER AVE | ATLANTA | Fulton | 9060352 | 1 | [5 empty] | Removed from Ground | Diesel | 7500 | Not Marked/Unknown | 1992-03-19 | 1992-03-19 | Not Marked
WILLIAMS BROS/GLENWOOD MAINT SHO | 864 GLENWOOD AVE SE | ATLANTA | Fulton | 9060087 | 3 | [5 empty] | Removed from Ground | Other | 1000 | Bare Steel | 1983-01-01 | 1999-11-22 | Galvanized Steel | Safe Suction (Euro)
FORMER TIRE MOUNTAIN | 269 CHESTER AVENUE | ATLANTA | Fulton | 10001522 | 2 |  |  | FALSE |  | FALSE | Removed from Ground | Used Oil | 500 | Bare Steel | 2007-10-01 | 2007-10-01
SUPERIOR RIGGING & ERECTING | 880 CONFEDERATE AVE | ATLANTA | Fulton | 9060527 | 6 | [5 empty] | Removed from Ground | Gas (Historical Use) | 1000 | Bare Steel | 1998-12-01 | 1998-12-01 | Bare Steel | Suction (American)
VIRGINIA HOLDING LLC | 1401 MORELAND AVE | ATLANTA | Fulton | 9060845 | 1 | Ball Float | 2000-12-01 | FALSE | 2000-12-01 | FALSE | Currently in Use | Regular | 12000 | Epoxy | 2000-12-01 |  | Fiberglass Reinforced Plastic | Pressurized
LEGGETT & PLATT | 905 MEMORIAL DR SE | ATLANTA | Fulton | 9000626 | 6A | [5 empty] | Removed from Ground | Hazardous Substance | 8000 | Bare Steel | 1965-01-01 | 1990-07-05 | Galvanized Steel
LEGGETT & PLATT | 905 MEMORIAL DR SE | ATLANTA | Fulton | 9000626 | 156019 |  | 1991-01-01 |  | 1991-01-01 |  | Removed from Ground | Diesel | 1000 | Double Walled | 1991-01-04 | 2013-04-30 | Double-Walled Fiberglass | Safe Suction (Euro)
Texaco | 4455 FULTON INDUSTRIAL BLVD | ATLANTA | Fulton | 9060081 | 5 | Ball Float | 2013-10-01 | FALSE | 2013-10-01 | FALSE | Currently in Use | Regular | 10000 | Composite | 1988-10-01 |  | Fiberglass Reinforced Plastic | Pressurized
CHEVRON FOOD MART | 4875 OLD NATIONAL HWY | COLLEGE PARK | Fulton | 600918 | 3 | [5 empty] | Removed from Ground | Gas (Historical Use) | 8000 | Bare Steel | 1967-05-05 | 1992-06-01 | Galvanized Steel | Pressurized
PUBLIC WORKS FACILITY | 2233 HARVARD AVE | COLLEGE PARK | Fulton | 9060569 | 2 | Ball Float | 1989-03-01 | FALSE | 1989-03-01 | FALSE | Currently in Use | Diesel | 12000 | Galvanic (STIP-3) | 1989-03-01 |  | Fiberglass Reinforced Plastic | Pressurized
FILL & CHILL LLC DBA BP FOOD MART | 2511 CAMP CREEK PKY | COLLEGE PARK | Fulton | 9060038 | 4 | Flapper Valve | 1991-12-01 | FALSE | 1991-12-01 | FALSE | Currently in Use | Gas (Historical Use) | 10000 | Fiberglass | 1987-01-01 |  | Fiberglass Reinforced Plastic | Pressurized
FERGUSON ENTERPRISES INC | 1105 MEMORIAL DR | ATLANTA | Fulton | 9060385 | 2 | [5 empty] | Removed from Ground | Gas (Historical Use) | 500 | Bare Steel |  | 1899-12-31 | Unknown
BLUE CIRCLE/ATLANTA BLOCK | 747 RALPH MCGILL BLVD NE | ATLANTA | Fulton | 9060149 | 2 |  | 1990-08-01 |  | 1990-08-01 |  | Removed from Ground | Diesel | 6000 | Not Marked/Unknown | 1970-01-01 | 2001-02-01 | Fiberglass Reinforced Plastic | Suction (American)
WILLIAMS BROS/GLENWOOD MAINT SHO | 864 GLENWOOD AVE SE | ATLANTA | Fulton | 9060087 | 4 |  |  | TRUE |  | TRUE | Removed from Ground | Used Oil | 750 | Bare Steel | 1983-01-01 | 1999-11-22 | Galvanized Steel
WILLIAMS BROS/GLENWOOD MAINT SHO | 864 GLENWOOD AVE SE | ATLANTA | Fulton | 9060087 | 7 |  |  | FALSE |  | FALSE | Removed from Ground | Not Marked | 500 | Bare Steel | 2013-10-16 | 2013-10-16
SUPERIOR RIGGING & ERECTING | 880 CONFEDERATE AVE | ATLANTA | Fulton | 9060527 | 3 |  | 1998-04-01 |  | 1998-04-01 |  | Removed from Ground | Gas (Historical Use) | 5000 | Marked Unknown | 1998-04-01 | 1998-12-01 | Fiberglass Reinforced Plastic | Suction (American)
Lakewood Food Mart | 1683 LAKEWOOD AVE | ATLANTA | Fulton | 9060830 | 2 | Ball Float | 2000-07-30 | FALSE | 2000-07-30 | FALSE | Currently in Use | Premium | 8000 | Fiberglass | 2000-07-30 |  | Fiberglass Reinforced Plastic | Pressurized
ABANDONED FACILITY | 835 WYLIE ST | ATLANTA | Fulton | 9060746 | 1 | [5 empty] | Removed from Ground | Gas (Historical Use) | 6000 | Bare Steel | 1949-01-01 | 1998-08-31 | Bare Steel
GA DEPT PUBLIC SAFETY/GA STATE P | 959 E CONFEDERATE AVE SE | ATLANTA | Fulton | 600334 | 1 | [5 empty] | Removed from Ground | Gas (Historical Use) | 6000 | Cathodically Protected Steel | 1981-03-07 | 1992-11-01 | Galvanized Steel
CSMS GA ARNG/BLDG 17 | 935 EAST CONFEDERATE AVE SE | ATLANTA | Fulton | 600224 | 1 | [5 empty] | Removed from Ground | Diesel | 5000 | Marked Unknown | 1973-05-04 | 1996-01-25 | Unknown
CHEVRON 201783 | 4535 ROSWELL RD | ATLANTA | Fulton | 600699 | 3 |  | 1994-08-25 |  | 1994-08-25 |  | Permanently Out of Use - historical purposes | Gas (Historical Use) | 8068 | Fiberglass | 1970-03-09 | 1899-12-31 | Fiberglass Reinforced Plastic | Pressurized
METRO TRANSMISSION INC | 1620 E VESTA AVE | COLLEGE PARK | Fulton | 600605 | 1 |  |  | TRUE |  | TRUE | Removed from Ground | Used Oil | 500 | Bare Steel | 1971-03-21 | 1998-09-01 | Galvanized Steel | Gravity Fed
HAMNA PROPERTIES LLC | 4968 ROSWELL RD | ATLANTA | Fulton | 9000005 | 1 | [5 empty] | Removed from Ground | Gas (Historical Use) | 5000 | Bare Steel | 1975-02-06 | 1988-06-01 | Bare Steel
SYSCO FOOD SERVICES OF ATL., LLC | 2225 RIVERDALE RD | COLLEGE PARK | Fulton | 600299 | 5 | [5 empty] | Removed from Ground | Diesel | 10000 | Bare Steel | 1989-03-01 | 1989-03-01 | Galvanized Steel
SHELL FOOD MART | 1633 VIRGINIA AVE | COLLEGE PARK | Fulton | 600932 | 230212 | Ball Float | 1995-12-18 | FALSE | 1995-12-18 | FALSE | Currently in Use | Premium | 10000 | Galvanic (STIP-3) | 1995-12-18 |  | Fiberglass Reinforced Plastic | Pressurized
RaceTrac #2324 - College Park | 2250 CAMP CREEK PKWY | COLLEGE PARK | Fulton | 10002266 | 2B | Overfill Alarm | 2013-07-14 | FALSE | 2013-07-14 | FALSE | Currently in Use | E-85 | 10000 | Composite Double Walled | 2013-07-14 |  | Double-Walled Fiberglass | Pressurized
CHEVRON | 3537 MAIN ST | COLLEGE PARK | Fulton | 9060222 | 3 | Ball Float | 1987-08-01 | FALSE | 1987-08-01 | FALSE | Currently in Use | Diesel | 10000 | Fiberglass | 1987-08-01 |  | Double-Walled Fiberglass | Pressurized
RIVERDALE ROAD CHEVRON | 2407 RIVERDALE RD | COLLEGE PARK | Fulton | 10000398 | 2 | Ball Float | 2003-01-01 | FALSE | 2003-01-01 | FALSE | Currently in Use | Premium | 10000 | Epoxy | 2003-01-01 |  | Fiberglass Reinforced Plastic | Pressurized
GA EMERGENCY MGMT AGENCY | 935 EAST CONFEDERATE AVE SE | ATLANTA | Fulton | 9060388 | 3 | Flapper Valve | 1997-10-15 | FALSE | 1997-10-15 | FALSE | Currently in Use | Diesel | 1000 | Fiberglass Double Walled | 1997-10-15 |  | Copper/Secondry Containment | Safe Suction (Euro)
ATLANTA DAIRY LLC | 777 MEMORIAL DR | ATLANTA | Fulton | 9060030 | 2 | [5 empty] | Removed from Ground | Diesel | 8000 | Bare Steel | 1990-05-14 | 1990-05-14 | Bare Steel
LEGGETT & PLATT | 905 MEMORIAL DR SE | ATLANTA | Fulton | 9000626 | 3 | [5 empty] | Removed from Ground | Other | 8000 | Bare Steel | 1947-03-16 | 1990-07-05 | Unknown
AMOCO STATION 171 | 443 MORELAND AVE SE | ATLANTA | Fulton | 601088 | 1 | [5 empty] | Removed from Ground | Gas (Historical Use) | 3000 | Bare Steel | 1960-04-29 | 1990-12-19 | Galvanized Steel
QUICK STOP MARATHON | 1159 MORELAND AVE SE | ATLANTA | Fulton | 601302 | 6 | [5 empty] | Permanently Out Of Use | Empty | 6110 | Bare Steel | 1966-05-13 | 1979-09-15 | Galvanized Steel
AAA ALTERNATOR REBUILDERS INC | 806 FIELD ST SE | ATLANTA | Fulton | 600600 | 3 |  |  | FALSE |  | FALSE | Removed from Ground | Gas (Historical Use) | 11000 | Bare Steel | 2002-07-29 | 2002-07-29 | Unknown
GA STATE HIGHWAY PATROL | 959 EAST CONFEDERATE AVE SE | ATLANTA | Fulton | 600414 | 2 | [5 empty] | Removed from Ground | Gas (Historical Use) | 10000 | Bare Steel | 1976-05-10 | 1997-08-29 | Unknown
ASMA ENTERPRISES INC/STOP N SHOP FOOD MART #1 | 3257 NORTH MAIN ST | COLLEGE PARK | Fulton | 600940 | 2 | [5 empty] | Removed from Ground | Gas (Historical Use) | 3000 | Bare Steel | 1960-04-29 | 1987-01-01 | Bare Steel
ASMA ENTERPRISES INC/STOP N SHOP FOOD MART #1 | 3257 NORTH MAIN ST | COLLEGE PARK | Fulton | 600940 | 1 | [5 empty] | Removed from Ground | Gas (Historical Use) | 3000 | Bare Steel | 1960-04-29 | 1987-01-01 | Bare Steel
ASMA ENTERPRISES INC/STOP N SHOP FOOD MART #1 | 3257 NORTH MAIN ST | COLLEGE PARK | Fulton | 600940 | 7 | Flapper Valve | 1990-01-01 | FALSE | 1990-01-01 | FALSE | Currently in Use | Plus | 5000 | Steel-Impressed Current | 1987-01-01 |  | Fiberglass Reinforced Plastic | Pressurized
AIRPARK | 3889 HERSCHEL RD | COLLEGE PARK | Fulton | 9060155 | 3 | [5 empty] | Removed from Ground | Gas (Historical Use) | 6000 | Bare Steel | 1986-01-01 | 1997-11-01 | Bare Steel
WILLIAMS BROS/SAND PLANT #59 | 934 GLENWOOD AVE SE | ATLANTA | Fulton | 9060089 | 2 |  |  | FALSE |  | FALSE | Removed from Ground | Gas (Historical Use) | 8000 | Bare Steel | 1966-01-01 | 1991-07-15 | Bare Steel
WILLIAMS BROS/LUMBER YARD #51 | 934 GLENWOOD AVE SE | ATLANTA | Fulton | 9060088 | 4 | [5 empty] | Removed from Ground | Gas (Historical Use) | 8000 | Not Marked/Unknown | 1991-07-01 | 1991-07-01 | Bare Steel
WILLIAMS BROS/LUMBER YARD #51 | 934 GLENWOOD AVE SE | ATLANTA | Fulton | 9060088 | 5 | [5 empty] | Removed from Ground | Diesel | 12000 | Not Marked/Unknown | 1991-07-01 | 1991-07-01 | Galvanized Steel
FINA STATION #131-6694-709 | 506 MORELAND AVE SE | ATLANTA | Fulton | 601051 | 5 |  |  | TRUE |  | TRUE | Removed from Ground | Used Oil | 550 | Bare Steel | 1951-05-02 | 2000-02-24 | Galvanized Steel
QUICK STOP MARATHON | 1159 MORELAND AVE SE | ATLANTA | Fulton | 601302 | 1 |  | 1998-12-01 |  | 1998-12-01 |  | Removed from Ground | Gas (Historical Use) | 12033 | Steel-Impressed Current | 1981-05-09 | 2007-01-18 | Cathodically Protected
BROWN TRANSPORT CORP/HILL SERVIC | 1057 RIDGE AVE SE | ATLANTA | Fulton | 600320 | 2 | [5 empty] | Removed from Ground | Diesel | 12000 | Bare Steel | 1986-04-02 | 1899-12-31 | Unknown
CSMS GA ARNG/BLDG 17 | 935 EAST CONFEDERATE AVE SE | ATLANTA | Fulton | 600224 | 3 |  |  | FALSE |  | FALSE | Removed from Ground | Used Oil | 250 | Bare Steel | 2004-06-30 | 2004-06-30 | Bare Steel
CAPITOL HILL MOTOR POOL | 214 CAPITOL AVE | ATLANTA | Fulton | 600415 | 2 | [5 empty] | Removed from Ground | Gas (Historical Use) | 4000 | Bare Steel | 1956-05-15 | 1994-01-01 | Unknown
CHEROKEE TOWN & COUNTRY CLUB | 665 HIGHTOWER TRL | ATLANTA | Fulton | 600169 | 2 |  | 1990-02-07 |  | 1990-02-07 |  | Removed from Ground | Diesel | 2000 | Tank Jacket | 1981-05-02 | 2001-04-18 | Fiberglass Reinforced Plastic | Suction (American)
ALLIED READYMIX INC-PLANT #61 | 2194 WEST POINT AVENUE | COLLEGE PARK | Fulton | 9060531 | DF-61 |  | 1999-01-20 |  | 1999-01-20 |  | Removed from Ground | Diesel | 10000 | Steel-Impressed Current | 1965-07-01 | 2002-01-01 | Cathodically Protected | Safe Suction (Euro)
CHEVRON | 3537 MAIN ST | COLLEGE PARK | Fulton | 9060222 | 2 | Ball Float | 1987-08-01 | FALSE | 1987-08-01 | FALSE | Currently in Use | Regular | 10000 | Fiberglass | 1987-08-01 |  | Double-Walled Fiberglass | Pressurized
RIVERDALE ROAD CHEVRON | 2407 RIVERDALE RD | COLLEGE PARK | Fulton | 10000398 | 1 | Ball Float | 2003-01-01 | FALSE | 2003-01-01 | FALSE | Currently in Use | Regular | 12000 | Epoxy | 2003-01-01 |  | Fiberglass Reinforced Plastic | Pressurized
WILLIAMS BROS/SAND PLANT #59 | 934 GLENWOOD AVE SE | ATLANTA | Fulton | 9060089 | 1 |  |  | FALSE |  | FALSE | Removed from Ground | Diesel | 12000 | Bare Steel | 1966-01-01 | 1991-07-15 | Bare Steel
KROGER #672 | 800 GLENWOOD AVE | ATLANTA | Fulton | 10002567 | 1 | Overfill Alarm | 2016-04-28 | FALSE | 2016-04-28 | FALSE | Currently in Use | Regular | 20000 | Fiberglass Double Walled | 2016-04-28 |  | Double-Walled Flex | Pressurized
Lakewood Food Mart | 1683 LAKEWOOD AVE | ATLANTA | Fulton | 9060830 | 3 | Ball Float | 2000-07-30 | FALSE | 2000-07-30 | FALSE | Currently in Use | Diesel | 4000 | Fiberglass | 2000-07-30 |  | Fiberglass Reinforced Plastic | Pressurized
NIFTY FOOD MART | 3720 COLLEGE ST | COLLEGE PARK | Fulton | 9060728 | 3 |  | 1999-02-02 |  | 1999-02-02 |  | Removed from Ground | Gas (Historical Use) | 6000 | Steel-Impressed Current | 1981-03-01 | 2004-02-10 | Cathodically Protected | Pressurized
ALCHEMIX CORPORATION | 2300 W POINT AVE | COLLEGE PARK | Fulton | 4440007 | 9 | Overfill Alarm | 1993-03-01 | FALSE | 1993-03-01 | FALSE | Currently in Use | Hazardous Substance | 6298 | Steel-Impressed Current | 1976-04-25 |  | Bare Steel | Safe Suction (Euro)
ALCHEMIX CORPORATION | 2300 W POINT AVE | COLLEGE PARK | Fulton | 4440007 | 6 | Overfill Alarm | 1993-03-01 | FALSE | 1993-03-01 | FALSE | Currently in Use | Hazardous Substance | 10066 | Steel-Impressed Current | 1976-04-25 |  | Bare Steel | Safe Suction (Euro)
FORMER GAS STATION | 3856 COLLEGE STREET | COLLEGE PARK | Fulton | 10000993 | 2 |  |  | FALSE |  | FALSE | Removed from Ground | Gas (Historical Use) | 3000 | Bare Steel | 1951-01-01 | 2005-10-13 | Bare Steel
ATLANTA JUSTICE CENTER | MEMORIAL DRIVE | ATLANTA | Fulton | 9060283 | 3 | [5 empty] | Removed from Ground | Other | 0 | Marked Unknown | 1993-04-09 | 1993-04-09 | Unknown
WILLIAMS BROS/GLENWOOD MAINT SHO | 864 GLENWOOD AVE SE | ATLANTA | Fulton | 9060087 | 2 | [5 empty] | Removed from Ground | Other | 1000 | Bare Steel | 1983-01-01 | 1999-11-22 | Galvanized Steel | Safe Suction (Euro)
SUPERIOR RIGGING & ERECTING | 880 CONFEDERATE AVE | ATLANTA | Fulton | 9060527 | 1 |  | 1998-04-01 |  | 1998-04-01 |  | Removed from Ground | Diesel | 8000 | Cathodically Protected Steel | 1998-04-01 | 1998-12-01 | Fiberglass Reinforced Plastic | Suction (American)
SUPERIOR RIGGING & ERECTING | 880 CONFEDERATE AVE | ATLANTA | Fulton | 9060527 | 7 | [5 empty] | Removed from Ground | Diesel | 1000 | Bare Steel | 1998-12-01 | 1998-12-01 | Bare Steel | Suction (American)
FINA STATION #131-6694-709 | 506 MORELAND AVE SE | ATLANTA | Fulton | 601051 | 6 |  |  | TRUE |  | TRUE | Removed from Ground | Used Oil | 550 | Bare Steel | 1951-05-02 | 2000-02-24 | Galvanized Steel
LEGGETT & PLATT | 905 MEMORIAL DR SE | ATLANTA | Fulton | 9000626 | 2A | [5 empty] | Removed from Ground | Gas (Historical Use) | 4000 | Bare Steel | 1965-01-01 | 1990-07-05 | Galvanized Steel
LEGGETT & PLATT | 905 MEMORIAL DR SE | ATLANTA | Fulton | 9000626 | 2 | [5 empty] | Removed from Ground | Other | 8000 | Bare Steel | 1947-03-16 | 1990-07-05 | Unknown
FIRE STATION #13 | 447 FLAT SHOALS AVE NE | ATLANTA | Fulton | 600373 | 1 | [5 empty] | Removed from Ground | Diesel | 280 | Bare Steel | 1956-05-15 | 1998-11-01 | Galvanized Steel
GA STATE ARCHIVES BLDG | 330 CAPITOL AVE | ATLANTA | Fulton | 600835 | 2 |  |  | FALSE |  | FALSE | Removed from Ground | Diesel | 12000 | Fiberglass Double Walled | 2010-06-14 | 2010-06-14 | Double-Walled Fiberglass
VIRGINIA HOLDING LLC | 1401 MORELAND AVE | ATLANTA | Fulton | 9060845 | 3 | Overfill Alarm | 2000-12-01 | FALSE | 2000-12-01 | FALSE | Currently in Use | Diesel | 6000 | Epoxy | 2000-12-01 |  | Fiberglass Reinforced Plastic | Pressurized
LEGGETT & PLATT | 905 MEMORIAL DR SE | ATLANTA | Fulton | 9000626 | 156020 |  | 1991-01-01 |  | 1991-01-01 |  | Removed from Ground | Gas (Historical Use) | 1000 | Double Walled | 1991-01-04 | 2013-04-30 | Double-Walled Fiberglass | Safe Suction (Euro)
AMOCO STATION 171 | 443 MORELAND AVE SE | ATLANTA | Fulton | 601088 | 6 | [5 empty] | Removed from Ground | Gas (Historical Use) | 4000 | Bare Steel | 1978-04-25 | 1990-12-19 | Galvanized Steel
BROWN TRANSPORT CORP/HILL SERVIC | 1057 RIDGE AVE SE | ATLANTA | Fulton | 600320 | 4 | [5 empty] | Removed from Ground | Gas (Historical Use) | 8000 | Bare Steel | 1986-04-02 | 1899-12-31 | Unknown
BROWN TRANSPORT CORP/HILL SERVIC | 1057 RIDGE AVE SE | ATLANTA | Fulton | 600320 | 5 | [5 empty] | Removed from Ground | Gas (Historical Use) | 750 | Bare Steel | 1986-04-02 | 1899-12-31 | Unknown
JOHN T BENTON | 19 WEATHERBY ST SE | ATLANTA | Fulton | 600422 | 3 | [5 empty] | Removed from Ground | Gas (Historical Use) | 6000 | Bare Steel | 1971-05-11 | 1899-12-31 | Galvanized Steel
JUDICIAL BLDG/GA BLDG AUTH | 244 WASHINGTON ST SW | ATLANTA | Fulton | 600838 | 2 |  |  | FALSE |  | FALSE | Closed in Ground | Diesel | 4000 | Bare Steel | 2008-10-25 | 2008-10-25 | Bare Steel | Suction (American)
FOOD MART CITGO | 8779 DUNWOODY PL | ATLANTA | Fulton | 601158 | 2 | Ball Float | 1994-10-19 | FALSE | 1994-10-19 | FALSE | Currently in Use | Premium | 9816 | Fiberglass | 1981-07-01 |  | Fiberglass Reinforced Plastic | Pressurized
BROWN TRANSPORT CORP/HILL SERVIC | 1057 RIDGE AVE SE | ATLANTA | Fulton | 600320 | 3 | [5 empty] | Removed from Ground | Gas (Historical Use) | 8000 | Bare Steel | 1986-04-02 | 1899-12-31 | Unknown
SIARAH INC - EXXON | 2549 ROOSEVELT HWY | COLLEGE PARK | Fulton | 10001154 | 2 | Ball Float | 2006-03-01 | FALSE | 2006-03-01 | FALSE | Currently in Use | Premium | 8000 | Composite | 2005-11-12 |  | Fiberglass Reinforced Plastic | Pressurized
MORELAND HOP IN | 29 MORELAND AVE | ATLANTA | Fulton | 10000508 | 1 | Flapper Valve | 2024-12-02 | FALSE | 2003-03-11 | FALSE | Currently in Use | Regular | 12000 | Epoxy | 2003-03-11 |  | Flex | Pressurized
ATLANTA DAIRY LLC | 777 MEMORIAL DR | ATLANTA | Fulton | 9060030 | 3 | [5 empty] | Removed from Ground | Diesel | 8000 | Bare Steel | 1990-05-14 | 1990-05-14 | Bare Steel
GA ARNG OMS 1/BLDG 14 | 959 EAST CONFEDERATE AVE SE | ATLANTA | Fulton | 9060070 | 1 | [5 empty] | Removed from Ground | Diesel | 10000 | Bare Steel | 1971-01-01 | 1899-12-31 | Galvanized Steel
WILLIAMS BROS/LUMBER YARD #51 | 934 GLENWOOD AVE SE | ATLANTA | Fulton | 9060088 | 2 | [5 empty] | Removed from Ground | Gas (Historical Use) | 10000 | Bare Steel | 1967-01-01 | 1991-07-15 | Bare Steel
UNKNOWN | 1160 ORMEWOOD AVENUE | ATLANTA | Fulton | 9060783 | 1 | [5 empty] | Closed in Ground | Gas (Historical Use) | 500 | Bare Steel | 1999-07-09 | 1999-07-09 | Not Marked
FINA STATION #131-6694-709 | 506 MORELAND AVE SE | ATLANTA | Fulton | 601051 | 2 | [5 empty] | Removed from Ground | Gas (Historical Use) | 3000 | Bare Steel | 1951-05-02 | 2000-02-24 | Galvanized Steel
LEGGETT & PLATT | 905 MEMORIAL DR SE | ATLANTA | Fulton | 9000626 | 6 | [5 empty] | Removed from Ground | Empty | 2000 | Bare Steel | 1947-03-16 | 1990-07-05 | Unknown
LEGGETT & PLATT | 905 MEMORIAL DR SE | ATLANTA | Fulton | 9000626 | 3A | [5 empty] | Removed from Ground | Gas (Historical Use) | 4000 | Bare Steel | 1965-01-01 | 1990-07-05 | Galvanized Steel
AMOCO STATION 171 | 443 MORELAND AVE SE | ATLANTA | Fulton | 601088 | 2 | [5 empty] | Removed from Ground | Gas (Historical Use) | 3000 | Bare Steel | 1960-04-29 | 1990-12-19 | Galvanized Steel
QUICK STOP MARATHON | 1159 MORELAND AVE SE | ATLANTA | Fulton | 601302 | 3 |  | 1998-12-01 |  | 1998-12-01 |  | Removed from Ground | Diesel | 12033 | Steel-Impressed Current | 1981-05-09 | 2007-01-18 | Cathodically Protected
TOTAL DISTRIBUTION SVC INC | 736 MEMORIAL DR SE | ATLANTA | Fulton | 600218 | 2 | [5 empty] | Removed from Ground | Gas (Historical Use) | 10000 | Bare Steel | 1967-01-06 | 1995-04-24 | Galvanized Steel
FEDERAL EXPRESS | 3400 INTERLOOP RD | HAPEVILLE | Fulton | 9060270 | 1 | [5 empty] | Removed from Ground | Gas (Historical Use) | 10000 | Bare Steel | 1982-01-01 | 1999-10-26 | Bare Steel | Suction (American)
FEDERAL EXPRESS CORP - PDK | 710 MORGAN FALLS RD | ATLANTA | Fulton | 601406 | 1 | [5 empty] | Removed from Ground | Gas (Historical Use) | 10000 | Fiberglass | 1987-11-04 | 1999-06-19 | Fiberglass Reinforced Plastic
FULTON COUNTY BOARD OF EDUCATION | 1540 WARSAW RD | ROSWELL | Fulton | 600251 | 5 | [5 empty] | Removed from Ground | Empty | 2000 | Bare Steel | 1984-04-15 | 1999-06-01 | Bare Steel | Safe Suction (Euro)
BP #24118/GULF #541144 | 10515 ALPHARETTA RD | ROSWELL | Fulton | 600809 | 2 | [5 empty] | Removed from Ground | Gas (Historical Use) | 10000 | Fiberglass | 1976-05-04 | 1992-08-06 | Fiberglass Reinforced Plastic | Safe Suction (Euro)
GREENWAY GROCERY | 850 WOODSTOCK RD | ROSWELL | Fulton | 600804 | 6 | [5 empty] | Removed from Ground | Diesel | 2000 | Bare Steel | 1983-04-01 | 1991-06-12 | Galvanized Steel
CROSSVILLE CHEVRON STATION #43038 | 11000 CRABAPPLE RD | ROSWELL | Fulton | 9000549 | 4-UNK | Exempted | 1997-07-07 | TRUE | 1991-01-01 | TRUE | Removed from Ground | Used Oil | 1000 | Galvanic (STIP-3) | 1991-01-01 |  | Fiberglass Reinforced Plastic | Gravity
ATLANTA STREET CHEVRON | 689 ATLANTA ST | ROSWELL | Fulton | 600937 | 2 | Ball Float | 1994-08-10 | FALSE | 1994-08-10 | FALSE | Currently in Use | Premium | 10000 | Fiberglass | 1985-01-03 |  | Fiberglass Reinforced Plastic | Pressurized
ABCDP INC | 855 WOODSTOCK RD | ROSWELL | Fulton | 9060772 | 1 |  | 1998-05-30 |  | 1998-05-30 |  | Removed from Ground | Gas (Historical Use) | 15000 | Double Walled | 1998-05-30 | 2013-10-02 | Fiberglass Reinforced Plastic | Pressurized
JUST BRAKES | 4410 ROSWELL ROAD NE | ATLANTA | Fulton | 10000161 | 2 |  |  | FALSE |  | FALSE | Removed from Ground | Diesel | 10000 | Fiberglass | 1989-01-01 | 2002-06-01
BUCKHEAD TEXACO | 3658 ROSWELL RD | ATLANTA | Fulton | 4440284 | 3 |  | 1998-12-21 | FALSE | 1998-12-21 | FALSE | Removed from Ground | Gas (Historical Use) | 3000 | Cathodically Protected Steel | 1998-12-21 | 2006-03-04 | Cathodically Protected | Suction (American)
Roswell Chevron | 4341 ROSWELL RD | ATLANTA | Fulton | 600954 | 4 | Flapper Valve | 1994-12-28 | FALSE | 1994-12-28 | FALSE | Currently in Use | Diesel | 3000 | Steel-Impressed Current | 1984-01-01 |  | Steel (Impressed Current) | Pressurized
Roswell Chevron | 4341 ROSWELL RD | ATLANTA | Fulton | 600954 | 1 | Flapper Valve | 1994-12-28 | FALSE | 1994-12-28 | FALSE | Currently in Use | Premium | 10000 | Steel-Impressed Current | 1999-07-15 |  | Steel (Impressed Current) | Pressurized
ARMOUR DRIVE CONCRETE PLANT | 342 ARMOUR DR | ATLANTA | Fulton | 600857 | 1 | Flapper Valve | 1997-01-01 | FALSE | 1997-01-01 | FALSE | Closed in Ground | Diesel | 10000 | Steel-Impressed Current | 1986-03-07 |  | Double-Walled Fiberglass | Suction (American)
PLASTER SHELL & FOOD | 496 PLASTER AVE | ATLANTA | Fulton | 9000379 | 3A |  | 1989-09-20 | FALSE | 1997-06-01 | FALSE | Currently in Use | Gas (Historical Use) | 10000 | Galvanic (STIP-3) | 1989-09-20 |  | Fiberglass Reinforced Plastic | Pressurized
ROLLINS INC | 2170 PIEDMONT RD NE | ATLANTA | Fulton | 600303 | 2 | [5 empty] | Removed from Ground | Gas (Historical Use) | 10000 | Marked Unknown | 1966-04-01 | 1989-01-01 | Unknown
CROWN CORK & SEAL INC | 125 OTTLEY DR | ATLANTA | Fulton | 600255 | 2 | [5 empty] | Removed from Ground | Other | 6000 | Bare Steel | 1982-04-15 | 1994-06-02 | Bare Steel
KMART #4210 | 2581 PIEDMONT RD NE | ATLANTA | Fulton | 600212 | 1 |  |  | TRUE |  | TRUE | Removed from Ground | Used Oil | 1000 | Bare Steel | 1957-04-11 | 1990-06-06 | Galvanized Steel
PIEDMONT QUICKMART LLC | 1856 PIEDMONT AVE NE | ATLANTA | Fulton | 601083; ASID: 1761 | 2 | [5 empty] | Removed from Ground | Gas (Historical Use) | 12000 | Bare Steel | 1984-04-23 | 1988-12-30 | Galvanized Steel
BUCKHEAD CHEVRON | 639 MOROSGO DR NE | ATLANTA | Fulton | 601008 | 1 | [5 empty] | Removed from Ground | Gas (Historical Use) | 10000 | Bare Steel | 1969-04-27 | 1988-01-13 | Galvanized Steel
BUCKHEAD CHEVRON | 639 MOROSGO DR NE | ATLANTA | Fulton | 601008 | 4 |  |  | TRUE |  | TRUE | Removed from Ground | Used Oil | 550 | Bare Steel | 1969-04-27 | 1988-01-13 | Galvanized Steel
BUCKHEAD CHEVRON | 639 MOROSGO DR NE | ATLANTA | Fulton | 601008 | 7 | Ball Float | 1993-05-25 | FALSE | 1993-05-25 | FALSE | Currently in Use | Diesel | 9763 | Fiberglass | 1987-07-01 |  | Double-Walled Fiberglass | Pressurized
AMERICAN RED CROSS | 1925 MONROE DRIVE | ATLANTA | Fulton | 9060755 | 1 |  | 1999-02-04 |  | 1999-02-04 |  | Removed from Ground | Diesel | 3000 | Steel-Impressed Current | 1963-01-01 | 2007-05-30 | Copper | Safe Suction (Euro)
US POSTAL SERVICE | 97 LAKESHORE DR NE | ATLANTA | Fulton | 9060104 | 2 | [5 empty] | Removed from Ground | Gas (Historical Use) | 12000 | Fiberglass | 1988-09-15 | 1996-06-01 | Galvanized Steel
RED OAK AMOCO GAS STATION | 3369 ROOSEVELT HWY | ATLANTA | Fulton | 9060205 | 3 | [5 empty] | Removed from Ground | Gas (Historical Use) | 5000 | Bare Steel | 1985-01-01 | 1899-12-31 | Galvanized Steel
WILLIAMS BROS/LUMBER YARD #51 | 934 GLENWOOD AVE SE | ATLANTA | Fulton | 9060088 | 1 | [5 empty] | Removed from Ground | Diesel | 10000 | Bare Steel | 1967-01-01 | 1991-07-15 | Bare Steel
BST/CHESTER AVE SOC F1169\CENTRA | 248 CHESTER AVE SE | ATLANTA | Fulton | 601047 | 1 | [5 empty] | Removed from Ground | Gas (Historical Use) | 12000 | Cathodically Protected Steel | 1982-08-01 | 1993-09-23 | Fiberglass Reinforced Plastic | Pressurized
AMOCO STATION 171 | 443 MORELAND AVE SE | ATLANTA | Fulton | 601088 | 7 |  |  | TRUE |  | TRUE | Removed from Ground | Used Oil | 500 | Bare Steel | 1960-04-29 | 1990-12-19 | Galvanized Steel
AMOCO STATION 171 | 443 MORELAND AVE SE | ATLANTA | Fulton | 601088 | 5 | [5 empty] | Removed from Ground | Gas (Historical Use) | 4000 | Bare Steel | 1970-04-27 | 1990-12-19 | Galvanized Steel
AMOCO STATION 171 | 443 MORELAND AVE SE | ATLANTA | Fulton | 601088 | 4 | [5 empty] | Removed from Ground | Gas (Historical Use) | 3000 | Bare Steel | 1960-04-29 | 1990-12-19 | Galvanized Steel
QUICK STOP MARATHON | 1159 MORELAND AVE SE | ATLANTA | Fulton | 601302 | 2 |  | 1998-12-01 |  | 1998-12-01 |  | Removed from Ground | Gas (Historical Use) | 12033 | Steel-Impressed Current | 1981-05-09 | 2007-01-18 | Cathodically Protected
TOTAL DISTRIBUTION SVC INC | 736 MEMORIAL DR SE | ATLANTA | Fulton | 600218 | 1 | [5 empty] | Removed from Ground | Gas (Historical Use) | 10000 | Bare Steel | 1967-01-06 | 1995-04-24 | Galvanized Steel
JOHN T BENTON | 19 WEATHERBY ST SE | ATLANTA | Fulton | 600422 | 4 | [5 empty] | Removed from Ground | Empty | 8000 | Bare Steel | 1973-05-10 | 1899-12-31 | Galvanized Steel
JOHN T BENTON | 19 WEATHERBY ST SE | ATLANTA | Fulton | 600422 | 5 | [5 empty] | Removed from Ground | Empty | 2000 | Bare Steel | 1973-05-10 | 1899-12-31 | Galvanized Steel
JUDICIAL BLDG/GA BLDG AUTH | 244 WASHINGTON ST SW | ATLANTA | Fulton | 600838 | 1 | [5 empty] | Closed in Ground | Diesel | 14000 | Bare Steel | 1952-04-04 | 1987-05-01 | Bare Steel | Safe Suction (Euro)
OLD ATLANTA JAIL | CORNER OF PIEDMONT RD/DECATUR ST | ATLANTA | Fulton | 9060832 | 3 | [5 empty] | Removed from Ground | Empty | 0 | Bare Steel | 1999-02-01 | 1999-02-01 | Bare Steel
CAYESTEEL | 2145 PLASTER BRIDGE RD NE | ATLANTA | Fulton | 600020 | 1 | [5 empty] | Removed from Ground | Gas (Historical Use) | 2000 | Bare Steel | 1982-01-02 | 1996-05-14 | Galvanized Steel | Suction (American)
AMOCO STATION #546 | 3256 PEACHTREE RD | ATLANTA | Fulton | 601060 | 3 | [5 empty] | Removed from Ground | Gas (Historical Use) | 6000 | Cathodically Protected Steel | 1953-05-01 | 1994-02-14 | Galvanized Steel
HANOVER BUCKHEAD VILLAGE | 3116 ROSWELL RD | ATLANTA | Fulton | 10002499 | 1 |  |  | FALSE |  | FALSE | Removed from Ground | Used Oil | 550 | Bare Steel | 2015-10-21 | 2015-10-21
PEACHTREE RD PROPERTIES | 2965 PEACHTREE RD | ATLANTA | Fulton | 10001922 | 1 |  | 2010-10-20 | FALSE | 2010-10-20 | FALSE | Removed from Ground | Gas (Historical Use) | 15000 | Fiberglass Double Walled | 2010-09-24 | 2015-08-01 | Double-Walled Fiberglass | Pressurized
3280 PEACHTREE @ TERMINUS 100 | 3280 PEACHTREE RD NE STE 1800 | ATLANTA | Fulton | 10001339 | 1 | Ball Float | 2005-11-18 | FALSE | 2005-11-18 | FALSE | Currently in Use | Diesel | 1000 | Fiberglass Double Walled | 2005-11-15 |  | Double-Walled Fiberglass | Pressurized
CHEVRON 201783 | 4535 ROSWELL RD | ATLANTA | Fulton | 600699 | 6 | [5 empty] | Removed from Ground | Gas (Historical Use) | 10000 | Fiberglass | 1986-01-01 | 2001-06-11 | Fiberglass Reinforced Plastic | Pressurized
CHEVRON 201783 | 4535 ROSWELL RD | ATLANTA | Fulton | 600699 | 9 |  |  | FALSE |  | FALSE | Removed from Ground | Used Oil | 550 | Unknown | 2007-07-18 | 2007-07-18 | Unknown
FULTON CO FIRE STATION #4 | 4697 WIEUCA RD NE | ATLANTA | Fulton | 600390 | 2 | [5 empty] | Closed in Ground | Diesel | 500 | Bare Steel | 1974-05-11 | 1998-02-10 | Galvanized Steel
CHEVRON FOOD MART | 4875 OLD NATIONAL HWY | COLLEGE PARK | Fulton | 600918 | 1 | [5 empty] | Removed from Ground | Gas (Historical Use) | 5000 | Bare Steel | 1967-05-05 | 1992-06-01 | Galvanized Steel | Pressurized
CHEVRON FOOD MART | 4875 OLD NATIONAL HWY | COLLEGE PARK | Fulton | 600918 | 7 | Ball Float | 1992-06-10 | FALSE | 1992-06-10 | FALSE | Currently in Use | Diesel | 12000 | Fiberglass Double Walled | 1992-06-10 |  | Fiberglass Reinforced Plastic | Pressurized
CROWN CORK & SEAL INC | 125 OTTLEY DR | ATLANTA | Fulton | 600255 | 1 | [5 empty] | Removed from Ground | Other | 6000 | Bare Steel | 1982-04-15 | 1994-06-02 | Bare Steel
MARTA ANNEX BUILDING | 2400 PIEDMONT RD NE | ATLANTA | Fulton | 600198 | 1 | [5 empty] | Removed from Ground | Diesel | 500 | Bare Steel | 1975-05-04 | 1998-05-26 | Galvanized Steel | Suction (American)
BP #2 10004 | 2521 PIEDMONT RD NE | ATLANTA | Fulton | 9000031 | 2 | [5 empty] | Removed from Ground | Gas (Historical Use) | 10000 | Fiberglass | 1976-05-04 | 1988-12-09 | Fiberglass Reinforced Plastic
Texaco Food Mart | 635 LINDBERGH DR | ATLANTA | Fulton | 601132 | 4 |  |  | TRUE |  | TRUE | Removed from Ground | Used Oil | 1000 | Fiberglass | 1985-05-06 | 1998-08-12 | Fiberglass Reinforced Plastic | Pressurized
VALERO | 2448 CHESHIRE BRG RD NE | ATLANTA | Fulton | 9060064 | 2 | Ball Float | 1994-01-06 | FALSE | 1994-01-06 | FALSE | Currently in Use | Plus | 10000 | Galvanic (STIP-3) | 1989-08-10 |  | Fiberglass Reinforced Plastic | Pressurized
RED OAK AMOCO GAS STATION | 3369 ROOSEVELT HWY | ATLANTA | Fulton | 9060205 | 4 | [5 empty] | Removed from Ground | Diesel | 1000 | Not Marked/Unknown |  | 1899-12-31 | Unknown
RED OAK AMOCO GAS STATION | 3369 ROOSEVELT HWY | ATLANTA | Fulton | 9060205 | 1 | [5 empty] | Removed from Ground | Gas (Historical Use) | 6000 | Bare Steel | 1985-01-01 | 1899-12-31 | Galvanized Steel
WILSON CAR CARE | 5690 OLD NATIONAL HWY | COLLEGE PARK | Fulton | 600814 | 2 | [5 empty] | Removed from Ground | Gas (Historical Use) | 10000 | Bare Steel | 1972-05-05 | 1899-12-31 | Galvanized Steel
EASTERN FOODS (OUT OF SERVICE) | 2462 WEST POINT RD | COLLEGE PARK | Fulton | 600006 | 1 | [5 empty] | Removed from Ground | Diesel | 10000 | Bare Steel |  | 1899-12-31 | Unknown
VIRGINIA HOLDING LLC | 1401 MORELAND AVE | ATLANTA | Fulton | 9060845 | 2 | Ball Float | 2000-12-01 | FALSE | 2000-12-01 | FALSE | Currently in Use | Premium | 10000 | Epoxy | 2000-12-01 |  | Fiberglass Reinforced Plastic | Pressurized
UNKNOWN | 1160 ORMEWOOD AVENUE | ATLANTA | Fulton | 9060783 | 2 | [5 empty] | Closed in Ground | Diesel | 500 | Bare Steel | 1999-07-09 | 1999-07-09 | Not Marked
QUICK STOP MARATHON | 1159 MORELAND AVE SE | ATLANTA | Fulton | 601302 | 7 | [5 empty] | Permanently Out Of Use | Empty | 8127 | Bare Steel | 1966-05-13 | 1979-09-15 | Galvanized Steel
POLAR BOY INC | 266 CHESTER AVE SE | ATLANTA | Fulton | 601245 | 1 | [5 empty] | Removed from Ground | Gas (Historical Use) | 2000 | Bare Steel | 1964-04-13 | 1988-09-22 | Galvanized Steel
GRANT AUTOMOTIVE SERVICE | 1226 CUSTER AVE | ATLANTA | Fulton | 600642 | 1 |  |  | TRUE |  | TRUE | Removed from Ground | Used Oil | 280 | Bare Steel | 1972-04-24 | 1999-05-15 | Bare Steel
GA STATE HIGHWAY PATROL | 959 EAST CONFEDERATE AVE SE | ATLANTA | Fulton | 600414 | 4 | Flapper Valve | 1997-08-10 | FALSE | 1997-08-10 | FALSE | Currently in Use | Regular | 10000 | Fiberglass | 1997-08-10 |  | Double-Walled Fiberglass | Pressurized
ROLLINS INC | 2170 PIEDMONT RD NE | ATLANTA | Fulton | 600303 | 1 | [5 empty] | Removed from Ground | Gas (Historical Use) | 8000 | Marked Unknown | 1966-04-01 | 1989-01-01 | Unknown
ROLLINS INC | 2170 PIEDMONT RD NE | ATLANTA | Fulton | 600303 | 4 | [5 empty] | Removed from Ground | Gas (Historical Use) | 4000 | Marked Unknown | 1966-04-01 | 1989-01-01 | Unknown
ASA ENTERPRISES INC | 2239 CHESHIRE BRIDGE RD | ATLANTA | Fulton | 600463 | 1 | Ball Float | 1998-05-25 |  | 1998-05-25 |  | Removed from Ground | Gas (Historical Use) | 8000 | Steel-Impressed Current | 1984-05-13 | 2004-07-10 | Steel (Impressed Current) | Pressurized
NIFTY FOOD MART | 3720 COLLEGE ST | COLLEGE PARK | Fulton | 9060728 | 1 |  | 1999-02-02 |  | 1999-02-02 |  | Removed from Ground | Gas (Historical Use) | 6000 | Steel-Impressed Current | 1981-03-01 | 2004-02-10 | Cathodically Protected | Pressurized
FORMER GAS STATION | 3856 COLLEGE STREET | COLLEGE PARK | Fulton | 10000993 | 5 |  |  | FALSE |  | FALSE | Removed from Ground | Diesel | 500 | Bare Steel | 1951-01-01 | 2005-10-13 | Bare Steel
FORMER GAS STATION | 3856 COLLEGE STREET | COLLEGE PARK | Fulton | 10000993 | 4 |  |  | FALSE |  | FALSE | Removed from Ground | Used Oil | 500 | Bare Steel | 1951-01-01 | 2005-10-13 | Bare Steel
MILL TOWN LOFTS | 791 WYLIE STREET | ATLANTA | Fulton | 10000949 | 1 |  |  | FALSE |  | FALSE | Removed from Ground | Diesel | 6100 | Bare Steel | 2005-07-01 | 2005-07-01
FERGUSON ENTERPRISES INC | 11600 WILLS RD | ATLANTA | Fulton | 9060384 | 1 | [5 empty] | Removed from Ground | Diesel | 2005 | Bare Steel |  | 1899-12-31 | Unknown | Safe Suction (Euro)
MONROE DRIVE CHEVRON | 2195 MONROE DR NE @ I-85 | ATLANTA | Fulton | 600901 | 5 |  |  | FALSE |  | FALSE | Removed from Ground |  | 1000 |  | 1988-03-14 | 1988-03-14
NATIONAL STARCH & CHEMICAL CORP | 195 OTTLEY DR NE | ATLANTA | Fulton | 600002 | 1 | [5 empty] | Removed from Ground | Diesel | 7500 | Bare Steel | 1976-05-02 | 1988-06-01 | Galvanized Steel
ASA ENTERPRISES INC | 2239 CHESHIRE BRIDGE RD | ATLANTA | Fulton | 600463 | 4 | Ball Float | 2004-08-15 | FALSE | 2004-08-15 | FALSE | Currently in Use | Premium | 8000 | Composite | 2004-08-15 |  | Fiberglass Reinforced Plastic | Pressurized
EXXON FOOD STORE | 1570 MONROE DR NE | ATLANTA | Fulton | 601133 | 1 | Ball Float | 1985-01-01 | FALSE | 1985-01-01 | FALSE | Currently in Use | Regular | 12000 | Fiberglass | 1985-05-06 |  | Fiberglass Reinforced Plastic | Pressurized
FULTON COUNTY MAINT CHESHIRE BRIDGE | 1965 CHESHIRE BRIDGE RD NE | ATLANTA | Fulton | 9060063 | 719G2 | [5 empty] | Removed from Ground | Gas (Historical Use) | 10000 | Bare Steel | 1984-01-01 | 1997-09-09 | Galvanized Steel | Safe Suction (Euro)
FUTOS BODY SHOP | 2050 LIDDELL DR NE | ATLANTA | Fulton | 9060119 | 1 | [5 empty] | Removed from Ground | Diesel | 1000 | Bare Steel | 1971-01-01 | 1997-10-01 | Galvanized Steel
WELLCOM TEXACO | 4165 ROOSEVELT HWY | COLLEGE PARK | Fulton | 9000122 | 3 | [5 empty] | Removed from Ground | Gas (Historical Use) | 8000 | Bare Steel | 1983-05-14 | 1899-12-31 | Galvanized Steel
WILLIAMS BROS/GLENWOOD MAINT SHO | 864 GLENWOOD AVE SE | ATLANTA | Fulton | 9060087 | 6 | [5 empty] | Removed from Ground | Other | 3000 | Bare Steel | 1983-01-01 | 1999-11-22 | Galvanized Steel | Safe Suction (Euro)
EXXON FOOD STORE | 247 MORELAND AVE SE | ATLANTA | Fulton | 9060002 | 3 | Ball Float | 1986-01-01 |  | 1986-01-01 |  | Currently in Use | Gas (Historical Use) | 8000 | Fiberglass | 1988-10-31 |  | Fiberglass Reinforced Plastic | Pressurized
SUPERIOR RIGGING & ERECTING | 880 CONFEDERATE AVE | ATLANTA | Fulton | 9060527 | 4 | [5 empty] | Removed from Ground | Diesel | 8000 | Bare Steel | 1998-12-01 | 1998-12-01 | Bare Steel | Suction (American)
SUPERIOR RIGGING & ERECTING | 880 CONFEDERATE AVE | ATLANTA | Fulton | 9060527 | 5 | [5 empty] | Removed from Ground | Gas (Historical Use) | 8000 | Bare Steel | 1998-12-01 | 1998-12-01 | Bare Steel | Suction (American)
LORIENE JOHNSON | 116 PEARL ST SE | ATLANTA | Fulton | 9060652 | 1 | [5 empty] | Removed from Ground | Gas (Historical Use) | 1000 | Bare Steel | 1996-10-25 | 1996-10-25 | Bare Steel | Safe Suction (Euro)
BLUE CIRCLE/ATLANTA BLOCK | 747 RALPH MCGILL BLVD NE | ATLANTA | Fulton | 9060149 | 3 | [5 empty] | Closed in Ground | Empty | 10000 | Bare Steel | 1970-01-01 | 1994-08-01 | Fiberglass Reinforced Plastic
SUPERIOR RIGGING & ERECTING | 880 CONFEDERATE AVE | ATLANTA | Fulton | 9060527 | 2 |  | 1998-04-01 |  | 1998-04-01 |  | Removed from Ground | Gas (Historical Use) | 8000 | Cathodically Protected Steel | 1998-04-01 | 1998-12-01 | Fiberglass Reinforced Plastic | Suction (American)
BUCKHEAD CHEVRON | 639 MOROSGO DR NE | ATLANTA | Fulton | 601008 | 8 | Ball Float | 2009-04-15 | FALSE | 2009-04-15 | FALSE | Currently in Use | E-85 | 4000 | Composite Double Walled | 2009-04-15 |  | Double-Walled Fiberglass | Pressurized
BUCKHEAD CHEVRON | 639 MOROSGO DR NE | ATLANTA | Fulton | 601008 | 2 | [5 empty] | Removed from Ground | Gas (Historical Use) | 10000 | Bare Steel | 1969-04-27 | 1988-01-13 | Galvanized Steel
CIRCLE K 8467/7-ELEVEN STORE 155 | 6100 OLD NATIONAL HWY | ATLANTA | Fulton | 9000125 | 2 | [5 empty] | Removed from Ground | Gas (Historical Use) | 12000 | Fiberglass | 1976-02-03 | 1993-08-04 | Fiberglass Reinforced Plastic | Pressurized
GOODE BROTHERS POULTRY CO INC | 5550 MALLORY RD | COLLEGE PARK | Fulton | 600182 | 3 | [5 empty] | Removed from Ground | Gas (Historical Use) | 6000 | Bare Steel | 1982-05-09 | 1994-09-15 | Galvanized Steel | Safe Suction (Euro)
MCCLURE BROS INC | 4250 STACKS RD | COLLEGE PARK | Fulton | 600118 | 1 | [5 empty] | Removed from Ground | Diesel | 8000 | Bare Steel | 1979-01-01 | 1993-05-10 | Galvanized Steel
MCCLURE BROS INC | 4250 STACKS RD | COLLEGE PARK | Fulton | 600118 | 4 | [5 empty] | Removed from Ground | Diesel | 1000 | Bare Steel | 1971-01-03 | 1993-05-10 | Galvanized Steel
FULTON COUNTY STONEWALL CORRECTION | 5601 STONEWALL TELL RD | COLLEGE PARK | Fulton | 600533 | 3 | Flapper Valve | 1998-11-01 | FALSE | 1998-11-01 | FALSE | Removed from Ground | Regular | 10000 | Fiberglass | 1980-01-01 |  | Fiberglass Reinforced Plastic | Safe Suction (Euro)
JAMESTOWN TEXACO | 2525 RIVERDALE RD | COLLEGE PARK | Fulton | 9000716 | 1 | [5 empty] | Removed from Ground | Empty | 4000 | Bare Steel | 1963-05-14 | 1990-06-12 | Galvanized Steel
ROLLINS INC | 2170 PIEDMONT RD NE | ATLANTA | Fulton | 600303 | 5 | Flapper Valve | 1989-07-06 | FALSE | 1989-07-06 | FALSE | Currently in Use | Regular | 8000 | Fiberglass | 1989-07-06 |  |  | Pressurized
FEDERAL EXPRESS | 2441 CHESHIRE BRIDGE RD NE | ATLANTA | Fulton | 600287 | 1 |  | 1994-12-17 |  | 1994-12-17 |  | Removed from Ground | Gas (Historical Use) | 10000 | Fiberglass | 1985-12-06 | 2003-04-22 | Fiberglass Reinforced Plastic | Pressurized
CROWN CORK & SEAL INC | 125 OTTLEY DR | ATLANTA | Fulton | 600255 | 5 | [5 empty] | Removed from Ground | Other | 6000 | Bare Steel | 1982-04-15 | 1994-06-02 | Bare Steel
CROWN CORK & SEAL INC | 125 OTTLEY DR | ATLANTA | Fulton | 600255 | 4 | [5 empty] | Removed from Ground | Other | 6000 | Bare Steel | 1982-04-15 | 1994-06-02 | Bare Steel
VOGUE CLEANERS | 748 MOROSGO DR NE | ATLANTA | Fulton | 600195 | 2 | [5 empty] | Removed from Ground | Empty | 275 | Marked Unknown | 1970-05-12 | 1995-09-19 | Galvanized Steel
TWO MINIT CAR WASH INC | 1836 PIEDMONT AVE NE | ATLANTA | Fulton | 601286 | 4 |  | 1990-07-16 |  | 1990-07-16 |  | Temporarily out of use | Gas (Historical Use) | 4000 | Composite | 1990-07-16 |  | Fiberglass Reinforced Plastic | Pressurized
TWO MINIT CAR WASH INC | 1836 PIEDMONT AVE NE | ATLANTA | Fulton | 601286 | 1 |  | 1990-07-16 |  | 1990-07-16 |  | Temporarily out of use | Gas (Historical Use) | 4000 | Composite | 1966-05-13 |  | Fiberglass Reinforced Plastic | Pressurized
VULCAN/RED OAK QUARRY | 5414 BUFFINGTON RD | ATLANTA | Fulton | 9060211 | 4 | [5 empty] | Removed from Ground | Diesel | 8000 | Bare Steel | 1962-05-07 | 1986-11-04 | Galvanized Steel
RED OAK CONCRETE PLANT | 2685 SULLIVAN RD | COLLEGE PARK | Fulton | 600849 | 2 |  |  | TRUE |  | TRUE | Removed from Ground | Used Oil | 2000 | Bare Steel | 1968-01-01 | 1991-05-01 | Bare Steel | Suction (American)
WILSON CAR CARE | 5690 OLD NATIONAL HWY | COLLEGE PARK | Fulton | 600814 | 6 |  | 1988-01-01 |  | 1988-01-01 |  | Currently in Use | Gas (Historical Use) | 10000 | Fiberglass | 1988-01-01 |  | Fiberglass Reinforced Plastic | Pressurized
BUCKHEAD TREE SERVICE | 174 CHESTER AVE | ATLANTA | Fulton | 9060763 | 1 | [5 empty] | Removed from Ground | Gas (Historical Use) | 1000 | Bare Steel | 1960-01-01 | 1999-02-27 | Bare Steel | Safe Suction (Euro)
FINA STATION #131-6694-709 | 506 MORELAND AVE SE | ATLANTA | Fulton | 601051 | 3 | [5 empty] | Removed from Ground | Gas (Historical Use) | 3000 | Bare Steel | 1951-05-02 | 2000-02-24 | Galvanized Steel
LEGGETT & PLATT | 905 MEMORIAL DR SE | ATLANTA | Fulton | 9000626 | 1 | [5 empty] | Removed from Ground | Gas (Historical Use) | 4000 | Bare Steel | 1965-01-01 | 1990-07-05 | Unknown
LEGGETT & PLATT | 905 MEMORIAL DR SE | ATLANTA | Fulton | 9000626 | 156021 |  | 1991-01-01 |  | 1991-01-01 |  | Removed from Ground | Gas (Historical Use) | 1000 | Double Walled | 1991-01-04 | 2013-04-30 | Double-Walled Fiberglass | Safe Suction (Euro)
AMOCO STATION 171 | 443 MORELAND AVE SE | ATLANTA | Fulton | 601088 | 3 | [5 empty] | Removed from Ground | Gas (Historical Use) | 3000 | Bare Steel | 1960-04-29 | 1990-12-19 | Galvanized Steel
BROWN TRANSPORT CORP/HILL SERVIC | 1057 RIDGE AVE SE | ATLANTA | Fulton | 600320 | 1 | [5 empty] | Removed from Ground | Diesel | 12000 | Bare Steel | 1986-04-02 | 1899-12-31 | Unknown
CHEROKEE TOWN & COUNTRY CLUB | 665 HIGHTOWER TRL | ATLANTA | Fulton | 600169 | 1 |  | 1998-02-07 |  | 1998-02-07 |  | Removed from Ground | Gas (Historical Use) | 2000 | Tank Jacket | 1990-02-07 | 2001-04-18 | Fiberglass Reinforced Plastic | Suction (American)
SULLIVANS CREEK PUMPING STA #1 | GRAVEL RD OFF NORTH LEG OF GROGA | ATLANTA | Fulton | 9060418 | 1 | [5 empty] | Removed from Ground | Diesel | 550 | Bare Steel | 1978-01-01 | 1998-04-10 | Not Marked | Safe Suction (Euro)
QUIKTRIP #765 | 11700 HAYNES BRIDGE | ALPHARETTA | Fulton | 9060639 | 2 | Ball Float | 1996-05-15 | FALSE | 1996-05-15 | FALSE | Currently in Use | Regular | 12000 | Fiberglass | 1996-04-12 |  | Double-Walled Fiberglass | Pressurized
RIVERMONT GOLF & COUNTRY CLUB | 3130 RIVERMONT PKWY | ALPHARETTA | Fulton | 9060507 | 1 | [5 empty] | Removed from Ground | E-10 | 1000 | Bare Steel | 1974-01-01 | 1998-10-09 | Galvanized Steel | Suction (American)
QUIKTRIP #762 | 11912 JONES BRIDGE RD | ALPHARETTA | Fulton | 9060656 | 1 |  | 1997-01-23 |  | 1997-01-23 |  | Removed from Ground | Gas (Historical Use) | 12000 | Fiberglass | 1997-01-20 | 2003-03-19 | Double Walled | Pressurized
THE WORLD OF COCA COLA | 121 BAKER ST NW | ATLANTA | Fulton | 10002069 | 1 | Overfill Alarm |  | FALSE |  | FALSE | Currently in Use | Diesel | 1000 | Fiberglass Double Walled | 2011-06-08 |  | Double-Walled Flex | Suction (American)
FILL & CHILL LLC DBA BP FOOD MART | 2511 CAMP CREEK PKY | COLLEGE PARK | Fulton | 9060038 | 2 | Flapper Valve | 1991-12-01 | FALSE | 1991-12-01 | FALSE | Currently in Use | Gas (Historical Use) | 10000 | Fiberglass | 1987-01-01 |  | Fiberglass Reinforced Plastic | Pressurized
GA EMERGENCY MGMT AGENCY | 935 EAST CONFEDERATE AVE SE | ATLANTA | Fulton | 9060388 | 2 | Flapper Valve | 1997-09-20 | FALSE | 1997-09-20 | FALSE | Temporarily out of use | Diesel | 12000 | STIP-3/Impressed Current | 1997-09-20 |  | Copper/Secondry Containment | Safe Suction (Euro)
EXXON FOOD STORE | 247 MORELAND AVE SE | ATLANTA | Fulton | 9060002 | 2 | Ball Float | 1986-01-01 |  | 1986-01-01 |  | Currently in Use | Gas (Historical Use) | 10000 | Fiberglass | 1986-10-31 |  | Fiberglass Reinforced Plastic | Pressurized
AAA ALTERNATOR REBUILDERS INC | 806 FIELD ST SE | ATLANTA | Fulton | 600600 | 2 | [5 empty] | Removed from Ground | Diesel | 10000 | Bare Steel | 1959-01-01 | 1989-06-27 | Unknown
ATLANTA DAIRY LLC | 777 MEMORIAL DR | ATLANTA | Fulton | 9060030 | 7 |  |  | FALSE |  | FALSE | Removed from Ground |  | 4000 | Bare Steel |  | 2017-04-04
Texaco | 4455 FULTON INDUSTRIAL BLVD | ATLANTA | Fulton | 9060081 | 6 | Ball Float | 2013-10-01 | FALSE | 2013-10-01 | FALSE | Currently in Use | Premium | 10000 | Composite | 1988-10-01 |  | Fiberglass Reinforced Plastic | Pressurized
CSMS GA ARNG/BLDG 17 | 935 EAST CONFEDERATE AVE SE | ATLANTA | Fulton | 600224 | 2 | [5 empty] | Removed from Ground | Gas (Historical Use) | 5000 | Marked Unknown | 1973-05-04 | 1996-01-25 | Unknown
GA BLDG AUTHORITY GREENHOUSE | 1058 CONSTITUTION RD | ATLANTA | Fulton | 600839 | 1 | [5 empty] | Removed from Ground | Gas (Historical Use) | 1000 | Bare Steel | 1972-03-30 | 1994-08-09 | Galvanized Steel | Safe Suction (Euro)
GA BLDG AUTHORITY PARKING FACILITY | 204 JESSE HILL JR DRIVE | ATLANTA | Fulton | 601387 | 1 | Ball Float | 1994-10-01 |  | 1994-10-01 |  | Removed from Ground | Gas (Historical Use) | 10000 | Fiberglass | 1987-01-01 | 2008-07-30 | Fiberglass Reinforced Plastic | Pressurized
GA BLDG AUTH WAREHOUSE/DEPT AD S | 1150 MURPHY AVE | ATLANTA | Fulton | 9060359 | 1 | [5 empty] | Removed from Ground | Gas (Historical Use) | 500 | Bare Steel | 1994-08-08 | 1994-08-08 | Bare Steel | Safe Suction (Euro)
ATLANTA PUBLIC SCHOOLS CONSTRUCTION SITE | CENTRAL AVE & TRINITY AVE | ATLANTA | Fulton | 10000095 | 1 |  |  | FALSE |  | FALSE | Removed from Ground | Diesel | 0 | Unknown | 2002-07-11 | 2002-07-11 | Unknown
CHEROKEE TOWN & COUNTRY CLUB | 665 HIGHTOWER TRL | ATLANTA | Fulton | 600169 | 3 | [5 empty] | Permanently Out of Use - historical purposes | Diesel | 1 | Bare Steel | 1984-05-01 | 1899-12-31 | Galvanized Steel
CATHOLIC ARCHDIOCESE OF ATLANTA | 3400 OLD ALABAMA ROAD | ALPHARETTA | Fulton | 9060624 | 1 | [5 empty] | Currently in Use | Other | 250 | Not Marked/Unknown |  |  | Not Marked
CENTRAL WAREHOUSING FACILITY (FO | MANGUM ST & GA DOME DR (MLK JR D | ATLANTA | Fulton | 9060285 | 1 | [5 empty] | Removed from Ground | Gas (Historical Use) | 1000 | Bare Steel | 1980-01-01 | 1993-05-27 | Galvanized Steel | Suction (American)
FORMER CITY OF ATLANTA MAINTENANCE FACILITY | 507 HUMPHRIES ST | ATLANTA | Fulton | 10001131 | 1 |  |  | FALSE |  | FALSE | Removed from Ground | Gas (Historical Use) | 10000 | Bare Steel | 2005-12-19 | 2005-12-19 | Unknown
EXXON FOOD MART | 915 WOODSTOCK RD | ROSWELL | Fulton | 10000417 | 2B | Ball Float | 2003-01-10 | FALSE | 2003-01-10 | FALSE | Currently in Use | Diesel | 3000 | Fiberglass | 2003-01-10 |  | Double-Walled Fiberglass | Pressurized
JUST BRAKES | 4410 ROSWELL ROAD NE | ATLANTA | Fulton | 10000161 | 1 |  |  | FALSE |  | FALSE | Removed from Ground | Diesel | 5000 | Fiberglass | 1989-01-01 | 2002-06-01
EMORY SAINT JOSEPH'S HOSPITAL | 5665 PEACHTREE DUNWOODY RD | ATLANTA | Fulton | 9060431 | 4 | Flapper Valve | 1998-10-01 | FALSE | 1998-10-01 | FALSE | Currently in Use | Diesel | 20000 | Fiberglass | 1998-10-01 |  | Double-Walled Fiberglass | Pressurized
PLASTER SHELL & FOOD | 496 PLASTER AVE | ATLANTA | Fulton | 9000379 | 2A |  | 1989-09-20 | FALSE | 1997-06-01 | FALSE | Currently in Use | Diesel | 10000 | Galvanic (STIP-3) | 1989-09-20 |  | Fiberglass Reinforced Plastic | Pressurized
MARTA ANNEX BUILDING | 2400 PIEDMONT RD NE | ATLANTA | Fulton | 600198 | 3 | [5 empty] | Removed from Ground | Gas (Historical Use) | 10000 | Bare Steel | 1978-05-03 | 1899-12-31 | Galvanized Steel
VOGUE CLEANERS | 748 MOROSGO DR NE | ATLANTA | Fulton | 600195 | 1 | [5 empty] | Removed from Ground | Empty | 275 | Marked Unknown | 1970-05-12 | 1995-09-19 | Galvanized Steel
ALCHEMIX CORPORATION | 2300 W POINT AVE | COLLEGE PARK | Fulton | 4440007 | 11 | Overfill Alarm | 1993-03-01 | FALSE | 1993-03-01 | FALSE | Currently in Use | Hazardous Substance | 6298 | Steel-Impressed Current | 1976-04-25 |  | Bare Steel | Safe Suction (Euro)
WILLIAMS BROS/GLENWOOD MAINT SHO | 864 GLENWOOD AVE SE | ATLANTA | Fulton | 9060087 | 1 | [5 empty] | Removed from Ground | Other | 1000 | Bare Steel | 1983-01-01 | 1999-11-22 | Galvanized Steel | Safe Suction (Euro)
GA STATE ARCHIVES BLDG | 330 CAPITOL AVE | ATLANTA | Fulton | 600835 | 1 | [5 empty] | Removed from Ground | Diesel | 20000 | Fiberglass | 1977-03-29 | 1994-09-07 | Galvanized Steel
ATLANTA PUBLIC SCHOOLS CONSTRUCTION SITE | CENTRAL AVE & TRINITY AVE | ATLANTA | Fulton | 10000095 | 2 |  |  | FALSE |  | FALSE | Removed from Ground | Diesel | 0 | Unknown | 2002-07-11 | 2002-07-11
LOCKHEED/NORTH CARGO TANK FARM | 1625 FUEL FARM RD | HAPEVILLE | Fulton | 600168 | 2 | [5 empty] | Removed from Ground | Gas (Historical Use) | 10000 | Bare Steel | 1975-08-26 | 1994-03-08 | Bare Steel | Pressurized
TEXACO STATION #814071 | 1290 WEST PACES FERRY RD | ATLANTA | Fulton | 9000198 | 3 | [5 empty] | Removed from Ground | Gas (Historical Use) | 10000 | Fiberglass | 1983-04-30 | 1993-08-02 | Fiberglass Reinforced Plastic
COCA-COLA PROPERTY (VACANT) | 518 MARIETTA ST | ATLANTA | Fulton | 9060247 | 2 | [5 empty] | Removed from Ground | Other | 8000 | Marked Unknown |  | 1899-12-31 | Unknown
FORMER CITY OF ATLANTA MAINTENANCE FACILITY | 507 HUMPHRIES ST | ATLANTA | Fulton | 10001131 | 2 |  |  | FALSE |  | FALSE | Removed from Ground | Used Oil | 2000 | Bare Steel | 2005-12-19 | 2005-12-19 | Unknown
NEW STADIUM PROJECT | HAYNES STREET & GEORGIA DOME DRIVE | ATLANTA | Fulton | 10002341 | 1 |  |  | FALSE |  | FALSE | Removed from Ground | Not Marked/Tank Removed | 750 | Bare Steel | 2014-05-31 | 2014-05-31
POST CENTENNIAL PARK APARTMENTS | 306 WILLIAMS STREET | ATLANTA | Fulton | 10002652 | 1 |  |  | FALSE |  | FALSE | Removed from Ground | Not Marked/Tank Removed | 500 | Unknown | 2016-06-24 | 2016-06-24 | Unknown
GA POWER TELECOMMUNICATIONS | 210 BAKER ST NW | ATLANTA | Fulton | 600735 | 2 | [5 empty] | Closed in Ground | Gas (Historical Use) | 4000 | Marked Unknown | 1986-05-07 | 1990-12-10 | Unknown
TJ'S FOOD MART | 440 LUCKIE ST NW | ATLANTA | Fulton | 600827 | 5 |  |  | TRUE |  | TRUE | Removed from Ground | Used Oil | 0 | Marked Unknown | 1991-10-01 | 1991-10-01 | Unknown
TJ'S FOOD MART | 440 LUCKIE ST NW | ATLANTA | Fulton | 600827 | 4 | [5 empty] | Removed from Ground | Gas (Historical Use) | 6000 | Bare Steel | 1963-05-08 | 1991-01-01 | Galvanized Steel
SOUTHEASTERN STAGES INC | 226 ALEXANDER ST NW | ATLANTA | Fulton | 9000469 | 1 | [5 empty] | Removed from Ground | Gas (Historical Use) | 12000 | Bare Steel | 1965-02-25 | 1988-01-01 | Unknown
QUIKTRIP #744 | 761 SIDNEY MARCUS BLVD | ATLANTA | Fulton | 9060292 | 3 | Ball Float | 1993-03-01 | FALSE | 1993-03-01 | FALSE | Currently in Use | Premium | 12000 | Fiberglass | 1993-03-09 |  | Fiberglass Reinforced Plastic | Pressurized
WILLIAMS BROS/NORTHSIDE PLT #12 | 625 LAMBERT ST | ATLANTA | Fulton | 9060021 | 4 | [5 empty] | Permanently Out of Use - historical purposes | Other | 10000 | Bare Steel | 1977-01-01 | 1899-12-31 | Bare Steel
WILLIAMS BROS/NORTHSIDE PLT #12 | 625 LAMBERT ST | ATLANTA | Fulton | 9060021 | 5 | [5 empty] | Permanently Out of Use - historical purposes | Other | 10000 | Bare Steel | 1977-01-01 | 1899-12-31 | Bare Steel
VULCAN/RED OAK QUARRY | 5414 BUFFINGTON RD | ATLANTA | Fulton | 9060211 | 3 |  |  | TRUE |  | TRUE | Removed from Ground | Used Oil | 1000 | Bare Steel | 1978-09-01 | 1986-10-01 | Galvanized Steel
VULCAN/RED OAK QUARRY | 5414 BUFFINGTON RD | ATLANTA | Fulton | 9060211 | 025-13 | [5 empty] | Removed from Ground | Diesel | 10000 | Cathodically Protected Steel | 1986-09-01 | 1992-10-14 | Galvanized Steel | Safe Suction (Euro)
FIRE STATION #1 | 5165 WELCOME ALL RD | ATLANTA | Fulton | 600912 | 1 | [5 empty] | Removed from Ground | Gas (Historical Use) | 500 | Bare Steel | 1979-04-03 | 1998-01-21 | Galvanized Steel
WELLCOM TEXACO | 4165 ROOSEVELT HWY | COLLEGE PARK | Fulton | 9000122 | 5 | Ball Float | 2007-06-28 | FALSE | 2007-06-28 | FALSE | Currently in Use | Regular | 15000 | Composite | 2007-06-28 |  | Fiberglass Reinforced Plastic | Pressurized
VALERO | 2448 CHESHIRE BRG RD NE | ATLANTA | Fulton | 9060064 | 1 | Ball Float | 1994-01-06 | FALSE | 1994-01-06 | FALSE | Currently in Use | Regular | 10000 | Galvanic (STIP-3) | 1989-08-10 |  | Fiberglass Reinforced Plastic | Pressurized
CHILDRENS HEALTHCARE OF ATLANTA AT SCOTTISH RITE | 1001 JOHNSON FERRY RD | ATLANTA | Fulton | 10001466 | 1 | Flapper Valve | 2006-09-05 | FALSE | 2006-09-05 | FALSE | Currently in Use | Diesel | 15000 | Fiberglass Double Walled | 2005-09-09 |  | Double-Walled Fiberglass | Pressurized
QUICK STOP MARATHON | 1159 MORELAND AVE SE | ATLANTA | Fulton | 601302 | 4 |  | 1998-12-01 |  | 1998-12-01 |  | Removed from Ground | Gas (Historical Use) | 10000 | Steel-Impressed Current | 1966-05-13 | 2007-01-18 | Cathodically Protected
QUICK STOP MARATHON | 1159 MORELAND AVE SE | ATLANTA | Fulton | 601302 | 5 | [5 empty] | Permanently Out Of Use | Empty | 6110 | Bare Steel | 1966-05-13 | 1979-09-15 | Galvanized Steel
BROWN TRANSPORT CORP/HILL SERVIC | 1057 RIDGE AVE SE | ATLANTA | Fulton | 600320 | 6 | [5 empty] | Removed from Ground | Gas (Historical Use) | 8000 | Bare Steel | 1986-04-02 | 1899-12-31 | Unknown
PIONEER PLASTICS | 915 GLENWOOD AVE SE | ATLANTA | Fulton | 600239 | 1 | [5 empty] | Removed from Ground | Gas (Historical Use) | 1000 | Bare Steel | 1966-04-05 | 1998-03-01 | Unknown
WILLIAMS BROS/CONCRETE PLANT #2 | 885 GLENWOOD AVE SE | ATLANTA | Fulton | 600158 | 1 | [5 empty] | Removed from Ground | Diesel | 10000 | Bare Steel | 1966-03-12 | 1993-11-01 | Bare Steel
HIGHWAY BLDG | CAPITAL AVE ENTRANCE | ATLANTA | Fulton | 600834 | 1 | [5 empty] | Removed from Ground | Diesel | 10000 | Bare Steel | 1954-04-04 | 2010-05-20 | Galvanized Steel
GA BLDG AUTHORITY PARKING FACILITY | 204 JESSE HILL JR DRIVE | ATLANTA | Fulton | 601387 | 2 | Ball Float | 1994-10-01 |  | 1994-10-01 |  | Removed from Ground | Gas (Historical Use) | 10000 | Fiberglass | 1987-01-01 | 2006-07-30 | Fiberglass Reinforced Plastic | Pressurized
NORTHEAST CREEK PUMPING STATION | END OF NESBIT FERRY RD ON THE | ATLANTA | Fulton | 601115 | 1 | [5 empty] | Removed from Ground | Diesel | 500 | Bare Steel | 1976-05-01 | 1899-12-31 | Bare Steel | Safe Suction (Euro)
GOLDEN CRESCENT INC | 8295 ROSWELL RD | ATLANTA | Fulton | 600925 | 2 |  | 1993-08-10 |  | 1993-08-10 |  | Removed from Ground | Gas (Historical Use) | 10000 | Fiberglass | 1972-01-03 | 1999-07-28 | Fiberglass Reinforced Plastic | Pressurized
QUIKTRIP #765 | 11700 HAYNES BRIDGE | ALPHARETTA | Fulton | 9060639 | 3 | Ball Float | 1996-05-15 | FALSE | 1996-05-15 | FALSE | Currently in Use | Premium | 12000 | Fiberglass | 1996-04-12 |  | Double-Walled Flex | Pressurized
CONSTRUCTION SITE - PARCEL 134 | 145 INTERNATIONAL BLVD | ATLANTA | Fulton | 9060441 | 1 |  |  | TRUE |  | TRUE | Removed from Ground | Used Oil | 125 | Marked Unknown | 1995-06-02 | 1995-06-02 | Unknown
JOHN T BENTON | 19 WEATHERBY ST SE | ATLANTA | Fulton | 600422 | 8 |  | 1988-11-03 |  | 1988-11-03 |  | Removed from Ground | Gas (Historical Use) | 10000 | Cathodically Protected Steel | 1988-11-03 | 2014-12-03 | Fiberglass Reinforced Plastic | Suction (American)
JOHN T BENTON | 19 WEATHERBY ST SE | ATLANTA | Fulton | 600422 | 6 | [5 empty] | Removed from Ground | Diesel | 5000 | Bare Steel | 1973-05-10 | 1899-12-31 | Galvanized Steel
HUNTCLIFF SUMMITT IL | 8592 ROSWELL RD | ATLANTA | Fulton | 601407 | 1 | Flapper Valve | 1998-11-01 | FALSE | 1998-11-01 | FALSE | Currently in Use | Diesel | 2000 | Galvanic (STIP-3) | 1987-11-04 |  | Flex
AT&T GAB 200 AL PRGARD | 300 N POINT PKWY GRE DATA CENTER | ALPHARETTA | Fulton | 600342 | 4 |  | 1991-01-01 |  | 1991-01-01 |  | Closed in Ground | Diesel | 20000 | Composite | 1985-05-05 | 2016-06-15 | Galvanized Steel | Safe Suction (Euro)
AT&T GAB 200 AL PRGARD | 300 N POINT PKWY GRE DATA CENTER | ALPHARETTA | Fulton | 600342 | 5 | Flapper Valve | 2016-03-20 | FALSE | 2016-03-20 | FALSE | Currently in Use | Diesel | 35000 | Fiberglass Double Walled | 2016-01-01 |  | Double-Walled Fiberglass | Pressurized
COCA-COLA PROPERTY (VACANT) | 518 MARIETTA ST | ATLANTA | Fulton | 9060247 | 4 | [5 empty] | Removed from Ground | Other | 8000 | Marked Unknown |  | 1899-12-31 | Unknown
COCA-COLA PROPERTY (VACANT) | 518 MARIETTA ST | ATLANTA | Fulton | 9060247 | 1 | [5 empty] | Removed from Ground | Other | 8000 | Marked Unknown |  | 1899-12-31 | Unknown
GSA INTER-AGENCY MOTOR POOL | 395 NELSON ST | ATLANTA | Fulton | 9060253 | 2 | [5 empty] | Removed from Ground | Gas (Historical Use) | 12000 | Bare Steel | 1979-06-01 | 1994-09-20 | Galvanized Steel | Safe Suction (Euro)
310 HAUSTUDIO | 310 PETERS ST | ATLANTA | Fulton | 9060813 | 3 |  |  | TRUE |  | TRUE | Closed in Ground | Used Oil | 550 | Bare Steel | 1999-12-01 | 1999-12-01 | Bare Steel | Gravity Fed
BOYD PROPERTIES LTD | 380 LUCKIE ST NW | ATLANTA | Fulton | 600462 | 3 | [5 empty] | Removed from Ground | Gas (Historical Use) | 1000 | Marked Unknown | 1987-01-01 | 1999-07-01 | Unknown
AAA 2317 INC | 2319 CHESHIRE BRIDGE RD NE | ATLANTA | Fulton | 600983 | 2 | Flapper Valve | 1994-11-01 | FALSE | 1994-11-01 | FALSE | Currently in Use | Plus | 5000 | Steel-Impressed Current | 1961-05-06 |  | Steel (Impressed Current) | Pressurized
OFFICE & WAREHOUSE BLDG/NO NAME | 764 MIAMI CIRCLE | ATLANTA | Fulton | 9060361 | 1 | [5 empty] | Removed from Ground | Gas (Historical Use) | 500 | Marked Unknown | 1994-06-16 | 1994-06-16 | Unknown
QUIKTRIP #744 | 761 SIDNEY MARCUS BLVD | ATLANTA | Fulton | 9060292 | 2 | Ball Float | 1993-03-01 | FALSE | 1993-03-01 | FALSE | Currently in Use | Regular | 12000 | Fiberglass | 1993-03-09 |  | Fiberglass Reinforced Plastic | Pressurized
COCA-COLA ENTERPRISES | 5300 BUFFINGTON RD | ATLANTA | Fulton | 9060057 | 1 | [5 empty] | Removed from Ground | Diesel | 12000 | Double Walled | 1989-01-01 | 1993-03-09 | Galvanized Steel | Suction (American)
FIRE STATION #1 | 5165 WELCOME ALL RD | ATLANTA | Fulton | 600912 | 2 | [5 empty] | Removed from Ground | Diesel | 500 | Bare Steel | 1979-04-03 | 1998-01-21 | Galvanized Steel
2 RAYS MART CITGO | 3820 STONEWALL TELL RD | ATLANTA | Fulton | 600151 | 3 |  | 1997-02-20 | FALSE | 1997-02-20 | FALSE | Temporarily out of use | Diesel | 2000 | Steel-Impressed Current | 1969-03-14 |  | Double-Walled Fiberglass | Pressurized
BUILDER SUPPORT SERVICE INC | 4895 OLD NATIONAL HWY | COLLEGE PARK | Fulton | 600505 | 2 |  | 1998-12-08 |  | 1990-09-24 |  | Removed from Ground | Diesel | 10000 | Cathodically Protected Steel | 1990-09-24 | 2015-02-07 | Galvanized Steel | Safe Suction (Euro)
VILLAGE STORE | 5275 OLD NATIONAL HWY | COLLEGE PARK | Fulton | 601230 | 5 | Flapper Valve | 1996-06-10 | FALSE | 1996-06-10 | FALSE | Currently in Use | Premium | 8000 | Epoxy | 1996-06-10 |  | Double-Walled Fiberglass | Pressurized
VILLAGE STORE | 5275 OLD NATIONAL HWY | COLLEGE PARK | Fulton | 601230 | 4 | Flapper Valve | 1996-06-10 | FALSE | 1996-06-10 | FALSE | Currently in Use | Regular | 12000 | Epoxy | 1996-06-10 |  | Double-Walled Fiberglass | Pressurized
BOBBY FOOD MART | 5110 OLD NATIONAL HWY | COLLEGE PARK | Fulton | 601020 | 2 |  |  | FALSE |  | FALSE | Removed from Ground | Gas (Historical Use) | 5000 |  | 1970-04-27 | 1899-12-31 | Galvanized Steel | Pressurized
CIRCLE M FOOD SHOP #53 | 6103 OLD NATIONAL HWY | COLLEGE PARK | Fulton | 601084 | 3 |  | 1977-04-25 | FALSE | 1977-04-25 | FALSE | Permanently Out of Use - historical purposes | Gas (Historical Use) | 8000 | Steel-Impressed Current | 1977-04-25 | 1899-12-31 | Galvanized Steel | Pressurized
CHEVRON | 3537 MAIN ST | COLLEGE PARK | Fulton | 9060222 | 1 | Ball Float | 1987-08-01 | FALSE | 1987-08-01 | FALSE | Currently in Use | Premium | 10000 | Fiberglass | 1987-08-01 |  | Double-Walled Fiberglass | Pressurized
GA EMERGENCY MGMT AGENCY | 935 EAST CONFEDERATE AVE SE | ATLANTA | Fulton | 9060388 | 1 | [5 empty] | Removed from Ground | Other | 12000 | Bare Steel | 1974-06-01 | 1997-10-03 | Unknown | Gravity Fed
ATLANTA DAIRY LLC | 777 MEMORIAL DR | ATLANTA | Fulton | 9060030 | 5 | [5 empty] | Removed from Ground | Gas (Historical Use) | 500 | Bare Steel | 1990-09-21 | 1990-09-21 | Bare Steel
ATLANTA DAIRY LLC | 777 MEMORIAL DR | ATLANTA | Fulton | 9060030 | 4 |  |  | TRUE |  | TRUE | Removed from Ground | Used Oil | 500 | Bare Steel | 1990-05-14 | 1990-05-14 | Bare Steel
FEDERAL EXPRESS | 3400 INTERLOOP RD | HAPEVILLE | Fulton | 9060270 | 2 | [5 empty] | Removed from Ground | Gas (Historical Use) | 10000 | Bare Steel | 1982-01-01 | 1999-10-26 | Bare Steel | Suction (American)
LOCKHEED/NORTH CARGO TANK FARM | 1625 FUEL FARM RD | HAPEVILLE | Fulton | 600168 | RECLAIM | [5 empty] | Permanently Out of Use - historical purposes | Kerosene | 550 | Bare Steel | 1975-08-26 | 1899-12-31 | Bare Steel | Safe Suction (Euro)
GOLDEN CRESCENT INC | 8295 ROSWELL RD | ATLANTA | Fulton | 600925 | 4 |  |  | TRUE |  | TRUE | Removed from Ground | Used Oil | 1000 | Fiberglass | 1985-01-03 | 1999-06-25 | Galvanized Steel | Gravity Fed
Former Gas Station | 1090 Northside Dr NW | ATLANTA | Fulton | 10002126 | 2 |  |  | FALSE |  | FALSE | Removed from Ground | Gas (Historical Use) | 0 | Bare Steel | 1981-01-01 | 1981-01-01
VULCAN/RED OAK QUARRY | 5414 BUFFINGTON RD | ATLANTA | Fulton | 9060211 | 025-05 | [5 empty] | Removed from Ground | Other | 1500 | Cathodically Protected Steel | 1986-09-01 | 1992-10-14 | Galvanized Steel | Safe Suction (Euro)
VULCAN/RED OAK QUARRY | 5414 BUFFINGTON RD | ATLANTA | Fulton | 9060211 | 025-03 | [5 empty] | Removed from Ground | Other | 1500 | Cathodically Protected Steel | 1986-09-01 | 1992-10-14 | Galvanized Steel | Safe Suction (Euro)
CIRCLE K 8467/7-ELEVEN STORE 155 | 6100 OLD NATIONAL HWY | ATLANTA | Fulton | 9000125 | 3 | [5 empty] | Removed from Ground | Gas (Historical Use) | 12000 | Fiberglass | 1976-02-03 | 1993-08-04 | Fiberglass Reinforced Plastic | Pressurized
GA FC-SOUTH FULTON CO UNIT | 5590 STONEWALL TELL RD | COLLEGE PARK | Fulton | 600556 | 248279 |  | 1992-06-02 |  | 1992-06-02 |  | Removed from Ground | Gas (Historical Use) | 1000 | Cathodically Protected Steel | 1992-06-02 | 1996-09-17 | Cathodically Protected | Safe Suction (Euro)
GEC GEORGIA LLC #523 | 5015 OLD NATIONAL HWY | COLLEGE PARK | Fulton | 600647 | 2 | [5 empty] | Removed from Ground | Gas (Historical Use) | 12000 | Fiberglass | 1979-04-13 | 2005-11-17 | Fiberglass Reinforced Plastic | Pressurized
ALLIED PRODUCT CO | 2214 WEST POINT AVE | COLLEGE PARK | Fulton | 600649 | 3 | [5 empty] | Removed from Ground | Diesel | 5000 | Bare Steel | 1971-04-21 | 1985-01-01 | Unknown
THE MARTIN BROWER CO | 4685 WELCOME ALL RD | COLLEGE PARK | Fulton | 600631 | 2 | [5 empty] | Removed from Ground | Diesel | 10000 | Bare Steel | 1980-04-12 | 1899-12-31 | Bare Steel
WILSON CAR CARE | 5690 OLD NATIONAL HWY | COLLEGE PARK | Fulton | 600814 | 7 |  | 1988-01-01 |  | 1988-01-01 |  | Currently in Use | Gas (Historical Use) | 10000 | Fiberglass | 1988-01-01 |  | Fiberglass Reinforced Plastic | Pressurized
RED OAK AMOCO GAS STATION | 3369 ROOSEVELT HWY | ATLANTA | Fulton | 9060205 | 2 | [5 empty] | Removed from Ground | Gas (Historical Use) | 6000 | Bare Steel | 1985-01-01 | 1899-12-31 | Galvanized Steel
ATLANTA AUTO AUCTION | 4900 BUFFINGTON RD | ATLANTA | Fulton | 600494 | 1 | [5 empty] | Removed from Ground | Gas (Historical Use) | 2000 | Bare Steel | 1983-04-23 | 1993-12-09 | Galvanized Steel
BAY VALLEY FOODS LLC ATLANTA | 1000 NATURALLY FRESH BLVD | ATLANTA | Fulton | 600004 | 3 |  |  | TRUE |  | TRUE | Removed from Ground | Used Oil | 1 | Bare Steel | 1983-04-23 | 2012-09-05 | Galvanized Steel | Gravity Fed
WELLCOM TEXACO | 4165 ROOSEVELT HWY | COLLEGE PARK | Fulton | 9000122 | 4A | Ball Float | 2007-06-28 | FALSE | 2007-06-28 | FALSE | Currently in Use | Premium | 10000 | Composite | 2007-06-28 |  | Fiberglass Reinforced Plastic | Pressurized
WILSON CAR CARE | 5690 OLD NATIONAL HWY | COLLEGE PARK | Fulton | 600814 | 1 | [5 empty] | Removed from Ground | Gas (Historical Use) | 10000 | Bare Steel | 1972-05-05 | 1899-12-31 | Galvanized Steel
TEXACO | 5110 RIVERDALE RD | COLLEGE PARK | Fulton | 600891 | 4 |  | 1994-01-01 |  | 1991-01-01 |  | Removed from Ground | Diesel | 10000 | Fiberglass | 1982-04-30 | 2003-07-18 | Fiberglass Reinforced Plastic | Pressurized
EASTERN FOODS (OUT OF SERVICE) | 2462 WEST POINT RD | COLLEGE PARK | Fulton | 600006 | 2 | [5 empty] | Removed from Ground | Gas (Historical Use) | 4000 | Bare Steel |  | 1899-12-31 | Unknown
GOODE BROTHERS POULTRY CO INC | 5550 MALLORY RD | COLLEGE PARK | Fulton | 600182 | 1 | [5 empty] | Removed from Ground | Diesel | 8000 | Bare Steel | 1982-05-09 | 1994-09-15 | Galvanized Steel | Safe Suction (Euro)
ATLANTA COCA-COLA BTLG CO | 4755 EDISON DR | COLLEGE PARK | Fulton | 601192 | 1 | [5 empty] | Removed from Ground | Diesel | 10000 | Bare Steel | 1973-04-24 | 1991-08-01 | Galvanized Steel
JAMESTOWN TEXACO | 2525 RIVERDALE RD | COLLEGE PARK | Fulton | 9000716 | 5 |  |  | TRUE |  | TRUE | Removed from Ground | Empty | 550 | Bare Steel | 1963-05-14 | 1990-06-12 | Galvanized Steel
JAMESTOWN TEXACO | 2525 RIVERDALE RD | COLLEGE PARK | Fulton | 9000716 | 4 | [5 empty] | Removed from Ground | Empty | 4000 | Bare Steel | 1963-05-14 | 1990-06-12 | Galvanized Steel
EXPRESS OIL CHANGE | 5083 OLD NATIONAL HWY | COLLEGE PARK | Fulton | 601285 | 4 |  |  | TRUE | 1993-10-07 | TRUE | Closed in Ground | Used Oil | 560 | Bare Steel | 1985-05-08 | 2001-01-01 | Galvanized Steel | Gravity Fed
PLASTER SHELL & FOOD | 496 PLASTER AVE | ATLANTA | Fulton | 9000379 | 6 |  |  | TRUE |  | TRUE | Removed from Ground | Used Oil | 500 | Bare Steel | 1964-04-28 | 1989-07-18 | Galvanized Steel
AUTOMETRICS AUTO SERVICE | 1842 PIEDMONT AVE NE | ATLANTA | Fulton | 600848 | 2 | [5 empty] | Removed from Ground | Gas (Historical Use) | 10000 | Bare Steel | 1976-03-09 | 1999-11-19 | Galvanized Steel
GA STATE HIGHWAY PATROL | 959 EAST CONFEDERATE AVE SE | ATLANTA | Fulton | 600414 | 1 | [5 empty] | Removed from Ground | Gas (Historical Use) | 10000 | Bare Steel | 1976-05-10 | 1997-08-29 | Unknown
MARTA GEORGIA AVE FACILITY | 455 GA AVE SW | ATLANTA | Fulton | 600755 | 2 | [5 empty] | Removed from Ground | Gas (Historical Use) | 12000 | Bare Steel | 1980-05-07 | 2000-03-01 | Bare Steel | Pressurized
GA BLDG AUTHORITY PARKING FACILITY | 204 JESSE HILL JR DRIVE | ATLANTA | Fulton | 601387 | 3 | Ball Float | 1994-10-01 |  | 1994-10-01 |  | Removed from Ground | Diesel | 2500 | Fiberglass | 1987-01-01 | 2008-08-27 | Fiberglass Reinforced Plastic | Pressurized
GOLDEN CRESCENT INC | 8295 ROSWELL RD | ATLANTA | Fulton | 600925 | 3 |  | 1993-08-10 |  | 1993-08-10 |  | Removed from Ground | Gas (Historical Use) | 10000 | Fiberglass | 1972-01-03 | 1999-07-28 | Fiberglass Reinforced Plastic | Pressurized
DUNWOODY PLACE/PUBLIX SHOPPING C | 8725 ROSWELL RD | ATLANTA | Fulton | 9060669 | 1 | [5 empty] | Removed from Ground | Diesel | 200 | Not Marked/Unknown | 1996-10-01 | 1996-10-01 | Not Marked
AT&T GAB 200 AL PRGARD | 300 N POINT PKWY GRE DATA CENTER | ALPHARETTA | Fulton | 600342 | 1 |  | 1991-01-01 |  | 1991-01-01 |  | Closed in Ground | Diesel | 20000 | Composite | 1985-05-05 | 2016-06-15 | Galvanized Steel | Safe Suction (Euro)
AMERICAN LAUNDRY (FORMER) | 256 WALKER ST | ATLANTA | Fulton | 9060276 | 7 | [5 empty] | Removed from Ground | Diesel | 0 | Not Marked/Unknown | 1993-03-05 | 1993-03-05 | Not Marked
AMERICAN LAUNDRY (FORMER) | 256 WALKER ST | ATLANTA | Fulton | 9060276 | 4 | [5 empty] | Removed from Ground | Kerosene | 300 | Marked Unknown | 1993-03-05 | 1993-03-05 | Unknown
AMERICAN LAUNDRY (FORMER) | 256 WALKER ST | ATLANTA | Fulton | 9060276 | 5 | [5 empty] | Removed from Ground | Kerosene | 300 | Marked Unknown | 1993-03-05 | 1993-03-05 | Unknown
CENTINIAL OLYMPIC PARK | 209 WALTON ST | ATLANTA | Fulton | 9060429 | 1 | [5 empty] | Removed from Ground | Other | 1000 | Not Marked/Unknown | 1995-04-25 | 1995-04-25 | Unknown
NORTHSIDE FOOD MART | 74 NORTHSIDE DR | ATLANTA | Fulton | 10001494 | 2 | Ball Float | 2007-11-01 | FALSE | 2007-11-01 | FALSE | Currently in Use | Premium | 5000 | Composite Double Walled | 2008-03-04 |  | Fiberglass Reinforced Plastic | Pressurized
KERR-MCGEE #6003 | 2125 PIEDMONT RD NE | ATLANTA | Fulton | 600795 | 1 | [5 empty] | Permanently Out of Use - historical purposes | Gas (Historical Use) | 9000 | Bare Steel | 1966-03-08 | 1899-12-31 | Galvanized Steel
FLEET TRANSPORT CO | 340 ARMOUR DR NE | ATLANTA | Fulton | 600184 | 1 | [5 empty] | Removed from Ground | Gas (Historical Use) | 6500 | Bare Steel |  | 1899-12-31 | Unknown | Suction (American)
FEDERAL EXPRESS | 2441 CHESHIRE BRIDGE RD NE | ATLANTA | Fulton | 600287 | 2 |  |  | TRUE |  | TRUE | Removed from Ground | Used Oil | 500 | Fiberglass | 1985-05-07 | 1994-01-01 | Fiberglass Reinforced Plastic
CROWN CORK & SEAL INC | 125 OTTLEY DR | ATLANTA | Fulton | 600255 | 6 | [5 empty] | Removed from Ground | Diesel | 10000 | Bare Steel | 1979-04-16 | 1994-06-02 | Bare Steel
TWO MINIT CAR WASH INC | 1836 PIEDMONT AVE NE | ATLANTA | Fulton | 601286 | 2 |  | 1990-07-16 |  | 1990-07-16 |  | Temporarily out of use | Gas (Historical Use) | 4000 | Epoxy | 1966-05-13 |  | Fiberglass Reinforced Plastic | Pressurized
PIEDMONT QUICKMART LLC | 1856 PIEDMONT AVE NE | ATLANTA | Fulton | 601083; ASID: 1761 | 6 | Flapper Valve | 1991-04-05 | FALSE | 1991-04-05 | FALSE | Currently in Use | Premium | 10000 | STIP-3/Impressed Current | 1991-04-05 |  | Steel (Impressed Current) | Pressurized
BUCKHEAD CHEVRON | 639 MOROSGO DR NE | ATLANTA | Fulton | 601008 | 5 | Ball Float | 1993-05-25 | FALSE | 1993-05-25 | FALSE | Currently in Use | Regular | 9763 | Fiberglass | 1987-07-01 |  | Double-Walled Fiberglass | Pressurized
VALERO | 2448 CHESHIRE BRG RD NE | ATLANTA | Fulton | 9060064 | 3 | Ball Float | 1994-01-06 | FALSE | 1994-01-06 | FALSE | Currently in Use | Premium | 10000 | Galvanic (STIP-3) | 1989-08-10 |  | Fiberglass Reinforced Plastic | Pressurized
CHILDRENS HEALTHCARE OF ATLANTA AT SCOTTISH RITE | 1001 JOHNSON FERRY RD | ATLANTA | Fulton | 10001466 | 2 | Flapper Valve | 2016-08-29 | FALSE |  | FALSE | Currently in Use | Diesel | 10000 | Fiberglass Double Walled | 2016-08-29 |  | Double-Walled Fiberglass | Pressurized
VULCAN/RED OAK QUARRY | 5414 BUFFINGTON RD | ATLANTA | Fulton | 9060211 | 025-01 | [5 empty] | Removed from Ground | Gas (Historical Use) | 1000 | Bare Steel | 1962-05-07 | 1989-09-15 | Galvanized Steel | Safe Suction (Euro)
BAY VALLEY FOODS LLC ATLANTA | 1000 NATURALLY FRESH BLVD | ATLANTA | Fulton | 600004 | 2 | [5 empty] | Removed from Ground | Empty | 5100 | Bare Steel | 1983-04-23 | 1998-06-15 | Galvanized Steel | Suction (American)
TEXACO | 5110 RIVERDALE RD | COLLEGE PARK | Fulton | 600891 | 2 |  | 1994-01-01 |  | 1991-01-01 |  | Removed from Ground | Gas (Historical Use) | 10000 | Fiberglass | 1982-04-30 | 2003-07-24 | Fiberglass Reinforced Plastic | Pressurized
FULTON COUNTY BD OF ED | 4415 E WICKERSHAM DR | COLLEGE PARK | Fulton | 600253 | 1 |  | 1995-07-24 | FALSE | 1995-07-24 | FALSE | Currently in Use | Diesel | 8000 | Fiberglass Double Walled | 1995-06-26 |  | Fiberglass Reinforced Plastic | Pressurized
VULCAN/RED OAK QUARRY | 5414 BUFFINGTON RD | ATLANTA | Fulton | 9060211 | 025-04 | [5 empty] | Removed from Ground | Other | 1500 | Cathodically Protected Steel | 1986-09-01 | 1992-10-14 | Galvanized Steel | Safe Suction (Euro)
VULCAN/RED OAK QUARRY | 5414 BUFFINGTON RD | ATLANTA | Fulton | 9060211 | 025-02 | [5 empty] | Removed from Ground | Gas (Historical Use) | 1000 | Bare Steel | 1975-05-04 | 1989-09-15 | Galvanized Steel | Safe Suction (Euro)
BAY VALLEY FOODS LLC ATLANTA | 1000 NATURALLY FRESH BLVD | ATLANTA | Fulton | 600004 | 1 | [5 empty] | Removed from Ground | Diesel | 12000 | Bare Steel | 1983-04-23 | 1998-06-15 | Galvanized Steel | Suction (American)
ALLIED PRODUCT CO | 2214 WEST POINT AVE | COLLEGE PARK | Fulton | 600649 | 4 | [5 empty] | Removed from Ground | Diesel | 1000 | Bare Steel | 1971-04-21 | 1985-01-01 | Unknown
THE MARTIN BROWER CO | 4685 WELCOME ALL RD | COLLEGE PARK | Fulton | 600631 | 1 | [5 empty] | Removed from Ground | Diesel | 10000 | Bare Steel | 1980-04-12 | 1899-12-31 | Bare Steel
WILSON CAR CARE | 5690 OLD NATIONAL HWY | COLLEGE PARK | Fulton | 600814 | 3 | [5 empty] | Removed from Ground | Gas (Historical Use) | 10000 | Bare Steel | 1972-05-05 | 1899-12-31 | Galvanized Steel
2 RAYS MART CITGO | 3820 STONEWALL TELL RD | ATLANTA | Fulton | 600151 | 1 | Flapper Valve | 1997-02-20 | FALSE | 1997-02-20 | FALSE | Currently in Use | Premium | 6000 | Steel-Impressed Current | 1969-03-14 |  | Double-Walled Fiberglass | Pressurized
MCCLURE BROS INC | 4250 STACKS RD | COLLEGE PARK | Fulton | 600118 | 3 | [5 empty] | Removed from Ground | Gas (Historical Use) | 1000 | Bare Steel | 1971-01-03 | 1993-05-10 | Galvanized Steel
V CITADEL INC | 2380 GODBY RD | COLLEGE PARK | Fulton | 600468 | 1 | Overfill Alarm | 1998-12-20 | FALSE | 1998-12-20 | FALSE | Currently in Use | Diesel | 10000 | Galvanic (STIP-3) | 1981-09-15 |  | Steel (Impressed Current) | Suction (American)
FULTON COUNTY BD OF ED | 4415 E WICKERSHAM DR | COLLEGE PARK | Fulton | 600253 | 2 |  | 1995-07-24 | FALSE | 1995-07-24 | FALSE | Currently in Use | Regular | 6000 | Fiberglass Double Walled | 1995-06-26 |  | Fiberglass Reinforced Plastic | Safe Suction (Euro)
Sullivan 2511 (SEARS COLLEGE PARK SERVICE CTR) | 2511 Sullivan Road | COLLEGE PARK | Fulton | 600279 | 1 | [5 empty] | Removed from Ground | Gas (Historical Use) | 10000 | Bare Steel | 1974-05-10 | 1993-11-17 | Galvanized Steel
JAMESTOWN TEXACO | 2525 RIVERDALE RD | COLLEGE PARK | Fulton | 9000716 | 2 | [5 empty] | Removed from Ground | Empty | 4000 | Bare Steel | 1963-05-14 | 1990-06-12 | Galvanized Steel
Roswell Chevron | 4341 ROSWELL RD | ATLANTA | Fulton | 600954 | 3 | Flapper Valve | 1994-12-28 | FALSE | 1994-12-28 | FALSE | Currently in Use | Regular | 12000 | Steel-Impressed Current | 1976-04-25 |  | Steel (Impressed Current) | Pressurized
BST/F5458/ATLNGADP | 242 WEST WIEUCA RD | ATLANTA | Fulton | 601044 | 1 | [5 empty] | Removed from Ground | Gas (Historical Use) | 12000 | Bare Steel | 1975-01-04 | 1990-10-15 | Unknown
CHARLES ALLEN SHELL | 4499 ROSWELL RD | ATLANTA | Fulton | 600820 | 2 |  | 1991-03-01 | FALSE | 1991-03-01 | FALSE | Currently in Use | Regular | 10000 | Fiberglass | 1983-05-03 |  | Fiberglass Reinforced Plastic | Pressurized
Shoppe At Buckhead Foods LLC | 3669 POWERS FERRY RD | ATLANTA | Fulton | 9000362 | 5 | [5 empty] | Removed from Ground | Gas (Historical Use) | 6000 | Bare Steel | 1974-04-08 | 1989-09-07 | Bare Steel
ATLANTA PUBLIC SCHOOL- FACILITIES SERVICE | 1631 LA FRANCE ST | ATLANTA | Fulton | 9060525 | 1 | Flapper Valve | 1988-07-01 | FALSE | 1988-07-01 | FALSE | Currently in Use | Gas (Historical Use) | 15000 | Fiberglass | 1988-07-01 |  | Fiberglass Reinforced Plastic | Pressurized
SOUTHEAST RECYCLING | 565 WESTERN AVE | ATLANTA | Fulton | 600602 | C | [5 empty] | Currently in Use | Diesel | 3000 | Fiberglass | 1982-03-18 |  | Galvanized Steel
MOZLEY PARK FOOD MART | 1720 MLK JR DR SW | ATLANTA | Fulton | 9060124 | 5 |  | 1999-02-11 |  | 1999-02-11 |  | Removed from Ground | Gas (Historical Use) | 4000 | Steel-Impressed Current | 1970-01-01 | 2002-06-14 | Cathodically Protected
MOZLEY PARK FOOD MART | 1720 MLK JR DR SW | ATLANTA | Fulton | 9060124 | 4 |  | 1999-02-11 |  | 1999-02-11 |  | Removed from Ground | Gas (Historical Use) | 4000 | Steel-Impressed Current | 1970-01-01 | 2002-06-14 | Cathodically Protected
PHIPPS PLAZA | 3500 PEACHTREE RD NE | ATLANTA | Fulton | 9060737 | 1 | [5 empty] | Removed from Ground | Gas (Historical Use) | 550 | Not Marked/Unknown | 1998-09-07 | 1998-09-07 | Not Marked
FIRESTONE STORE #7H9 | 3369 LENOX RD NE | ATLANTA | Fulton | 600305 | 1 |  |  | TRUE |  | TRUE | Removed from Ground | Used Oil | 450 | Bare Steel | 1966-04-07 | 1993-06-15 | Bare Steel | Gravity Fed
AMOCO OIL CO #562 | 1200 ASHWOOD PARKWAY | ATLANTA | Fulton | 601061 | 1 | [5 empty] | Permanently Out of Use - historical purposes | Gas (Historical Use) | 3000 | Bare Steel | 1959-04-30 | 1899-12-31 | Galvanized Steel
RED OAK CONCRETE PLANT | 2685 SULLIVAN RD | COLLEGE PARK | Fulton | 600849 | 1 | [5 empty] | Removed from Ground | Diesel | 10000 | Bare Steel | 1969-03-11 | 1990-04-07 | Galvanized Steel
UNION CARBIDE CORP/LINDE DIV | 4570 EIDSON DR | COLLEGE PARK | Fulton | 600856 | 1 | [5 empty] | Removed from Ground | Gas (Historical Use) | 1000 | Bare Steel | 1971-03-14 | 1899-12-31 | Galvanized Steel
2 RAYS MART CITGO | 3820 STONEWALL TELL RD | ATLANTA | Fulton | 600151 | 2 | Flapper Valve | 1997-02-20 | FALSE | 1997-02-20 | FALSE | Currently in Use | Regular | 8000 | Steel-Impressed Current | 1969-03-14 |  | Double-Walled Fiberglass | Pressurized
VILLAGE STORE | 5275 OLD NATIONAL HWY | COLLEGE PARK | Fulton | 601230 | 3 | [5 empty] | Removed from Ground | Gas (Historical Use) | 15060 | Bare Steel | 1974-04-07 | 1993-10-06 | Galvanized Steel | Pressurized
PETROLEUM REALTY II LLC | 5022 OLD NATIONAL HWY | COLLEGE PARK | Fulton | 601300 | 3 | Flapper Valve | 1988-01-01 | FALSE | 1988-01-01 | FALSE | Currently in Use | Regular | 12000 | Steel-Impressed Current | 1980-05-09 |  | Fiberglass Reinforced Plastic | Pressurized
FULTON CTY | 1119 SHERIFF ROAD | COLLEGE PARK | Fulton | 601113 | 1 | [5 empty] | Removed from Ground | Diesel | 500 | Bare Steel | 1976-03-01 | 1998-04-09 | Bare Steel | Safe Suction (Euro)
CIRCLE M FOOD SHOP #53 | 6103 OLD NATIONAL HWY | COLLEGE PARK | Fulton | 601084 | 5 | Ball Float | 1998-03-05 | FALSE | 1998-03-05 | FALSE | Currently in Use | Regular | 10000 | Fiberglass Double Walled | 1998-02-22 |  | Double-Walled Flex | Pressurized
FORMER TIRE MOUNTAIN | 269 CHESTER AVENUE | ATLANTA | Fulton | 10001522 | 1 |  |  | FALSE |  | FALSE | Removed from Ground | Diesel | 1000 | Bare Steel | 2008-01-01 | 2008-01-01
AAA ALTERNATOR REBUILDERS INC | 806 FIELD ST SE | ATLANTA | Fulton | 600600 | 1 | [5 empty] | Removed from Ground | Gas (Historical Use) | 5000 | Bare Steel | 1959-01-01 | 1989-06-27 | Unknown
GA STATE HIGHWAY PATROL | 959 EAST CONFEDERATE AVE SE | ATLANTA | Fulton | 600414 | 3 |  |  | TRUE |  | TRUE | Removed from Ground | Used Oil | 1000 | Bare Steel | 1976-01-01 | 1997-08-29 | Unknown
MARTA GEORGIA AVE FACILITY | 455 GA AVE SW | ATLANTA | Fulton | 600755 | 1 | [5 empty] | Removed from Ground | Diesel | 3000 | Bare Steel | 1980-05-07 | 2000-03-01 | Bare Steel | Pressurized
HEALTH BUILDING LOADING DOCK | CAPITOL DR | ATLANTA | Fulton | 600837 | 1 | [5 empty] | Permanently Out of Use - historical purposes | Diesel | 10000 | Bare Steel | 1956-04-03 | 1899-12-31 | Bare Steel | Safe Suction (Euro)
LOCKHEED/NORTH CARGO TANK FARM | 1625 FUEL FARM RD | HAPEVILLE | Fulton | 600168 | 1 | [5 empty] | Removed from Ground | Gas (Historical Use) | 10000 | Bare Steel | 1975-08-26 | 1994-03-08 | Bare Steel | Pressurized
RBM OF ATLANTA | 7640 ROSWELL RD | ATLANTA | Fulton | 9060154 | J355537 | Flapper Valve | 1998-07-01 | FALSE | 1998-07-01 | FALSE | Currently in Use | New Oil | 1500 | Composite Double Walled | 1987-11-01 |  | Galvanized Steel | Suction (American)
AT&T GAB 200 AL PRGARD | 300 N POINT PKWY GRE DATA CENTER | ALPHARETTA | Fulton | 600342 | 3 |  | 1991-01-01 |  | 1991-01-01 |  | Closed in Ground | Diesel | 20000 | Composite | 1985-05-05 | 2016-06-15 | Galvanized Steel | Safe Suction (Euro)
SHELL ALPHARETTA ZS LAWRENCEVILLE | 3325 OLD MILTON PKWY | ALPHARETTA | Fulton | 9060706 | 2 | Flapper Valve | 1997-03-01 | FALSE | 1997-03-01 | FALSE | Currently in Use | Premium | 15000 | Fiberglass Double Walled | 1997-03-01 |  | Fiberglass Reinforced Plastic | Pressurized
COCA-COLA LEARNING CTR | 2 COCA-COLA PLAZA | ATLANTA | Fulton | 9060284 | 1 |  |  | TRUE |  | TRUE | Removed from Ground | Used Oil | 700 | Not Marked/Unknown | 1993-05-12 | 1993-05-12 | Not Marked
BLUE CIRCLE/ATLANTA BLOCK | 747 RALPH MCGILL BLVD NE | ATLANTA | Fulton | 9060149 | 1 |  | 1990-08-01 |  | 1990-08-01 |  | Removed from Ground | Diesel | 6000 | Not Marked/Unknown | 1970-01-01 | 2001-02-01 | Fiberglass Reinforced Plastic | Suction (American)
KROGER #672 | 800 GLENWOOD AVE | ATLANTA | Fulton | 10002567 | 2B | Overfill Alarm | 2016-04-28 | FALSE | 2016-04-28 | FALSE | Currently in Use | Diesel | 9000 | Fiberglass Double Walled | 2016-04-28 |  | Double-Walled Flex | Pressurized
Lakewood Food Mart | 1683 LAKEWOOD AVE | ATLANTA | Fulton | 9060830 | 1 | Ball Float | 2000-07-30 | FALSE | 2000-07-30 | FALSE | Currently in Use | Regular | 12000 | Fiberglass | 2000-07-30 |  | Fiberglass Reinforced Plastic | Pressurized
BST/CHESTER AVE SOC F1169\CENTRA | 248 CHESTER AVE SE | ATLANTA | Fulton | 601047 | 2 | [5 empty] | Removed from Ground | Diesel | 7500 | Bare Steel | 1992-02-07 | 1992-02-07 | Unknown | Suction (American)
FINA STATION #131-6694-709 | 506 MORELAND AVE SE | ATLANTA | Fulton | 601051 | 1 | [5 empty] | Removed from Ground | Gas (Historical Use) | 3000 | Bare Steel | 1958-04-30 | 2000-02-24 | Galvanized Steel
FINA STATION #131-6694-709 | 506 MORELAND AVE SE | ATLANTA | Fulton | 601051 | 4 | [5 empty] | Removed from Ground | Diesel | 3000 | Bare Steel | 1951-05-02 | 2000-02-24 | Galvanized Steel
OLD ATLANTA JAIL | CORNER OF PIEDMONT RD/DECATUR ST | ATLANTA | Fulton | 9060832 | 2 | [5 empty] | Removed from Ground | Empty | 0 | Bare Steel | 1999-02-01 | 1999-02-01 | Bare Steel
FEDERAL EXPRESS CORP - PDK | 710 MORGAN FALLS RD | ATLANTA | Fulton | 601406 | 2 |  |  | TRUE |  | TRUE | Removed from Ground | Used Oil | 550 | Cathodically Protected Steel | 1987-11-04 | 2000-05-08 | Galvanized Steel
FORMER GASOLINE SERVICE STATION | 222 WALKER ST | ATLANTA | Fulton | 10000702 | 1 |  |  | FALSE |  | FALSE | Removed from Ground | Gas (Historical Use) | 0 | Unknown | 1950-01-01 | 1978-01-01 | Unknown
ARTISTS SQUARE | 23 LARKIN STREET SW | ATLANTA | Fulton | 10002524 | 1 |  |  | FALSE |  | FALSE | Removed from Ground | Not Marked/Tank Removed | 12000 | Bare Steel | 2005-12-09 | 2005-12-09 | Unknown
GEORGIA DOME | ONE GEORGIA DOME DR NW | ATLANTA | Fulton | 9000280 | 1 |  | 1992-04-01 | FALSE | 1992-04-01 | FALSE | Removed from Ground | Diesel | 6000 | Fiberglass Double Walled | 1992-04-01 | 2018-02-19 | Double-Walled Fiberglass | Safe Suction (Euro)
TJ'S FOOD MART | 440 LUCKIE ST NW | ATLANTA | Fulton | 600827 | 2 | [5 empty] | Removed from Ground | Gas (Historical Use) | 3000 | Bare Steel | 1962-05-08 | 1991-10-01 | Galvanized Steel
UZHAIR INC DBA UZHAIR FOOD MART | 1285 SIMPSON RD NW | ATLANTA | Fulton | 600842 | 2 | [5 empty] | Removed from Ground | Gas (Historical Use) | 8000 | Bare Steel | 1968-03-31 | 2007-11-01 | Unknown | Safe Suction (Euro)
GA POWER-WEST METRO NETWORK UG | 271 MAPLE ST NW | ATLANTA | Fulton | 9000519 | D | [5 empty] | Removed from Ground | Diesel | 10000 | Composite | 1990-03-12 | 1993-03-17 | Fiberglass Reinforced Plastic | Pressurized
GA POWER-WEST METRO NETWORK UG | 271 MAPLE ST NW | ATLANTA | Fulton | 9000519 | 6 |  |  | TRUE |  | TRUE | Removed from Ground | Used Oil | 500 | Bare Steel | 1969-01-01 | 1990-08-06 | Bare Steel
IT'S ALL GOOD DETAIL SHOP | 1469 SIMPSON RD | ATLANTA | Fulton | 9060679 | 2 | [5 empty] | Removed from Ground | Gas (Historical Use) | 2000 | Bare Steel | 1997-06-23 | 1997-06-23 | Galvanized Steel
TUNE UP CLINIC/FORMER SVC STA | 906 EAST CLEVELAND AVE | ATLANTA | Fulton | 601219 | 452085 | [5 empty] | Removed from Ground | Empty | 8000 | Bare Steel | 1973-04-25 | 1899-12-31 | Bare Steel
SYLVAN STATION INC | 3040 LAKEWOOD AVENUE | ATLANTA | Fulton | 10001710 | 3 | Flapper Valve | 2017-06-19 | FALSE | 2017-06-19 | FALSE | Currently in Use | Regular | 12000 | Composite Double Walled | 2017-02-19 |  | Double-Walled Fiberglass | Pressurized
AMOCO OIL CO #562 | 1200 ASHWOOD PARKWAY | ATLANTA | Fulton | 601061 | 4 | [5 empty] | Permanently Out of Use - historical purposes | Gas (Historical Use) | 3000 | Bare Steel | 1958-04-30 | 1899-12-31 | Galvanized Steel
AMOCO OIL CO #562 | 1200 ASHWOOD PARKWAY | ATLANTA | Fulton | 601061 | 5 | [5 empty] | Permanently Out of Use - historical purposes | Gas (Historical Use) | 4000 | Bare Steel | 1970-04-27 | 1899-12-31 | Galvanized Steel
COCA-COLA ENTERPRISES | 8250 DUNWOODY PL NE | ATLANTA | Fulton | 601191 | 2A | [5 empty] | Removed from Ground | Diesel | 12000 | Fiberglass | 1989-01-01 | 1993-04-01 | Fiberglass Reinforced Plastic | Pressurized
COCA-COLA ENTERPRISES | 8250 DUNWOODY PL NE | ATLANTA | Fulton | 601191 | 2 | [5 empty] | Removed from Ground | Gas (Historical Use) | 10000 | Bare Steel | 1977-04-23 | 1993-04-01 | Galvanized Steel
TEXACO STATION (FORMER) | 8600 ROSWELL RD | ATLANTA | Fulton | 9060014 | 3 | [5 empty] | Removed from Ground | Other | 6000 | Marked Unknown | 1984-04-06 | 1984-04-06 | Unknown
VULCAN/RED OAK QUARRY | 5414 BUFFINGTON RD | ATLANTA | Fulton | 9060211 | 025-14 |  |  | TRUE |  | TRUE | Removed from Ground | Used Oil | 550 | Cathodically Protected Steel | 1986-09-01 | 1992-10-14 | Galvanized Steel | Safe Suction (Euro)
MARRIOTT AIRPORT HOTEL | 4711 BEST RD | COLLEGE PARK | Fulton | 600115 | 1 |  | 1997-06-01 |  | 1997-06-01 |  | Removed from Ground | Diesel | 10000 | Steel-Impressed Current | 1980-02-29 | 2009-07-21 | Steel (Impressed Current) | Safe Suction (Euro)
BUILDER SUPPORT SERVICE INC | 4895 OLD NATIONAL HWY | COLLEGE PARK | Fulton | 600505 | 3 | [5 empty] | Removed from Ground | Gas (Historical Use) | 1120 | Not Marked/Unknown |  | 1899-12-31 | Not Marked
FULTON COUNTY STONEWALL CORRECTION | 5601 STONEWALL TELL RD | COLLEGE PARK | Fulton | 600533 | 2 | Flapper Valve | 1998-11-01 | FALSE | 1998-11-01 | FALSE | Removed from Ground | Diesel | 10000 | Fiberglass | 1980-01-01 |  | Fiberglass Reinforced Plastic | Safe Suction (Euro)
GTE SYLVANIA LIGHTING SERVICES | 3070 ROOSEVELT HWY | COLLEGE PARK | Fulton | 600308 | 1 | [5 empty] | Removed from Ground | Gas (Historical Use) | 10000 | Bare Steel | 1978-04-13 | 1990-10-16 | Galvanized Steel
BETSILL AMOCO STATION | 2225 ROOSEVELT HWY | COLLEGE PARK | Fulton | 601277 | 3 | [5 empty] | Removed from Ground | Gas (Historical Use) | 1066 | Bare Steel | 1956-05-15 | 1987-05-10 | Galvanized Steel
PETROLEUM REALTY II LLC | 5022 OLD NATIONAL HWY | COLLEGE PARK | Fulton | 601300 | 1 | Flapper Valve | 1988-01-01 | FALSE | 1988-01-01 | FALSE | Currently in Use | Regular | 12000 | Steel-Impressed Current | 1980-05-09 |  | Fiberglass Reinforced Plastic | Pressurized
PETROLEUM REALTY II LLC | 5022 OLD NATIONAL HWY | COLLEGE PARK | Fulton | 601300 | 4 |  | 1988-01-01 | FALSE | 1988-01-01 | FALSE | Closed in Ground | Diesel | 12000 |  | 1980-05-09 | 1998-07-01 | Fiberglass Reinforced Plastic | Pressurized
BOBBY FOOD MART | 5110 OLD NATIONAL HWY | COLLEGE PARK | Fulton | 601020 | 6 | Ball Float | 2005-04-19 | FALSE | 2005-04-19 | FALSE | Currently in Use | Regular | 15000 | Composite | 2005-04-15 |  | Fiberglass Reinforced Plastic | Pressurized
QUIKTRIP #744 | 761 SIDNEY MARCUS BLVD | ATLANTA | Fulton | 9060292 | 1 | Ball Float | 1993-03-01 | FALSE | 1993-03-01 | FALSE | Currently in Use | Regular | 12000 | Fiberglass | 1993-03-09 |  | Fiberglass Reinforced Plastic | Pressurized
FULTON COUNTY MAINT CHESHIRE BRIDGE | 1965 CHESHIRE BRIDGE RD NE | ATLANTA | Fulton | 9060063 | 5UL | Flapper Valve | 1997-08-04 |  | 1997-08-04 |  | Removed from Ground | Gas (Historical Use) | 2500 | Fiberglass Double Walled | 1997-08-04 | 2016-09-19 | Fiberglass Reinforced Plastic | Safe Suction (Euro)
US POSTAL SERVICE | 97 LAKESHORE DR NE | ATLANTA | Fulton | 9060104 | 4 |  |  | TRUE |  | TRUE | Removed from Ground | Used Oil | 550 | Fiberglass | 1988-09-15 | 1996-06-01 | Fiberglass Reinforced Plastic
US POSTAL SERVICE | 97 LAKESHORE DR NE | ATLANTA | Fulton | 9060104 | 1 | [5 empty] | Removed from Ground | Gas (Historical Use) | 12000 | Fiberglass | 1988-09-15 | 1996-06-01 | Galvanized Steel
Former Gas Station | 1090 Northside Dr NW | ATLANTA | Fulton | 10002126 | 1 |  |  | FALSE |  | FALSE | Removed from Ground | Gas (Historical Use) | 0 | Bare Steel | 1981-01-01 | 1981-01-01
AZURE ON THE PARK | 11 TH STREET & PIEDMONT AVENUE | ATLANTA | Fulton | 10002498 | 1 |  |  | FALSE |  | FALSE | Removed from Ground | Diesel | 500 | Bare Steel | 2015-10-21 | 2015-10-21
CITY OF ATLANTA/WATER DEPT/STONE | 5675 MASON RD | ATLANTA | Fulton | 9060489 | 1 | Flapper Valve | 1994-07-01 | FALSE | 1994-07-01 | FALSE | Currently in Use | Diesel | 3000 | Fiberglass | 1994-07-01 |  | Fiberglass Reinforced Plastic | Safe Suction (Euro)
WELLCOM TEXACO | 4165 ROOSEVELT HWY | COLLEGE PARK | Fulton | 9000122 | 2 | [5 empty] | Removed from Ground | Gas (Historical Use) | 8000 | Bare Steel | 1983-05-14 | 1899-12-31 | Galvanized Steel
GEC GEORGIA LLC #523 | 5015 OLD NATIONAL HWY | COLLEGE PARK | Fulton | 600647 | 3 | [5 empty] | Removed from Ground | Gas (Historical Use) | 12000 | Fiberglass | 1979-04-13 | 2005-11-17 | Fiberglass Reinforced Plastic | Pressurized
RED OAK CONCRETE PLANT | 2685 SULLIVAN RD | COLLEGE PARK | Fulton | 600849 | 3 | Flapper Valve | 2001-11-02 | FALSE | 2001-11-02 | FALSE | Closed in Ground | Diesel | 12000 | Composite | 2001-11-01 |  | Double-Walled Flex | Safe Suction (Euro)
2 RAYS MART CITGO | 3820 STONEWALL TELL RD | ATLANTA | Fulton | 600151 | 4 |  | 1997-02-20 | FALSE | 1997-02-20 | FALSE | Temporarily out of use | Diesel | 1000 | Steel-Impressed Current | 1969-03-14 |  | Double-Walled Fiberglass | Pressurized
STOP N SHOP #61 | 3293 NORTH MAIN ST | COLLEGE PARK | Fulton | 601100 | 3 | Ball Float | 1997-05-01 | FALSE | 1997-05-01 | FALSE | Currently in Use | Diesel | 8000 | Steel-Impressed Current | 1982-05-02 |  | Steel (Impressed Current) | Safe Suction (Euro)
MACK TRUCKS INC | 780 MEMORIAL DR SE | ATLANTA | Fulton | 600238 | 1 |  |  | TRUE |  | TRUE | Removed from Ground | Used Oil | 560 | Bare Steel | 1951-05-10 | 1990-04-06 | Galvanized Steel
JOHN T BENTON | 19 WEATHERBY ST SE | ATLANTA | Fulton | 600422 | 1 | [5 empty] | Removed from Ground | Diesel | 1000 | Bare Steel | 1958-05-14 | 1899-12-31 | Galvanized Steel
JOHN T BENTON | 19 WEATHERBY ST SE | ATLANTA | Fulton | 600422 | 7 |  | 1988-11-03 |  | 1988-11-03 |  | Removed from Ground | Diesel | 10000 | Cathodically Protected Steel | 1988-11-03 | 2013-12-04 | Fiberglass Reinforced Plastic | Suction (American)
CAPITOL HILL MOTOR POOL | 214 CAPITOL AVE | ATLANTA | Fulton | 600415 | 3 | [5 empty] | Removed from Ground | Gas (Historical Use) | 4000 | Bare Steel | 1956-05-15 | 1994-01-01 | Unknown
FOOD MART CITGO | 8779 DUNWOODY PL | ATLANTA | Fulton | 601158 | 1 | Ball Float | 1994-10-19 | FALSE | 1994-10-19 | FALSE | Currently in Use | Regular | 9816 | Fiberglass | 1981-07-01 |  | Fiberglass Reinforced Plastic | Pressurized
GOLDEN CRESCENT INC | 8295 ROSWELL RD | ATLANTA | Fulton | 600925 | 1 |  | 1993-08-10 |  | 1993-08-10 |  | Removed from Ground | Gas (Historical Use) | 10000 | Fiberglass | 1972-01-03 | 1999-07-28 | Fiberglass Reinforced Plastic | Pressurized
FUL-BRO ENGINEERING INC | 2105 CLAY DR | ATLANTA | Fulton | 4440421 | 1 | [5 empty] | Removed from Ground | Gas (Historical Use) | 1000 | Bare Steel | 1976-05-02 | 1988-04-10 | Galvanized Steel
AMERICAN LAUNDRY (FORMER) | 256 WALKER ST | ATLANTA | Fulton | 9060276 | 1 | [5 empty] | Removed from Ground | Gas (Historical Use) | 8000 | Marked Unknown | 1993-03-05 | 1993-03-05 | Unknown
CENTINIAL OLYMPIC PARK | 285 THURMOND ST/PARCEL 154 | ATLANTA | Fulton | 9060428 | 2 | [5 empty] | Closed in Ground | Gas (Historical Use) | 3000 | Not Marked/Unknown |  | 1899-12-31 | Unknown
ARTISTS SQUARE | 23 LARKIN STREET SW | ATLANTA | Fulton | 10002524 | 2 |  |  | FALSE |  | FALSE | Removed from Ground | Not Marked/Tank Removed | 12000 | Bare Steel | 2005-12-09 | 2005-12-09 | Unknown
ATLANTA FIRE STATION #1 | 71 ELLIOTT ST SW | ATLANTA | Fulton | 600363 | 2 | Flapper Valve | 1998-11-01 | FALSE | 1993-01-15 | FALSE | Currently in Use | Diesel | 1000 | Galvanic (STIP-3) | 1993-01-15 |  | Galvanized Steel | Safe Suction (Euro)
U-HAUL #77653 | 300 PETERS ST SW | ATLANTA | Fulton | 600404 | 1 | [5 empty] | Removed from Ground | Diesel | 10000 | Bare Steel | 1977-05-10 | 1998-12-15 | Unknown | Suction (American)
WILSON CAR CARE | 5690 OLD NATIONAL HWY | COLLEGE PARK | Fulton | 600814 | 8 |  | 2006-12-15 | TRUE | 2006-12-15 | TRUE | Temporarily out of use | Used Oil | 1000 | Fiberglass | 1988-01-01 |  | Fiberglass Reinforced Plastic
FULTON COUNTY SOUTH COUNTY ANNEX | 5600 STONEWALL TELL RD | COLLEGE PARK | Fulton | 600316 | 1 | [5 empty] | Removed from Ground | Gas (Historical Use) | 12500 | Bare Steel | 1974-05-11 | 1994-12-01 | Unknown
VILLAGE STORE | 5275 OLD NATIONAL HWY | COLLEGE PARK | Fulton | 601230 | 1 | [5 empty] | Removed from Ground | Gas (Historical Use) | 10270 | Bare Steel | 1978-04-06 | 1993-10-06 | Galvanized Steel | Pressurized
BJ'S QUIK STOP | 4220 STONEWALL TELL CP | COLLEGE PARK | Fulton | 601276 | 2 | [5 empty] | Removed from Ground | Gas (Historical Use) | 560 | Bare Steel | 1961-05-14 | 1988-12-20 | Galvanized Steel
QUIKTRIP #762 | 11912 JONES BRIDGE RD | ALPHARETTA | Fulton | 9060656 | 3 |  | 1997-01-23 |  | 1997-01-23 |  | Removed from Ground | Gas (Historical Use) | 12000 | Fiberglass | 1997-01-20 | 2003-03-19 | Double Walled | Pressurized
QUIKTRIP #782 | 11700 COTTON CREEK ENTRY | ALPHARETTA | Fulton | 9060703 | 3 |  | 1997-05-21 |  | 1997-05-21 |  | Removed from Ground | Gas (Historical Use) | 12000 | Fiberglass Double Walled | 1997-05-13 | 2014-05-06 | Double Walled | Pressurized
COUNTRY CLUB OF THE SOUTH | 9365 BARNWELL RD | ALPHARETTA | Fulton | 9060350 | 3 | [5 empty] | Removed from Ground | Diesel | 552 | Epoxy | 1986-12-01 | 1998-10-01 | Galvanized Steel | Suction (American)
ARTISTS SQUARE | 23 LARKIN STREET SW | ATLANTA | Fulton | 10002524 | 3 |  |  | FALSE |  | FALSE | Removed from Ground | Not Marked/Tank Removed | 6000 | Bare Steel | 2007-03-14 | 2007-03-14 | Unknown
Randall Brothers Property | 665 and 693 Marietta Street | ATLANTA | Fulton | 601385 | 3 | [5 empty] | Removed from Ground | Diesel | 1000 | Bare Steel |  | 1899-12-31 | Galvanized Steel | Suction (American)
KIRKWOOD VALERO FOOD MART | 1989 HOSEA WILLIAMS DR SE | ATLANTA | Fulton | 9060743 | 3 | Ball Float | 1998-01-14 | FALSE | 1998-01-14 | FALSE | Currently in Use | Premium | 10000 | Composite Double Walled | 1998-01-14 |  | Fiberglass Reinforced Plastic | Pressurized
BIG H FOOD MART | 1980 DELOWE DR | ATLANTA | Fulton | 9060498 | PLUSUN |  | 1997-11-01 |  | 1997-11-01 |  | Removed from Ground | Gas (Historical Use) | 8000 | Steel-Impressed Current | 1985-01-01 | 2010-05-06 | Cathodically Protected | Pressurized
FAWAD INC | 2247 CASCADE RD SW @ DAWSON | ATLANTA | Fulton | 9060059 | 8 | [5 empty] | Removed from Ground | Gas (Historical Use) | 3000 | Bare Steel | 1953-05-10 | 1899-12-31 | Galvanized Steel
DELOWE EXXON | 1801 DELOWE DR SW | ATLANTA | Fulton | 10002083 | 2 | Ball Float | 2012-03-01 | FALSE | 2012-03-01 | FALSE | Currently in Use | Premium | 4000 | Composite Double Walled | 2012-03-01 |  | Double-Walled Fiberglass | Pressurized
IMPORT AUTO | 2270 CASCADE RD SW | ATLANTA | Fulton | 9060874 | 5A | [5 empty] | Removed from Ground | Used Oil | 500 | Marked Unknown | 2002-03-19 | 2002-03-19 | Unknown
ATLANTA FIRE STATION #25 | 2349 BENJAMIN E MAYS DR SW | ATLANTA | Fulton | 600382 | 1 | [5 empty] | Removed from Ground | Diesel | 550 | Bare Steel | 1961-05-14 | 1992-12-14 | Galvanized Steel
MLK BP | 2595 MLK JR DR | ATLANTA | Fulton | 600806 | 2A |  | 1988-04-01 |  | 1988-04-01 |  | Removed from Ground | Gas (Historical Use) | 10000 | Fiberglass | 1988-04-25 | 2016-03-09 | Fiberglass Reinforced Plastic | Pressurized
BOBBY FOOD MART | 5110 OLD NATIONAL HWY | COLLEGE PARK | Fulton | 601020 | 8 | Ball Float | 2005-04-19 | FALSE | 2005-04-19 | FALSE | Currently in Use | Diesel | 5000 | Composite | 2005-04-15 |  | Fiberglass Reinforced Plastic | Pressurized
EXXON FOOD MART | 4410 ROOSEVELT HWY | COLLEGE PARK | Fulton | 9060554 | 2 | Flapper Valve | 1998-12-19 | FALSE | 1998-12-19 | FALSE | Currently in Use | Diesel | 4000 | Steel-Impressed Current | 1988-02-01 |  | Fiberglass Reinforced Plastic | Safe Suction (Euro)
BEAM OIL CO/DIV OF WITCO CORP | 1533 MARIETTA RD NW | ATLANTA | Fulton | 600872 | 3 | [5 empty] | Removed from Ground | Empty | 4000 | Bare Steel | 1976-05-10 | 1987-12-01 | Bare Steel
GA STEEL SUPPLY CO | 903 HUFF RD NW | ATLANTA | Fulton | 600142 | 1 | [5 empty] | Removed from Ground | Gas (Historical Use) | 4000 | Bare Steel | 1975-03-16 | 1987-06-15 | Galvanized Steel
NORFOLK SOUTHERN/INMAN YARD/REPA | 1550 MARIETTA RD | ATLANTA | Fulton | 600070 | 1 | [5 empty] | Removed from Ground | Gas (Historical Use) | 1000 | Bare Steel | 1976-05-10 | 1899-12-31 | Galvanized Steel
ATLANTA FINANCIAL CENTER | 3343-3353 PEACHTREE RD SUITE 100 | ATLANTA | Fulton | 9060438 | 1 | [5 empty] | Removed from Ground | Diesel | 1000 | Bare Steel | 1995-06-27 | 1995-06-27 | Bare Steel | Suction (American)
ABANDON LOT | 835 PEACHTREE STREET | ATLANTA | Fulton | 9060827 | 5 |  |  | FALSE |  | FALSE | Removed from Ground | Not Marked/Tank Removed | 2000 | Unknown | 2006-06-23 | 2006-06-23 | Unknown
ABANDON LOT | 835 PEACHTREE STREET | ATLANTA | Fulton | 9060827 | 4 |  |  | FALSE |  | FALSE | Removed from Ground | Not Marked/Tank Removed | 2000 | Unknown | 2006-06-23 | 2006-06-23 | Unknown
PACES FERRY EXXON | 1400 W PACES FERRY RD | ATLANTA | Fulton | 601064 | 5 |  | 2007-01-16 | TRUE | 1966-04-28 | TRUE | Currently in Use | Used Oil | 500 | Fiberglass | 1966-04-28 |  | Fiberglass Reinforced Plastic | Pressurized
IBM CORP | 4111 NORTHSIDE PKWY NW | ATLANTA | Fulton | 600337 | 1 | [5 empty] | Removed from Ground | Diesel | 550 | Bare Steel | 1975-12-26 | 1987-02-25 | Bare Steel
WEST PACES FERRY SHELL | 1313 WEST PACES FERRY RD | ATLANTA | Fulton | 600826 | 11 |  | 1997-08-05 | TRUE | 1997-08-05 | TRUE | Removed from Ground | Used Oil | 1000 | Fiberglass |  | 2017-07-13 | Fiberglass Reinforced Plastic
WEST PACES FERRY SHELL | 1313 WEST PACES FERRY RD | ATLANTA | Fulton | 600826 | 6 | [5 empty] | Removed from Ground | Gas (Historical Use) | 10000 | Bare Steel | 1973-05-05 | 1899-12-31 | Galvanized Steel
ABANDON LOT | 835 PEACHTREE STREET | ATLANTA | Fulton | 9060827 | 1 | [5 empty] | Removed from Ground | Gas (Historical Use) | 550 | Marked Unknown | 2000-08-14 | 2000-08-14 | Galvanized Steel | Suction (American)
WOMACK ELECTRIC CO | 6305 ROSWELL RD | ATLANTA | Fulton | 601201 | 1 | [5 empty] | Removed from Ground | Empty | 1000 | Bare Steel | 1974-04-18 | 1986-01-01 | Galvanized Steel
THE LOVETT SCHOOL | 4075 PACES FERRY RD NW | ATLANTA | Fulton | 600433 | 1 | [5 empty] | Removed from Ground | Gas (Historical Use) | 4000 | Bare Steel | 1977-01-03 | 1991-07-15 | Galvanized Steel
GA BLDG AUTHORITY PARKING FACILITY | 204 JESSE HILL JR DRIVE | ATLANTA | Fulton | 601387 | 4 |  |  | TRUE | 1994-10-01 | TRUE | Removed from Ground | Used Oil | 550 | Fiberglass | 1987-01-01 | 1998-08-20 | Bare Steel
GA BLDG AUTHORITY PARKING FACILITY | 204 JESSE HILL JR DRIVE | ATLANTA | Fulton | 601387 | 5 | [5 empty] | Removed from Ground | Gas (Historical Use) | 10000 | Marked Unknown | 1974-05-11 | 1987-01-15 | Unknown
LOCKHEED/NORTH CARGO TANK FARM | 1625 FUEL FARM RD | HAPEVILLE | Fulton | 600168 | 3 | [5 empty] | Removed from Ground | Diesel | 10000 | Bare Steel | 1975-08-26 | 1994-03-08 | Bare Steel | Pressurized
BMW OF NORTH AMERICA INC | 1280 HIGHTOWER TRAIL | ATLANTA | Fulton | 9060687 | 1 |  |  | TRUE |  | TRUE | Removed from Ground | Used Oil | 500 | Double Walled | 1988-09-01 | 1997-12-12 | Bare Steel | Gravity Fed
SULLIVANS CREEK PUMPING STA #3 | HARBOR POINTE OFF MORGAN FALLS R | ATLANTA | Fulton | 9060417 | 1 | [5 empty] | Removed from Ground | Diesel | 550 | Bare Steel | 1978-01-01 | 1996-08-01 | Copper | Safe Suction (Euro)
AT&T GAB 200 AL PRGARD | 300 N POINT PKWY GRE DATA CENTER | ALPHARETTA | Fulton | 600342 | 6 | Flapper Valve | 2015-03-20 | FALSE | 2016-03-20 | FALSE | Currently in Use | Diesel | 35000 | Fiberglass Double Walled | 2016-01-01 |  | Double-Walled Fiberglass | Pressurized
AMERICAN LAUNDRY (FORMER) | 256 WALKER ST | ATLANTA | Fulton | 9060276 | 6 | [5 empty] | Removed from Ground | Other | 300 | Marked Unknown | 1993-03-05 | 1993-03-05 | Unknown
COCA-COLA PROPERTY (VACANT) | 518 MARIETTA ST | ATLANTA | Fulton | 9060247 | 3 | [5 empty] | Removed from Ground | Other | 8000 | Marked Unknown |  | 1899-12-31 | Unknown
PROPERTY OF PAUL GRIGSBY (FORMER | 269 LUCKIE ST NW | ATLANTA | Fulton | 9060446 | 1 | [5 empty] | Removed from Ground | Gas (Historical Use) | 575 | Marked Unknown |  | 1899-12-31 | Unknown
EXPRESS OIL CHANGE | 5083 OLD NATIONAL HWY | COLLEGE PARK | Fulton | 601285 | 2 |  |  |  | 1993-10-07 |  | Closed in Ground | Other | 560 | Cathodically Protected Steel | 1982-04-20 | 2001-01-01 | Cathodically Protected | Suction (American)
ALERT OIL CO STORE #1005 | 4905 OLD NATIONAL HWY | COLLEGE PARK | Fulton | 601318 | 5 | [5 empty] | Removed from Ground | Empty | 6000 | Bare Steel | 1966-05-13 | 1986-08-01 | Bare Steel
GOLDEN CRESCENT INC | 8295 ROSWELL RD | ATLANTA | Fulton | 600925 | 6 | Ball Float | 1999-07-26 | FALSE | 1999-07-26 | FALSE | Currently in Use | Premium | 15000 | Fiberglass | 1999-07-26 |  | Flex | Pressurized
LASHLEYS FIRESTONE MASTERCARE | 8911 ROSWELL ROAD | ATLANTA | Fulton | 9060626 | 1 | [5 empty] | Removed from Ground | Gas (Historical Use) | 0 | Marked Unknown | 1996-06-19 | 1996-06-19 | Unknown
AT&T GAB 200 AL PRGARD | 300 N POINT PKWY GRE DATA CENTER | ALPHARETTA | Fulton | 600342 | 2 |  | 1991-01-01 |  | 1991-01-01 |  | Closed in Ground | Diesel | 20000 | Composite | 1985-05-05 | 2016-06-15 | Galvanized Steel | Safe Suction (Euro)
AMERICAN LAUNDRY (FORMER) | 256 WALKER ST | ATLANTA | Fulton | 9060276 | 2 | [5 empty] | Removed from Ground | Kerosene | 300 | Marked Unknown | 1993-03-05 | 1993-03-05 | Unknown
CENTINIAL OLYMPIC PARK | 285 THURMOND ST/PARCEL 154 | ATLANTA | Fulton | 9060428 | 1 | [5 empty] | Closed in Ground | Other | 1000 | Not Marked/Unknown |  | 1899-12-31 | Unknown
CONSTRUCTION SITE | 317 HAYDEN ST | ATLANTA | Fulton | 9060432 | 1 | [5 empty] | Permanently Out of Use - historical purposes | Other | 1000 | Not Marked/Unknown |  | 1899-12-31 | Unknown
NORTHSIDE FOOD MART | 74 NORTHSIDE DR | ATLANTA | Fulton | 10001494 | 1 | Ball Float | 2007-11-01 | FALSE | 2007-11-01 | FALSE | Currently in Use | Regular | 11000 | Composite Double Walled | 2008-03-04 |  | Double-Walled Fiberglass | Pressurized
310/320 PETERS STREET | 320 PETERS STREET | ATLANTA | Fulton | 9060632 | 2 | [5 empty] | Removed from Ground | Other | 0 | Marked Unknown | 1999-03-17 | 1999-03-17 | Unknown
ATLANTA FIRE STATION #1 | 71 ELLIOTT ST SW | ATLANTA | Fulton | 600363 | 1 | [5 empty] | Removed from Ground | Diesel | 1000 | Bare Steel | 1960-05-14 | 1992-11-09 | Galvanized Steel
FIRE STATION #18 | 2007 OAKVIEW RD SE | ATLANTA | Fulton | 600376 | 1 | [5 empty] | Removed from Ground | Gas (Historical Use) | 300 | Bare Steel | 1961-01-01 | 1991-01-14 | Fiberglass Reinforced Plastic
CIRCLE M FOOD SHOP #53 | 6103 OLD NATIONAL HWY | COLLEGE PARK | Fulton | 601084 | 2 |  | 1977-04-25 | FALSE | 1977-04-25 | FALSE | Closed in Ground | Gas (Historical Use) | 6000 | Composite | 1977-04-25 | 1899-12-31 | Galvanized Steel | Pressurized
WILSON CAR CARE | 5690 OLD NATIONAL HWY | COLLEGE PARK | Fulton | 600814 | 4 | [5 empty] | Removed from Ground | Diesel | 10000 | Bare Steel | 1983-05-03 | 1899-12-31 | Galvanized Steel
WILSON CAR CARE | 5690 OLD NATIONAL HWY | COLLEGE PARK | Fulton | 600814 | 5 |  | 1988-01-01 |  | 1988-01-01 |  | Currently in Use | Gas (Historical Use) | 10000 | Fiberglass | 1988-01-01 |  | Fiberglass Reinforced Plastic | Pressurized
TEXACO | 5110 RIVERDALE RD | COLLEGE PARK | Fulton | 600891 | 1 |  | 1994-01-01 |  | 1991-01-01 |  | Removed from Ground | Gas (Historical Use) | 10000 | Fiberglass | 1982-04-30 | 2003-07-24 | Fiberglass Reinforced Plastic | Pressurized
J M SCARBROUGH | 4800 STONEWALL-TELL RD | COLLEGE PARK | Fulton | 600474 | 1 | [5 empty] | Permanently Out of Use - historical purposes | Diesel | 550 | Bare Steel | 1976-04-20 | 1899-12-31 | Galvanized Steel
EXPRESS OIL CHANGE | 5083 OLD NATIONAL HWY | COLLEGE PARK | Fulton | 601285 | 1 |  |  | TRUE | 1993-10-07 | TRUE | Closed in Ground | Used Oil | 560 | Cathodically Protected Steel | 1982-04-20 | 2001-01-01 | Cathodically Protected | Suction (American)
GOLDEN CRESCENT INC | 8295 ROSWELL RD | ATLANTA | Fulton | 600925 | 5 | Ball Float | 1999-07-26 | FALSE | 1999-07-26 | FALSE | Currently in Use | Regular | 15000 | Fiberglass | 1999-07-26 |  | Flex | Pressurized
SULLIVANS CREEK PUMPING STA #2 | 155 GROGANS LANDING | ATLANTA | Fulton | 9060416 | 1 | [5 empty] | Removed from Ground | Diesel | 550 | Bare Steel | 1978-01-01 | 1995-10-10 | Copper
SPRINT COMMUNICATIONS COMPANY LP | 890 DEKALB AVE NE | ATLANTA | Fulton | 9060075 | 1 |  | 1989-01-01 |  | 1989-01-01 |  | Removed from Ground | Diesel | 1000 | Fiberglass | 1986-01-01 | 2001-05-01 | Fiberglass Reinforced Plastic | Suction (American)
QUIKTRIP #765 | 11700 HAYNES BRIDGE | ALPHARETTA | Fulton | 9060639 | 1 | Ball Float | 1996-05-15 | FALSE | 1996-05-15 | FALSE | Currently in Use | Regular | 12000 | Fiberglass | 1996-04-12 |  | Double-Walled Fiberglass | Pressurized
RIVERMONT GOLF & COUNTRY CLUB | 3130 RIVERMONT PKWY | ALPHARETTA | Fulton | 9060507 | 2 | [5 empty] | Removed from Ground | Gas (Historical Use) | 1000 | Bare Steel | 1974-01-01 | 1998-10-09 | Galvanized Steel | Suction (American)
QUIKTRIP #762 | 11912 JONES BRIDGE RD | ALPHARETTA | Fulton | 9060656 | 2 |  | 1997-01-23 |  | 1997-01-23 |  | Removed from Ground | Gas (Historical Use) | 12000 | Fiberglass | 1997-01-20 | 2003-03-19 | Double Walled | Pressurized
COUNTRY CLUB OF THE SOUTH | 9365 BARNWELL RD | ALPHARETTA | Fulton | 9060350 | 2 | [5 empty] | Removed from Ground | Gas (Historical Use) | 1011 | Epoxy | 1986-12-01 | 1998-10-01 | Galvanized Steel | Suction (American)
BP #24030/GULF #270645 | 825 MLK JR DR | ATLANTA | Fulton | 600829 | 2 | [5 empty] | Removed from Ground | Gas (Historical Use) | 3000 | Bare Steel | 1956-05-09 | 1899-12-31 | Galvanized Steel
SSC INDUSTRIES LLC | 1550 E TAYLOR | ATLANTA | Fulton | 600291 | 17 | [5 empty] | Removed from Ground | Hazardous Substance | 6000 | Bare Steel | 1970-05-12 | 1988-10-30 | Bare Steel
EXXON RETAIL STORE #4-5664 | 1359 VIRGINIA AVE | ATLANTA | Fulton | 600899 | 4 |  |  | TRUE |  | TRUE | Removed from Ground | Used Oil | 550 | Bare Steel | 1968-05-10 | 1899-12-31 | Galvanized Steel
BST/EAST POINT SOC F1594 | 1615 WILLINGHAM DR | ATLANTA | Fulton | 601039 | 3 |  |  | TRUE |  | TRUE | Removed from Ground | Used Oil | 550 | Bare Steel | 1970-01-01 | 1990-01-01 | Bare Steel | Gravity Fed
JASMINE MERCHANT INC DBA VIRGINIA AVE SHELL | 1338 VIRGINIA AVE | ATLANTA | Fulton | 600946 | 6 |  |  | TRUE |  | TRUE | Removed from Ground | Used Oil | 550 | Fiberglass | 1986-01-01 | 2005-11-01 | Fiberglass Reinforced Plastic
CHEVRON STATION #43018 | 3387 PEACHTREE RD NE | ATLANTA | Fulton | 600980 | 6 |  |  | TRUE |  | TRUE | Removed from Ground | Used Oil | 550 | Cathodically Protected Steel | 1964-01-07 | 1985-10-01 | Cathodically Protected
MLK BP | 2595 MLK JR DR | ATLANTA | Fulton | 600806 | 2 | [5 empty] | Removed from Ground | Gas (Historical Use) | 10000 | Bare Steel | 1981-05-03 | 1988-04-25 | Galvanized Steel
EXXON STATION #4-5325 | 3235 MLK JR DR | ATLANTA | Fulton | 600892 | 1 | [5 empty] | Removed from Ground | Diesel | 6000 | Fiberglass | 1985-05-06 | 1989-10-01 | Fiberglass Reinforced Plastic
SSC INDUSTRIES LLC | 1550 E TAYLOR | ATLANTA | Fulton | 600291 | 31 | [5 empty] | Removed from Ground | Other | 6000 | Bare Steel | 1970-01-01 | 1988-10-30 | Bare Steel
SSC INDUSTRIES LLC | 1550 E TAYLOR | ATLANTA | Fulton | 600291 | 18 | [5 empty] | Removed from Ground | Other | 6000 | Bare Steel | 1970-05-12 | 1988-10-30 | Bare Steel
SSC INDUSTRIES LLC | 1550 E TAYLOR | ATLANTA | Fulton | 600291 | 30 | [5 empty] | Closed in Ground | Other | 6000 | Bare Steel | 1970-01-01 | 1988-10-30 | Bare Steel
BST/EAST POINT SOC F1594 | 1615 WILLINGHAM DR | ATLANTA | Fulton | 601039 | 1 | [5 empty] | Removed from Ground | Gas (Historical Use) | 12000 | Bare Steel | 1982-01-02 | 1990-11-01 | Unknown | Pressurized
SAMSON TOURS | 1295 -1320 MILLEDGE RD | ATLANTA | Fulton | 9031210 | 2 |  |  | TRUE |  | TRUE | Removed from Ground | Diesel | 1000 | Not Marked/Unknown | 1998-11-23 | 1998-11-23 | Not Marked
ATLANTA FINANCIAL CENTER | 3343-3353 PEACHTREE RD SUITE 100 | ATLANTA | Fulton | 9060438 | 2 | Flapper Valve | 1995-06-27 | FALSE | 1995-06-27 | FALSE | Currently in Use | Diesel | 1000 | Epoxy Double-Walled | 1995-06-27 |  | Double-Walled Flex | Safe Suction (Euro)
SIMON PROPERTY GROUP | 3393 PEACHTREE ROAD NE | ATLANTA | Fulton | 9060686 | 1 | Flapper Valve | 1990-10-01 | FALSE | 1990-10-01 | FALSE | Removed from Ground | Regular | 3000 | Fiberglass | 1990-10-01 |  | Fiberglass Reinforced Plastic | Safe Suction (Euro)
CHEVRON STATION #43018 | 3387 PEACHTREE RD NE | ATLANTA | Fulton | 600980 | 3 | [5 empty] | Removed from Ground | Gas (Historical Use) | 3000 | Cathodically Protected Steel | 1964-01-07 | 1985-10-01 | Galvanized Steel
MT PARAN COUNTRY STORE | 4480 NORTHSIDE DR NW | ATLANTA | Fulton | 601198 | 3 |  | 1999-03-01 | FALSE | 1999-03-01 | FALSE | Removed from Ground | Gas (Historical Use) | 1000 | Epoxy | 1999-03-01 | 2003-05-22 | Fiberglass Reinforced Plastic | Safe Suction (Euro)
WEST PACES CHEVRON | 3465 NORTHSIDE PKWY NW | ATLANTA | Fulton | 601012 | 3 |  | 1993-07-22 | FALSE | 1993-07-22 | FALSE | Currently in Use | Regular | 10000 | Fiberglass | 1983-01-01 |  | Fiberglass Reinforced Plastic | Pressurized
WEST PACES FERRY SHELL | 1313 WEST PACES FERRY RD | ATLANTA | Fulton | 600826 | 9 |  | 1989-03-01 | FALSE | 1989-03-01 | FALSE | Currently in Use | Premium | 10000 | Fiberglass | 1989-03-01 |  | Fiberglass Reinforced Plastic | Pressurized
WEST PACES FERRY SHELL | 1313 WEST PACES FERRY RD | ATLANTA | Fulton | 600826 | 8 |  | 1989-03-01 | FALSE | 1989-03-01 | FALSE | Currently in Use | Regular | 10000 | Fiberglass | 1989-03-01 |  | Fiberglass Reinforced Plastic | Pressurized
FAWAD INC | 2247 CASCADE RD SW @ DAWSON | ATLANTA | Fulton | 9060059 | 7 | [5 empty] | Removed from Ground | Gas (Historical Use) | 3000 | Bare Steel | 1953-05-10 | 1899-12-31 | Galvanized Steel
FAWAD INC | 2247 CASCADE RD SW @ DAWSON | ATLANTA | Fulton | 9060059 | 5 | [5 empty] | Removed from Ground | Gas (Historical Use) | 3000 | Bare Steel | 1953-05-10 | 1899-12-31 | Galvanized Steel
FAWAD INC | 2247 CASCADE RD SW @ DAWSON | ATLANTA | Fulton | 9060059 | 4 |  | 2011-11-30 | TRUE | 2007-09-18 | TRUE | Removed from Ground | Used Oil | 552 | Bare Steel | 1978-01-01 | 2013-09-26 | Galvanized Steel | Gravity Fed
GREENWOOD CEMETERY INC | 1173 CASCADE RD SW | ATLANTA | Fulton | 9060060 | 2 | [5 empty] | Closed in Ground | Empty | 1000 | Bare Steel | 1966-01-01 | 1899-12-31 | Unknown
IMPORT AUTO | 2270 CASCADE RD SW | ATLANTA | Fulton | 9060874 | 1 | [5 empty] | Removed from Ground | Gas (Historical Use) | 3000 | Marked Unknown | 2002-03-19 | 2002-03-19 | Unknown
SIMPSON FOOD MART | 1617 JOSEPH E BOONE BLVD NW | ATLANTA | Fulton | 600815 | 5 | Ball Float | 1998-09-01 | FALSE | 1998-09-01 | FALSE | Currently in Use | Premium | 10000 | Fiberglass | 1988-04-25 |  | Fiberglass Reinforced Plastic | Pressurized
BP# 11175 | 949 MAYSON TURNER RD | ATLANTA | Fulton | 600953 | 4 |  | 1986-07-22 |  | 1986-07-22 |  | Removed from Ground | Gas (Historical Use) | 10000 | Galvanic (STIP-3) | 1986-07-22 | 2006-05-02 | Galvanized Steel | Pressurized
TEXACO FOOD MART | 296 A NORTHSIDE DR | ATLANTA | Fulton | 9060798 | 809143 | Ball Float | 1999-07-26 | FALSE | 1999-07-26 | FALSE | Currently in Use | Premium | 10000 | Epoxy | 1999-07-26 |  | Fiberglass Reinforced Plastic | Pressurized
ATLANTA FIRE STATION #3 | 721 PHIPPS BLVD | ATLANTA | Fulton | 9060547 | 1AST | [5 empty] | Currently in Use | Gas (Historical Use) | 550 | Not Marked/Unknown | 1993-01-01 |  | Not Marked
RICHS/LENOX SQUARE | 3393 PEACHTREE RD NE | ATLANTA | Fulton | 601310 | 1 |  |  | TRUE |  | TRUE | Removed from Ground | Used Oil | 250 | Bare Steel | 1971-05-11 | 1899-12-31 | Bare Steel
BST/BUCKHEAD/F5402 | 3130 PEACHTREE RD | ATLANTA | Fulton | 601038 | 6 | Flapper Valve | 2023-12-28 | FALSE | 2023-12-28 | FALSE | Currently in Use | Diesel | 20000 | Fiberglass Double Walled | 2023-11-02 |  | Double-Walled Fiberglass | Suction (American)
AMOCO OIL CO #562 | 1200 ASHWOOD PARKWAY | ATLANTA | Fulton | 601061 | 6 |  |  | TRUE |  | TRUE | Permanently Out of Use - historical purposes | Used Oil | 500 | Bare Steel | 1951-05-02 | 1899-12-31 | Galvanized Steel
COCA-COLA ENTERPRISES | 8250 DUNWOODY PL NE | ATLANTA | Fulton | 601191 | 3 | [5 empty] | Removed from Ground | Diesel | 12000 | Bare Steel | 1981-04-22 | 1993-04-01 | Galvanized Steel
COCA-COLA ENTERPRISES INC @ NORT | 3715 NORTHSIDE PKWY BUILDING 300 | ATLANTA | Fulton | 9060645 | 1 | [5 empty] | Removed from Ground | Diesel | 6000 | Tank Jacket | 1996-11-26 | 1996-11-26 | Fiberglass Reinforced Plastic | Suction (American)
GSA INTER-AGENCY MOTOR POOL | 395 NELSON ST | ATLANTA | Fulton | 9060253 | 1 | [5 empty] | Removed from Ground | Gas (Historical Use) | 12000 | Bare Steel | 1979-06-01 | 1994-09-20 | Galvanized Steel | Safe Suction (Euro)
FORMER FILLING STATION | 159 WALKER STREET | ATLANTA | Fulton | 10002593 | 1 |  |  | FALSE |  | FALSE | Removed from Ground | Not Marked/Tank Removed | 0 | Unknown |  | 1899-12-31
CENTENNIAL STATION | 89 MANGUM STREET | ATLANTA | Fulton | 9060842 | 3 |  |  | FALSE |  | FALSE | Removed from Ground | Diesel | 1500 | Bare Steel | 2004-02-18 | 2004-02-18 | Unknown
CHEVRON FOOD MART # 4 | 1722 -A CAMPBELLTON RD | ATLANTA | Fulton | 9060670 | 1 | Flapper Valve | 1995-05-01 | FALSE | 1995-05-01 | FALSE | Currently in Use | Regular | 8000 | Fiberglass | 1995-05-01 |  | Fiberglass Reinforced Plastic
MLK BP | 2595 MLK JR DR | ATLANTA | Fulton | 600806 | 6A | Ball Float | 2016-07-20 | FALSE | 2016-07-20 | FALSE | Currently in Use | Premium | 5000 | Tank Jacket Double Walled | 2016-07-20 |  | Double-Walled Fiberglass | Pressurized
Randall Brothers Property | 665 and 693 Marietta Street | ATLANTA | Fulton | 601385 | 1 | [5 empty] | Removed from Ground | Gas (Historical Use) | 550 | Bare Steel | 1987-01-01 | 1899-12-31 | Galvanized Steel | Suction (American)
KIRKWOOD VALERO FOOD MART | 1989 HOSEA WILLIAMS DR SE | ATLANTA | Fulton | 9060743 | 2 | Ball Float | 1998-01-14 | FALSE | 1998-01-14 | FALSE | Currently in Use | Plus | 10000 | Composite Double Walled | 1998-01-14 |  | Fiberglass Reinforced Plastic | Pressurized
BOYD PROPERTIES LTD | 380 LUCKIE ST NW | ATLANTA | Fulton | 600462 | 4 | [5 empty] | Removed from Ground | Gas (Historical Use) | 1000 | Marked Unknown | 1987-01-01 | 1999-07-01 | Unknown
COCA-COLA CO | 1 COCA-COLA PLAZA | ATLANTA | Fulton | 600423 | 3 | [5 empty] | Closed in Ground | Diesel | 25000 | Not Marked/Unknown | 1978-01-01 | 1993-12-16 | Not Marked
A-1 QUALITY USED TIRES | 1531 CAMPBELLTON ROAD | ATLANTA | Fulton | 10001181 | 3 |  |  | FALSE |  | FALSE | Removed from Ground | Diesel | 0 | Unknown |  | 1899-12-31 | Unknown
FAWAD INC | 2247 CASCADE RD SW @ DAWSON | ATLANTA | Fulton | 9060059 | 3 |  |  |  | 1986-12-06 |  | Removed from Ground | Gas (Historical Use) | 4000 | Cathodically Protected Steel | 1986-12-06 | 2013-09-16 | Galvanized Steel | Safe Suction (Euro)
GREENWOOD CEMETERY INC | 1173 CASCADE RD SW | ATLANTA | Fulton | 9060060 | 1 | [5 empty] | Closed in Ground | Gas (Historical Use) | 550 | Bare Steel | 1964-01-01 | 1990-01-31 | Unknown
DELOWE EXXON | 1801 DELOWE DR SW | ATLANTA | Fulton | 10002083 | 3 | Ball Float | 2012-03-01 | FALSE | 2012-03-01 | FALSE | Currently in Use | Diesel | 4000 | Composite Double Walled | 2012-03-01 |  | Double-Walled Fiberglass | Pressurized
IMPORT AUTO | 2270 CASCADE RD SW | ATLANTA | Fulton | 9060874 | 5B | [5 empty] | Removed from Ground | Used Oil | 1000 | Marked Unknown | 2002-03-19 | 2002-03-19 | Unknown
SAKS FIFTH AVENUE | 3440 PEACHTREE RD | ATLANTA | Fulton | 9060012 | 1 | [5 empty] | Removed from Ground | Gas (Historical Use) | 140 | Cathodically Protected Steel | 1987-09-01 | 1899-12-31 | Unknown
ATLANTA FINANCIAL CENTER | 3343-3353 PEACHTREE RD SUITE 100 | ATLANTA | Fulton | 9060438 | 3 | Flapper Valve | 2010-05-27 | FALSE | 2010-05-27 | FALSE | Currently in Use | Diesel | 1000 | Fiberglass Double Walled | 1989-01-01 |  | Fiberglass Reinforced Plastic | Suction (American)
PHIPPS TOWER | 3438 PEACHTREE RD SUITE #230 | ATLANTA | Fulton | 10001805 | 1 |  | 2009-02-01 | FALSE | 2009-02-01 | FALSE | Currently in Use | Diesel | 1000 | Fiberglass Double Walled | 2009-02-01 |  | Double-Walled Fiberglass | Pressurized
CHEVRON STATION #43018 | 3387 PEACHTREE RD NE | ATLANTA | Fulton | 600980 | 4 | [5 empty] | Removed from Ground | Gas (Historical Use) | 3000 | Cathodically Protected Steel | 1964-01-07 | 1985-10-01 | Galvanized Steel
CHEVRON STATION #43018 | 3387 PEACHTREE RD NE | ATLANTA | Fulton | 600980 | 5 | [5 empty] | Removed from Ground | Gas (Historical Use) | 3000 | Cathodically Protected Steel | 1964-01-07 | 1985-10-01 | Galvanized Steel
FULTON CO NORTH ANNEX | 7741 ROSWELL RD | ATLANTA | Fulton | 600315 | 2 | Ball Float | 1995-03-01 | FALSE | 1995-03-01 | FALSE | Currently in Use | Regular | 10000 | Fiberglass Double Walled | 1995-03-01 |  | Double-Walled Fiberglass | Pressurized
TEXACO STATION (FORMER) | 8600 ROSWELL RD | ATLANTA | Fulton | 9060014 | 5 | [5 empty] | Removed from Ground | Other | 3000 | Marked Unknown | 1984-04-06 | 1984-04-06 | Unknown
TEXACO STATION (FORMER) | 8600 ROSWELL RD | ATLANTA | Fulton | 9060014 | 7 |  |  | TRUE |  | TRUE | Removed from Ground | Used Oil | 550 | Marked Unknown | 1984-04-06 | 1984-04-06 | Unknown
TEXACO STATION (FORMER) | 8600 ROSWELL RD | ATLANTA | Fulton | 9060014 | 4 | [5 empty] | Removed from Ground | Other | 4000 | Marked Unknown | 1984-04-06 | 1984-04-06 | Unknown
THE WESTMINSTER SCHOOLS | 1424 W PACES FERRY RD | ATLANTA | Fulton | 10000734 | 2 | Flapper Valve | 2004-09-01 | FALSE | 2004-09-01 | FALSE | Currently in Use | Diesel | 2000 | Composite | 2004-09-01 |  | Fiberglass Reinforced Plastic | Safe Suction (Euro)
WEST PACES CHEVRON | 3465 NORTHSIDE PKWY NW | ATLANTA | Fulton | 601012 | 4 |  | 1993-07-22 | FALSE | 1993-07-22 | FALSE | Currently in Use | Diesel | 10000 | Fiberglass | 1983-01-01 |  | Fiberglass Reinforced Plastic | Pressurized
WEST PACES CHEVRON | 3465 NORTHSIDE PKWY NW | ATLANTA | Fulton | 601012 | 5 |  |  | TRUE |  | TRUE | Removed from Ground | Used Oil | 500 | Fiberglass | 1983-01-01 | 1998-09-11 | Not Marked
UNOCAL STATION #9023-497/MINI MA | 3419 NORTHSIDE PKWY NW | ATLANTA | Fulton | 600972 | 5 | [5 empty] | Removed from Ground | Empty | 550 | Bare Steel | 1964-04-22 | 1986-09-19 | Galvanized Steel
CROWN STATION #GA-20 | 2920 CAMPBELLTON RD SW | ATLANTA | Fulton | 9000034 | NO-LEAD | [5 empty] | Removed from Ground | Gas (Historical Use) | 10270 | Bare Steel | 1978-04-06 | 1990-11-20 | Galvanized Steel | Pressurized
CAMPBELLTON RD EXXON | 3090 CAMPBELLTON RD SW | ATLANTA | Fulton | 600846 | 2 | [5 empty] | Removed from Ground | Empty | 10000 | Bare Steel | 1970-04-04 | 1986-12-01 | Galvanized Steel
EXXON STATION #4-5325 | 3235 MLK JR DR | ATLANTA | Fulton | 600892 | 3 | [5 empty] | Removed from Ground | Gas (Historical Use) | 10000 | Fiberglass | 1985-05-06 | 1989-10-01 | Fiberglass Reinforced Plastic
FAMILY STORE | 2989 CAMPBELLTON RD SW | ATLANTA | Fulton | 600701 | 10 | Ball Float | 1998-11-01 | FALSE | 1998-11-01 | FALSE | Currently in Use | Premium | 3000 | Steel-Impressed Current | 1980-01-01 |  | Fiberglass Reinforced Plastic | Pressurized
FAMILY STORE | 2989 CAMPBELLTON RD SW | ATLANTA | Fulton | 600701 | 7 | Ball Float | 1998-11-01 | FALSE | 1998-11-01 | FALSE | Currently in Use | Regular | 3000 | Steel-Impressed Current | 1980-01-01 |  | Fiberglass Reinforced Plastic | Pressurized
FREEWAY BUICK | 2800 CAMPBELTON RD SW | ATLANTA | Fulton | 600651 | 1 | [5 empty] | Removed from Ground | Gas (Historical Use) | 10000 | Bare Steel | 1990-01-01 | 1990-01-01 | Galvanized Steel
KMART #3099 | 2975 HEADLAND DR SW | ATLANTA | Fulton | 601264 | 1 |  |  | TRUE |  | TRUE | Removed from Ground | Used Oil | 1000 | Bare Steel | 1984-05-01 | 1992-04-20 | Galvanized Steel | Gravity Fed
ATLANTA FOOD MART (BP) | 2261 CASCADE RD SW | ATLANTA | Fulton | 601185 | 1 | Ball Float | 1985-04-01 | FALSE | 1985-04-01 | FALSE | Currently in Use | Regular | 12000 | Fiberglass | 1985-04-17 |  | Fiberglass Reinforced Plastic | Pressurized
CHEVRON 201787 | 3460 CASCADE RD @ I-285 | ATLANTA | Fulton | 600920 | 6 |  | 1992-04-27 |  | 1992-04-27 |  | Removed from Ground | Gas (Historical Use) | 12000 | Double Walled | 1992-04-27 | 2003-12-11 | Fiberglass Reinforced Plastic | Pressurized
BUILDER SUPPORT SERVICE INC | 4895 OLD NATIONAL HWY | COLLEGE PARK | Fulton | 600505 | 4 | [5 empty] | Removed from Ground | Gas (Historical Use) | 1100 | Not Marked/Unknown |  | 1899-12-31 | Not Marked
EXPRESS OIL CHANGE | 5083 OLD NATIONAL HWY | COLLEGE PARK | Fulton | 601285 | 3 |  |  |  | 1993-10-07 |  | Closed in Ground | Other | 560 | Cathodically Protected Steel | 1982-04-20 | 2001-01-01 | Cathodically Protected | Suction (American)
PETROLEUM REALTY II LLC | 5022 OLD NATIONAL HWY | COLLEGE PARK | Fulton | 601300 | 2 | Flapper Valve | 1988-01-01 | FALSE | 1988-01-01 | FALSE | Currently in Use | Premium | 12000 | Steel-Impressed Current | 1980-05-09 |  | Fiberglass Reinforced Plastic | Pressurized
FULTON CO FIRE STATION #7 | 3165 /5965 BUFFINGTON RD | COLLEGE PARK | Fulton | 600909 | 2 | [5 empty] | Removed from Ground | Diesel | 550 | Bare Steel | 1981-04-02 | 1995-01-01 | Galvanized Steel
CHEVRON #201801/SHELL #210-1958- | 5549 OLD NATIONAL HWY | COLLEGE PARK | Fulton | 600934 | 1 | [5 empty] | Removed from Ground | Gas (Historical Use) | 10000 | Bare Steel | 1980-05-01 | 1992-11-18 | Galvanized Steel | Pressurized
CHEVRON #201801/SHELL #210-1958- | 5549 OLD NATIONAL HWY | COLLEGE PARK | Fulton | 600934 | 4 | [5 empty] | Removed from Ground | Empty | 10000 | Bare Steel | 1980-05-01 | 1992-11-18 | Galvanized Steel | Pressurized
BOBBY FOOD MART | 5110 OLD NATIONAL HWY | COLLEGE PARK | Fulton | 601020 | 4 |  |  | FALSE |  | FALSE | Removed from Ground | Gas (Historical Use) | 5000 |  | 1970-04-27 | 1899-12-31 | Galvanized Steel | Pressurized
BOBBY FOOD MART | 5110 OLD NATIONAL HWY | COLLEGE PARK | Fulton | 601020 | 5 |  |  | TRUE |  | TRUE | Removed from Ground | Used Oil | 600 | Bare Steel | 1981-04-24 | 1899-12-31 | Galvanized Steel
BOBBY FOOD MART | 5110 OLD NATIONAL HWY | COLLEGE PARK | Fulton | 601020 | 7 | Ball Float | 2005-04-19 | FALSE | 2005-04-19 | FALSE | Currently in Use | Premium | 10000 | Composite | 2005-04-15 |  | Fiberglass Reinforced Plastic | Pressurized
STOP N SHOP #61 | 3293 NORTH MAIN ST | COLLEGE PARK | Fulton | 601100 | 2 | Flapper Valve | 1997-05-01 | FALSE | 1997-05-01 | FALSE | Currently in Use | Regular | 8000 | Steel-Impressed Current | 1982-05-02 |  | Steel (Impressed Current) | Safe Suction (Euro)
CLEARVUE GLASS & MIRROR | 445 MARIETTA STREET | ATLANTA | Fulton | 10002377 | 2 |  |  | FALSE |  | FALSE | Closed in Ground | Gas (Historical Use) | 2000 | Unknown | 2014-11-05 | 2014-11-05 | Unknown
FORMER FRIENDSHIP BAPTIST CHURCH EAST LOT | 437 MITCHELL STREET SW | ATLANTA | Fulton | 10002359 | 1 |  |  | FALSE |  | FALSE | Removed from Ground | Not Marked/Tank Removed | 750 | Bare Steel | 2014-07-30 | 2014-07-30
GA POWER TELECOMMUNICATIONS | 210 BAKER ST NW | ATLANTA | Fulton | 600735 | 1 | [5 empty] | Closed in Ground | Gas (Historical Use) | 4000 | Marked Unknown | 1986-05-07 | 1990-12-10 | Unknown
TJ'S FOOD MART | 440 LUCKIE ST NW | ATLANTA | Fulton | 600827 | 1 | [5 empty] | Removed from Ground | Gas (Historical Use) | 3000 | Bare Steel | 1956-05-09 | 1991-01-01 | Galvanized Steel
SOUTHEASTERN STAGES INC | 226 ALEXANDER ST NW | ATLANTA | Fulton | 9000469 | 5 |  | 1990-01-10 |  | 1990-01-10 |  | Removed from Ground | Diesel | 12000 | Double Walled | 1990-01-10 | 2001-05-09 | Fiberglass Reinforced Plastic
SOUTHEASTERN STAGES INC | 226 ALEXANDER ST NW | ATLANTA | Fulton | 9000469 | 4 | [5 empty] | Removed from Ground | Other | 1000 | Bare Steel | 1965-02-25 | 1988-01-01 | Unknown
WEST PACES FERRY SHELL | 1313 WEST PACES FERRY RD | ATLANTA | Fulton | 600826 | 10 |  | 1989-03-01 | FALSE | 1989-03-01 | FALSE | Currently in Use | Diesel | 10000 | Fiberglass | 1989-03-01 |  | Fiberglass Reinforced Plastic | Pressurized
PACES FERRY EXXON | 1400 W PACES FERRY RD | ATLANTA | Fulton | 601064 | 4 | Ball Float | 1982-04-24 | FALSE | 1982-04-24 | FALSE | Currently in Use | Regular | 10000 | Galvanic (STIP-3) | 1982-04-24 |  | Fiberglass Reinforced Plastic | Pressurized
THE LOVETT SCHOOL | 4075 PACES FERRY RD NW | ATLANTA | Fulton | 600433 | 1A |  | 1991-07-01 |  | 1991-07-01 |  | Removed from Ground | Gas (Historical Use) | 4000 | Composite | 1991-07-01 | 2002-06-01 | Fiberglass Reinforced Plastic
JASMINE MERCHANT INC DBA VIRGINIA AVE SHELL | 1338 VIRGINIA AVE | ATLANTA | Fulton | 600946 | 2 | Ball Float | 1986-01-01 | FALSE | 1986-01-01 | FALSE | Currently in Use | Regular | 10000 | Fiberglass | 1986-01-01 |  | Fiberglass Reinforced Plastic | Pressurized
SAMSON TOURS | 1295 -1320 MILLEDGE RD | ATLANTA | Fulton | 9031210 | 4 |  |  | TRUE |  | TRUE | Removed from Ground | Used Oil | 350 | Not Marked/Unknown | 1998-11-23 | 1998-11-23 | Not Marked
JINNAH INC | 6360 ROSWELL RD NE | ATLANTA | Fulton | 9000032 | 2 | Ball Float | 1983-04-24 | FALSE | 1983-04-24 | FALSE | Currently in Use | Premium | 10000 | Galvanic (STIP-3) | 1983-04-24 |  | Steel/Sacrificial Anodes | Pressurized
Sandy Springs Fleet Center | 8475 ROSWELL RD | ATLANTA | Fulton | 601226 | 2 |  | 1997-08-02 |  | 1997-08-02 |  | Removed from Ground | Gas (Historical Use) | 10270 | Steel-Impressed Current | 1979-04-06 | 2007-01-15 | Fiberglass Reinforced Plastic | Pressurized
PERIMETER CENTER WEST | 1117 PERIMETER CENTER WEST | ATLANTA | Fulton | 9060733 | 1 | [5 empty] | Removed from Ground | Other | 1000 | Not Marked/Unknown | 1998-07-20 | 1998-07-20 | Not Marked
3200 Howell Mill Road (HCA WEST PACES FERRY HOSPITAL) | 3200 HOWELL MILL RD. NW | ATLANTA | Fulton | 9060098 | 1 | Flapper Valve | 1998-07-01 |  | 1998-07-01 |  | Removed from Ground | Diesel | 10000 | Tank Jacket | 1981-01-01 | 2008-09-10 | Double-Walled Flex | Suction (American)
3200 Howell Mill Road (HCA WEST PACES FERRY HOSPITAL) | 3200 HOWELL MILL RD. NW | ATLANTA | Fulton | 9060098 | 4 | Flapper Valve | 1998-06-01 |  | 1998-06-01 |  | Removed from Ground | Diesel | 1000 | Composite Double Walled | 1998-01-01 | 2008-09-10 | Double-Walled Flex | Suction (American)
MT PARAN COUNTRY STORE | 4480 NORTHSIDE DR NW | ATLANTA | Fulton | 601198 | 1 | [5 empty] | Removed from Ground | Gas (Historical Use) | 1000 | Bare Steel | 1966-04-20 | 1999-08-01 | Galvanized Steel | Safe Suction (Euro)
WEST PACES CHEVRON | 3465 NORTHSIDE PKWY NW | ATLANTA | Fulton | 601012 | 1 |  | 1993-07-22 | FALSE | 1993-07-22 | FALSE | Currently in Use | Premium | 10000 | Fiberglass | 1983-01-01 |  | Fiberglass Reinforced Plastic | Pressurized
UNOCAL STATION #9023-497/MINI MA | 3419 NORTHSIDE PKWY NW | ATLANTA | Fulton | 600972 | 1 | [5 empty] | Removed from Ground | Gas (Historical Use) | 12000 | Fiberglass | 1984-01-02 | 1992-11-17 | Fiberglass Reinforced Plastic
STEIN PRINTING CO | 2161 MONROE DR NE | ATLANTA | Fulton | 600133 | 1 | [5 empty] | Removed from Ground | Gas (Historical Use) | 1000 | Bare Steel | 1967-01-06 | 1986-01-01 | Unknown
ASA ENTERPRISES INC | 2239 CHESHIRE BRIDGE RD | ATLANTA | Fulton | 600463 | 3 | Ball Float | 1998-05-25 | FALSE | 1998-05-25 | FALSE | Currently in Use | Diesel | 8000 | Steel-Impressed Current | 1984-05-13 |  | Steel (Impressed Current) | Pressurized
AAA 2317 INC | 2319 CHESHIRE BRIDGE RD NE | ATLANTA | Fulton | 600983 | 3 | Flapper Valve | 1994-11-01 | FALSE | 1994-11-01 | FALSE | Currently in Use | Premium | 5000 | Steel-Impressed Current | 1961-05-06 |  | Steel (Impressed Current) | Pressurized
WILLIAMS BROS/NORTHSIDE PLT #12 | 625 LAMBERT ST | ATLANTA | Fulton | 9060021 | 1 |  |  | TRUE |  | TRUE | Removed from Ground | Used Oil | 3000 | Bare Steel | 1991-05-15 | 1991-05-15 | Bare Steel | Suction (American)
COCA-COLA ENTERPRISES | 5300 BUFFINGTON RD | ATLANTA | Fulton | 9060057 | 2 | [5 empty] | Removed from Ground | Gas (Historical Use) | 12000 | Double Walled | 1989-01-01 | 1993-03-09 | Galvanized Steel | Suction (American)
CITY OF ATLANTA/WATER DEPT/STONE | 5675 MASON RD | ATLANTA | Fulton | 9060489 | 2 | Flapper Valve | 1994-07-01 | FALSE | 1994-07-01 | FALSE | Currently in Use | Gas (Historical Use) | 1000 | Fiberglass | 1994-07-01 |  | Fiberglass Reinforced Plastic | Safe Suction (Euro)
MCCLURE BROS INC | 4250 STACKS RD | COLLEGE PARK | Fulton | 600118 | 2 | [5 empty] | Removed from Ground | Gas (Historical Use) | 8000 | Bare Steel | 1979-01-01 | 1993-05-10 | Galvanized Steel
BUILDER SUPPORT SERVICE INC | 4895 OLD NATIONAL HWY | COLLEGE PARK | Fulton | 600505 | 1 | [5 empty] | Removed from Ground | Gas (Historical Use) | 1000 | Galvanic (STIP-3) | 1976-04-23 | 1988-12-01 | Flex
ALERT OIL CO STORE #1005 | 4905 OLD NATIONAL HWY | COLLEGE PARK | Fulton | 601318 | 3 | [5 empty] | Removed from Ground | Gas (Historical Use) | 6000 | Bare Steel | 1966-05-13 | 1986-08-01 | Bare Steel
CHEVRON #201801/SHELL #210-1958- | 5549 OLD NATIONAL HWY | COLLEGE PARK | Fulton | 600934 | 2 | [5 empty] | Removed from Ground | Gas (Historical Use) | 10000 | Bare Steel | 1980-05-01 | 1992-11-18 | Galvanized Steel | Pressurized
CIRCLE M FOOD SHOP #53 | 6103 OLD NATIONAL HWY | COLLEGE PARK | Fulton | 601084 | 7 | Ball Float | 1998-03-05 | FALSE | 1998-03-05 | FALSE | Currently in Use | Diesel | 10000 | Fiberglass Double Walled | 1998-02-22 |  | Double-Walled Flex | Pressurized
CIRCLE M FOOD SHOP #53 | 6103 OLD NATIONAL HWY | COLLEGE PARK | Fulton | 601084 | 4 |  | 1977-04-25 | FALSE | 1977-04-25 | FALSE | Permanently Out of Use - historical purposes | Gas (Historical Use) | 8000 | Fiberglass | 1977-04-25 | 1899-12-31 | Galvanized Steel | Pressurized
JINNAH INC | 6360 ROSWELL RD NE | ATLANTA | Fulton | 9000032 | 3 | [5 empty] | Removed from Ground | Diesel | 10000 | Galvanic (STIP-3) | 1983-04-24 | 1987-03-11 | Galvanized Steel | Pressurized
Sandy Springs Fleet Center | 8475 ROSWELL RD | ATLANTA | Fulton | 601226 | 3 |  | 1997-08-02 |  | 1997-08-02 |  | Removed from Ground | Gas (Historical Use) | 10270 | Steel-Impressed Current | 1979-04-06 | 2007-01-15 | Fiberglass Reinforced Plastic | Pressurized
COCA-COLA ENTERPRISES | 8250 DUNWOODY PL NE | ATLANTA | Fulton | 601191 | 1A | [5 empty] | Removed from Ground | Gas (Historical Use) | 12000 | Fiberglass | 1989-01-01 | 1993-04-01 | Fiberglass Reinforced Plastic | Pressurized
WEST PACES FERRY SHELL | 1313 WEST PACES FERRY RD | ATLANTA | Fulton | 600826 | 4 | [5 empty] | Removed from Ground | Gas (Historical Use) | 6000 | Bare Steel | 1973-05-05 | 1899-12-31 | Galvanized Steel
WEST PACES FERRY SHELL | 1313 WEST PACES FERRY RD | ATLANTA | Fulton | 600826 | 5 | [5 empty] | Removed from Ground | Gas (Historical Use) | 6000 | Bare Steel | 1973-05-05 | 1899-12-31 | Galvanized Steel
WEST PACES FERRY SHELL | 1313 WEST PACES FERRY RD | ATLANTA | Fulton | 600826 | 7 |  | 1989-03-01 | FALSE | 1989-03-01 | FALSE | Currently in Use | Regular | 10000 | Fiberglass | 1989-03-01 |  | Fiberglass Reinforced Plastic | Pressurized
WILLIAMS BROS/NORTHSIDE PLT #12 | 625 LAMBERT ST | ATLANTA | Fulton | 9060021 | 2 |  |  | TRUE |  | TRUE | Removed from Ground | Used Oil | 1000 | Bare Steel | 1991-05-01 | 1991-05-01 | Bare Steel | Suction (American)
US POSTAL SERVICE | 97 LAKESHORE DR NE | ATLANTA | Fulton | 9060104 | 3 | [5 empty] | Removed from Ground | Other | 550 | Fiberglass | 1988-09-15 | 1996-06-01 | Galvanized Steel
COCA-COLA ENTERPRISES | 5300 BUFFINGTON RD | ATLANTA | Fulton | 9060057 | 3 | [5 empty] | Removed from Ground | Diesel | 12000 | Double Walled | 1989-01-01 | 1993-03-09 | Galvanized Steel | Suction (American)
RED OAK AMOCO GAS STATION | 3369 ROOSEVELT HWY | ATLANTA | Fulton | 9060205 | 5 |  |  | TRUE |  | TRUE | Removed from Ground | Used Oil | 550 | Not Marked/Unknown |  | 1899-12-31 | Unknown
WELLCOM TEXACO | 4165 ROOSEVELT HWY | COLLEGE PARK | Fulton | 9000122 | 4B | Ball Float | 2007-06-28 | FALSE | 2007-06-28 | FALSE | Currently in Use | Diesel | 5000 | Composite | 2007-06-28 |  | Fiberglass Reinforced Plastic | Pressurized
WELLCOM TEXACO | 4165 ROOSEVELT HWY | COLLEGE PARK | Fulton | 9000122 | 1 | [5 empty] | Removed from Ground | Gas (Historical Use) | 8000 | Bare Steel | 1983-05-14 | 1899-12-31 | Galvanized Steel
J M SCARBROUGH | 4800 STONEWALL-TELL RD | COLLEGE PARK | Fulton | 600474 | 3 | [5 empty] | Permanently Out of Use - historical purposes | Gas (Historical Use) | 3000 | Bare Steel | 1976-04-20 | 1899-12-31 | Unknown
BORAL BRICKS/MERRY BROS BRICK & | 4737 EDISON DR | COLLEGE PARK | Fulton | 601249 | 1 | [5 empty] | Removed from Ground | Diesel | 10000 | Bare Steel | 1986-04-08 | 1992-06-29 | Galvanized Steel
ATLANTA COCA-COLA BTLG CO | 4755 EDISON DR | COLLEGE PARK | Fulton | 601192 | 3 | [5 empty] | Removed from Ground | Diesel | 2000 | Bare Steel | 2001-02-03 | 2001-02-03 | Not Marked
EXXON FOOD STORE | 5084 OLD NATIONAL HWY | COLLEGE PARK | Fulton | 601316 | 2 | Ball Float | 1987-01-01 | FALSE | 1987-01-01 | FALSE | Currently in Use | Plus | 8000 | Fiberglass | 1979-05-10 |  | Double-Walled Fiberglass | Pressurized
QUICK E MART | 3450 CASCADE RD | ATLANTA | Fulton | 9060478 | 2 | Ball Float | 1998-08-20 | FALSE | 1998-08-20 | FALSE | Currently in Use | Gas (Historical Use) | 8000 | Steel-Impressed Current | 1998-08-20 |  | Fiberglass Reinforced Plastic | Pressurized
CHEVRON FOOD MART | 2959 CAMPBELLTON RD | ATLANTA | Fulton | 9060400 | 1 |  | 1995-05-01 |  | 1995-05-01 |  | Currently in Use | Gas (Historical Use) | 8000 | Fiberglass | 1995-05-01 |  | Fiberglass Reinforced Plastic
CHEVRON FOOD MART # 4 | 1722 -A CAMPBELLTON RD | ATLANTA | Fulton | 9060670 | 2 | Flapper Valve | 1995-05-01 | FALSE | 1995-05-01 | FALSE | Currently in Use | Plus | 8000 | Fiberglass | 1995-05-01 |  | Fiberglass Reinforced Plastic
CASCADE FOOD MART | 1072 CASCADE AVE SW | ATLANTA | Fulton | 9060625 | 1 | Ball Float | 1998-01-28 | FALSE | 1998-01-28 | FALSE | Currently in Use | Regular | 8000 | Lined Interior/Impressed Current | 1998-01-28 |  | Fiberglass Reinforced Plastic | Pressurized
ATLANTA FIRE STATION #5 | 2825 CAMPBELTON RD | ATLANTA | Fulton | 9060544 | 2 | Ball Float | 1990-01-01 | FALSE | 1990-01-01 | FALSE | Currently in Use | Diesel | 550 | Fiberglass | 1990-01-01 |  | Flex | Pressurized
CAMPBELLTON RD EXXON | 3090 CAMPBELLTON RD SW | ATLANTA | Fulton | 600846 | 4A | Ball Float | 2015-05-12 | FALSE | 2015-05-12 | FALSE | Currently in Use | Regular | 12000 | Composite Double Walled | 2015-05-12 |  | Double-Walled Fiberglass | Pressurized
SHELL FOOD MART | 3113 CAMPBELLTON RD SW | ATLANTA | Fulton | 9000327 | 3 | Ball Float | 1995-09-01 | FALSE | 1991-01-01 | TRUE | Currently in Use | Plus | 10000 | Fiberglass | 1983-04-30 |  | Fiberglass Reinforced Plastic | Pressurized
CHEVRON 201787 | 3460 CASCADE RD @ I-285 | ATLANTA | Fulton | 600920 | 2 | [5 empty] | Removed from Ground | Gas (Historical Use) | 8000 | Bare Steel | 1969-05-04 | 1992-04-21 | Galvanized Steel | Pressurized
CIRCLE M FOOD SHOP #53 | 6103 OLD NATIONAL HWY | COLLEGE PARK | Fulton | 601084 | 1 |  | 1977-04-25 | FALSE | 1977-04-25 | FALSE | Permanently Out of Use - historical purposes | Gas (Historical Use) | 6000 | Fiberglass | 1977-04-25 | 1899-12-31 | Galvanized Steel | Pressurized
AMOCO STATION #6196 | 3286 WASHINGTON RD | COLLEGE PARK | Fulton | 601077 | 4 |  |  | TRUE |  | TRUE | Removed from Ground | Used Oil | 1000 | Bare Steel | 1969-04-27 | 1987-03-01 | Galvanized Steel
BEAM OIL CO/DIV OF WITCO CORP | 1533 MARIETTA RD NW | ATLANTA | Fulton | 600872 | 9 | [5 empty] | Removed from Ground | Empty | 1000 | Bare Steel | 1976-05-10 | 1987-12-01 | Bare Steel
BEAM OIL CO/DIV OF WITCO CORP | 1533 MARIETTA RD NW | ATLANTA | Fulton | 600872 | 6 | [5 empty] | Removed from Ground | Empty | 4000 | Bare Steel | 1976-05-10 | 1987-12-01 | Bare Steel
Shoppe At Buckhead Foods LLC | 3669 POWERS FERRY RD | ATLANTA | Fulton | 9000362 | 9 | Flapper Valve | 2018-12-10 | FALSE | 2018-12-10 | FALSE | Currently in Use | Diesel | 6000 | Fiberglass Double Walled | 2018-01-31 |  | Double-Walled Flex | Pressurized
IMPORT SERVICE CENTER | 506 MORELAND AVE NE | ATLANTA | Fulton | 600178 | 1 |  |  | TRUE |  | TRUE | Removed from Ground | Used Oil | 550 | Bare Steel | 1963-05-14 | 1899-12-31 | Galvanized Steel
GA POWER/MORGAN FALLS PLANT | 380 MORGAN FALLS RD | DUNWOODY | Fulton | 600731 | 1 | [5 empty] | Closed in Ground | Empty | 500 | Marked Unknown | 1987-05-01 | 1987-05-01 | Unknown
MORRIS BROWN COLLEGE | 643 MLK JR DR | ATLANTA | Fulton | 9060366 | 2 | [5 empty] | Removed from Ground | Gas (Historical Use) | 1000 | Bare Steel | 1994-05-20 | 1994-05-20 | Galvanized Steel | Suction (American)
NORTHSIDE EXXON | 479 JOSEPH E BOONE BLVD NW | ATLANTA | Fulton | 10001900 | 3 | Ball Float | 2010-07-01 | FALSE | 2010-07-01 | FALSE | Currently in Use | Diesel | 4000 | Composite Double Walled | 2010-07-01 |  | Double-Walled Fiberglass | Pressurized
AP-AT PROPERTIES LLC | 1739 MLK JR DR | ATLANTA | Fulton | 601053 | 2 | [5 empty] | Removed from Ground | Gas (Historical Use) | 5000 | Cathodically Protected Steel | 1970-04-27 | 1991-05-03 | Galvanized Steel
JONES AVE PARKING LOT | 340 GRAY ST | ATLANTA | Fulton | 9060864 | 1 | [5 empty] | Removed from Ground | Gas (Historical Use) | 6000 | Cathodically Protected Steel | 2001-11-28 | 1899-12-31 | Unknown
BST/BUCKHEAD/F5402 | 3130 PEACHTREE RD | ATLANTA | Fulton | 601038 | 4 | Flapper Valve | 1996-03-03 | FALSE | 1996-03-03 | FALSE | Removed from Ground | Diesel | 20000 | Fiberglass Double Walled | 1995-03-03 |  | Copper | Suction (American)
GA POWER TELECOMMUNICATIONS | 210 BAKER ST NW | ATLANTA | Fulton | 600735 | 3 | [5 empty] | Closed in Ground | Gas (Historical Use) | 6000 | Marked Unknown | 1986-05-07 | 1990-12-10 | Unknown
TJ'S FOOD MART | 440 LUCKIE ST NW | ATLANTA | Fulton | 600827 | 3 | [5 empty] | Removed from Ground | Gas (Historical Use) | 3000 | Bare Steel | 1961-05-08 | 1991-01-01 | Galvanized Steel
SOUTHEASTERN STAGES INC | 226 ALEXANDER ST NW | ATLANTA | Fulton | 9000469 | 2 | [5 empty] | Removed from Ground | Other | 6000 | Bare Steel | 1965-02-25 | 1988-01-01 | Unknown
BOULEVARD PACKAGE STORE | 1181 BOULEVARD ST SE | ATLANTA | Fulton | 10000923 | 1 |  |  | FALSE |  | FALSE | Removed from Ground | Gas (Historical Use) | 0 | Unknown | 1972-01-01 | 1972-01-01 | Unknown
A-1 QUALITY USED TIRES | 1531 CAMPBELLTON ROAD | ATLANTA | Fulton | 10001181 | 2 |  |  | FALSE |  | FALSE | Removed from Ground | Kerosene | 0 | Unknown |  | 1899-12-31 | Unknown
BIG H FOOD MART | 1980 DELOWE DR | ATLANTA | Fulton | 9060498 | PREMUN |  | 1997-11-01 |  | 1997-11-01 |  | Removed from Ground | Gas (Historical Use) | 8000 | Steel-Impressed Current | 1997-11-01 | 2010-05-06 | Cathodically Protected | Pressurized
SSC INDUSTRIES LLC | 1550 E TAYLOR | ATLANTA | Fulton | 600291 | 1 | [5 empty] | Permanently Out of Use - historical purposes | Other | 6000 | Bare Steel | 1970-05-12 | 1899-12-31 | Bare Steel
BOBBY FOOD MART | 5110 OLD NATIONAL HWY | COLLEGE PARK | Fulton | 601020 | 1 |  |  | FALSE |  | FALSE | Removed from Ground | Gas (Historical Use) | 5000 |  | 1970-04-27 | 1899-12-31 | Galvanized Steel | Pressurized
SHELL FOOD MART | 4903 OLD NATIONAL HWY | COLLEGE PARK | Fulton | 9060717 | 3 | Ball Float | 1997-05-01 | FALSE | 1997-05-01 | FALSE | Currently in Use | Diesel | 10000 | Composite | 1997-05-01 |  | Double-Walled Flex | Pressurized
EXXON FOOD MART | 4410 ROOSEVELT HWY | COLLEGE PARK | Fulton | 9060554 | 3 | Flapper Valve | 1998-12-19 | FALSE | 1998-12-19 | FALSE | Currently in Use | Regular | 8000 | Steel-Impressed Current | 1988-02-01 |  | Fiberglass Reinforced Plastic | Pressurized
RENT-ALL PLAZA INC | 5626 OLD NATIONAL HWY | COLLEGE PARK | Fulton | 9060470 | 1 | [5 empty] | Removed from Ground | Gas (Historical Use) | 2000 | Bare Steel | 1985-02-28 | 1998-04-21 | Galvanized Steel
ATLANTA GROCERY STORES | 130 NORTHSIDE DR NW | ATLANTA | Fulton | 9000473 | 3 | [5 empty] | Removed from Ground | Gas (Historical Use) | 4000 | Marked Unknown | 2004-08-05 | 2004-08-05 | Unknown
GA POWER-WEST METRO NETWORK UG | 271 MAPLE ST NW | ATLANTA | Fulton | 9000519 | 3 | [5 empty] | Removed from Ground | Gas (Historical Use) | 10000 | Bare Steel | 1980-05-09 | 1993-03-17 | Bare Steel | Pressurized
AP-AT PROPERTIES LLC | 1739 MLK JR DR | ATLANTA | Fulton | 601053 | 9 |  |  | TRUE | 1991-07-08 | TRUE | Removed from Ground | Used Oil | 550 | Cathodically Protected Steel | 1991-07-08 | 2005-02-01 | Fiberglass Reinforced Plastic
AP-AT PROPERTIES LLC | 1739 MLK JR DR | ATLANTA | Fulton | 601053 | 6 | Flapper Valve | 1991-07-08 | FALSE | 1991-07-08 | FALSE | Currently in Use | Regular | 5000 | Galvanic (STIP-3) | 1991-07-08 |  | Fiberglass Reinforced Plastic | Pressurized
AP-AT PROPERTIES LLC | 1739 MLK JR DR | ATLANTA | Fulton | 601053 | 8 | Flapper Valve | 1991-07-08 | FALSE | 1991-07-08 | FALSE | Currently in Use | Premium | 8000 | Galvanic (STIP-3) | 1991-07-08 |  | Fiberglass Reinforced Plastic | Pressurized
HAUGABROOK LLC | 336 JOSEPH E LOWERY BLVD NW | ATLANTA | Fulton | 9060671 | 3 | Flapper Valve | 1998-01-01 | FALSE | 1998-01-01 | TRUE | Currently in Use | Premium | 10000 | Steel-Impressed Current | 1975-01-01 |  | Fiberglass Reinforced Plastic | Pressurized
SSC INDUSTRIES LLC | 1550 E TAYLOR | ATLANTA | Fulton | 600291 | 3 | [5 empty] | Permanently Out of Use - historical purposes | Empty | 6000 | Bare Steel | 1970-05-12 | 1899-12-31 | Bare Steel
TUNE UP CLINIC/FORMER SVC STA | 906 EAST CLEVELAND AVE | ATLANTA | Fulton | 601219 | 460045 | [5 empty] | Removed from Ground | Empty | 8084 | Fiberglass | 1974-04-25 | 1899-12-31 | Unknown
JONES AVE PARKING LOT | 340 GRAY ST | ATLANTA | Fulton | 9060864 | 3 | [5 empty] | Removed from Ground | Gas (Historical Use) | 6000 | Cathodically Protected Steel | 2001-11-28 | 1899-12-31 | Unknown
PROPOSED MLK URBAN VILLAGE RETAI | 852 /856 MAYSON TURNER RD | ATLANTA | Fulton | 9060672 | 3 |  |  | FALSE |  | FALSE | Removed from Ground | Gas (Historical Use) | 550 | Bare Steel | 2000-02-03 | 2000-02-03
LINCOLN CEMETERY INC | 2275 SIMPSON RD | ATLANTA | Fulton | 9060536 | 1 | [5 empty] | Removed from Ground | Gas (Historical Use) | 900 | Marked Unknown | 1999-07-30 | 1999-07-30 | Unknown | Suction (American)
HENNESSY JAGUAR OF BUCKHEAD | 3040 PIEDMONT RD NE | ATLANTA | Fulton | 600274 | 6 | Ball Float | 2011-12-01 | FALSE | 2011-12-01 | FALSE | Currently in Use | Diesel | 5000 | Tank Jacket | 2011-12-01 |  | Double-Walled Fiberglass | Pressurized
FIRE STATION #28 | 2040 MAIN ST SW | ATLANTA | Fulton | 600385 | 1 | [5 empty] | Removed from Ground | Diesel | 560 | Bare Steel | 1953-05-16 | 1990-07-30 | Galvanized Steel
H E HOLMES MARTA STATION | 70 H E HOLMES DRIVE | ATLANTA | Fulton | 9060852 | 1 | [5 empty] | Removed from Ground | Diesel | 0 | Marked Unknown |  | 1899-12-31 | Unknown
CROWN STATION #GA-20 | 2920 CAMPBELLTON RD SW | ATLANTA | Fulton | 9000034 | REG | [5 empty] | Removed from Ground | Gas (Historical Use) | 15000 | Bare Steel | 1972-04-07 | 1990-11-20 | Galvanized Steel | Pressurized
MLK BP | 2595 MLK JR DR | ATLANTA | Fulton | 600806 | 6B | Ball Float | 2016-07-20 | FALSE | 2016-07-20 | FALSE | Currently in Use | Diesel | 5000 | Tank Jacket Double Walled | 2016-07-20 |  | Double-Walled Fiberglass | Pressurized
QUICK MART | 3221 Martin Luther King Jr Dr SW | ATLANTA | Fulton | 600708 | 4 | Flapper Valve | 1999-01-29 | FALSE | 1999-01-29 | FALSE | Currently in Use | Diesel | 6000 | Steel-Impressed Current | 1984-02-01 |  | Steel (Impressed Current) | Pressurized
MINI MART EXPRESS | 1975 CAMPBELLTON RD | ATLANTA | Fulton | 9000176 | 1 | Ball Float | 1998-07-28 | FALSE | 1998-07-28 | FALSE | Currently in Use | Regular | 5000 | STIP-3/Impressed Current | 1967-02-08 |  | Fiberglass Reinforced Plastic | Pressurized
BELLSOUTH TELECOMM/F-1522/CAMPBE | 2850 CAMPBELLTON RD SW | ATLANTA | Fulton | 601045 | 1 | [5 empty] | Removed from Ground | Gas (Historical Use) | 12000 | Cathodically Protected Steel | 1982-01-02 | 1993-08-03 | Fiberglass Reinforced Plastic | Pressurized
BELLSOUTH TELECOMM/F-1522/CAMPBE | 2850 CAMPBELLTON RD SW | ATLANTA | Fulton | 601045 | 4 | [5 empty] | Removed from Ground | Other | 1000 | Bare Steel | 1976-01-01 | 1991-01-01 | Bare Steel
BELLSOUTH TELECOMM/F-1522/CAMPBE | 2850 CAMPBELLTON RD SW | ATLANTA | Fulton | 601045 | 7 | [5 empty] | Removed from Ground | Other | 1000 | Bare Steel | 1976-01-01 | 1991-01-01 | Bare Steel
AMOCO STATION #6196 | 3286 WASHINGTON RD | COLLEGE PARK | Fulton | 601077 | 3 | [5 empty] | Removed from Ground | Gas (Historical Use) | 8000 | Bare Steel | 1969-04-27 | 1987-03-01 | Galvanized Steel
EXXON RETAIL STORE #4-5664 | 1359 VIRGINIA AVE | ATLANTA | Fulton | 600899 | 3 | [5 empty] | Removed from Ground | Gas (Historical Use) | 4000 | Bare Steel | 1968-05-10 | 1987-10-08 | Galvanized Steel
TUNE UP CLINIC/FORMER SVC STA | 906 EAST CLEVELAND AVE | ATLANTA | Fulton | 601219 | 452084 | [5 empty] | Removed from Ground | Empty | 8000 | Bare Steel | 1973-04-25 | 1899-12-31 | Bare Steel
SYLVAN STATION INC | 3040 LAKEWOOD AVENUE | ATLANTA | Fulton | 10001710 | 2 |  |  | FALSE |  | FALSE | Removed from Ground | Used Oil | 1000 | Bare Steel | 2009-03-10 | 2009-03-10 | Unknown
FULTON CO NORTH ANNEX | 7741 ROSWELL RD | ATLANTA | Fulton | 600315 | 1 | [5 empty] | Removed from Ground | Gas (Historical Use) | 10000 | Bare Steel | 1974-05-11 | 1995-03-03 | Galvanized Steel
COCA-COLA ENTERPRISES | 8250 DUNWOODY PL NE | ATLANTA | Fulton | 601191 | 1 | [5 empty] | Removed from Ground | Gas (Historical Use) | 12000 | Bare Steel | 1979-01-01 | 1993-04-01 | Galvanized Steel
TEXACO STATION (FORMER) | 8600 ROSWELL RD | ATLANTA | Fulton | 9060014 | 2 | [5 empty] | Removed from Ground | Other | 8000 | Marked Unknown | 1984-04-06 | 1984-04-06 | Unknown
ABANDON LOT | 835 PEACHTREE STREET | ATLANTA | Fulton | 9060827 | 2 | [5 empty] | Removed from Ground | Gas (Historical Use) | 550 | Marked Unknown | 2000-08-14 | 2000-08-14 | Galvanized Steel | Suction (American)
UNOCAL STATION #9023-497/MINI MA | 3419 NORTHSIDE PKWY NW | ATLANTA | Fulton | 600972 | 3 | [5 empty] | Removed from Ground | Gas (Historical Use) | 12000 | Fiberglass | 1985-01-01 | 1992-11-17 | Fiberglass Reinforced Plastic
ATLANTA FIRE STATION #27 | 4260 NORTHSIDE DR NW | ATLANTA | Fulton | 600384 | 1 | [5 empty] | Removed from Ground | Diesel | 560 | Bare Steel | 1953-05-16 | 1991-01-16 | Galvanized Steel
BST/BUCKHEAD/F5402 | 3130 PEACHTREE RD | ATLANTA | Fulton | 601038 | 1 | [5 empty] | Removed from Ground | Diesel | 20000 | Bare Steel | 1974-01-01 | 1899-12-31 | Copper | Suction (American)
CHEVRON STATION #43018 | 3387 PEACHTREE RD NE | ATLANTA | Fulton | 600980 | 2 | [5 empty] | Removed from Ground | Gas (Historical Use) | 3000 | Cathodically Protected Steel | 1964-01-07 | 1985-10-01 | Galvanized Steel
TEXACO STATION (FORMER) | 8600 ROSWELL RD | ATLANTA | Fulton | 9060014 | 1 | [5 empty] | Removed from Ground | Other | 10000 | Marked Unknown | 1984-04-06 | 1984-04-06 | Unknown
ABANDON LOT | 835 PEACHTREE STREET | ATLANTA | Fulton | 9060827 | 3 |  |  | FALSE |  | FALSE | Removed from Ground | Gas (Historical Use) | 550 | Unknown | 2006-06-13 | 2006-06-13 | Unknown
BP | 5500 NORTHSIDE DR NW | ATLANTA | Fulton | 601086 | 1 | Flapper Valve | 1984-04-23 | FALSE | 1984-04-23 | FALSE | Currently in Use | Diesel | 10000 | Galvanic (STIP-3) | 1984-04-23 |  | Fiberglass Reinforced Plastic | Pressurized
ATLANTA FIRE STATION #26 | 2970 HOWELL MILL RD NW | ATLANTA | Fulton | 600383 | 1 | [5 empty] | Removed from Ground | Diesel | 500 | Galvanic (STIP-3) | 1956-05-15 | 1992-10-27 | Galvanized Steel
GSA INTER-AGENCY MOTOR POOL | 395 NELSON ST | ATLANTA | Fulton | 9060253 | 3 |  |  | TRUE |  | TRUE | Abandoned-No Known Release | Used Oil | 550 | Bare Steel | 1979-06-01 |  | Galvanized Steel | Gravity Fed
BOYD PROPERTIES LTD | 380 LUCKIE ST NW | ATLANTA | Fulton | 600462 | 2 | [5 empty] | Removed from Ground | Gas (Historical Use) | 1000 | Marked Unknown | 1987-01-01 | 1999-07-01 | Unknown
A-1 QUALITY USED TIRES | 1531 CAMPBELLTON ROAD | ATLANTA | Fulton | 10001181 | 1 |  |  | FALSE |  | FALSE | Removed from Ground | Gas (Historical Use) | 0 | Unknown |  | 1899-12-31 | Unknown
BIG H FOOD MART | 1980 DELOWE DR | ATLANTA | Fulton | 9060498 | UNLEADED |  | 1997-11-01 |  | 1997-11-01 |  | Removed from Ground | Gas (Historical Use) | 10000 | Steel-Impressed Current | 1985-01-01 | 2010-05-06 | Cathodically Protected | Pressurized
CHEVRON FOOD MART # 4 | 1722 -A CAMPBELLTON RD | ATLANTA | Fulton | 9060670 | 3 | Flapper Valve | 1995-05-01 | FALSE | 1995-05-01 | FALSE | Currently in Use | Premium | 8000 | Fiberglass | 1995-05-01 |  | Fiberglass Reinforced Plastic
CAMPBELLTON RD EXXON | 3090 CAMPBELLTON RD SW | ATLANTA | Fulton | 600846 | 5 | Ball Float | 2015-05-12 | FALSE | 2015-05-12 | FALSE | Currently in Use | Premium | 5000 | Composite Double Walled | 2015-05-12 |  | Double-Walled Fiberglass | Pressurized
SAMSON TOURS | 1295 -1320 MILLEDGE RD | ATLANTA | Fulton | 9031210 | 1 |  |  | TRUE |  | TRUE | Removed from Ground | Gas (Historical Use) | 6000 | Not Marked/Unknown | 1998-11-23 | 1998-11-23 | Not Marked
BST/BUCKHEAD/F5402 | 3130 PEACHTREE RD | ATLANTA | Fulton | 601038 | 5 | [5 empty] | Closed in Ground | Diesel | 120 | Bare Steel |  | 1899-12-31 | Not Marked
AMOCO OIL CO #562 | 1200 ASHWOOD PARKWAY | ATLANTA | Fulton | 601061 | 3 | [5 empty] | Permanently Out of Use - historical purposes | Gas (Historical Use) | 3000 | Bare Steel | 1958-04-30 | 1899-12-31 | Galvanized Steel
PACES FERRY EXXON | 1400 W PACES FERRY RD | ATLANTA | Fulton | 601064 | 3 | Ball Float | 1982-04-24 | FALSE | 1982-04-24 | FALSE | Currently in Use | Premium | 10000 | Galvanic (STIP-3) | 1982-04-24 |  | Fiberglass Reinforced Plastic | Pressurized
WEST PACES FERRY SHELL | 1313 WEST PACES FERRY RD | ATLANTA | Fulton | 600826 | 3 | [5 empty] | Removed from Ground | Gas (Historical Use) | 6000 | Bare Steel | 1973-05-05 | 1989-03-01 | Galvanized Steel
WESTMINSTER SCHOOLS | 1424 WEST PACES FERRY RD | ATLANTA | Fulton | 9000291 | 2 | [5 empty] | Removed from Ground | Gas (Historical Use) | 1000 | Bare Steel | 1981-01-01 | 1981-01-01 | Galvanized Steel | Suction (American)
JASMINE MERCHANT INC DBA VIRGINIA AVE SHELL | 1338 VIRGINIA AVE | ATLANTA | Fulton | 600946 | 4 |  | 1986-01-01 | FALSE | 1986-01-01 | FALSE | Currently in Use | Diesel | 8000 | Fiberglass | 1981-04-30 |  | Fiberglass Reinforced Plastic | Pressurized
JASMINE MERCHANT INC DBA VIRGINIA AVE SHELL | 1338 VIRGINIA AVE | ATLANTA | Fulton | 600946 | 5 |  | 1986-01-01 |  | 1986-01-01 |  | Removed from Ground | Kerosene | 1000 | Fiberglass | 1986-01-01 | 2005-11-01 | Fiberglass Reinforced Plastic
FREEWAY INC | 806 SPRING STREET | ATLANTA | Fulton | 9060641 | 1 | [5 empty] | Removed from Ground | Diesel | 0 | Not Marked/Unknown | 1976-01-01 | 1976-01-01 | Not Marked
SAMSON TOURS | 1295 -1320 MILLEDGE RD | ATLANTA | Fulton | 9031210 | 3 |  |  | TRUE |  | TRUE | Removed from Ground | Gas (Historical Use) | 1000 | Not Marked/Unknown | 1998-11-23 | 1998-11-23 | Not Marked
THE PINNACLE | 3455 PEACHTREE RD | ATLANTA | Fulton | 10000681 | 1 | Flapper Valve | 2004-07-01 | FALSE | 1998-07-01 | FALSE | Closed in Ground | Diesel | 2500 | Galvanic (STIP-3) | 1998-07-01 | 2018-07-05 | Double-Walled Fiberglass | Pressurized
BST/BUCKHEAD/F5402 | 3130 PEACHTREE RD | ATLANTA | Fulton | 601038 | 2 | [5 empty] | Removed from Ground | Diesel | 550 | Bare Steel | 1962-01-01 | 1989-10-15 | Galvanized Steel | Suction (American)
CHEVRON STATION #43018 | 3387 PEACHTREE RD NE | ATLANTA | Fulton | 600980 | 1 | [5 empty] | Removed from Ground | Gas (Historical Use) | 10000 | Cathodically Protected Steel | 1964-01-07 | 1985-10-01 | Galvanized Steel
3200 Howell Mill Road (HCA WEST PACES FERRY HOSPITAL) | 3200 HOWELL MILL RD. NW | ATLANTA | Fulton | 9060098 | 2 | [5 empty] | Removed from Ground | Diesel | 1000 | Bare Steel | 1981-01-01 | 1998-06-01 | Bare Steel | Suction (American)
MT PARAN COUNTRY STORE | 4480 NORTHSIDE DR NW | ATLANTA | Fulton | 601198 | 4 |  | 1999-03-01 | FALSE | 1999-03-01 | FALSE | Removed from Ground | Gas (Historical Use) | 1000 | Epoxy | 1999-03-01 | 2003-05-22 | Fiberglass Reinforced Plastic | Safe Suction (Euro)
FAMILY STORE | 2989 CAMPBELLTON RD SW | ATLANTA | Fulton | 600701 | 9 | Ball Float | 1998-11-01 | FALSE | 1998-11-01 | FALSE | Currently in Use | Premium | 3000 | Steel-Impressed Current | 1980-01-01 |  | Fiberglass Reinforced Plastic | Pressurized
FAMILY STORE | 2989 CAMPBELLTON RD SW | ATLANTA | Fulton | 600701 | 6 | Ball Float | 1998-11-01 | FALSE | 1998-11-01 | FALSE | Currently in Use | Regular | 6000 | Steel-Impressed Current | 1980-01-01 |  | Fiberglass Reinforced Plastic | Pressurized
FAMILY STORE | 2989 CAMPBELLTON RD SW | ATLANTA | Fulton | 600701 | 8 | Ball Float | 1998-11-01 | FALSE | 1998-11-01 | FALSE | Currently in Use | Regular | 3000 | Steel-Impressed Current | 1980-01-01 |  | Fiberglass Reinforced Plastic | Pressurized
QUICK MART | 3221 Martin Luther King Jr Dr SW | ATLANTA | Fulton | 600708 | 2 | Flapper Valve | 1999-01-29 | FALSE | 1999-01-29 | FALSE | Currently in Use | Regular | 10000 | Steel-Impressed Current | 1984-02-01 |  | Steel (Impressed Current) | Pressurized
WYNN TEXACO | 2075 CAMPBELLTON RD SW | ATLANTA | Fulton | 600721 | 3 | [5 empty] | Removed from Ground | Gas (Historical Use) | 4000 | Bare Steel | 1965-03-10 | 1990-07-10 | Galvanized Steel
SHELL FOOD MART | 3113 CAMPBELLTON RD SW | ATLANTA | Fulton | 9000327 | 2 | Ball Float | 1995-09-01 | FALSE | 1991-01-01 | TRUE | Currently in Use | Regular | 10000 | Fiberglass | 1983-04-30 |  | Fiberglass Reinforced Plastic | Pressurized
FREEWAY BUICK | 2800 CAMPBELTON RD SW | ATLANTA | Fulton | 600651 | 2 |  |  | TRUE |  | TRUE | Removed from Ground | Used Oil | 500 | Bare Steel | 1991-11-25 | 1991-11-25 | Galvanized Steel
CHEVRON 201787 | 3460 CASCADE RD @ I-285 | ATLANTA | Fulton | 600920 | 3 | [5 empty] | Removed from Ground | Gas (Historical Use) | 10000 | Bare Steel | 1969-05-04 | 1992-04-21 | Galvanized Steel | Pressurized
BIG H FOOD MART | 1980 DELOWE DR | ATLANTA | Fulton | 9060498 | 5B | Flapper Valve | 2008-12-01 | FALSE | 2008-12-01 | FALSE | Currently in Use | Premium | 5000 | Composite Double Walled | 2008-12-01 |  | Double-Walled Flex | Pressurized
BIG H FOOD MART | 1980 DELOWE DR | ATLANTA | Fulton | 9060498 | 4 | Flapper Valve | 2008-12-01 | FALSE | 2008-12-01 | FALSE | Currently in Use | Regular | 10000 | Composite Double Walled | 2008-12-01 | 2010-05-06 | Double-Walled Flex | Pressurized
BP #24015 | 2191 CAMPBELLTON RD | ATLANTA | Fulton | 9060196 | 1 | [5 empty] | Removed from Ground | Gas (Historical Use) | 0 | Marked Unknown | 1990-08-10 | 1990-08-10 | Unknown
CHEVRON FOOD MART | 2959 CAMPBELLTON RD | ATLANTA | Fulton | 9060400 | 3 |  | 1995-05-01 |  | 1995-05-01 |  | Currently in Use | Gas (Historical Use) | 8000 | Fiberglass | 1995-05-01 |  | Fiberglass Reinforced Plastic
GORDONS AUTOMOTIVE | 3096 CAMPBELLTON ROAD | ATLANTA | Fulton | 10002304 | 1 |  |  | FALSE |  | FALSE | Removed from Ground | Gas (Historical Use) | 0 | Unknown | 1960-01-01 | 1899-12-31 | Unknown
CASCADE FOOD MART | 1072 CASCADE AVE SW | ATLANTA | Fulton | 9060625 | 3 |  | 1998-01-28 | FALSE | 1998-01-28 | FALSE | Currently in Use | Premium | 4000 | Lined Interior/Impressed Current | 1998-01-28 |  | Fiberglass Reinforced Plastic | Pressurized
CAMPBELLTON RD EXXON | 3090 CAMPBELLTON RD SW | ATLANTA | Fulton | 600846 | 3 | [5 empty] | Removed from Ground | Empty | 10000 | Bare Steel | 1970-04-04 | 1986-12-01 | Galvanized Steel
MLK BP | 2595 MLK JR DR | ATLANTA | Fulton | 600806 | 1 | [5 empty] | Removed from Ground | Gas (Historical Use) | 10000 | Bare Steel | 1981-05-03 | 1988-04-28 | Galvanized Steel
EXXON STATION #4-5325 | 3235 MLK JR DR | ATLANTA | Fulton | 600892 | 2 | [5 empty] | Removed from Ground | Gas (Historical Use) | 10000 | Fiberglass | 1985-05-06 | 1989-10-01 | Fiberglass Reinforced Plastic
BIG H FOOD STORE | 2900 CAMPBELLTON RD SW | ATLANTA | Fulton | 600707 | 1 |  | 2000-03-07 | FALSE | 2000-03-07 | FALSE | Abandoned-No Known Release | Gas (Historical Use) | 10000 | Steel-Impressed Current | 1982-02-01 |  |  | Pressurized
SHELL FOOD MART | 3113 CAMPBELLTON RD SW | ATLANTA | Fulton | 9000327 | 1 | Ball Float | 1995-09-01 | FALSE | 1991-01-01 | TRUE | Currently in Use | Premium | 10000 | Fiberglass | 1983-04-30 |  | Fiberglass Reinforced Plastic | Pressurized
CHEVRON 201787 | 3460 CASCADE RD @ I-285 | ATLANTA | Fulton | 600920 | 5 |  | 1992-04-27 |  | 1992-04-27 |  | Removed from Ground | Gas (Historical Use) | 12000 | Double Walled | 1992-04-27 | 2003-12-11 | Fiberglass Reinforced Plastic | Pressurized
CHEVRON 201787 | 3460 CASCADE RD @ I-285 | ATLANTA | Fulton | 600920 | 4 |  |  | TRUE |  | TRUE | Removed from Ground | Used Oil | 1000 | Bare Steel | 1969-05-04 | 1987-01-01 | Galvanized Steel | Pressurized
CHEVRON 201787 | 3460 CASCADE RD @ I-285 | ATLANTA | Fulton | 600920 | 7 |  | 1992-04-27 |  | 1992-04-27 |  | Removed from Ground | Gas (Historical Use) | 12000 | Double Walled | 1992-04-27 | 2003-12-11 | Fiberglass Reinforced Plastic | Pressurized
QUICK E MART | 3450 CASCADE RD | ATLANTA | Fulton | 9060478 | 3 | Ball Float | 1998-08-20 | FALSE | 1998-08-20 | FALSE | Currently in Use | Gas (Historical Use) | 8000 | Steel-Impressed Current | 1998-08-20 |  | Fiberglass Reinforced Plastic | Pressurized
BP #24015 | 2191 CAMPBELLTON RD | ATLANTA | Fulton | 9060196 | 2 | [5 empty] | Removed from Ground | Gas (Historical Use) | 0 | Marked Unknown | 1990-08-10 | 1990-08-10 | Unknown
CHEVRON FOOD MART | 2959 CAMPBELLTON RD | ATLANTA | Fulton | 9060400 | 2 |  | 1995-05-01 |  | 1995-05-01 |  | Currently in Use | Gas (Historical Use) | 8000 | Fiberglass | 1995-05-01 |  | Fiberglass Reinforced Plastic
GREENBRIAR CHEVRON | 3040 HEADLAND DR | ATLANTA | Fulton | 9060091 | 2 | Ball Float | 1989-01-01 | FALSE | 1989-01-01 | FALSE | Currently in Use | Premium | 10000 | Fiberglass | 1989-04-18 |  | Fiberglass Reinforced Plastic | Pressurized
VULCAN/RED OAK QUARRY | 5414 BUFFINGTON RD | ATLANTA | Fulton | 9060211 | 025-06 | [5 empty] | Removed from Ground | Other | 1500 | Cathodically Protected Steel | 1986-09-01 | 1992-10-14 | Galvanized Steel | Safe Suction (Euro)
KMART #3205 | 5925 OLD NATIONAL HWY | ATLANTA | Fulton | 601263 | 1 |  |  | TRUE |  | TRUE | Removed from Ground | Used Oil | 1000 | Bare Steel | 1980-04-05 | 1991-05-01 | Galvanized Steel
GEC GEORGIA LLC #523 | 5015 OLD NATIONAL HWY | COLLEGE PARK | Fulton | 600647 | 1 |  | 1983-12-01 |  | 1983-12-01 |  | Removed from Ground | Diesel | 10000 | Fiberglass | 1984-04-11 | 2005-11-17 | Fiberglass Reinforced Plastic | Pressurized
GEC GEORGIA LLC #523 | 5015 OLD NATIONAL HWY | COLLEGE PARK | Fulton | 600647 | 4 | [5 empty] | Removed from Ground | Gas (Historical Use) | 12000 | Fiberglass | 1979-04-13 | 2005-11-17 | Fiberglass Reinforced Plastic | Pressurized
EASTERN FOODS (OUT OF SERVICE) | 2462 WEST POINT RD | COLLEGE PARK | Fulton | 600006 | 3 | [5 empty] | Removed from Ground | Diesel | 6000 | Not Marked/Unknown | 1993-08-06 | 1993-08-06 | Not Marked
J M SCARBROUGH | 4800 STONEWALL-TELL RD | COLLEGE PARK | Fulton | 600474 | 2 | [5 empty] | Permanently Out of Use - historical purposes | Gas (Historical Use) | 2000 | Bare Steel | 1972-04-21 | 1899-12-31 | Unknown
ATLANTA COCA-COLA BTLG CO | 4755 EDISON DR | COLLEGE PARK | Fulton | 601192 | 2 | [5 empty] | Removed from Ground | Diesel | 10000 | Bare Steel | 1973-04-24 | 1991-08-01 | Galvanized Steel
BETSILL AMOCO STATION | 2225 ROOSEVELT HWY | COLLEGE PARK | Fulton | 601277 | 1 | [5 empty] | Removed from Ground | Gas (Historical Use) | 5000 | Bare Steel | 1981-05-09 | 1987-05-10 | Galvanized Steel
GENERAL RENT-A-CAR | 1931 ROOSEVELT HWY | COLLEGE PARK | Fulton | 9000635 | 1 | [5 empty] | Removed from Ground | Gas (Historical Use) | 10000 | Bare Steel | 1960-05-14 | 1991-07-23 | Bare Steel
STOP N SHOP #61 | 3293 NORTH MAIN ST | COLLEGE PARK | Fulton | 601100 | 4 | Flapper Valve | 1997-05-01 | FALSE | 1997-05-01 | FALSE | Currently in Use | Premium | 6000 | Steel-Impressed Current | 1982-05-02 |  | Steel (Impressed Current) | Safe Suction (Euro)
STOP N SHOP #61 | 3293 NORTH MAIN ST | COLLEGE PARK | Fulton | 601100 | 1 | Flapper Valve | 1997-05-01 | FALSE | 1997-05-01 | FALSE | Currently in Use | Regular | 10000 | Steel-Impressed Current | 1982-05-02 |  | Steel (Impressed Current) | Safe Suction (Euro)
ROOSEVELT CHEVRON | 4891 ROOSEVELT HWY | COLLEGE PARK | Fulton | 9060788 | 1 | Ball Float | 1999-04-01 | FALSE | 1999-04-01 | TRUE | Currently in Use | Premium | 8000 | Fiberglass | 1999-04-01 |  | Double-Walled Flex | Pressurized
REYNOLDS ALUMINUM SUPPLY CO | 1441 ELLSWORTH IND DR NW | ATLANTA | Fulton | 600056 | 1 | [5 empty] | Removed from Ground | Empty | 10000 | Bare Steel | 1979-01-01 | 1987-05-25 | Galvanized Steel
FLINT INK CORP | 2260 DEFOOR HILLS RD NW | ATLANTA | Fulton | 600051 | 2 | [5 empty] | Removed from Ground | Other | 8000 | Bare Steel | 1973-05-11 | 1990-05-15 | Galvanized Steel
BETSILL AMOCO STATION | 2225 ROOSEVELT HWY | COLLEGE PARK | Fulton | 601277 | 2 | [5 empty] | Removed from Ground | Gas (Historical Use) | 1066 | Bare Steel | 1956-05-15 | 1987-05-10 | Galvanized Steel
EXXON FOOD STORE | 5084 OLD NATIONAL HWY | COLLEGE PARK | Fulton | 601316 | 1 | Ball Float | 1987-01-01 | FALSE | 1987-01-01 | FALSE | Currently in Use | Regular | 10000 | Fiberglass | 1979-05-10 |  | Double-Walled Fiberglass | Pressurized
ROOSEVELT CHEVRON | 4891 ROOSEVELT HWY | COLLEGE PARK | Fulton | 9060788 | 3 | Ball Float | 1999-04-01 | FALSE | 1999-04-01 | TRUE | Currently in Use | Diesel | 10000 | Fiberglass | 1999-04-01 |  | Fiberglass Reinforced Plastic | Pressurized
FAST FREIGHT TRANSFER INC | 1716 MARIETTA BLVD NW | ATLANTA | Fulton | 600033 | 1 | [5 empty] | Currently in Use | Diesel | 2500 | Marked Unknown |  |  | Galvanized Steel
EXXON FOOD MART | 4410 ROOSEVELT HWY | COLLEGE PARK | Fulton | 9060554 | 1 |  | 1998-12-19 | FALSE | 1998-12-19 | FALSE | Temporarily out of use | Diesel | 2000 | Steel-Impressed Current | 1988-02-01 |  | Fiberglass Reinforced Plastic | Suction (American)
EXXON FOOD MART | 4410 ROOSEVELT HWY | COLLEGE PARK | Fulton | 9060554 | 4 | Flapper Valve | 1998-12-19 | FALSE | 1998-12-19 | FALSE | Currently in Use | Regular | 8000 | Steel-Impressed Current | 1988-02-01 |  | Fiberglass Reinforced Plastic | Pressurized
GOODYEAR ASC #2184 | 2581 SULLIVAN RD | COLLEGE PARK | Fulton | 600681 | 1 |  |  | TRUE |  | TRUE | Removed from Ground | Used Oil | 550 | Bare Steel | 1972-05-08 | 1992-03-20 | Bare Steel
ALLIED PRODUCT CO | 2214 WEST POINT AVE | COLLEGE PARK | Fulton | 600649 | 2 | [5 empty] | Removed from Ground | Empty | 1000 | Bare Steel | 1971-04-21 | 1985-01-01 | Unknown
ALERT OIL CO STORE #1005 | 4905 OLD NATIONAL HWY | COLLEGE PARK | Fulton | 601318 | 2 | [5 empty] | Removed from Ground | Gas (Historical Use) | 6000 | Bare Steel | 1966-05-13 | 1986-08-01 | Bare Steel
CHEVRON #201801/SHELL #210-1958- | 5549 OLD NATIONAL HWY | COLLEGE PARK | Fulton | 600934 | 3 | [5 empty] | Removed from Ground | Gas (Historical Use) | 10000 | Bare Steel | 1980-05-01 | 1992-11-18 | Galvanized Steel | Pressurized
CIRCLE K #4507 | 6120 OLD NATIONAL HWY | COLLEGE PARK | Fulton | 601147 | 2 | [5 empty] | Removed from Ground | Gas (Historical Use) | 4000 | Bare Steel | 1976-05-02 | 1989-05-01 | Galvanized Steel
AMOCO STATION #6196 | 3286 WASHINGTON RD | COLLEGE PARK | Fulton | 601077 | 2 | [5 empty] | Removed from Ground | Gas (Historical Use) | 8000 | Bare Steel | 1969-04-27 | 1987-03-01 | Galvanized Steel
ROOSEVELT EXPRESS | 3565 ROOSEVELT HWY | COLLEGE PARK | Fulton | 601090 | 1 | Flapper Valve | 1998-03-01 | FALSE | 1998-03-01 | FALSE | Currently in Use | Diesel | 4000 | Steel-Impressed Current | 1963-04-29 |  | Fiberglass Reinforced Plastic | Pressurized
BPC STOP & SHOP | 3535 ROOSEVELT HWY | COLLEGE PARK | Fulton | 9060206 | 1 | Ball Float | 1992-02-05 | FALSE | 1992-02-05 | FALSE | Currently in Use | Premium | 10000 | Fiberglass | 1991-11-30 |  | Fiberglass Reinforced Plastic | Pressurized
BEAM OIL CO/DIV OF WITCO CORP | 1533 MARIETTA RD NW | ATLANTA | Fulton | 600872 | 7 | [5 empty] | Removed from Ground | Empty | 2000 | Bare Steel | 1976-05-10 | 1987-12-01 | Bare Steel
BEAM OIL CO/DIV OF WITCO CORP | 1533 MARIETTA RD NW | ATLANTA | Fulton | 600872 | 11 |  |  | TRUE |  | TRUE | Removed from Ground | Used Oil | 550 | Bare Steel | 1993-09-27 | 1993-09-27 | Bare Steel
SUN CHEMICAL CORP | 1357 SEABOARD IND BLVD NW | ATLANTA | Fulton | 600018 | 300-31 | [5 empty] | Removed from Ground | Hazardous Substance | 3000 | Bare Steel | 1966-06-24 | 1899-12-31 | Bare Steel
FLINT INK CORP/SINCLAIR & VALENT | 1339 ELLSWORTH IND DR NW | ATLANTA | Fulton | 600420 | 3 | [5 empty] | Removed from Ground | Other | 6000 | Bare Steel | 1974-05-11 | 1899-12-31 | Galvanized Steel
Gas Express #164 | 1720 MARIETTA BLVD NW | ATLANTA | Fulton | 600416 | 3 | Ball Float | 1991-11-01 | FALSE | 1991-11-01 | TRUE | Currently in Use | Diesel | 12000 | Composite | 1991-11-01 |  | Double-Walled Fiberglass | Pressurized
ATLANTA FIRE STATION #8 | 1711 MARIETTA BLVD NW | ATLANTA | Fulton | 600368 | 3 | Flapper Valve | 1993-01-01 | FALSE | 1993-01-01 | FALSE | Currently in Use | Diesel | 1000 | Fiberglass | 1993-09-15 |  | Fiberglass Reinforced Plastic | Safe Suction (Euro)
ATLANTA FIRE STATION #38 | 2911 DONALD LEE HOLLOWELL PKWY NW | ATLANTA | Fulton | 600389 | 1 | [5 empty] | Removed from Ground | Gas (Historical Use) | 550 | Bare Steel | 1972-05-11 | 1992-10-16 | Galvanized Steel
RCA TRUCK LINES INC | 1050 NORTH AVE | ATLANTA | Fulton | 600391 | 2 | [5 empty] | Removed from Ground | Gas (Historical Use) | 1500 | Bare Steel | 1972-05-08 | 1991-12-09 | Galvanized Steel
CITY OF ATLANTA/OFS | 1120 NORTH AVE NW | ATLANTA | Fulton | 600281 | DIESEL | [5 empty] | Removed from Ground | Diesel | 20000 | Cathodically Protected Steel | 1985-05-07 | 1998-10-01 | Cathodically Protected
CITY OF ATLANTA/OFS | 1120 NORTH AVE NW | ATLANTA | Fulton | 600281 | OIL | [5 empty] | Removed from Ground | Other | 3000 | Bare Steel | 1971-05-11 | 1998-10-01 | Unknown
ATLANTIC STEEL CO | 1365 MECASLIN ST NW | ATLANTA | Fulton | 600289 | 2 | [5 empty] | Removed from Ground | Gas (Historical Use) | 3000 | Bare Steel | 1956-05-15 | 1989-07-07 | Bare Steel
CAPITAL AUTO RESALE | 3545 ROOSEVELT HWY | COLLEGE PARK | Fulton | 9060633 | 1 |  |  | FALSE |  | FALSE | Permanently Out of Use - historical purposes | Gas (Historical Use) | 0
SUN CHEMICAL CORP | 1357 SEABOARD IND BLVD NW | ATLANTA | Fulton | 600018 | 300-17 | [5 empty] | Removed from Ground | Other | 5000 | Bare Steel | 1966-06-24 | 1899-12-31 | Bare Steel
CAPITOL MATERIALS INC | 464 BISHOP ST NW | ATLANTA | Fulton | 600173 | 1 | [5 empty] | Removed from Ground | Gas (Historical Use) | 10000 | Bare Steel | 1976-05-10 | 1991-04-12 | Galvanized Steel | Pressurized
LONDON SHREDDING DIVISION OF LON | 2100 SPINK ST NW | ATLANTA | Fulton | 600112 | 2 | [5 empty] | Currently in Use | Other | 10000 | Bare Steel | 1984-03-03 |  | Bare Steel
FULTON CO FIRE/BELLWOOD GARAGE | 1101 JEFFERSON ST NW | ATLANTA | Fulton | 600534 | 1 | [5 empty] | Permanently Out of Use - historical purposes | Gas (Historical Use) | 2500 | Bare Steel |  | 1899-12-31 | Unknown
ATLANTA FIRE STATION #8 | 1711 MARIETTA BLVD NW | ATLANTA | Fulton | 600368 | 1 | [5 empty] | Removed from Ground | Gas (Historical Use) | 500 | Bare Steel | 1969-05-12 | 1992-10-16 | Galvanized Steel
CITY OF ATLANTA/OFS | 1540 NORTHSIDE DR NW | ATLANTA | Fulton | 600284 | 9 | Flapper Valve | 1998-06-28 | FALSE | 1998-06-28 | FALSE | Currently in Use | Regular | 12000 | Fiberglass Double Walled | 1998-06-28 |  | Double-Walled Fiberglass | Pressurized
FLINT INK CORP | 2260 DEFOOR HILLS RD NW | ATLANTA | Fulton | 600051 | 1 | [5 empty] | Removed from Ground | Diesel | 3000 | Bare Steel | 1970-05-12 | 1990-05-15 | Galvanized Steel
W E MARSHALL CO INC | 858 ASHBY ST NW | ATLANTA | Fulton | 600137 | 1 | [5 empty] | Removed from Ground | Gas (Historical Use) | 10000 | Bare Steel | 1975-01-01 | 1992-02-07 | Galvanized Steel
RYDER TRANSPORTATION SVCS #0427A | 1350 COLLIER DR NW | ATLANTA | Fulton | 600161 | 6 | Flapper Valve | 1997-08-01 | FALSE | 1997-08-01 | FALSE | Removed from Ground | Diesel | 10000 | Fiberglass | 1989-04-04 | 2021-01-08 | Fiberglass Reinforced Plastic | Pressurized
NORFOLK SOUTHERN/INMAN YARD/REPA | 1550 MARIETTA RD | ATLANTA | Fulton | 600070 | 2 | [5 empty] | Removed from Ground | Gas (Historical Use) | 500 | Bare Steel | 1983-05-09 | 1992-03-24 | Copper
NORFOLK SOUTHERN RAILROAD | 1090 LOIS STREET NW | ATLANTA | Fulton | 600081 | 1 | [5 empty] | Removed from Ground | Diesel | 10000 | Marked Unknown | 1976-05-07 | 1997-08-06 | Galvanized Steel
FULTON PLUMBING HEATING & A/C | 2331 ADAMS DR NW | ATLANTA | Fulton | 600500 | 1 | [5 empty] | Removed from Ground | Gas (Historical Use) | 1000 | Bare Steel | 1968-04-26 | 1995-04-18 | Galvanized Steel
TOBY SEXTON TIRE CO/INTERNATIONA | 1345 MAYSON TURNER RD | ATLANTA | Fulton | 600465 | 2 | [5 empty] | Removed from Ground | Gas (Historical Use) | 10000 | Bare Steel | 1993-04-06 | 1993-04-06 | Galvanized Steel
ATLANTA FIRE STATION #23 | 1545 HOWELL MILL RD NW | ATLANTA | Fulton | 600381 | 1 | [5 empty] | Removed from Ground | Diesel | 1000 | Bare Steel | 1961-05-14 | 1998-11-01 | Galvanized Steel
TRI STATE TRACTOR CO | 880 GLENWOOD AVE SE | ATLANTA | Fulton | 600267 | 1 | [5 empty] | Removed from Ground | Gas (Historical Use) | 1000 | Bare Steel | 1972-01-05 | 1996-06-16 | Galvanized Steel
RECYCLING IND OF ATL INC DBA CEN | 950 MARIETTA ST NW | ATLANTA | Fulton | 600262 | 2 |  | 1989-10-31 |  | 470805 |  | Removed from Ground | Diesel | 10000 | Cathodically Protected Steel | 1973-03-24 | 2000-01-11 | Galvanized Steel
SUN CHEMICAL CORP | 1357 SEABOARD IND BLVD NW | ATLANTA | Fulton | 600018 | 330-25 | [5 empty] | Removed from Ground | Hazardous Substance | 1500 | Bare Steel | 1966-06-24 | 1899-12-31 | Bare Steel
FAST FREIGHT TRANSFER INC | 1716 MARIETTA BLVD NW | ATLANTA | Fulton | 600033 | 2 | [5 empty] | Currently in Use | Diesel | 2500 | Marked Unknown |  |  | Galvanized Steel
LOOMIS FARGO & CO | 793 MARIETTA ST NW | ATLANTA | Fulton | 600138 | 3 | [5 empty] | Removed from Ground | Diesel | 12000 | Bare Steel | 1984-04-30 | 1997-12-11 | Bare Steel | Safe Suction (Euro)
RYDER TRANSPORTATION SVCS #0427A | 1350 COLLIER DR NW | ATLANTA | Fulton | 600161 | 1 | [5 empty] | Removed from Ground | Diesel | 10000 | Bare Steel | 1960-03-23 | 1989-01-01
RYDER TRANSPORTATION SVCS #0427A | 1350 COLLIER DR NW | ATLANTA | Fulton | 600161 | 4 |  |  | TRUE |  | TRUE | Removed from Ground | Used Oil | 500 | Bare Steel | 1960-03-23 | 1989-01-01
CAPITOL MATERIALS INC | 464 BISHOP ST NW | ATLANTA | Fulton | 600173 | 2 | [5 empty] | Removed from Ground | Diesel | 10000 | Bare Steel | 1974-05-11 | 1991-04-12 | Galvanized Steel | Pressurized
GENERAL CAR & TRUCK LEASING | 525 NORTHSIDE DR NW | ATLANTA | Fulton | 600074 | 6 | [5 empty] | Removed from Ground | Diesel | 15000 | Marked Unknown | 1974-05-03 | 1999-05-13 | Unknown
GENERAL CAR & TRUCK LEASING | 525 NORTHSIDE DR NW | ATLANTA | Fulton | 600074 | 8 | [5 empty] | Removed from Ground | Gas (Historical Use) | 12000 | Marked Unknown | 1974-05-03 | 1999-05-13 | Unknown
Gas Express #164 | 1720 MARIETTA BLVD NW | ATLANTA | Fulton | 600416 | 1 |  | 1991-11-01 | FALSE | 1991-11-01 | TRUE | Currently in Use | Regular | 12000 | Composite | 1991-11-01 |  | Double-Walled Fiberglass | Pressurized
TOBY SEXTON TIRE CO/INTERNATIONA | 1345 MAYSON TURNER RD | ATLANTA | Fulton | 600465 | 1 | [5 empty] | Removed from Ground | Diesel | 2000 | Bare Steel | 1993-04-06 | 1993-04-06 | Galvanized Steel
BRODNAX CARTAGE/ONEAL STEEL | 1410 ELLSWORTH IND BLVD NW | ATLANTA | Fulton | 600426 | 1 | [5 empty] | Removed from Ground | Diesel | 10000 | Bare Steel | 1968-11-08 | 1992-04-01 | Galvanized Steel
ADM TRUCKING | 818 ASHBY ST | ATLANTA | Fulton | 600191 | 2 | [5 empty] | Removed from Ground | Gas (Historical Use) | 10000 | Marked Unknown |  | 1899-12-31 | Unknown
ALERT OIL CO STORE #1005 | 4905 OLD NATIONAL HWY | COLLEGE PARK | Fulton | 601318 | 6 |  |  | TRUE |  | TRUE | Removed from Ground | Used Oil | 550 | Bare Steel | 1966-05-13 | 1986-08-01 | Galvanized Steel
A ONE STORE | 6129 OLD NATIONAL HWY | COLLEGE PARK | Fulton | 600997 | 1 | Ball Float | 1993-07-12 | FALSE | 1993-07-12 | FALSE | Currently in Use | Regular | 10000 | Fiberglass | 1986-01-01 |  | Fiberglass Reinforced Plastic | Pressurized
ROOSEVELT CHEVRON | 4891 ROOSEVELT HWY | COLLEGE PARK | Fulton | 9060788 | 2 | Ball Float | 1999-04-01 | FALSE | 1999-04-01 | TRUE | Currently in Use | Regular | 10000 | Fiberglass | 1999-04-01 |  | Fiberglass Reinforced Plastic | Pressurized
US POSTAL SERVICE | 1800 JAMES JACKSON PKWY NW | ATLANTA | Fulton | 600208 | 3 | [5 empty] | Removed from Ground | Gas (Historical Use) | 4000 | Cathodically Protected Steel | 1974-04-13 | 1991-06-12 | Cathodically Protected
STONE AGG DESIGN 4C & FAB | 1020 HUFF RD NW | ATLANTA | Fulton | 600261 | 5 |  |  | FALSE |  | FALSE | Removed from Ground | Diesel | 10000 | Composite | 1989-11-29 | 1992-02-02 | Galvanized Steel
SHELL FOOD MART | 4903 OLD NATIONAL HWY | COLLEGE PARK | Fulton | 9060717 | 1 | Ball Float | 1997-05-01 | FALSE | 1997-05-01 | FALSE | Currently in Use | Regular | 10000 | Composite | 1997-05-01 |  | Double-Walled Flex | Pressurized
EXXON FOOD MART | 4410 ROOSEVELT HWY | COLLEGE PARK | Fulton | 9060554 | 6 | Flapper Valve | 1998-12-16 | FALSE | 1998-12-16 | FALSE | Currently in Use | Premium | 4000 | Steel-Impressed Current | 1988-02-01 |  | Fiberglass Reinforced Plastic | Pressurized
BPC STOP & SHOP | 3535 ROOSEVELT HWY | COLLEGE PARK | Fulton | 9060206 | 2 | Ball Float | 1992-02-05 | FALSE | 1992-02-05 | FALSE | Currently in Use | Regular | 10000 | Fiberglass | 1991-11-30 |  | Fiberglass Reinforced Plastic | Pressurized
DAVIDSON-KENNEDY CO INC | 1090 JEFFERSON ST NW | ATLANTA | Fulton | 600029 | 1 | [5 empty] | Removed from Ground | Gas (Historical Use) | 1000 | Bare Steel | 1955-01-01 | 1990-04-01 | Galvanized Steel
GENERAL CAR & TRUCK LEASING | 525 NORTHSIDE DR NW | ATLANTA | Fulton | 600074 | 3 |  |  | TRUE |  | TRUE | Removed from Ground | Used Oil | 8000 | Bare Steel | 1976-05-07 | 1999-05-13 | Unknown
FLINT INK CORP/SINCLAIR & VALENT | 1339 ELLSWORTH IND DR NW | ATLANTA | Fulton | 600420 | 2 | [5 empty] | Removed from Ground | Other | 6000 | Bare Steel | 1974-05-11 | 1899-12-31 | Galvanized Steel
FLINT INK CORP/SINCLAIR & VALENT | 1339 ELLSWORTH IND DR NW | ATLANTA | Fulton | 600420 | 9 | [5 empty] | Removed from Ground | Empty | 10000 | Bare Steel | 1982-05-09 | 1899-12-31 | Galvanized Steel
FLINT INK CORP/SINCLAIR & VALENT | 1339 ELLSWORTH IND DR NW | ATLANTA | Fulton | 600420 | 8 | [5 empty] | Removed from Ground | Other | 8000 | Bare Steel | 1982-05-09 | 1899-12-31 | Galvanized Steel
CAGLES INC | 2000 HILLS AVE NW | ATLANTA | Fulton | 600456 | 3 | [5 empty] | Removed from Ground | Empty | 12000 | Bare Steel | 1976-06-15 | 1982-06-01 | Galvanized Steel
FULTON CO FIRE/BELLWOOD GARAGE | 1101 JEFFERSON ST NW | ATLANTA | Fulton | 600534 | 4 | [5 empty] | Permanently Out of Use - historical purposes | Kerosene | 300 | Bare Steel |  | 1899-12-31 | Unknown
NORFOLK SOUTHERN RAILROAD | 1090 LOIS STREET NW | ATLANTA | Fulton | 600081 | 4 | [5 empty] | Removed from Ground | Gas (Historical Use) | 5000 | Marked Unknown | 1961-05-11 | 1997-08-06 | Galvanized Steel
FLINT INK CORP/SINCLAIR & VALENT | 1339 ELLSWORTH IND DR NW | ATLANTA | Fulton | 600420 | 6 | [5 empty] | Removed from Ground | Other | 3000 | Bare Steel | 1974-05-11 | 1899-12-31 | Galvanized Steel
Gas Express #164 | 1720 MARIETTA BLVD NW | ATLANTA | Fulton | 600416 | 4 |  |  | FALSE |  | FALSE | Removed from Ground | Used Oil | 500 | Unknown | 2016-02-15 | 2016-02-15 | Unknown
Gas Express #164 | 1720 MARIETTA BLVD NW | ATLANTA | Fulton | 600416 | 5 | Ball Float | 2016-01-16 | FALSE | 2016-01-16 | FALSE | Currently in Use | Premium | 5000 | Fiberglass Double Walled | 2016-01-16 |  | Double-Walled Fiberglass | Pressurized
CARRIER RESOURCES CORP | 2810 REGINA DR | ATLANTA | Fulton | 600457 | 1 | [5 empty] | Removed from Ground | Empty | 5000 | Bare Steel | 1986-05-08 | 2011-08-22 | Galvanized Steel
ATLANTA FIRE STATION #38 | 2911 DONALD LEE HOLLOWELL PKWY NW | ATLANTA | Fulton | 600389 | 2 | [5 empty] | Removed from Ground | Diesel | 500 | Bare Steel | 1972-05-11 | 1992-10-16 | Galvanized Steel
RAYLOC | 1270 WEST MARIETTA ST NW | ATLANTA | Fulton | 600259 | 1 | [5 empty] | Removed from Ground | Empty | 8000 | Bare Steel | 1989-10-15 | 1989-10-15 | Unknown
RENT-ALL PLAZA INC | 5626 OLD NATIONAL HWY | COLLEGE PARK | Fulton | 9060470 | 4 | [5 empty] | Removed from Ground | Diesel | 275 | Bare Steel | 1985-02-28 | 1998-04-21 | Not Marked
ZIEGLER TOOLS INC | 711 MARIETTA ST NW | ATLANTA | Fulton | 600047 | 1 | [5 empty] | Removed from Ground | Gas (Historical Use) | 2000 | Bare Steel | 1976-05-10 | 1999-02-01 | Galvanized Steel | Suction (American)
SOUTHERN ALUMINUM FINISH CO INC | 1581 HUBER ST NW | ATLANTA | Fulton | 600130 | 2 | [5 empty] | Removed from Ground | Diesel | 20000 | Bare Steel | 1976-03-05 | 1991-05-23 | Bare Steel
FLINT INK CORP/SINCLAIR & VALENT | 1339 ELLSWORTH IND DR NW | ATLANTA | Fulton | 600420 | 1 | [5 empty] | Removed from Ground | Hazardous Substance | 6000 | Bare Steel | 1974-05-11 | 1899-12-31 | Galvanized Steel
CAGLES INC | 2000 HILLS AVE NW | ATLANTA | Fulton | 600456 | 2 | [5 empty] | Removed from Ground | Empty | 8000 | Bare Steel | 1971-06-17 | 1982-06-01 | Galvanized Steel
CHATTAHOOCHEE BRICK CO/PLT #30 | 3195 BRICK PLANT RD NW | ATLANTA | Fulton | 600215 | 1 | [5 empty] | Removed from Ground | Gas (Historical Use) | 10000 | Bare Steel | 1956-04-02 | 1989-08-15 | Galvanized Steel
ATLANTA FIRE STATION #38 | 2911 DONALD LEE HOLLOWELL PKWY NW | ATLANTA | Fulton | 600389 | 3 |  | 1993-01-15 | FALSE | 1993-01-15 | FALSE | Currently in Use | Diesel | 1000 | Galvanic (STIP-3) | 1993-01-15 |  | Fiberglass Reinforced Plastic | Suction (American)
BANKHEAD ENTERPRISES INC | 1345 BANKHEAD AVE NW | ATLANTA | Fulton | 600344 | 5 | [5 empty] | Permanently Out of Use - historical purposes | Gas (Historical Use) | 6000 | Bare Steel |  | 1899-12-31 | Galvanized Steel
BANKHEAD ENTERPRISES INC | 1345 BANKHEAD AVE NW | ATLANTA | Fulton | 600344 | 4 | [5 empty] | Permanently Out of Use - historical purposes | Gas (Historical Use) | 3000 | Bare Steel |  | 1899-12-31 | Galvanized Steel
INTERLOCK DEVELOPMENT | 1115 HOWELL MILL RD NW | ATLANTA | Fulton | 600346 | 4 | [5 empty] | Removed from Ground | Diesel | 10000 | Bare Steel | 1968-05-09 | 1999-06-15 | Unknown
INTERLOCK DEVELOPMENT | 1115 HOWELL MILL RD NW | ATLANTA | Fulton | 600346 | 5 | [5 empty] | Removed from Ground | Diesel | 10000 | Bare Steel | 1974-05-08 | 1999-06-15 | Unknown
FULTON COUNTY SOUTH COUNTY ANNEX | 5600 STONEWALL TELL RD | COLLEGE PARK | Fulton | 600316 | 2 | Flapper Valve | 1995-01-01 | FALSE | 1995-01-01 | FALSE | Currently in Use | Regular | 10000 | Fiberglass Double Walled | 1995-01-30 |  | Double-Walled Fiberglass | Pressurized
JAMESTOWN TEXACO | 2525 RIVERDALE RD | COLLEGE PARK | Fulton | 9000716 | 3 | [5 empty] | Removed from Ground | Empty | 4000 | Bare Steel | 1963-05-14 | 1990-06-12 | Galvanized Steel
FULTON CO FIRE STATION #7 | 3165 /5965 BUFFINGTON RD | COLLEGE PARK | Fulton | 600909 | 1 | [5 empty] | Removed from Ground | Gas (Historical Use) | 550 | Bare Steel | 1981-04-02 | 1995-01-01 | Galvanized Steel
A ONE STORE | 6129 OLD NATIONAL HWY | COLLEGE PARK | Fulton | 600997 | 3 | Ball Float | 1993-07-12 | FALSE | 1993-07-12 | FALSE | Currently in Use | Premium | 10000 | Fiberglass | 1986-01-01 |  | Fiberglass Reinforced Plastic | Pressurized
BANK OF AMERICA | 6000 FELDWOOD ROAD | COLLEGE PARK | Fulton | 9060218 | 1 | Flapper Valve | 1998-06-26 | FALSE | 1998-06-26 | FALSE | Removed from Ground | Diesel | 6000 | Galvanic (STIP-3) | 1987-01-01 | 2019-04-04 | Galvanized Steel | Gravity
SUN CHEMICAL CORP | 1357 SEABOARD IND BLVD NW | ATLANTA | Fulton | 600018 | 330-59 | [5 empty] | Removed from Ground | Hazardous Substance | 5000 | Bare Steel | 1966-06-24 | 1899-12-31 | Bare Steel
ATLANTIC MOVING & STORAGE INC | 1314 CHATTAHOOCHEE AVE NW | ATLANTA | Fulton | 600041 | 2 |  | 1998-05-26 | FALSE | 1998-05-26 | FALSE | Removed from Ground | Diesel | 10000 | Steel-Impressed Current | 2016-12-16 | 2017-01-18 |  | Suction (American)
US POSTAL SERVICE | 1800 JAMES JACKSON PKWY NW | ATLANTA | Fulton | 600208 | 4 |  |  | TRUE |  | TRUE | Removed from Ground | Used Oil | 550 | Cathodically Protected Steel | 1974-04-13 | 1991-06-12 | Cathodically Protected
US POSTAL SERVICE | 1800 JAMES JACKSON PKWY NW | ATLANTA | Fulton | 600208 | 5 | [5 empty] | Removed from Ground | Gas (Historical Use) | 550 | Cathodically Protected Steel | 1974-04-13 | 1991-06-12 | Unknown
RCA TRUCK LINES INC | 1050 NORTH AVE | ATLANTA | Fulton | 600391 | 3 | [5 empty] | Removed from Ground | Diesel | 7500 | Bare Steel | 1972-05-08 | 1991-12-09 | Galvanized Steel
CITY OF ATLANTA/OFS | 1540 NORTHSIDE DR NW | ATLANTA | Fulton | 600284 | 2 | [5 empty] | Removed from Ground | Gas (Historical Use) | 1000 | Bare Steel | 1966-05-12 | 1998-06-28 | Unknown
CITY OF ATLANTA/OFS | 1120 NORTH AVE NW | ATLANTA | Fulton | 600281 | REG | [5 empty] | Removed from Ground | Gas (Historical Use) | 6000 | Bare Steel | 1971-05-11 | 1998-10-01 | Unknown
CITY OF ATLANTA/OFS | 1120 NORTH AVE NW | ATLANTA | Fulton | 600281 | WASTE |  |  | TRUE |  | TRUE | Removed from Ground | Used Oil | 500 | Bare Steel | 1971-05-11 | 1995-10-01 | Unknown
CITY OF ATLANTA/OFS | 1540 NORTHSIDE DR NW | ATLANTA | Fulton | 600284 | 3 | [5 empty] | Removed from Ground | Gas (Historical Use) | 12000 | Cathodically Protected Steel | 1985-05-07 | 1998-06-28 | Cathodically Protected
925 JOSEPH LOWERY BLVD | 925 JOSEPH LOWERY BLVD | ATLANTA | Fulton | 600319 | 2 | [5 empty] | Removed from Ground | Diesel | 15000 | Bare Steel | 1972-01-01 | 1992-06-19 | Bare Steel
925 JOSEPH LOWERY BLVD | 925 JOSEPH LOWERY BLVD | ATLANTA | Fulton | 600319 | 9 |  |  | FALSE |  | FALSE | Removed from Ground | Diesel | 10000 | Bare Steel | 1997-01-01 | 2006-07-20 | Galvanized Steel
925 JOSEPH LOWERY BLVD | 925 JOSEPH LOWERY BLVD | ATLANTA | Fulton | 600319 | 8 | [5 empty] | Removed from Ground | Other | 7200 | Bare Steel | 1972-01-01 | 1992-06-19 | Bare Steel
SPACE FLOORING SUPPLY & SERVICES | 2210 MARIETTA BLVD NW | ATLANTA | Fulton | 600328 | 1 | [5 empty] | Removed from Ground | Empty | 2000 | Marked Unknown | 1968-03-11 | 1998-12-15 | Unknown | Pressurized
BAKE ZONE INC | 4285 ROOSEVELT HWY | COLLEGE PARK | Fulton | 600933 | 3 | Flapper Valve | 1994-07-20 | FALSE | 1994-07-20 | FALSE | Currently in Use | Diesel | 10000 | Fiberglass | 1985-04-30 |  | Fiberglass Reinforced Plastic | Pressurized
CIRCLE M FOOD SHOP #53 | 6103 OLD NATIONAL HWY | COLLEGE PARK | Fulton | 601084 | 6 | Ball Float | 1998-03-05 | FALSE | 1998-03-05 | FALSE | Currently in Use | Premium | 10000 | Fiberglass Double Walled | 1998-02-22 |  | Double-Walled Flex | Pressurized
ROOSEVELT EXPRESS | 3565 ROOSEVELT HWY | COLLEGE PARK | Fulton | 601090 | 3 | Flapper Valve | 1998-03-01 | FALSE | 1998-03-01 | FALSE | Currently in Use | Regular | 6000 | Steel-Impressed Current | 1963-04-29 |  | Fiberglass Reinforced Plastic | Pressurized
BEAM OIL CO/DIV OF WITCO CORP | 1533 MARIETTA RD NW | ATLANTA | Fulton | 600872 | 10 | [5 empty] | Removed from Ground | Empty | 1000 | Bare Steel | 1976-05-10 | 1987-12-01 | Bare Steel
EXXON FOOD STORE | 5084 OLD NATIONAL HWY | COLLEGE PARK | Fulton | 601316 | 4 | Ball Float | 1987-01-01 | FALSE | 1987-01-01 | FALSE | Currently in Use | Diesel | 6000 | Fiberglass | 1979-05-10 |  | Double-Walled Fiberglass | Pressurized
BAKE ZONE INC | 4285 ROOSEVELT HWY | COLLEGE PARK | Fulton | 600933 | 1 | Flapper Valve | 1994-07-20 | FALSE | 1994-07-20 | FALSE | Currently in Use | Regular | 10000 | Fiberglass | 1985-04-30 |  | Fiberglass Reinforced Plastic | Pressurized
BOBBY FOOD MART | 5110 OLD NATIONAL HWY | COLLEGE PARK | Fulton | 601020 | 3 |  |  | FALSE |  | FALSE | Removed from Ground | Gas (Historical Use) | 5000 |  | 1970-04-27 | 1899-12-31 | Galvanized Steel | Pressurized
SUN CHEMICAL CORP | 1357 SEABOARD IND BLVD NW | ATLANTA | Fulton | 600018 | 330-6 | [5 empty] | Removed from Ground | Hazardous Substance | 3000 | Bare Steel | 1966-06-24 | 1899-12-31 | Bare Steel
CSX/SEABOARD SIGNAL MAINT SHOP | HOWELL MILL RD NW | ATLANTA | Fulton | 600053 | 1 | [5 empty] | Removed from Ground | Gas (Historical Use) | 250 | Bare Steel | 1956-05-15 | 1993-02-15 | Unknown
GENERAL CAR & TRUCK LEASING | 525 NORTHSIDE DR NW | ATLANTA | Fulton | 600074 | 1 | [5 empty] | Removed from Ground | Diesel | 8000 | Bare Steel | 1976-05-07 | 1899-12-31 | Unknown
FULTON CO FIRE/BELLWOOD GARAGE | 1101 JEFFERSON ST NW | ATLANTA | Fulton | 600534 | 2 | [5 empty] | Permanently Out of Use - historical purposes | Gas (Historical Use) | 3000 | Bare Steel |  | 1899-12-31 | Unknown
TIP TOP ROOFERS | 2345 ADAMS DR NW | ATLANTA | Fulton | 600539 | 1 | [5 empty] | Removed from Ground | Gas (Historical Use) | 1800 | Bare Steel | 1990-06-27 | 1990-06-27 | Galvanized Steel
SUN CHEMICAL CORP | 1357 SEABOARD IND BLVD NW | ATLANTA | Fulton | 600018 | 310-9 | [5 empty] | Removed from Ground | Hazardous Substance | 5000 | Bare Steel | 1966-06-24 | 1899-12-31 | Bare Steel
GA STEEL SUPPLY CO | 903 HUFF RD NW | ATLANTA | Fulton | 600142 | 2 | [5 empty] | Removed from Ground | Diesel | 8000 | Bare Steel | 1979-03-15 | 1988-09-01 | Galvanized Steel
CAPITOL MATERIALS INC | 464 BISHOP ST NW | ATLANTA | Fulton | 600173 | 184965 A |  | 2013-08-28 |  | 2013-08-28 |  | Removed from Ground | Diesel | 10000 | Composite | 1992-03-10 | 2015-07-09 | Fiberglass Reinforced Plastic | Safe Suction (Euro)
CAPITOL MATERIALS INC | 464 BISHOP ST NW | ATLANTA | Fulton | 600173 | 184965 B |  | 2013-08-28 |  | 2013-08-28 |  | Removed from Ground | Gas (Historical Use) | 2000 | Composite | 1992-03-10 | 2015-07-09 | Fiberglass Reinforced Plastic | Safe Suction (Euro)
GENERAL CAR & TRUCK LEASING | 525 NORTHSIDE DR NW | ATLANTA | Fulton | 600074 | 7 | [5 empty] | Removed from Ground | Diesel | 15000 | Marked Unknown | 1974-05-03 | 1999-05-13 | Unknown
GENERAL CAR & TRUCK LEASING | 525 NORTHSIDE DR NW | ATLANTA | Fulton | 600074 | 5 |  |  | TRUE |  | TRUE | Removed from Ground | Used Oil | 500 | Bare Steel | 1976-05-07 | 1899-12-31 | Unknown
HUDGINS & CO INC | 640 NORTH AVE | ATLANTA | Fulton | 600196 | 3 |  | 1998-12-07 |  | 1998-12-07 |  | Removed from Ground | Diesel | 2000 | Steel-Impressed Current | 1971-05-12 | 2013-05-01 | Steel (Impressed Current) | Suction (American)
CHATTAHOOCHEE BRICK CO/PLANT 31 | 2142 JACKSON PKWY | ATLANTA | Fulton | 600216 | 1 | [5 empty] | Removed from Ground | Gas (Historical Use) | 2000 | Bare Steel | 1976-03-28 | 1991-07-03 | Bare Steel
US POSTAL SERVICE | 1800 JAMES JACKSON PKWY NW | ATLANTA | Fulton | 600208 | 2 | [5 empty] | Removed from Ground | Gas (Historical Use) | 4000 | Bare Steel | 1974-04-13 | 1991-06-12 | Galvanized Steel
ATLANTA FIRE STATION #8 | 1711 MARIETTA BLVD NW | ATLANTA | Fulton | 600368 | 2 | [5 empty] | Removed from Ground | Gas (Historical Use) | 500 | Bare Steel | 1969-05-12 | 1992-10-16 | Galvanized Steel
TRI STATE TRACTOR CO | 880 GLENWOOD AVE SE | ATLANTA | Fulton | 600267 | 3 | [5 empty] | Removed from Ground | Diesel | 2000 | Bare Steel | 1972-01-05 | 1996-06-16 | Galvanized Steel
STONE AGG DESIGN 4C & FAB | 1020 HUFF RD NW | ATLANTA | Fulton | 600261 | 3 |  |  | FALSE |  | FALSE | Removed from Ground | Gas (Historical Use) | 1000 | Bare Steel | 1976-03-26 | 1985-01-01
CITY OF ATLANTA/OFS | 1120 NORTH AVE NW | ATLANTA | Fulton | 600281 | 8 | Flapper Valve | 1999-03-30 | TRUE | 1999-03-30 | TRUE | Temporarily out of use | Used Oil | 1000 | Fiberglass Double Walled | 1999-03-30 |  | Fiberglass Reinforced Plastic | Gravity Fed
CITY OF ATLANTA/OFS | 1540 NORTHSIDE DR NW | ATLANTA | Fulton | 600284 | 4 | [5 empty] | Removed from Ground | Empty | 5000 | Bare Steel | 1966-05-12 | 1998-06-28 | Unknown
CITY OF ATLANTA/OFS | 1540 NORTHSIDE DR NW | ATLANTA | Fulton | 600284 | 5 | [5 empty] | Removed from Ground | Empty | 6000 | Bare Steel | 1966-05-12 | 1998-06-28 | Unknown
A ONE STORE | 6129 OLD NATIONAL HWY | COLLEGE PARK | Fulton | 600997 | 2 | Ball Float | 1993-07-12 | FALSE | 1993-07-12 | FALSE | Currently in Use | Plus | 10000 | Fiberglass | 1986-01-01 |  | Fiberglass Reinforced Plastic | Pressurized
GENERAL RENT-A-CAR | 1931 ROOSEVELT HWY | COLLEGE PARK | Fulton | 9000635 | 2 | [5 empty] | Removed from Ground | Gas (Historical Use) | 10000 | Bare Steel | 1960-05-14 | 1991-07-23 | Bare Steel
BEAM OIL CO/DIV OF WITCO CORP | 1533 MARIETTA RD NW | ATLANTA | Fulton | 600872 | 5 | [5 empty] | Removed from Ground | Empty | 4000 | Bare Steel | 1976-05-10 | 1987-12-01 | Bare Steel
ATLANTIC MOVING & STORAGE INC | 1314 CHATTAHOOCHEE AVE NW | ATLANTA | Fulton | 600041 | 1 |  | 1998-05-26 | FALSE | 1998-05-26 | FALSE | Removed from Ground | Diesel | 10000 | Steel-Impressed Current | 2016-12-22 | 2017-01-18 |  | Suction (American)
SOUTHERN ALUMINUM FINISH CO INC | 1581 HUBER ST NW | ATLANTA | Fulton | 600130 | 1 | [5 empty] | Removed from Ground | Diesel | 6000 | Bare Steel | 1958-03-10 | 1991-05-23 | Bare Steel
RYDER TRANSPORTATION SVCS #0427A | 1350 COLLIER DR NW | ATLANTA | Fulton | 600161 | 2 | [5 empty] | Removed from Ground | Diesel | 10000 | Bare Steel | 1971-03-21 | 1989-01-01
GENERAL CAR & TRUCK LEASING | 525 NORTHSIDE DR NW | ATLANTA | Fulton | 600074 | 2 | [5 empty] | Removed from Ground | Diesel | 8000 | Bare Steel | 1976-05-07 | 1899-12-31 | Unknown
TIP TOP ROOFERS | 2345 ADAMS DR NW | ATLANTA | Fulton | 600539 | 2 | [5 empty] | Removed from Ground | Diesel | 1000 | Not Marked/Unknown | 2001-10-30 | 2001-10-30 | Not Marked
HUDGINS & CO INC | 640 NORTH AVE | ATLANTA | Fulton | 600196 | 1 |  | 1998-12-07 |  | 1998-12-07 |  | Removed from Ground | Diesel | 4000 | Steel-Impressed Current | 1976-05-12 | 2013-05-01 | Steel (Impressed Current) | Suction (American)
TRI STATE TRACTOR CO | 880 GLENWOOD AVE SE | ATLANTA | Fulton | 600267 | 4 |  |  | TRUE |  | TRUE | Removed from Ground | Used Oil | 500 | Not Marked/Unknown | 1996-06-16 | 1996-06-16 | Not Marked
STONE AGG DESIGN 4C & FAB | 1020 HUFF RD NW | ATLANTA | Fulton | 600261 | 1 |  |  | FALSE |  | FALSE | Removed from Ground | Diesel | 10000 | Bare Steel | 1976-03-26 | 1992-02-02
ROOSEVELT EXPRESS | 3565 ROOSEVELT HWY | COLLEGE PARK | Fulton | 601090 | 2 | Flapper Valve | 1998-03-01 | FALSE | 1998-03-01 | FALSE | Currently in Use | Premium | 4000 | Steel-Impressed Current | 1963-04-29 |  | Fiberglass Reinforced Plastic | Pressurized
SHELL FOOD MART | 4903 OLD NATIONAL HWY | COLLEGE PARK | Fulton | 9060717 | 2 | Ball Float | 1997-05-01 | FALSE | 1997-05-01 | FALSE | Currently in Use | Premium | 10000 | Composite | 1997-05-01 |  | Double-Walled Flex | Pressurized
EXXON FOOD MART | 4410 ROOSEVELT HWY | COLLEGE PARK | Fulton | 9060554 | 5 |  | 1998-12-19 | FALSE | 1998-12-19 | FALSE | Temporarily out of use | Empty | 2000 | Steel-Impressed Current | 1988-02-01 |  | Fiberglass Reinforced Plastic | Pressurized
RENT-ALL PLAZA INC | 5626 OLD NATIONAL HWY | COLLEGE PARK | Fulton | 9060470 | 2 | [5 empty] | Removed from Ground | Diesel | 1000 | Bare Steel | 1985-02-28 | 1998-04-21 | Galvanized Steel
SUN CHEMICAL CORP | 1357 SEABOARD IND BLVD NW | ATLANTA | Fulton | 600018 | 320-109 | [5 empty] | Removed from Ground | Hazardous Substance | 5000 | Bare Steel | 1966-06-24 | 1899-12-31 | Bare Steel
RYDER TRANSPORTATION SVCS #0427A | 1350 COLLIER DR NW | ATLANTA | Fulton | 600161 | 3 | [5 empty] | Removed from Ground | Gas (Historical Use) | 10000 | Bare Steel | 1960-03-23 | 1989-01-01
NORFOLK SOUTHERN/INMAN YARD/REPA | 1550 MARIETTA RD | ATLANTA | Fulton | 600070 | 3 | [5 empty] | Removed from Ground | Gas (Historical Use) | 12000 | Bare Steel | 1977-05-10 | 1899-12-31 | Galvanized Steel
NORFOLK SOUTHERN RAILROAD | 1090 LOIS STREET NW | ATLANTA | Fulton | 600081 | 2 | [5 empty] | Removed from Ground | Diesel | 10000 | Marked Unknown | 1976-05-07 | 1997-08-06 | Galvanized Steel
FULTON PLUMBING HEATING & A/C | 2331 ADAMS DR NW | ATLANTA | Fulton | 600500 | 2 | [5 empty] | Removed from Ground | Gas (Historical Use) | 2000 | Bare Steel | 1968-04-26 | 1995-04-18 | Galvanized Steel
Gas Express #164 | 1720 MARIETTA BLVD NW | ATLANTA | Fulton | 600416 | 2 | Ball Float | 1991-11-01 | FALSE | 1991-11-01 | TRUE | Currently in Use | Premium | 12000 | Composite | 1991-11-01 |  | Double-Walled Fiberglass | Pressurized
CARRIER RESOURCES CORP | 2810 REGINA DR | ATLANTA | Fulton | 600457 | 21 | [5 empty] | Removed from Ground | Empty | 5000 | Bare Steel | 1986-05-08 | 2011-08-22 | Galvanized Steel
ADM TRUCKING | 818 ASHBY ST | ATLANTA | Fulton | 600191 | 1 | [5 empty] | Removed from Ground | Diesel | 10000 | Marked Unknown |  | 1899-12-31 | Unknown
US POSTAL SERVICE | 1800 JAMES JACKSON PKWY NW | ATLANTA | Fulton | 600208 | 7 |  | 1991-06-01 |  | 1991-06-01 |  | Closed in Ground | Gas (Historical Use) | 12000 | Double Walled | 1991-06-20 | 1999-03-01 | Fiberglass Reinforced Plastic | Pressurized
ATLANTA FIRE STATION #22 | 817 HOLLYWOOD RD NW | ATLANTA | Fulton | 600380 | 1 | [5 empty] | Removed from Ground | Diesel | 560 | Bare Steel | 1964-05-13 | 1998-11-01 | Galvanized Steel
INTERLOCK DEVELOPMENT | 1115 HOWELL MILL RD NW | ATLANTA | Fulton | 600346 | 6 | [5 empty] | Removed from Ground | Gas (Historical Use) | 10000 | Bare Steel | 1974-05-08 | 1999-06-15 | Unknown
HEMPHILL WATER TREATMENT PLANT | 650 BISHOP ST NW | ATLANTA | Fulton | 600357 | 2 |  | 1998-12-01 |  | 1998-12-01 |  | Currently in Use | Diesel | 2000 | Unknown | 1998-12-28 |  | Fiberglass Reinforced Plastic | Suction (American)
ATLANTA COMMUNITY FOOD BANK | 970 JEFFERSON ST NW | ATLANTA | Fulton | 601165 | 2 | [5 empty] | Removed from Ground | Diesel | 8000 | Bare Steel | 1966-02-04 | 1989-10-30 | Bare Steel
900 Northside Drive | 900 Northside Dr., NW | Atlanta | Fulton | 601205 | 1 | [5 empty] | Removed from Ground | Gas (Historical Use) | 5288 | Bare Steel | 1956-03-26 | 1990-10-31 | Galvanized Steel
FINA/MINI SERVICE #1/POWELL OIL | 1543 CHATTAHOOCHEE AVE | ATLANTA | Fulton | 601314 | 6 | [5 empty] | Removed from Ground | Kerosene | 280 | Not Marked/Unknown | 1992-01-01 | 1992-01-01 | Unknown
STONE AGG DESIGN 4C & FAB | 1020 HUFF RD NW | ATLANTA | Fulton | 600261 | 4 |  |  | FALSE |  | FALSE | Removed from Ground | Diesel | 10000 | Composite | 1989-11-29 | 1992-02-02 | Galvanized Steel
CITY OF ATLANTA/OFS | 1120 NORTH AVE NW | ATLANTA | Fulton | 600281 | 7 | Flapper Valve | 1999-03-30 | FALSE | 1999-03-30 | FALSE | Currently in Use | Regular | 12000 | Fiberglass Double Walled | 1999-03-30 |  | Fiberglass Reinforced Plastic | Pressurized
CITY OF ATLANTA/OFS | 1120 NORTH AVE NW | ATLANTA | Fulton | 600281 | 5 | Flapper Valve | 1999-03-30 | FALSE | 1999-03-30 | FALSE | Currently in Use | Diesel | 20000 | Fiberglass Double Walled | 1999-03-30 |  | Fiberglass Reinforced Plastic | Pressurized
INTERLOCK DEVELOPMENT | 1115 HOWELL MILL RD NW | ATLANTA | Fulton | 600346 | 1 | [5 empty] | Removed from Ground | Gas (Historical Use) | 7000 | Bare Steel | 1966-05-10 | 1999-06-15 | Unknown
SELOX INC | 1882 MARIETTA BLVD NW | ATLANTA | Fulton | 601239 | 1 | [5 empty] | Removed from Ground | Gas (Historical Use) | 1000 | Bare Steel | 1971-04-12 | 1988-07-22 | Galvanized Steel
14th St. SHELL | 608 14TH ST NW | ATLANTA | Fulton | 601179 | 1 |  | 1993-10-07 | FALSE | 1993-10-07 | FALSE | Currently in Use | Regular | 12000 | Fiberglass | 1984-04-17 |  | Fiberglass Reinforced Plastic | Pressurized
FINA/MINI SERVICE #1/POWELL OIL | 1543 CHATTAHOOCHEE AVE | ATLANTA | Fulton | 601314 | 4 | [5 empty] | Permanently Out of Use - historical purposes | Diesel | 5000 | Not Marked/Unknown |  | 1899-12-31 | Unknown
FINA/MINI SERVICE #1/POWELL OIL | 1543 CHATTAHOOCHEE AVE | ATLANTA | Fulton | 601314 | 1 | [5 empty] | Permanently Out of Use - historical purposes | Gas (Historical Use) | 2000 | Bare Steel | 1976-01-01 | 1899-12-31 | Galvanized Steel
SALVATION ARMY | 746 MARIETTA ST NW | ATLANTA | Fulton | 601281 | 1 | [5 empty] | Closed in Ground | Gas (Historical Use) | 2000 | Bare Steel | 1976-05-10 | 1988-11-01 | Galvanized Steel
TOBY SEXTON TIRE CO/INTERNATIONA | 1345 MAYSON TURNER RD | ATLANTA | Fulton | 600465 | 3 | [5 empty] | Removed from Ground | Kerosene | 1000 | Bare Steel | 1993-04-06 | 1993-04-06 | Not Marked
HUDGINS & CO INC | 640 NORTH AVE | ATLANTA | Fulton | 600196 | 2 |  | 1998-12-07 |  | 1998-12-07 |  | Removed from Ground | Gas (Historical Use) | 3000 | Steel-Impressed Current | 1971-05-12 | 2013-05-01 | Steel (Impressed Current) | Suction (American)
RAYLOC | 1270 WEST MARIETTA ST NW | ATLANTA | Fulton | 600259 | 2 | [5 empty] | Removed from Ground | Gas (Historical Use) | 8000 | Bare Steel | 1989-10-15 | 1989-10-15 | Unknown
STONE AGG DESIGN 4C & FAB | 1020 HUFF RD NW | ATLANTA | Fulton | 600261 | 2 |  |  | FALSE |  | FALSE | Removed from Ground | Diesel | 10000 | Bare Steel | 1976-03-26 | 1992-02-02
RECYCLING IND OF ATL INC DBA CEN | 950 MARIETTA ST NW | ATLANTA | Fulton | 600262 | 3 | [5 empty] | Removed from Ground | Diesel | 10000 | Not Marked/Unknown | 1978-03-23 | 1996-06-12 | Not Marked
INTERLOCK DEVELOPMENT | 1115 HOWELL MILL RD NW | ATLANTA | Fulton | 600346 | 2 | [5 empty] | Removed from Ground | Gas (Historical Use) | 10000 | Bare Steel | 1972-05-08 | 1999-06-15 | Unknown
FINA/MINI SERVICE #1/POWELL OIL | 1543 CHATTAHOOCHEE AVE | ATLANTA | Fulton | 601314 | 2 | [5 empty] | Permanently Out of Use - historical purposes | Gas (Historical Use) | 2000 | Bare Steel | 1976-01-01 | 1899-12-31 | Galvanized Steel
Roswell Chevron | 4341 ROSWELL RD | ATLANTA | Fulton | 600954 | 7 | [5 empty] | Removed from Ground | Gas (Historical Use) | 3000 | Bare Steel | 1963-04-29 | 1984-01-01 | Galvanized Steel
MR PRIDE CARWASH/ROSWELL RD | 3721 ROSWELL RD | ATLANTA | Fulton | 601127 | 4 | [5 empty] | Removed from Ground | Gas (Historical Use) | 5000 | Bare Steel | 1970-05-05 | 1991-12-16 | Galvanized Steel
MR PRIDE CARWASH/ROSWELL RD | 3721 ROSWELL RD | ATLANTA | Fulton | 601127 | 1 | [5 empty] | Removed from Ground | Diesel | 5000 | Bare Steel | 1970-05-05 | 1991-12-16 | Galvanized Steel
ARATEX SERVICES INC/SERVISCO | 670 DEKALB AVE NE | ATLANTA | Fulton | 600608 | 3 | [5 empty] | Closed in Ground | Other | 0 | Bare Steel | 1989-09-01 | 1989-09-01 | Galvanized Steel
SOUTHEAST RECYCLING | 565 WESTERN AVE | ATLANTA | Fulton | 600602 | B | [5 empty] | Currently in Use | Gas (Historical Use) | 3000 | Fiberglass | 1982-03-18 |  | Galvanized Steel
MOZLEY PARK FOOD MART | 1720 MLK JR DR SW | ATLANTA | Fulton | 9060124 | 6 | Flapper Valve | 2002-06-01 | FALSE | 2002-06-01 | FALSE | Currently in Use | Diesel | 12000 | Fiberglass | 2002-06-01 |  | Fiberglass Reinforced Plastic | Pressurized
MOZLEY PARK FOOD MART | 1720 MLK JR DR SW | ATLANTA | Fulton | 9060124 | 8 | Flapper Valve | 2002-06-01 | FALSE | 2002-06-01 | FALSE | Currently in Use | Premium | 8000 | Fiberglass | 2002-06-01 |  | Fiberglass Reinforced Plastic | Pressurized
235 CHICKAMAUGA AVENUE | 235 CHICKAMAUGA AVENUE | ATLANTA | Fulton | 10001618 | 1 |  |  | FALSE |  | FALSE | Removed from Ground | Gas (Historical Use) | 2000 | Unknown |  | 1899-12-31 | Unknown
GENERAL CAR & TRUCK LEASING | 525 NORTHSIDE DR NW | ATLANTA | Fulton | 600074 | 4 |  |  | TRUE |  | TRUE | Removed from Ground | Used Oil | 2000 | Bare Steel | 1976-05-07 | 1999-05-13 | Unknown
NORFOLK SOUTHERN RAILROAD | 1090 LOIS STREET NW | ATLANTA | Fulton | 600081 | 3 | [5 empty] | Removed from Ground | Diesel | 10000 | Marked Unknown | 1961-05-11 | 1997-08-06 | Galvanized Steel
FULTON PLUMBING HEATING & A/C | 2331 ADAMS DR NW | ATLANTA | Fulton | 600500 | 3 | [5 empty] | Removed from Ground | Diesel | 8000 | Bare Steel | 1975-04-25 | 1995-04-19 | Galvanized Steel
FLINT INK CORP/SINCLAIR & VALENT | 1339 ELLSWORTH IND DR NW | ATLANTA | Fulton | 600420 | 4 | [5 empty] | Removed from Ground | Other | 3000 | Bare Steel | 1974-05-11 | 1899-12-31 | Galvanized Steel
FLINT INK CORP/SINCLAIR & VALENT | 1339 ELLSWORTH IND DR NW | ATLANTA | Fulton | 600420 | 5 | [5 empty] | Removed from Ground | Other | 3000 | Bare Steel | 1974-05-11 | 1899-12-31 | Galvanized Steel
FLINT INK CORP/SINCLAIR & VALENT | 1339 ELLSWORTH IND DR NW | ATLANTA | Fulton | 600420 | 7 | [5 empty] | Removed from Ground | Other | 8000 | Bare Steel | 1982-05-09 | 1899-12-31 | Galvanized Steel
BRODNAX CARTAGE/ONEAL STEEL | 1410 ELLSWORTH IND BLVD NW | ATLANTA | Fulton | 600426 | 2 | [5 empty] | Removed from Ground | Gas (Historical Use) | 10000 | Bare Steel | 1968-11-08 | 1992-04-01 | Galvanized Steel
US POSTAL SERVICE | 1800 JAMES JACKSON PKWY NW | ATLANTA | Fulton | 600208 | 6 | [5 empty] | Permanently Out of Use - historical purposes | Empty | 500 | Bare Steel | 1974-04-10 | 1899-12-31 | Unknown
RAYLOC DIV OF GENUINE PARTS CO | 600 RAYLOC DR | ATLANTA | Fulton | 600260 | 2 | [5 empty] | Removed from Ground | Empty | 1500 | Bare Steel | 1973-04-07 | 1993-02-24 | Galvanized Steel
CHEVRON STATION #40011 | 10 NORTHSIDE DR NW | ATLANTA | Fulton | 9000180 | 2 | [5 empty] | Removed from Ground | Gas (Historical Use) | 10000 | Bare Steel | 1968-01-01 | 1989-05-08 | Galvanized Steel
SIMMONS EXTENSION-PARCEL 2 | 410 JONES AVE | ATLANTA | Fulton | 9060714 | 1 | [5 empty] | Removed from Ground | Gas (Historical Use) | 6000 | Marked Unknown | 1998-02-26 | 1998-02-26 | Unknown
HENNESSY JAGUAR OF BUCKHEAD | 3040 PIEDMONT RD NE | ATLANTA | Fulton | 600274 | 5 | Ball Float | 2011-12-01 | FALSE | 2011-12-01 | FALSE | Currently in Use | Regular | 10000 | Tank Jacket | 2011-12-01 |  | Double-Walled Fiberglass | Pressurized
SSC INDUSTRIES LLC | 1550 E TAYLOR | ATLANTA | Fulton | 600291 | 65 | [5 empty] | Removed from Ground | Other | 6000 | Bare Steel | 1970-01-01 | 1988-10-30 | Galvanized Steel
JASMINE MERCHANT INC DBA VIRGINIA AVE SHELL | 1338 VIRGINIA AVE | ATLANTA | Fulton | 600946 | 3 | Ball Float | 1986-01-01 | FALSE | 1986-01-01 | FALSE | Currently in Use | Premium | 10000 | Fiberglass | 1986-01-01 |  | Fiberglass Reinforced Plastic | Pressurized
SHELL FOOD MART | 902 DONALD LEE HOLLOWELL PARKWAY | ATLANTA | Fulton | 601290 | P329159B | Flapper Valve | 2006-05-24 | FALSE | 2006-05-24 | FALSE | Currently in Use | Diesel | 4000 | Fiberglass | 2006-04-13 |  | Double-Walled Fiberglass | Pressurized
SHOTAYO GAS STATION | 2075 BANKHEAD AVE NW | ATLANTA | Fulton | 601329 | 3 |  |  | FALSE |  | FALSE | Permanently Out of Use - historical purposes | Gas (Historical Use) | 3000 | Bare Steel | 1966-05-12 |  | Galvanized Steel
TRUCK & AUTO REPAIR | 2081 BOLTON RD NW | ATLANTA | Fulton | 601390 | 3 | [5 empty] | Removed from Ground | Diesel | 3000 | Bare Steel | 1955-01-09 | 1988-12-21 | Galvanized Steel
HOWELLMILL SHELL | 1790 HOWELL MILL RD NW | ATLANTA | Fulton | 601395 | 4 | Ball Float | 1994-01-15 | FALSE | 1994-01-15 | TRUE | Currently in Use | Diesel | 10000 | Galvanic (STIP-3) | 1987-01-01 |  | Double-Walled Fiberglass | Pressurized
HOWELLMILL SHELL | 1790 HOWELL MILL RD NW | ATLANTA | Fulton | 601395 | 1 | Ball Float | 1994-01-15 | FALSE | 1994-01-15 | TRUE | Currently in Use | Gas (Historical Use) | 10000 | Galvanic (STIP-3) | 1987-01-01 |  | Double-Walled Fiberglass | Pressurized
BRINKS INC | 1099 HEMPHILL AVE NW | ATLANTA | Fulton | 600565 | 1 | [5 empty] | Removed from Ground | Gas (Historical Use) | 6100 | Bare Steel | 1960-04-10 | 1990-12-31 | Galvanized Steel
CAPITOL OUTDOOR/TURNER OUTDOOR A | 732 ASHBY ST NW | ATLANTA | Fulton | 600553 | 3 | [5 empty] | Removed from Ground | Gas (Historical Use) | 10000 | Bare Steel | 1974-03-30 | 1993-12-20 | Galvanized Steel
LOOMIS FARGO & CO | 793 MARIETTA ST NW | ATLANTA | Fulton | 600138 | 4 | [5 empty] | Removed from Ground | Gas (Historical Use) | 12000 | Bare Steel | 1984-04-30 | 1997-12-11 | Bare Steel | Safe Suction (Euro)
LONDON SHREDDING DIVISION OF LON | 2100 SPINK ST NW | ATLANTA | Fulton | 600112 | 1 | [5 empty] | Removed from Ground | Diesel | 10000 | Bare Steel | 1984-03-03 | 1997-12-06 | Bare Steel | Suction (American)
CAGLES INC | 2000 HILLS AVE NW | ATLANTA | Fulton | 600456 | 1 | [5 empty] | Removed from Ground | Empty | 5000 | Bare Steel | 1966-06-18 | 1982-06-01 | Galvanized Steel
NORTH FULTON GOLF CLUBHOUSE | 216 WEST WIEUCA RD NE | ATLANTA | Fulton | 600394 | 1 | [5 empty] | Removed from Ground | Gas (Historical Use) | 500 | Marked Unknown | 1998-10-01 | 1998-10-01 | Unknown | Suction (American)
CITY OF ATLANTA/OFS | 1540 NORTHSIDE DR NW | ATLANTA | Fulton | 600284 | 1 | [5 empty] | Removed from Ground | Gas (Historical Use) | 12000 | Cathodically Protected Steel | 1985-05-07 | 1998-08-26 | Cathodically Protected
GA TECH CAMPUS/LOUISE FITTEN HAL | 855 MCMILLIAN ST NW | ATLANTA | Fulton | 601231 | 1 | [5 empty] | Removed from Ground | Diesel | 1200 | Bare Steel | 1969-04-08 | 1994-10-01 | Galvanized Steel | Safe Suction (Euro)
GA-PACIFIC MILLWORK/US PLYWOOD | 1460 ELLSWORTH IND DR NW | ATLANTA | Fulton | 601244 | 1 | [5 empty] | Removed from Ground | Diesel | 2000 | Bare Steel | 1958-04-15 | 1988-11-15 | Galvanized Steel
LAFARGE BUILDING MATERIALS INC | 2520 PAUL AVE NW | ATLANTA | Fulton | 601324 | 1 | [5 empty] | Closed in Ground | Other | 12000 | Bare Steel | 1974-01-01 | 1998-11-01 | Bare Steel | Suction (American)
CENTRAL OF GA RR/PEGRAM SHOP | 793 WINDSOR ST | ATLANTA | Fulton | 601265 | 1 | [5 empty] | Removed from Ground | Gas (Historical Use) | 1000 | Concrete | 1982-05-09 | 1899-12-31 | Fiberglass Reinforced Plastic
RYDER TRANSPORTATION SVCS #0427A | 1350 COLLIER DR NW | ATLANTA | Fulton | 600161 | 5 | Flapper Valve | 1997-08-01 | FALSE | 1997-08-01 | FALSE | Removed from Ground | Diesel | 12000 | Fiberglass | 1989-04-04 |  | Fiberglass Reinforced Plastic | Pressurized
WESTINGHOUSE ELECTRIC CORP | 1600 -C ELLSWORTH IND BLVD | ATLANTA | Fulton | 600066 | 1 | [5 empty] | Removed from Ground | Diesel | 1000 | Bare Steel | 1956-05-15 | 1989-12-21 | Unknown
FULTON CO FIRE/BELLWOOD GARAGE | 1101 JEFFERSON ST NW | ATLANTA | Fulton | 600534 | 3 | [5 empty] | Permanently Out of Use - historical purposes | Gas (Historical Use) | 12000 | Bare Steel | 1981-01-01 | 1899-12-31 | Galvanized Steel
TRI STATE TRACTOR CO | 880 GLENWOOD AVE SE | ATLANTA | Fulton | 600267 | 2 | [5 empty] | Removed from Ground | Diesel | 2000 | Bare Steel | 1972-01-05 | 1996-06-16 | Galvanized Steel
RECYCLING IND OF ATL INC DBA CEN | 950 MARIETTA ST NW | ATLANTA | Fulton | 600262 | 1 | [5 empty] | Removed from Ground | Diesel | 8000 | Not Marked/Unknown | 1961-03-27 | 1996-07-01 | Not Marked
RECYCLING IND OF ATL INC DBA CEN | 950 MARIETTA ST NW | ATLANTA | Fulton | 600262 | 7 |  |  | FALSE |  | FALSE | Removed from Ground | Diesel | 10000 | Bare Steel | 2003-07-31 | 2003-07-31 | Unknown
UNIVERSAL EPSCO INC | 1494 ELLSWORTH IND DR NW | ATLANTA | Fulton | 600331 | 2 | [5 empty] | Removed from Ground | Other | 1000 | Bare Steel | 1984-11-21 | 1999-02-05 | Galvanized Steel
HEMPHILL WATER TREATMENT PLANT | 650 BISHOP ST NW | ATLANTA | Fulton | 600357 | 1 | [5 empty] | Removed from Ground | Diesel | 10000 | Bare Steel | 1972-05-11 | 1998-12-01 | Galvanized Steel
SHOTAYO GAS STATION | 2075 BANKHEAD AVE NW | ATLANTA | Fulton | 601329 | 1 |  |  | FALSE |  | FALSE | Permanently Out of Use - historical purposes | Gas (Historical Use) | 6000 | Bare Steel | 1966-05-12 |  | Galvanized Steel
RECYCLING IND OF ATL INC DBA CEN | 913 MARIETTA ST NW | ATLANTA | Fulton | 601344 | 2 |  |  | TRUE | 1989-10-31 | TRUE | Closed in Ground | Used Oil | 550 | Cathodically Protected Steel | 1989-10-31 | 1998-12-22 | Cathodically Protected
SEARS ROEBUCK & CO #6105 | 1033 JEFFERSON ST NW | ATLANTA | Fulton | 600587 | 1 | [5 empty] | Removed from Ground | Gas (Historical Use) | 10000 | Bare Steel | 1965-05-12 | 1990-12-01 | Galvanized Steel
TOM FUNG FOODS/TENNESSEE CARTAGE | 1446 SOUTHLAND CIR NW | ATLANTA | Fulton | 600590 | 1 | [5 empty] | Removed from Ground | Diesel | 10000 | Bare Steel | 1990-01-01 | 1990-01-01 | Galvanized Steel
MONCRIEF HEATING & AIR | 935 CHATTAHOOCHEE AVE NW | ATLANTA | Fulton | 600601 | 1 | [5 empty] | Removed from Ground | Gas (Historical Use) | 1000 | Marked Unknown | 1985-01-01 | 1985-01-01 | Unknown
GAS EXPRESS #247 | 1400 DONALD LEE PARKWAY NW | ATLANTA | Fulton | 9000159 | 3 | [5 empty] | Permanently Out of Use - historical purposes | Gas (Historical Use) | 5000 | Marked Unknown | 1972-01-01 | 1899-12-31 | Unknown | Pressurized
CITGO MINI MART | 1209 COLLIER RD NE | ATLANTA | Fulton | 9000240 | 1 | Flapper Valve | 1998-10-11 | FALSE | 1998-10-11 | FALSE | Currently in Use | Regular | 5000 | Steel-Impressed Current | 1968-12-26 |  | Double-Walled Fiberglass | Pressurized
SONOCO PRODUCTS CO | 2490 OLD MARIETTA AVE NW | ATLANTA | Fulton | 600702 | 1 | [5 empty] | Closed in Ground | Diesel | 10000 | Bare Steel | 1957-12-26 | 1995-05-10 | Unknown
BP #24011/GULF #269845 | 2011 BOLTON RD | ATLANTA | Fulton | 600772 | 4 | [5 empty] | Removed from Ground | Gas (Historical Use) | 4000 | Bare Steel | 1963-05-08 | 1899-12-31 | Galvanized Steel
BP #24011/GULF #269845 | 2011 BOLTON RD | ATLANTA | Fulton | 600772 | 5 | [5 empty] | Removed from Ground | Gas (Historical Use) | 4000 | Bare Steel | 1963-05-08 | 1899-12-31 | Galvanized Steel
BANKHEAD CHEVRON | 2656 Donald Lee Hollowell Pkwy | ATLANTA | Fulton | 600749 | 1 | [5 empty] | Removed from Ground | Gas (Historical Use) | 10000 | Cathodically Protected Steel | 1979-05-07 | 1999-05-10 | Galvanized Steel | Pressurized
WEST DISTRIBUTOR SALES/ASSOCIATE | 1491 PIEDMONT AVE NE | ATLANTA | Fulton | 600860 | 1 | [5 empty] | Removed from Ground | Diesel | 2000 | Bare Steel | 1971-03-14 | 1993-10-07 | Galvanized Steel
CHEVRON STATION #43023 | 1205 COLLIER RD NW | ATLANTA | Fulton | 601003 | 1 | [5 empty] | Removed from Ground | Gas (Historical Use) | 10000 | Cathodically Protected Steel | 1969-04-27 | 1990-10-29 | Galvanized Steel
BEST FOR LESS | 1001 NORTHSIDE DR | ATLANTA | Fulton | 601139 | 5 | [5 empty] | Removed from Ground | Diesel | 3000 | Bare Steel | 1978-03-19 | 1993-03-19 | Galvanized Steel
MONROE DRIVE CHEVRON | 2195 MONROE DR NE @ I-85 | ATLANTA | Fulton | 600901 | 3D | Flapper Valve | 1995-03-01 | FALSE | 1995-03-01 | FALSE | Currently in Use | E-0 | 6000 | Tank Jacket | 1995-03-01 |  | Fiberglass Reinforced Plastic | Pressurized
MONROE DRIVE CHEVRON | 2195 MONROE DR NE @ I-85 | ATLANTA | Fulton | 600901 | 3 |  |  | FALSE |  | FALSE | Removed from Ground | Gas (Historical Use) | 6000 |  | 1968-05-10 | 1988-03-14 | Galvanized Steel
PLASTER SHELL & FOOD | 496 PLASTER AVE | ATLANTA | Fulton | 9000379 | 4 | [5 empty] | Removed from Ground | Gas (Historical Use) | 4000 | Bare Steel | 1971-04-27 | 1989-07-18 | Galvanized Steel
PLASTER SHELL & FOOD | 496 PLASTER AVE | ATLANTA | Fulton | 9000379 | 5A |  |  | TRUE |  | TRUE | Removed from Ground | Used Oil | 500 | Marked Unknown | 1989-07-01 | 1989-07-01 | Unknown
PLASTER SHELL & FOOD | 496 PLASTER AVE | ATLANTA | Fulton | 9000379 | 5 | [5 empty] | Removed from Ground | Gas (Historical Use) | 4000 | Bare Steel | 1960-04-29 | 1989-07-18 | Galvanized Steel
STEIN PRINTING CO | 2161 MONROE DR NE | ATLANTA | Fulton | 600133 | 6 | [5 empty] | Removed from Ground | Gas (Historical Use) | 1000 | Marked Unknown | 1961-01-07 | 1986-01-01 | Unknown
CRAWFORD SATELLITE SER | 535 PLAZAMOUR DR | ATLANTA | Fulton | 600488 | 1 | [5 empty] | Removed from Ground | Diesel | 0 | Cathodically Protected Steel | 1986-04-23 | 2001-07-10 | Bare Steel
TWO MINIT CAR WASH INC | 1836 PIEDMONT AVE NE | ATLANTA | Fulton | 601286 | 3 |  | 1990-07-16 |  | 1990-07-16 |  | Temporarily out of use | Gas (Historical Use) | 4000 | Composite | 1990-07-16 |  | Fiberglass Reinforced Plastic | Pressurized
PIEDMONT QUICKMART LLC | 1856 PIEDMONT AVE NE | ATLANTA | Fulton | 601083; ASID: 1761 | 4 | Flapper Valve | 1991-04-05 | FALSE | 1991-04-05 | FALSE | Currently in Use | Diesel | 10000 | STIP-3/Impressed Current | 1991-04-05 |  | Steel (Impressed Current) | Pressurized
PIEDMONT QUICKMART LLC | 1856 PIEDMONT AVE NE | ATLANTA | Fulton | 601083; ASID: 1761 | 5 | Flapper Valve | 1991-04-05 | FALSE | 1991-04-05 | FALSE | Currently in Use | Regular | 10000 | STIP-3/Impressed Current | 1991-04-05 |  | Steel (Impressed Current) | Pressurized
AAA 2317 INC | 2319 CHESHIRE BRIDGE RD NE | ATLANTA | Fulton | 600983 | 4 | Flapper Valve | 1994-11-01 | FALSE | 1994-11-01 | FALSE | Currently in Use | Diesel | 1000 | Steel-Impressed Current | 1961-05-06 |  | Steel (Impressed Current) | Pressurized
BUCKHEAD CHEVRON | 639 MOROSGO DR NE | ATLANTA | Fulton | 601008 | 3 | [5 empty] | Removed from Ground | Gas (Historical Use) | 5000 | Bare Steel | 1969-04-27 | 1988-01-13 | Galvanized Steel
FULTON COUNTY MAINT CHESHIRE BRIDGE | 1965 CHESHIRE BRIDGE RD NE | ATLANTA | Fulton | 9060063 | 4D | Flapper Valve | 1997-08-04 |  | 1997-08-04 |  | Removed from Ground | Diesel | 2500 | Fiberglass Double Walled | 1997-08-04 | 2016-09-19 | Fiberglass Reinforced Plastic | Safe Suction (Euro)
FERGUSON ENTERPRISES INC | 1105 MEMORIAL DR | ATLANTA | Fulton | 9060385 | 1 | [5 empty] | Removed from Ground | Diesel | 4000 | Bare Steel |  | 1899-12-31 | Unknown
Texaco | 4455 FULTON INDUSTRIAL BLVD | ATLANTA | Fulton | 9060081 | 1 | [5 empty] | Removed from Ground | Gas (Historical Use) | 8000 | Bare Steel | 1988-08-18 | 1988-08-18 | Unknown
WILLIAMS BROS/LUMBER YARD #51 | 934 GLENWOOD AVE SE | ATLANTA | Fulton | 9060088 | 3 | [5 empty] | Removed from Ground | Gas (Historical Use) | 2000 | Bare Steel | 1967-01-01 | 1991-07-15 | Bare Steel
KROGER #672 | 800 GLENWOOD AVE | ATLANTA | Fulton | 10002567 | 2A | Overfill Alarm | 2016-04-28 | FALSE | 2016-04-28 | FALSE | Currently in Use | Premium | 9000 | Fiberglass Double Walled | 2016-04-28 |  | Double-Walled Flex | Pressurized
LEGGETT & PLATT | 905 MEMORIAL DR SE | ATLANTA | Fulton | 9000626 | 7 |  |  | TRUE |  | TRUE | Removed from Ground | Used Oil | 500 | Bare Steel | 1965-01-01 | 1990-07-05 | Galvanized Steel
NATIONAL LINEN SERVICE | 602 MORGAN ST NE | ATLANTA | Fulton | 600402 | 1 | [5 empty] | Removed from Ground | Gas (Historical Use) | 8000 | Bare Steel | 1952-01-01 | 1993-01-20 | Galvanized Steel
AUTO-CHLOR SYSTEM/PREV STATHAM | 640 ANGIER AVE NE | ATLANTA | Fulton | 600484 | 1 | [5 empty] | Removed from Ground | Empty | 1000 | Bare Steel | 1966-07-20 | 1994-06-20 | Unknown
HOWARD BAER INC | 680 DALLAS ST NE | ATLANTA | Fulton | 600015 | 2 |  |  | TRUE |  | TRUE | Removed from Ground | Used Oil | 8000 | Bare Steel | 1972-01-05 | 2005-02-07 | Galvanized Steel | Gravity Fed
PIEDMONT MANDIR LLC | 160 PONCE DE LEON AVE NE | ATLANTA | Fulton | 600819 | 3 | Ball Float | 1991-03-01 | FALSE | 1991-03-01 | FALSE | Currently in Use | Regular | 10000 | Fiberglass | 2013-05-15 |  | Fiberglass Reinforced Plastic | Pressurized
ADVANCED REFRIGERATION INC | 1495 NORTHSIDE DR NW | ATLANTA | Fulton | 600861 | 1 | [5 empty] | Removed from Ground | Empty | 2000 | Bare Steel | 1974-03-13 | 1991-01-22 | Galvanized Steel
BEAM OIL CO/DIV OF WITCO CORP | 1533 MARIETTA RD NW | ATLANTA | Fulton | 600872 | 4 | [5 empty] | Removed from Ground | Empty | 4000 | Bare Steel | 1976-05-10 | 1987-12-01 | Bare Steel
FINA OIL TERMINAL/ATLANTA | 2970 PARROTT AVE NW | ATLANTA | Fulton | 9000676 | 3 | [5 empty] | Removed from Ground | Other | 550 | Bare Steel | 1990-10-18 | 1990-10-18 | Galvanized Steel
BEST FOR LESS | 1001 NORTHSIDE DR | ATLANTA | Fulton | 601139 | 6 | Ball Float | 2004-01-06 | FALSE | 2004-01-06 | FALSE | Currently in Use | Regular | 12000 | Fiberglass | 2004-01-06 |  | Double-Walled Flex | Pressurized
CITY OF ATLANTA/WATER DEPT | 651 14TH STREET NW | ATLANTA | Fulton | 9000633 | 4 | [5 empty] | Removed from Ground | Empty | 500 | Fiberglass | 1983-05-09 | 1998-11-01 | Galvanized Steel
CITY OF ATLANTA/WATER DEPT | 651 14TH STREET NW | ATLANTA | Fulton | 9000633 | 5 | [5 empty] | Removed from Ground | Empty | 5000 | Fiberglass | 1983-05-09 | 1998-11-01 | Galvanized Steel
PETRO STOPPING CENTER #22-ATLANTA | 3181 DONALD LEE HOLLOWELL PKWY | ATLANTA | Fulton | 601120 | 13 | Ball Float | 1992-04-17 | FALSE | 1992-04-17 | TRUE | Currently in Use | Diesel | 20000 | Fiberglass Double Walled | 1992-04-17 |  | Fiberglass Reinforced Plastic | Pressurized
RaceTrac #453 - Bolton Road | 2325 MARIETTA BLVD NW | ATLANTA | Fulton | 601054 | 8 | Overfill Alarm | 1994-06-13 | FALSE | 1994-06-13 | FALSE | Removed from Ground | Diesel | 12000 | Composite Double Walled | 1994-06-13 | 2019-02-14 | Double-Walled Fiberglass | Pressurized
RaceTrac #453 - Bolton Road | 2325 MARIETTA BLVD NW | ATLANTA | Fulton | 601054 | 9 | Overfill Alarm | 1994-06-13 | FALSE | 1994-06-13 | FALSE | Removed from Ground | Gas (Historical Use) | 12000 | Composite Double Walled | 1994-06-13 | 2019-02-14 | Double-Walled Fiberglass | Pressurized
RaceTrac #453 - Bolton Road | 2325 MARIETTA BLVD NW | ATLANTA | Fulton | 601054 | 2 |  |  | TRUE |  | TRUE | Removed from Ground | Used Oil | 550 | Bare Steel | 1991-04-15 | 1991-04-15 | Galvanized Steel
AMOCO STATION #824 | 3195 DONALD LEE HOWELL PKWY | ATLANTA | Fulton | 601067 | 6 |  | 1977-04-25 |  | 1977-04-25 |  | Removed from Ground | Gas (Historical Use) | 6000 | Bare Steel | 1977-04-25 | 1986-12-01 | Galvanized Steel | Pressurized
AMOCO STATION #824 | 3195 DONALD LEE HOWELL PKWY | ATLANTA | Fulton | 601067 | 8 |  |  | TRUE |  | TRUE | Removed from Ground | Used Oil | 500 | Bare Steel | 1968-04-27 | 1986-12-01 | Galvanized Steel
AMOCO STATION #824 | 3195 DONALD LEE HOWELL PKWY | ATLANTA | Fulton | 601067 | 9 | Ball Float | 1987-01-01 |  | 1987-01-01 |  | Removed from Ground | Gas (Historical Use) | 10000 | Galvanic (STIP-3) | 1987-01-01 | 2014-04-02 | Galvanized Steel | Pressurized
QT-832 | 1678 HOWELL MILL RD NW | ATLANTA | Fulton | 602011 | 5 | Flapper Valve | 2017-12-01 | FALSE | 2017-12-01 | FALSE | Currently in Use | Regular | 20000 | Fiberglass Double Walled | 2017-08-01 |  | Double-Walled Fiberglass | Pressurized
GENERAL WHOLESALE CO | 1271 TACOMA DR NW | ATLANTA | Fulton | 600687 | 2 | [5 empty] | Removed from Ground | Diesel | 10000 | Bare Steel | 1979-05-10 | 1990-04-01 | Galvanized Steel
AVIS TRUCK RENTAL | 901 CHATTAHOOCHEE AVE | ATLANTA | Fulton | 600741 | 1 | [5 empty] | Removed from Ground | Gas (Historical Use) | 8000 | Fiberglass | 1971-05-09 | 1986-01-01 | Unknown
BP #24024/GULF #270256 | 1942 HOWELL MILL RD NW | ATLANTA | Fulton | 600767 | 4 | [5 empty] | Removed from Ground | Gas (Historical Use) | 10000 | Bare Steel | 1968-05-06 | 1992-12-14 | Galvanized Steel
BP #24024/GULF #270256 | 1942 HOWELL MILL RD NW | ATLANTA | Fulton | 600767 | 5 | [5 empty] | Removed from Ground | Diesel | 550 | Not Marked/Unknown | 1992-12-14 | 1992-12-14 | Not Marked
WEST DISTRIBUTOR SALES/ASSOCIATE | 1491 PIEDMONT AVE NE | ATLANTA | Fulton | 600860 | 2 | [5 empty] | Removed from Ground | Gas (Historical Use) | 6000 | Not Marked/Unknown | 1993-10-07 | 1993-10-07 | Not Marked
SPEED WAY #36\STARVIN MARVIN #36 | 2001 JACKSON PKWY | ATLANTA | Fulton | 601138 | 2 | [5 empty] | Removed from Ground | Gas (Historical Use) | 10000 | Bare Steel | 1976-03-19 | 1991-05-28 | Galvanized Steel
Chevron | 1970 MOORES MILL RD | ATLANTA | Fulton | 601101 | 4C | Flapper Valve |  | FALSE |  | FALSE | Currently in Use | Regular | 5000 | Steel-Impressed Current | 2021-03-05 |  | Double-Walled Flex | Pressurized
Chevron | 1970 MOORES MILL RD | ATLANTA | Fulton | 601101 | 4A | Flapper Valve |  | FALSE |  | FALSE | Currently in Use | Diesel | 5000 | Steel-Impressed Current | 2021-03-05 |  | Double-Walled Flex | Pressurized
PETRO STOPPING CENTER #22-ATLANTA | 3181 DONALD LEE HOLLOWELL PKWY | ATLANTA | Fulton | 601120 | 15 | Ball Float | 1992-04-17 | FALSE | 1992-04-17 | TRUE | Currently in Use |  | 10000 | Fiberglass Double Walled | 1992-04-17 |  | Fiberglass Reinforced Plastic | Suction (American)
PETRO STOPPING CENTER #22-ATLANTA | 3181 DONALD LEE HOLLOWELL PKWY | ATLANTA | Fulton | 601120 | 17 | Ball Float | 1992-04-17 | FALSE | 1992-04-17 | TRUE | Currently in Use |  | 8000 | Fiberglass Double Walled | 1992-04-17 |  | Fiberglass Reinforced Plastic | Gravity Fed
PETRO STOPPING CENTER #22-ATLANTA | 3181 DONALD LEE HOLLOWELL PKWY | ATLANTA | Fulton | 601120 | 12 | Ball Float | 1992-04-17 | FALSE | 1992-04-17 | TRUE | Currently in Use | Diesel | 20000 | Fiberglass Double Walled | 1992-04-17 |  | Fiberglass Reinforced Plastic | Pressurized
RaceTrac #453 - Bolton Road | 2325 MARIETTA BLVD NW | ATLANTA | Fulton | 601054 | 7 | Overfill Alarm | 1994-06-13 | FALSE | 1994-06-13 | FALSE | Removed from Ground | Gas (Historical Use) | 12000 | Composite Double Walled | 1994-06-13 | 2019-02-14 | Double-Walled Fiberglass | Pressurized
BP FoodMart | 610 SPRING ST NW | ATLANTA | Fulton | 600805 | 1 | [5 empty] | Removed from Ground | Gas (Historical Use) | 10000 | Bare Steel | 1978-05-04 | 1997-07-31 | Galvanized Steel
J H HIOTT JR/AUTO BATTERY & IGN | 696 WEST PEACHTREE ST = NW | ATLANTA | Fulton | 600606 | 2 | [5 empty] | Removed from Ground | Gas (Historical Use) | 1990 | Bare Steel | 1962-03-23 | 1998-10-27 | Unknown
SEARS ROEBUCK & CO #6105 | 1033 JEFFERSON ST NW | ATLANTA | Fulton | 600587 | 3 | [5 empty] | Removed from Ground | Diesel | 2000 | Bare Steel | 1965-05-12 | 1990-12-01 | Galvanized Steel
GAS EXPRESS #247 | 1400 DONALD LEE PARKWAY NW | ATLANTA | Fulton | 9000159 | 2 | [5 empty] | Permanently Out of Use - historical purposes | Gas (Historical Use) | 7000 | Marked Unknown | 1972-01-01 | 1899-12-31 | Unknown | Pressurized
ANDERSON MCGRIFF CO | 1335 MARIETTA BLVD NW | ATLANTA | Fulton | 9000178 | 1 | [5 empty] | Permanently Out of Use - historical purposes | Gas (Historical Use) | 1000 | Bare Steel | 1961-03-20 | 1899-12-31 | Galvanized Steel
BP #24024/GULF #270256 | 1942 HOWELL MILL RD NW | ATLANTA | Fulton | 600767 | 1 |  |  | TRUE |  | TRUE | Removed from Ground | Used Oil | 550 | Bare Steel | 1968-05-06 | 1992-12-14 | Galvanized Steel
1015 BANKHEAD AVENUE | 1015 BANKHEAD HWY | ATLANTA | Fulton | 600761 | 2 |  |  | FALSE |  | FALSE | Removed from Ground | Gas (Historical Use) | 1054 | Bare Steel | 2004-09-23 | 2004-09-23 | Unknown
14TH STREET BP | 329 14TH ST | ATLANTA | Fulton | 600748 | 6 | Ball Float | 2004-09-01 | FALSE | 2004-09-01 | TRUE | Currently in Use | Regular | 12000 | Composite | 2004-09-01 |  | Fiberglass Reinforced Plastic | Pressurized
14TH STREET BP | 329 14TH ST | ATLANTA | Fulton | 600748 | 6 | Ball Float | 2004-09-01 | FALSE | 2004-09-01 | TRUE | Currently in Use | Regular | 12000 | Composite | 2004-09-01 |  | Fiberglass Reinforced Plastic | Pressurized
14TH STREET BP | 329 14TH ST | ATLANTA | Fulton | 600748 | 6 | Ball Float | 2004-09-01 | FALSE | 2004-09-01 | TRUE | Currently in Use | Regular | 12000 | Composite | 2004-09-01 |  | Fiberglass Reinforced Plastic | Pressurized
SPEED WAY #36\STARVIN MARVIN #36 | 2001 JACKSON PKWY | ATLANTA | Fulton | 601138 | 6 | [5 empty] | Removed from Ground | Diesel | 4000 | Bare Steel | 1976-03-19 | 1991-05-28 | Galvanized Steel
CHEVRON STATION #43023 | 1205 COLLIER RD NW | ATLANTA | Fulton | 601003 | 4 |  |  | TRUE |  | TRUE | Removed from Ground | Used Oil | 550 | Cathodically Protected Steel | 1969-04-27 | 1990-10-29 | Galvanized Steel
CAPITOL OUTDOOR/TURNER OUTDOOR A | 732 ASHBY ST NW | ATLANTA | Fulton | 600553 | 1 | [5 empty] | Removed from Ground | Diesel | 5000 | Bare Steel | 1976-03-29 | 1993-12-20 | Galvanized Steel
MAIL CONTRACTORS OF ARKANSAS INC | 2051 MARIETTA BLVD NW | ATLANTA | Fulton | 600595 | 2 | [5 empty] | Removed from Ground | Diesel | 5000 | Bare Steel | 1995-02-23 | 1995-02-23 | Bare Steel | Safe Suction (Euro)
RIYA CAPITAL LLC | 1990 Donald Lee Hollowell Pkwy | ATLANTA | Fulton | 600592 | 4 | Flapper Valve | 1998-09-01 | FALSE | 1998-09-01 | FALSE | Currently in Use | Diesel | 5000 | Steel-Impressed Current | 1971-04-14 |  | Fiberglass Reinforced Plastic | Pressurized
GREYHOUND LINES INC | 830 Jefferson St. NW | ATLANTA | Fulton | 9000127 | 3 | [5 empty] | Removed from Ground | Other | 10000 | Bare Steel | 1975-01-01 | 1990-03-01 | Galvanized Steel | Pressurized
SONOCO PRODUCTS CO | 2490 OLD MARIETTA AVE NW | ATLANTA | Fulton | 600702 | 2 | [5 empty] | Removed from Ground | Diesel | 15000 | Bare Steel | 1966-12-24 | 1995-05-01 | Unknown
BANKHEAD CHEVRON | 2656 Donald Lee Hollowell Pkwy | ATLANTA | Fulton | 600749 | 2 | [5 empty] | Removed from Ground | Gas (Historical Use) | 10000 | Cathodically Protected Steel | 1979-05-07 | 1999-05-10 | Galvanized Steel
Chevron | 1970 MOORES MILL RD | ATLANTA | Fulton | 601101 | 3B | Flapper Valve |  | FALSE |  | FALSE | Currently in Use | Premium | 5000 | Steel-Impressed Current | 2021-03-05 |  | Double-Walled Flex | Pressurized
CITY OF ATLANTA/WATER DEPT | 651 14TH STREET NW | ATLANTA | Fulton | 9000633 | 3 | [5 empty] | Removed from Ground | Empty | 5000 | Bare Steel | 1978-05-10 | 1998-11-01 | Galvanized Steel
PETRO STOPPING CENTER #22-ATLANTA | 3181 DONALD LEE HOLLOWELL PKWY | ATLANTA | Fulton | 601120 | 1 | [5 empty] | Removed from Ground | Gas (Historical Use) | 10000 | Cathodically Protected Steel | 1978-01-01 | 1991-01-01 | Galvanized Steel
PETRO STOPPING CENTER #22-ATLANTA | 3181 DONALD LEE HOLLOWELL PKWY | ATLANTA | Fulton | 601120 | 7 |  |  | TRUE |  | TRUE | Removed from Ground | Used Oil | 1000 | Bare Steel | 1978-01-01 | 1991-01-01 | Galvanized Steel
MARTA BUS FACILITY/PINE ST | 125 PINE ST NE | ATLANTA | Fulton | 9000039 | 1 | [5 empty] | Currently in Use | Diesel | 25000 | Bare Steel | 1981-05-07 |  | Galvanized Steel
RaceTrac #453 - Bolton Road | 2325 MARIETTA BLVD NW | ATLANTA | Fulton | 601054 | 4 | [5 empty] | Removed from Ground | Gas (Historical Use) | 3000 | Bare Steel | 1956-04-30 | 1991-04-15 | Galvanized Steel
GREYHOUND LINES INC | 830 Jefferson St. NW | ATLANTA | Fulton | 9000127 | 1 | [5 empty] | Removed from Ground | Diesel | 12000 | Bare Steel | 1975-05-04 | 1989-09-01 | Galvanized Steel | Pressurized
ARA SERVICES OF ATLANTA | 1299 COLLIER RD | ATLANTA | Fulton | 600632 | 2 | [5 empty] | Currently in Use | Gas (Historical Use) | 8000 | Marked Unknown | 1976-04-13 |  | Unknown
14TH STREET BP | 329 14TH ST | ATLANTA | Fulton | 600748 | 3 | [5 empty] | Removed from Ground | Gas (Historical Use) | 4000 | Cathodically Protected Steel | 1980-05-06 | 2000-03-20 | Galvanized Steel | Safe Suction (Euro)
14TH STREET BP | 329 14TH ST | ATLANTA | Fulton | 600748 | 3 | [5 empty] | Removed from Ground | Gas (Historical Use) | 4000 | Cathodically Protected Steel | 1980-05-06 | 2000-03-20 | Galvanized Steel | Safe Suction (Euro)
14TH STREET BP | 329 14TH ST | ATLANTA | Fulton | 600748 | 3 | [5 empty] | Removed from Ground | Gas (Historical Use) | 4000 | Cathodically Protected Steel | 1980-05-06 | 2000-03-20 | Galvanized Steel | Safe Suction (Euro)
BEAM OIL CO/DIV OF WITCO CORP | 1533 MARIETTA RD NW | ATLANTA | Fulton | 600872 | 1 | [5 empty] | Removed from Ground | Empty | 4000 | Bare Steel | 1976-05-10 | 1987-12-01 | Bare Steel
SHELL FOOD MART | 2118 DEFOORS FERRY RD NW | ATLANTA | Fulton | 601148 | 1 | Flapper Valve | 1995-01-15 | FALSE | 1995-01-15 | FALSE | Currently in Use | Regular | 10000 | Steel-Impressed Current | 1980-01-01 |  | Fiberglass Reinforced Plastic | Pressurized
CITY OF ATLANTA/WATER DEPT | 651 14TH STREET NW | ATLANTA | Fulton | 9000633 | 1 | [5 empty] | Removed from Ground | Empty | 5000 | Bare Steel | 1967-05-13 | 1998-11-01 | Galvanized Steel
ARATEX SERVICES | 401 GLEN IRIS DR NE | ATLANTA | Fulton | 600227 | 3 | [5 empty] | Removed from Ground | Other | 10000 | Bare Steel | 1971-04-27 | 1989-09-15 | Unknown
MARTA BUS FACILITY/PINE ST | 125 PINE ST NE | ATLANTA | Fulton | 9000039 | 2 | [5 empty] | Currently in Use | Diesel | 25000 | Bare Steel | 1981-05-07 |  | Bare Steel
MARTA BUS FACILITY/PINE ST | 125 PINE ST NE | ATLANTA | Fulton | 9000039 | 8 | [5 empty] | Currently in Use | Other | 6110 | Bare Steel | 1954-05-14 |  | Galvanized Steel
GA POWER/GEN OFF-MAINT & OP | 241 RALPH MCGILL BLVD | ATLANTA | Fulton | 600730 | 1 | Flapper Valve | 1998-11-09 | FALSE | 1998-11-09 | FALSE | Currently in Use | Diesel | 4000 | Composite | 1998-11-09 |  | Double-Walled Flex | Suction (American)
ATLANTA FUEL CO INC | 2324 DONALD LEE HOLLOWELL PKWY | ATLANTA | Fulton | 600787 | 9 | Flapper Valve | 1997-11-07 | FALSE | 1997-11-07 | FALSE | Temporarily out of use | Hazardous Substance | 6000 | Steel-Impressed Current | 1983-05-06 |  | Steel (Impressed Current) | Safe Suction (Euro)
RIYA CAPITAL LLC | 1990 Donald Lee Hollowell Pkwy | ATLANTA | Fulton | 600592 | 3 | Flapper Valve | 1998-09-01 | FALSE | 1998-09-01 | FALSE | Currently in Use | Premium | 5000 | Steel-Impressed Current | 1971-04-14 |  | Fiberglass Reinforced Plastic | Pressurized
GREYHOUND LINES INC | 830 Jefferson St. NW | ATLANTA | Fulton | 9000127 | 6 | Flapper Valve | 1989-12-10 | FALSE | 1989-12-10 | FALSE | Currently in Use | Diesel | 12000 | Composite Double Walled | 1989-12-10 |  | Fiberglass Reinforced Plastic | Pressurized
AMERICAN WAREHOUSE & MOVING INC | 2282 DEFOOR HILLS RD NW | ATLANTA | Fulton | 600724 | 2 | [5 empty] | Removed from Ground | Gas (Historical Use) | 2000 | Bare Steel | 1987-01-01 | 1987-01-01 | Galvanized Steel
BP #24011/GULF #269845 | 2011 BOLTON RD | ATLANTA | Fulton | 600772 | 2 | [5 empty] | Removed from Ground | Gas (Historical Use) | 4000 | Bare Steel | 1962-05-08 | 1899-12-31 | Galvanized Steel
1015 BANKHEAD AVENUE | 1015 BANKHEAD HWY | ATLANTA | Fulton | 600761 | 1 | [5 empty] | Removed from Ground | Gas (Historical Use) | 0 | Marked Unknown | 2004-08-25 | 2004-09-23 | Unknown
1015 BANKHEAD AVENUE | 1015 BANKHEAD HWY | ATLANTA | Fulton | 600761 | 7 |  |  | FALSE |  | FALSE | Removed from Ground | Gas (Historical Use) | 4000 | Bare Steel | 2004-09-24 | 2004-09-24 | Unknown
1015 BANKHEAD AVENUE | 1015 BANKHEAD HWY | ATLANTA | Fulton | 600761 | 4 |  |  | FALSE |  | FALSE | Removed from Ground | Gas (Historical Use) | 10000 | Bare Steel | 2004-09-24 | 2004-09-24 | Unknown
JIFFY LUBE #224 | 1742 HOWELL MILL RD NW | ATLANTA | Fulton | 600986 | 3 |  |  | TRUE |  | TRUE | Removed from Ground | Used Oil | 1000 | Cathodically Protected Steel | 1987-01-01 | 2000-03-19 | Galvanized Steel
FINA OIL TERMINAL/ATLANTA | 2970 PARROTT AVE NW | ATLANTA | Fulton | 9000676 | 2 | [5 empty] | Removed from Ground | Gas (Historical Use) | 2000 | Bare Steel | 1956-02-22 | 1990-10-18 | Galvanized Steel
PETRO STOPPING CENTER #22-ATLANTA | 3181 DONALD LEE HOLLOWELL PKWY | ATLANTA | Fulton | 601120 | 5 | [5 empty] | Removed from Ground | Diesel | 20000 | Cathodically Protected Steel | 1978-01-01 | 1991-01-01 | Galvanized Steel
PETRO STOPPING CENTER #22-ATLANTA | 3181 DONALD LEE HOLLOWELL PKWY | ATLANTA | Fulton | 601120 | 4 | [5 empty] | Removed from Ground | Diesel | 20000 | Cathodically Protected Steel | 1978-01-01 | 1991-01-01 | Galvanized Steel
SHELL FOOD MART | 2118 DEFOORS FERRY RD NW | ATLANTA | Fulton | 601148 | 2 | Flapper Valve | 1995-01-15 | FALSE | 1995-01-15 | FALSE | Currently in Use | Premium | 10000 | Steel-Impressed Current | 1980-01-01 |  | Fiberglass Reinforced Plastic | Pressurized
Chevron | 1970 MOORES MILL RD | ATLANTA | Fulton | 601101 | 3A | Flapper Valve | 2021-03-05 | FALSE | 2021-03-05 | FALSE | Currently in Use | Regular | 10000 | Steel-Impressed Current | 2021-03-05 |  | Double-Walled Flex | Pressurized
CITY OF ATLANTA/WATER DEPT | 651 14TH STREET NW | ATLANTA | Fulton | 9000633 | 2 | [5 empty] | Removed from Ground | Empty | 5000 | Bare Steel | 1978-05-10 | 1998-11-01 | Galvanized Steel
PETRO STOPPING CENTER #22-ATLANTA | 3181 DONALD LEE HOLLOWELL PKWY | ATLANTA | Fulton | 601120 | 6 | [5 empty] | Removed from Ground | Diesel | 20000 | Cathodically Protected Steel | 1978-01-01 | 1991-01-01 | Galvanized Steel
PETRO STOPPING CENTER #22-ATLANTA | 3181 DONALD LEE HOLLOWELL PKWY | ATLANTA | Fulton | 601120 | 11 | Ball Float | 1992-04-17 | FALSE | 1992-04-17 | TRUE | Currently in Use | Diesel | 20000 | Fiberglass Double Walled | 1992-04-17 |  | Fiberglass Reinforced Plastic | Pressurized
PETRO STOPPING CENTER #22-ATLANTA | 3181 DONALD LEE HOLLOWELL PKWY | ATLANTA | Fulton | 601120 | 9 | [5 empty] | Removed from Ground | Other | 2000 | Bare Steel | 1985-01-01 | 1991-01-01 | Galvanized Steel
BETTER BRANDS OF ATLANTA INC | 755 JEFFERSON ST NW | ATLANTA | Fulton | 9000631 | 5 |  | 1998-06-11 |  | 1998-06-11 |  | Removed from Ground | Gas (Historical Use) | 12000 | Fiberglass | 1998-06-11 | 2007-01-24 | Fiberglass Reinforced Plastic | Suction (American)
BETTER BRANDS OF ATLANTA INC | 755 JEFFERSON ST NW | ATLANTA | Fulton | 9000631 | 4 |  | 1998-05-15 |  | 1998-05-15 |  | Removed from Ground | Other | 1000 | Cathodically Protected Steel | 1980-04-03 | 2007-01-24 | Cathodically Protected | Suction (American)
MARTA PERRY BOULEVARD BUS OPERAT | 1600 PERRY BLVD NW | ATLANTA | Fulton | 602017 | 002#1988D | [5 empty] | Removed from Ground | Diesel | 10000 | Double Walled | 1987-11-04 | 1995-02-14 | Bare Steel | Pressurized
GEORGIA TECH | 654 CHERRY ST SW | ATLANTA | Fulton | 9640176 | 2 | [5 empty] | Removed from Ground | Empty | 250 | Bare Steel | 1998-06-18 | 1998-06-18 | Bare Steel
UNKNOWN | 1016 HOWELL MILL RD | ATLANTA | Fulton | 9060807 | 1 | [5 empty] | Removed from Ground | Gas (Historical Use) | 6000 | Bare Steel | 1998-11-01 | 1998-11-01 | Bare Steel
ATHENS ATLANTA ASPHALT CO INC | 2095 MARIETTA BLVD | ATLANTA | Fulton | 9060867 | 1 | Flapper Valve | 1999-03-23 | FALSE | 1999-03-23 | FALSE | Abandoned-No Known Release | Diesel | 10000 | Fiberglass Double Walled | 1999-03-23 |  | Fiberglass Reinforced Plastic | Pressurized
GAS EXPRESS #247 | 1400 DONALD LEE PARKWAY NW | ATLANTA | Fulton | 9000159 | 1 | [5 empty] | Permanently Out of Use - historical purposes | Gas (Historical Use) | 7000 | Marked Unknown | 1972-01-01 | 1899-12-31 | Unknown | Pressurized
BRITT CARPET LAYING CO INC | 673 RICE ST NW | ATLANTA | Fulton | 600672 | 1 | [5 empty] | Removed from Ground | Gas (Historical Use) | 3000 | Bare Steel | 1977-03-01 | 1989-04-09 | Unknown
CITGO MINI MART | 1209 COLLIER RD NE | ATLANTA | Fulton | 9000240 | 3 | Flapper Valve | 1998-10-11 | FALSE | 1998-10-11 | FALSE | Currently in Use | Premium | 5000 | Steel-Impressed Current | 1968-12-26 |  | Double-Walled Fiberglass | Pressurized
HOLLAND BANKHEAD GROUP | 1080 D L HOLLOWELL PKWY NW | ATLANTA | Fulton | 600785 | 3 |  | 2006-10-09 | TRUE | 2006-10-09 | TRUE | Removed from Ground | Used Oil | 500 | Steel-Impressed Current | 2000-09-15 | 2017-11-01 |  | Suction (American)
ATLANTA FUEL CO INC | 2324 DONALD LEE HOLLOWELL PKWY | ATLANTA | Fulton | 600787 | 1 | Flapper Valve | 1997-11-07 | FALSE | 1997-11-07 | FALSE | Currently in Use | Diesel On Road | 10000 | Steel-Impressed Current | 1974-05-08 |  | Steel (Impressed Current) | Safe Suction (Euro)
BP #24024/GULF #270256 | 1942 HOWELL MILL RD NW | ATLANTA | Fulton | 600767 | 3 | [5 empty] | Removed from Ground | Gas (Historical Use) | 10000 | Bare Steel | 1968-05-06 | 1992-12-14 | Galvanized Steel
BANKHEAD CHEVRON | 2656 Donald Lee Hollowell Pkwy | ATLANTA | Fulton | 600749 | 3 | [5 empty] | Removed from Ground | Gas (Historical Use) | 10000 | Cathodically Protected Steel | 1979-05-07 | 1999-05-10 | Galvanized Steel
SPEED WAY #36\STARVIN MARVIN #36 | 2001 JACKSON PKWY | ATLANTA | Fulton | 601138 | 3 | [5 empty] | Removed from Ground | Gas (Historical Use) | 4000 | Bare Steel | 1976-03-19 | 1991-05-28 | Galvanized Steel
BEST FOR LESS | 1001 NORTHSIDE DR | ATLANTA | Fulton | 601139 | 8 | Ball Float | 2004-01-06 | FALSE | 2004-01-06 | FALSE | Currently in Use | Diesel | 4000 | Fiberglass | 2004-01-06 |  | Double-Walled Flex | Pressurized
ZESTO INC | 544 PONCE DE LEON AVE NE | ATLANTA | Fulton | 9060036 | 3 | [5 empty] | Removed from Ground | Other | 6000 | Marked Unknown | 1990-11-13 | 1990-11-13 | Unknown
FIRST BAPTIST CHURCH | 20 FIFTH STREET | ATLANTA | Fulton | 9060709 | 1 | [5 empty] | Removed from Ground | Gas (Historical Use) | 5000 | Bare Steel | 1998-01-12 | 1998-01-12 | Bare Steel | Safe Suction (Euro)
FREEWAY INC PARCEL F | 788 SPRING ST | ATLANTA | Fulton | 9640175 | 1 | [5 empty] | Removed from Ground | Gas (Historical Use) | 4000 | Not Marked/Unknown | 1996-09-24 | 1996-09-24 | Not Marked
TEXACO FOOD MART | 689 BOULEVARD NE | ATLANTA | Fulton | 601137 | 3 | [5 empty] | Removed from Ground | Gas (Historical Use) | 10000 | Bare Steel | 1978-03-19 | 1994-10-21 | Galvanized Steel | Pressurized
FIRE STATION #11 | 30 NORTH AVE NE | ATLANTA | Fulton | 600371 | 1 | [5 empty] | Removed from Ground | Diesel | 550 | Bare Steel | 1956-05-15 | 1995-02-14 | Galvanized Steel
MOTOR SERVICE INC/ATLANTA TERM | 660 DALLAS ST NE | ATLANTA | Fulton | 600245 | 4 | [5 empty] | Removed from Ground | Empty | 3000 | Bare Steel | 1974-04-14 | 1989-10-19 | Galvanized Steel
RIYA CAPITAL LLC | 1990 Donald Lee Hollowell Pkwy | ATLANTA | Fulton | 600592 | 1 | Flapper Valve | 1998-09-01 | FALSE | 1998-09-01 | FALSE | Currently in Use | Regular | 5000 | Steel-Impressed Current | 1971-04-14 |  | Fiberglass Reinforced Plastic | Pressurized
ADVANCED METAL & WELDING CORP | 748 TENTH ST NW | ATLANTA | Fulton | 600657 | 1 | [5 empty] | Removed from Ground | Empty | 5000 | Bare Steel | 1961-03-04 | 1990-08-17 | Unknown
ATLANTA FUEL CO INC | 2324 DONALD LEE HOLLOWELL PKWY | ATLANTA | Fulton | 600787 | 3 | Flapper Valve | 1997-11-07 | FALSE | 1997-11-07 | FALSE | Currently in Use | Diesel Off Road | 10000 | Steel-Impressed Current | 1974-05-08 |  | Steel (Impressed Current) | Safe Suction (Euro)
14TH STREET BP | 329 14TH ST | ATLANTA | Fulton | 600748 | 8 | Ball Float | 2004-09-01 | FALSE | 2004-09-01 | TRUE | Currently in Use | Diesel | 4000 | Composite | 2004-09-01 |  | Fiberglass Reinforced Plastic | Pressurized
14TH STREET BP | 329 14TH ST | ATLANTA | Fulton | 600748 | 8 | Ball Float | 2004-09-01 | FALSE | 2004-09-01 | TRUE | Currently in Use | Diesel | 4000 | Composite | 2004-09-01 |  | Fiberglass Reinforced Plastic | Pressurized
MARTA BUS FACILITY/PINE ST | 125 PINE ST NE | ATLANTA | Fulton | 9000039 | 4 | [5 empty] | Currently in Use | Diesel | 8500 | Bare Steel | 1954-05-14 |  | Galvanized Steel
J H HIOTT JR/AUTO BATTERY & IGN | 696 WEST PEACHTREE ST = NW | ATLANTA | Fulton | 600606 | 1 | [5 empty] | Removed from Ground | Gas (Historical Use) | 1990 | Bare Steel | 1962-03-23 | 1998-10-27 | Unknown
RIYA CAPITAL LLC | 1990 Donald Lee Hollowell Pkwy | ATLANTA | Fulton | 600592 | 2 | Flapper Valve | 1998-09-01 | FALSE | 1998-09-01 | FALSE | Currently in Use | Regular | 5000 | Steel-Impressed Current | 1971-04-14 |  | Fiberglass Reinforced Plastic | Pressurized
MINDIS INDUSTRIES | 1990 DEFOOR AVE NW | ATLANTA | Fulton | 600652 | 1 | [5 empty] | Removed from Ground | Diesel | 10000 | Bare Steel | 1974-05-02 | 1991-07-03 | Galvanized Steel
SONOCO PRODUCTS CO | 2490 OLD MARIETTA AVE NW | ATLANTA | Fulton | 600702 | 4 | [5 empty] | Removed from Ground | Diesel | 10000 | Bare Steel | 1980-12-20 | 1990-06-07 | Unknown
BP #24011/GULF #269845 | 2011 BOLTON RD | ATLANTA | Fulton | 600772 | 3 | [5 empty] | Removed from Ground | Gas (Historical Use) | 4000 | Bare Steel | 1962-05-08 | 1899-12-31 | Galvanized Steel
1015 BANKHEAD AVENUE | 1015 BANKHEAD HWY | ATLANTA | Fulton | 600761 | 3 |  |  | FALSE |  | FALSE | Removed from Ground | Gas (Historical Use) | 1054 | Bare Steel | 2004-09-24 | 2004-09-24 | Unknown
MCDONALD PROPERTY | 590 NORTH AVE NW | ATLANTA | Fulton | 600859 | 1 | [5 empty] | Removed from Ground | Gas (Historical Use) | 1000 | Bare Steel | 1971-03-14 | 1997-06-01 | Galvanized Steel
CHEVRON STATION #43023 | 1205 COLLIER RD NW | ATLANTA | Fulton | 601003 | 3 | [5 empty] | Removed from Ground | Gas (Historical Use) | 5000 | Cathodically Protected Steel | 1969-04-27 | 1990-10-29 | Galvanized Steel
PETRO STOPPING CENTER #22-ATLANTA | 3181 DONALD LEE HOLLOWELL PKWY | ATLANTA | Fulton | 601120 | 20B | Flapper Valve | 2014-10-15 | FALSE | 1992-04-17 | FALSE | Currently in Use | Diesel | 7000 | Fiberglass Double Walled | 2014-08-25 |  | Double-Walled Fiberglass | Pressurized
BETTER BRANDS OF ATLANTA INC | 755 JEFFERSON ST NW | ATLANTA | Fulton | 9000631 | 6 |  | 1998-06-11 |  | 1998-06-11 |  | Removed from Ground | Diesel | 12000 | Fiberglass | 1998-06-11 | 2007-01-24 | Fiberglass Reinforced Plastic | Suction (American)
MARTA PERRY BOULEVARD BUS OPERAT | 1600 PERRY BLVD NW | ATLANTA | Fulton | 602017 | 2 |  | 2005-10-01 | FALSE | 1995-10-01 | FALSE | Closed in Ground |  | 1000 | Fiberglass Double Walled | 1995-10-01 | 2019-12-03 | Double-Walled Fiberglass
KRISPY KREME DOUGHNUT CORP | 295 PONCE DE LEON AVE NE | ATLANTA | Fulton | 600574 | 2 | [5 empty] | Permanently Out of Use - historical purposes | Empty | 10000 | Bare Steel |  | 1899-12-31 | Bare Steel
Modera Westside | 576 Northside Drive NW | ATLANTA | Fulton | 600584 | OIL6 |  |  | TRUE |  | TRUE | Removed from Ground | Used Oil | 3000 | Bare Steel | 1963-05-12 | 1996-07-12 | Unknown | Gravity Fed
GAS EXPRESS #247 | 1400 DONALD LEE PARKWAY NW | ATLANTA | Fulton | 9000159 | 6 | Ball Float | 1998-06-01 | FALSE | 1998-06-01 | FALSE | Currently in Use | Plus | 10000 | Epoxy | 1998-06-01 |  | Double-Walled Flex | Pressurized
HOLLAND BANKHEAD GROUP | 1080 D L HOLLOWELL PKWY NW | ATLANTA | Fulton | 600785 | 2 | Flapper Valve | 1997-01-07 | FALSE | 1997-01-07 | FALSE | Removed from Ground | Diesel | 3000 | Steel-Impressed Current | 2000-09-15 | 2017-10-31 |  | Safe Suction (Euro)
BP #24011/GULF #269845 | 2011 BOLTON RD | ATLANTA | Fulton | 600772 | 6 | [5 empty] | Removed from Ground | Gas (Historical Use) | 4000 | Bare Steel | 1963-05-08 | 1899-12-31 | Galvanized Steel
1015 BANKHEAD AVENUE | 1015 BANKHEAD HWY | ATLANTA | Fulton | 600761 | 6 |  |  | FALSE |  | FALSE | Removed from Ground | Gas (Historical Use) | 4000 | Bare Steel | 2004-09-24 | 2004-09-24 | Unknown
BANKHEAD CHEVRON | 2656 Donald Lee Hollowell Pkwy | ATLANTA | Fulton | 600749 | 6 | Ball Float | 1999-12-01 | FALSE | 1999-12-01 | FALSE | Currently in Use | Regular | 12300 | Epoxy | 1999-07-01 |  | Fiberglass Reinforced Plastic | Pressurized
BEST FOR LESS | 1001 NORTHSIDE DR | ATLANTA | Fulton | 601139 | 3 | [5 empty] | Removed from Ground | Gas (Historical Use) | 5000 | Bare Steel | 1978-03-19 | 1993-03-19 | Galvanized Steel
PETRO STOPPING CENTER #22-ATLANTA | 3181 DONALD LEE HOLLOWELL PKWY | ATLANTA | Fulton | 601120 | 10 | [5 empty] | Removed from Ground | Other | 4000 | Bare Steel | 1985-01-01 | 1991-01-01 | Galvanized Steel
AMOCO STATION #824 | 3195 DONALD LEE HOWELL PKWY | ATLANTA | Fulton | 601067 | 4 | Ball Float |  |  |  |  | Removed from Ground | Gas (Historical Use) | 4000 | Galvanic (STIP-3) | 1968-04-27 | 2014-04-02 | Galvanized Steel
ATLANTA FUEL CO INC | 2324 DONALD LEE HOLLOWELL PKWY | ATLANTA | Fulton | 600787 | 2 | Flapper Valve | 1997-11-07 | FALSE | 1997-11-07 | FALSE | Currently in Use | Diesel Off Road | 10000 | Steel-Impressed Current | 1974-05-08 |  | Steel (Impressed Current) | Safe Suction (Euro)
BP #24024/GULF #270256 | 1942 HOWELL MILL RD NW | ATLANTA | Fulton | 600767 | 2 | [5 empty] | Removed from Ground | Gas (Historical Use) | 10000 | Bare Steel | 1968-05-06 | 1992-12-14 | Galvanized Steel
14TH STREET BP | 329 14TH ST | ATLANTA | Fulton | 600748 | 1 | [5 empty] | Removed from Ground | Gas (Historical Use) | 8000 | Bare Steel | 1980-05-06 | 2000-03-20 | Galvanized Steel | Safe Suction (Euro)
14TH STREET BP | 329 14TH ST | ATLANTA | Fulton | 600748 | 1 | [5 empty] | Removed from Ground | Gas (Historical Use) | 8000 | Bare Steel | 1980-05-06 | 2000-03-20 | Galvanized Steel | Safe Suction (Euro)
14TH STREET BP | 329 14TH ST | ATLANTA | Fulton | 600748 | 1 | [5 empty] | Removed from Ground | Gas (Historical Use) | 8000 | Bare Steel | 1980-05-06 | 2000-03-20 | Galvanized Steel | Safe Suction (Euro)
SPEED WAY #36\STARVIN MARVIN #36 | 2001 JACKSON PKWY | ATLANTA | Fulton | 601138 | 4 | [5 empty] | Removed from Ground | Kerosene | 4000 | Bare Steel | 1976-03-19 | 1991-05-28 | Galvanized Steel
SPEED WAY #36\STARVIN MARVIN #36 | 2001 JACKSON PKWY | ATLANTA | Fulton | 601138 | 5 | [5 empty] | Removed from Ground | Diesel | 4000 | Bare Steel | 1976-03-19 | 1991-05-28 | Galvanized Steel
Chevron | 1970 MOORES MILL RD | ATLANTA | Fulton | 601101 | 1-REG |  | 1998-12-01 |  | 1998-12-01 |  | Removed from Ground | Gas (Historical Use) | 10000 | Steel-Impressed Current | 1979-05-03 | 2001-11-01 | Cathodically Protected | Pressurized
FORMER GAS STATION | 636 NORTHSIDE DRIVE NW | ATLANTA | Fulton | 9060810 | 4 |  |  | TRUE |  | TRUE | Permanently Out of Use - historical purposes | Used Oil | 1000 | Bare Steel |  | 1899-12-31 | Bare Steel | Safe Suction (Euro)
INDUSTRIAL RECOVERY CAPITAL COMP | 916 ASHBY STREET | ATLANTA | Fulton | 9060829 | 1 | [5 empty] | Removed from Ground | Gas (Historical Use) | 8000 | Marked Unknown | 2000-01-05 | 2000-01-05 | Unknown
GORDONS BODY SHOP | 793 WHEELER STREET | ATLANTA | Fulton | 9060843 | 1 | [5 empty] | Removed from Ground | Other | 0 | Marked Unknown |  | 1899-12-31 | Unknown
GREATER SOUTHERN DISTRIBUTING CO | 2164 MARIETTA BLVD NW | ATLANTA | Fulton | 9060794 | 1 | [5 empty] | Removed from Ground | Gas (Historical Use) | 6000 | Marked Unknown | 1999-12-03 | 1999-12-03 | Galvanized Steel | Safe Suction (Euro)
CITY OF ATLANTA/WATER DEPT | 651 14TH STREET NW | ATLANTA | Fulton | 9000633 | 7 | [5 empty] | Removed from Ground | Empty | 5000 | Not Marked/Unknown | 1998-11-01 | 1998-11-01 | Not Marked
CITY OF ATLANTA/WATER DEPT | 651 14TH STREET NW | ATLANTA | Fulton | 9000633 | 11 | [5 empty] | Removed from Ground | Empty | 2000 | Not Marked/Unknown | 1998-11-01 | 1998-11-01 | Not Marked
MINI SERVICE #1 | 1543 CHATTAHOOCHEE AVE | ATLANTA | Fulton | 601106 | 1 | [5 empty] | Removed from Ground | Diesel | 5000 | Bare Steel | 1984-04-30 | 1990-06-12 | Galvanized Steel
SIMMONS AND CO | 353 JONES AVE | ATLANTA | Fulton | 601107 | 2 | [5 empty] | Removed from Ground | Empty | 2000 | Bare Steel | 1986-04-30 | 1992-01-01 | Unknown
PETRO STOPPING CENTER #22-ATLANTA | 3181 DONALD LEE HOLLOWELL PKWY | ATLANTA | Fulton | 601120 | 3 | [5 empty] | Removed from Ground | Gas (Historical Use) | 10000 | Cathodically Protected Steel | 1978-01-01 | 1991-01-01 | Galvanized Steel
AMOCO STATION #824 | 3195 DONALD LEE HOWELL PKWY | ATLANTA | Fulton | 601067 | 2 | [5 empty] | Removed from Ground | Gas (Historical Use) | 4000 | Bare Steel | 1968-04-27 | 1986-12-01 | Galvanized Steel
MARK INNS OF AMERICA | 1848 HOWELL MILL RD | ATLANTA | Fulton | 9060803 | 4 | [5 empty] | Removed from Ground | Gas (Historical Use) | 3000 | Bare Steel |  | 1899-12-31 | Bare Steel | Suction (American)
MARK INNS OF AMERICA | 1848 HOWELL MILL RD | ATLANTA | Fulton | 9060803 | 1 | [5 empty] | Removed from Ground | Gas (Historical Use) | 5000 | Bare Steel |  | 1899-12-31 | Bare Steel | Suction (American)
BEST FOR LESS | 1001 NORTHSIDE DR | ATLANTA | Fulton | 601139 | 2 | [5 empty] | Removed from Ground | Gas (Historical Use) | 4000 | Bare Steel | 1978-03-19 | 1993-03-19 | Galvanized Steel
PETRO STOPPING CENTER #22-ATLANTA | 3181 DONALD LEE HOLLOWELL PKWY | ATLANTA | Fulton | 601120 | 21 | Flapper Valve | 2017-04-20 | FALSE |  | FALSE | Currently in Use | Biodiesel | 20000 | Fiberglass Double Walled | 2015-04-01 |  | Double-Walled Fiberglass | Pressurized
RaceTrac #453 - Bolton Road | 2325 MARIETTA BLVD NW | ATLANTA | Fulton | 601054 | 6 | [5 empty] | Removed from Ground | Other | 1000 | Bare Steel | 1956-04-30 | 1991-04-15 | Galvanized Steel
BETTER BRANDS OF ATLANTA INC | 755 JEFFERSON ST NW | ATLANTA | Fulton | 9000631 | 2 |  | 1990-06-25 |  | 1990-06-25 |  | Removed from Ground | Gas (Historical Use) | 12000 | Bare Steel | 1980-04-03 | 1998-06-10 | Galvanized Steel | Suction (American)
QT-832 | 1678 HOWELL MILL RD NW | ATLANTA | Fulton | 602011 | 4 | Flapper Valve | 2017-12-01 | FALSE | 2017-12-01 | FALSE | Currently in Use | Regular | 20000 | Fiberglass Double Walled | 2017-08-01 |  | Double-Walled Fiberglass | Pressurized
FULTON COUNTY DOGWOOD SR CENTER | 1953 BANKHEAD HWY/DONALD LEE HOLLOWELL PARKWAY | ATLANTA | Fulton | 9060713 | 3 | [5 empty] | Removed from Ground | Gas (Historical Use) | 8000 | Not Marked/Unknown | 1998-02-01 | 1998-02-01 | Not Marked
BOLTON RD AMOCO | 3260 DONALD LEE HOLLOWELL PKWY | ATLANTA | Fulton | 9060702 | 2 | Ball Float | 1997-06-01 | FALSE | 1997-06-01 | FALSE | Currently in Use | Premium | 10000 | Epoxy | 1987-08-01 |  | Fiberglass Reinforced Plastic | Pressurized
PERRY HOMES | 1449 PERRY DRIVE | ATLANTA | Fulton | 9060689 | 2 | [5 empty] | Removed from Ground | Gas (Historical Use) | 1500 | Bare Steel | 1997-11-07 | 1997-11-07 | Bare Steel | Safe Suction (Euro)
14TH STREET BP | 329 14TH ST | ATLANTA | Fulton | 600748 | 8 | Ball Float | 2004-09-01 | FALSE | 2004-09-01 | TRUE | Currently in Use | Diesel | 4000 | Composite | 2004-09-01 |  | Fiberglass Reinforced Plastic | Pressurized
SHELL | 1695 NORTHSIDE DR NW | ATLANTA | Fulton | 600812 | 1 | Flapper Valve | 1984-01-01 | FALSE | 1984-01-01 | FALSE | Currently in Use | Regular | 10000 | Fiberglass | 1984-05-02 |  | Fiberglass Reinforced Plastic | Pressurized
SHELL | 1695 NORTHSIDE DR NW | ATLANTA | Fulton | 600812 | 4 | Flapper Valve | 1984-01-01 | FALSE | 1984-01-01 | FALSE | Currently in Use | Diesel | 10000 | Fiberglass | 1984-05-02 |  | Fiberglass Reinforced Plastic | Pressurized
BEAM OIL CO/DIV OF WITCO CORP | 1533 MARIETTA RD NW | ATLANTA | Fulton | 600872 | 8 | [5 empty] | Removed from Ground | Empty | 1000 | Bare Steel | 1976-05-10 | 1987-12-01 | Bare Steel
CREST LAWN MEMORIAL PARK | 2000 MARIETTA BLVD NW | ATLANTA | Fulton | 602018 | 4 | [5 empty] | Permanently Out of Use - historical purposes | Empty | 0 | Marked Unknown | 1963-01-01 | 1899-12-31 | Unknown
QT-832 | 1678 HOWELL MILL RD NW | ATLANTA | Fulton | 602011 | 1 |  |  | TRUE |  | TRUE | Removed from Ground | Used Oil | 1000 | Fiberglass | 1987-11-04 | 1998-09-01 | Galvanized Steel | Suction (American)
SONOCO PRODUCTS CO | 2490 OLD MARIETTA AVE NW | ATLANTA | Fulton | 600702 | 3 | [5 empty] | Removed from Ground | Diesel | 8000 | Bare Steel | 1970-12-23 | 1990-01-07 | Unknown
ATLANTA FUEL CO INC | 2324 DONALD LEE HOLLOWELL PKWY | ATLANTA | Fulton | 600787 | 10 | Flapper Valve | 1997-11-07 | FALSE | 1997-11-07 | FALSE | Currently in Use | Kerosene | 1000 | Steel-Impressed Current | 1986-05-06 |  | Steel (Impressed Current) | Suction (American)
1015 BANKHEAD AVENUE | 1015 BANKHEAD HWY | ATLANTA | Fulton | 600761 | 5 |  |  | FALSE |  | FALSE | Removed from Ground | Diesel | 10000 | Bare Steel | 2004-09-24 | 2004-09-24 | Unknown
CHEVRON STATION #43023 | 1205 COLLIER RD NW | ATLANTA | Fulton | 601003 | 2 | [5 empty] | Removed from Ground | Gas (Historical Use) | 10000 | Cathodically Protected Steel | 1969-04-27 | 1990-10-29 | Galvanized Steel
AMOCO STATION #824 | 3195 DONALD LEE HOWELL PKWY | ATLANTA | Fulton | 601067 | 13 |  |  | FALSE |  | FALSE | Removed from Ground | Not Marked/Tank Removed | 500 | Unknown | 2015-08-10 | 2015-08-10
MARTA PERRY BOULEVARD BUS OPERAT | 1600 PERRY BLVD NW | ATLANTA | Fulton | 602017 | 3 |  | 2005-10-01 | FALSE | 1995-10-01 | FALSE | Closed in Ground |  | 1000 | Fiberglass Double Walled | 1995-10-01 | 2019-12-03 | Double-Walled Fiberglass
CREST LAWN MEMORIAL PARK | 2000 MARIETTA BLVD NW | ATLANTA | Fulton | 602018 | 3 | [5 empty] | Permanently Out of Use - historical purposes | Empty | 0 | Marked Unknown | 1963-01-01 | 1899-12-31 | Unknown
MARK INNS OF AMERICA | 1848 HOWELL MILL RD | ATLANTA | Fulton | 9060803 | 2 | [5 empty] | Removed from Ground | Gas (Historical Use) | 2000 | Bare Steel |  | 1899-12-31 | Bare Steel | Suction (American)
UNISOURCE WORLDWIDE INC | 1575 MARIETTA BLVD | ATLANTA | Fulton | 9060745 | 1 | [5 empty] | Currently in Use | Diesel | 2000 | Not Marked/Unknown |  |  | Not Marked
SPACE CENTER ATLANTA | 1033 JEFFERSON ST | ATLANTA | Fulton | 9060718 | 3 | [5 empty] | Removed from Ground | Other | 12000 | Not Marked/Unknown | 1997-07-01 | 1997-07-01 | Not Marked
FULTON COUNTY DOGWOOD SR CENTER | 1953 BANKHEAD HWY/DONALD LEE HOLLOWELL PARKWAY | ATLANTA | Fulton | 9060713 | 4 | [5 empty] | Removed from Ground | Gas (Historical Use) | 3000 | Not Marked/Unknown | 1998-02-01 | 1998-02-01 | Not Marked
FULTON COUNTY DOGWOOD SR CENTER | 1953 BANKHEAD HWY/DONALD LEE HOLLOWELL PARKWAY | ATLANTA | Fulton | 9060713 | 1 | [5 empty] | Removed from Ground | Gas (Historical Use) | 8000 | Not Marked/Unknown | 1998-02-01 | 1998-02-01 | Not Marked
JESSE JONES AUTOMOTIVE | 1650 BANKHEAD HWY | ATLANTA | Fulton | 9060526 | 2 |  |  | FALSE |  | FALSE | Removed from Ground | Gas (Historical Use) | 2000 |  | 1985-01-01 | 1899-12-31 | Copper | Suction (American)
ATLANTA FISH | 620 MEANS ST NW | ATLANTA | Fulton | 9060128 | 1 | [5 empty] | Removed from Ground | Gas (Historical Use) | 2000 | Bare Steel | 1970-01-01 | 1990-12-11 | Galvanized Steel
Chevron | 1970 MOORES MILL RD | ATLANTA | Fulton | 601101 | 4B | Flapper Valve |  | FALSE |  | FALSE | Currently in Use | E-85 | 5000 | Steel-Impressed Current | 2021-03-05 |  | Double-Walled Flex | Pressurized
PETRO STOPPING CENTER #22-ATLANTA | 3181 DONALD LEE HOLLOWELL PKWY | ATLANTA | Fulton | 601120 | 16 | Ball Float | 1992-04-17 | FALSE | 1992-04-17 | TRUE | Currently in Use |  | 8000 | Fiberglass Double Walled | 1992-04-17 |  | Fiberglass Reinforced Plastic | Suction (American)
PETRO STOPPING CENTER #22-ATLANTA | 3181 DONALD LEE HOLLOWELL PKWY | ATLANTA | Fulton | 601120 | 20A | Flapper Valve | 2014-10-30 | FALSE | 1992-04-17 | FALSE | Currently in Use | Gas (Historical Use) | 8000 | Fiberglass Double Walled | 2014-08-24 |  | Double-Walled Fiberglass | Pressurized
PETRO STOPPING CENTER #22-ATLANTA | 3181 DONALD LEE HOLLOWELL PKWY | ATLANTA | Fulton | 601120 | 19 | Flapper Valve | 2014-10-30 | FALSE |  | FALSE | Installed | Gas (Historical Use) | 30000 | Fiberglass Double Walled | 2014-08-25 |  | Double-Walled Fiberglass | Pressurized
RaceTrac #453 - Bolton Road | 2325 MARIETTA BLVD NW | ATLANTA | Fulton | 601054 | 3 | [5 empty] | Removed from Ground | Gas (Historical Use) | 3000 | Bare Steel | 1956-04-30 | 1991-04-15 | Galvanized Steel
CREST LAWN MEMORIAL PARK | 2000 MARIETTA BLVD NW | ATLANTA | Fulton | 602018 | 2 | [5 empty] | Permanently Out of Use - historical purposes | Empty | 0 | Marked Unknown | 1963-01-01 | 1899-12-31 | Unknown
QT-832 | 1678 HOWELL MILL RD NW | ATLANTA | Fulton | 602011 | 3 | [5 empty] | Removed from Ground | Other | 3000 | Fiberglass | 1987-11-04 | 1998-09-01 | Galvanized Steel | Suction (American)
APPLIED ASBESTOS TECHNOLOTY | 630 TRAVIS STREET | ATLANTA | Fulton | 9060825 | 1 | [5 empty] | Removed from Ground | Other | 1000 | Bare Steel |  | 1899-12-31 | Not Marked
MARK INNS OF AMERICA | 1848 HOWELL MILL RD | ATLANTA | Fulton | 9060803 | 3 | [5 empty] | Removed from Ground | Gas (Historical Use) | 3000 | Bare Steel |  | 1899-12-31 | Bare Steel | Suction (American)
FORMER GAS STATION | 636 NORTHSIDE DRIVE NW | ATLANTA | Fulton | 9060810 | 1 | [5 empty] | Permanently Out of Use - historical purposes | Gas (Historical Use) | 4000 | Bare Steel |  | 1899-12-31 | Bare Steel | Safe Suction (Euro)
28 14TH STREET | 28 14TH STREET | ATLANTA | Fulton | 9060828 | 2 |  |  | FALSE |  | FALSE | Removed from Ground | Not Marked/Tank Removed | 7000 | Unknown | 2005-09-08 | 2005-09-08 | Unknown
TURNER PROPERTIES INC | 1050 TECHWOOD DR NW | ATLANTA | Fulton | 9060768 | 1 |  | 1999-01-18 |  | 1999-01-22 |  | Closed in Ground | Diesel | 1500 | Steel-Impressed Current | 1985-01-01 | 2004-12-01 | Steel (Impressed Current) | Safe Suction (Euro)
SPACE CENTER ATLANTA | 1033 JEFFERSON ST | ATLANTA | Fulton | 9060718 | 2 | [5 empty] | Removed from Ground | Other | 12000 | Not Marked/Unknown | 1997-07-01 | 1997-07-01 | Not Marked
APA COLOR LABS INC | 1451 NORTHSIDE DR | ATLANTA | Fulton | 9060628 | 2 | [5 empty] | Removed from Ground | Gas (Historical Use) | 3000 | Not Marked/Unknown | 1972-01-01 | 1972-01-01 | Not Marked
LEGGETT & PLATT | 905 MEMORIAL DR SE | ATLANTA | Fulton | 9000626 | 5 | [5 empty] | Removed from Ground | Empty | 2000 | Bare Steel | 1947-03-16 | 1990-07-05 | Unknown
LEGGETT & PLATT | 905 MEMORIAL DR SE | ATLANTA | Fulton | 9000626 | 4 | [5 empty] | Removed from Ground | Gas (Historical Use) | 4000 | Bare Steel | 1965-01-01 | 1990-07-05 | Galvanized Steel
LEGGETT & PLATT | 905 MEMORIAL DR SE | ATLANTA | Fulton | 9000626 | 5A | [5 empty] | Removed from Ground | Hazardous Substance | 8000 | Bare Steel | 1965-01-01 | 1990-07-05 | Galvanized Steel
TOTAL DISTRIBUTION SVC INC | 736 MEMORIAL DR SE | ATLANTA | Fulton | 600218 | 3 | [5 empty] | Removed from Ground | Gas (Historical Use) | 1000 | Bare Steel | 1995-04-24 | 1995-04-24 | Not Marked
JOHN T BENTON | 19 WEATHERBY ST SE | ATLANTA | Fulton | 600422 | 2 | [5 empty] | Removed from Ground | Diesel | 500 | Bare Steel | 1958-05-14 | 1899-12-31 | Galvanized Steel
CAPITOL HILL MOTOR POOL | 214 CAPITOL AVE | ATLANTA | Fulton | 600415 | 1 | [5 empty] | Removed from Ground | Gas (Historical Use) | 4000 | Bare Steel | 1956-05-15 | 1994-01-01 | Unknown
OLD ATLANTA JAIL | CORNER OF PIEDMONT RD/DECATUR ST | ATLANTA | Fulton | 9060832 | 1 | [5 empty] | Removed from Ground | Empty | 0 | Bare Steel | 1999-02-01 | 1999-02-01 | Bare Steel
ATLANTA PUBLIC SCHOOLS CONSTRUCTION SITE | CENTRAL AVE & TRINITY AVE | ATLANTA | Fulton | 10000095 | 3 |  |  | FALSE |  | FALSE | Removed from Ground | Diesel | 500 | Unknown | 2002-07-11 | 2002-07-11
CHEROKEE TOWN & COUNTRY CLUB | 665 HIGHTOWER TRL | ATLANTA | Fulton | 600169 | 4 | [5 empty] | Closed in Ground | Empty | 1 | Bare Steel | 1984-04-15 | 1984-04-15 | Galvanized Steel
FINA OIL TERMINAL/ATLANTA | 2970 PARROTT AVE NW | ATLANTA | Fulton | 9000676 | 1 | [5 empty] | Removed from Ground | Diesel | 1000 | Bare Steel | 1956-02-22 | 1990-10-18 | Galvanized Steel
GA PACIFIC CORP/MILLWORK SPECIAL | 1460 ELLSWORTH IND DR | ATLANTA | Fulton | 601162 | 1 | [5 empty] | Removed from Ground | Diesel | 4000 | Cathodically Protected Steel | 1988-01-01 | 1990-10-15 | Fiberglass Reinforced Plastic
CITY OF ATLANTA/WATER DEPT | 651 14TH STREET NW | ATLANTA | Fulton | 9000633 | 10 | [5 empty] | Removed from Ground | Empty | 5000 | Not Marked/Unknown | 1998-11-01 | 1998-11-01 | Not Marked
AMOCO STATION #824 | 3195 DONALD LEE HOWELL PKWY | ATLANTA | Fulton | 601067 | 11 | Ball Float | 1987-01-01 |  | 1987-01-01 |  | Removed from Ground | Gas (Historical Use) | 10000 | Cathodically Protected Steel | 1987-01-01 | 2014-04-14 | Galvanized Steel | Pressurized
QT-832 | 1678 HOWELL MILL RD NW | ATLANTA | Fulton | 602011 | 2 | [5 empty] | Removed from Ground | Other | 2000 | Fiberglass | 1987-11-04 | 1998-09-01 | Galvanized Steel | Suction (American)
MARK INNS OF AMERICA | 1848 HOWELL MILL RD | ATLANTA | Fulton | 9060803 | 5 | [5 empty] | Removed from Ground | Gas (Historical Use) | 10000 | Bare Steel |  | 1899-12-31 | Bare Steel | Suction (American)
CARL SMITH | 1750 HOWELL MILL ROAD | ATLANTA | Fulton | 9060806 | 4 | [5 empty] | Removed from Ground | Gas (Historical Use) | 550 | Marked Unknown | 2000-01-25 | 2000-01-25 | Bare Steel
CARL SMITH | 1750 HOWELL MILL ROAD | ATLANTA | Fulton | 9060806 | 5 | [5 empty] | Removed from Ground | Gas (Historical Use) | 550 | Marked Unknown | 2000-01-25 | 2000-01-25 | Bare Steel
SIMPSON FOOD MART | 1617 JOSEPH E BOONE BLVD NW | ATLANTA | Fulton | 600815 | 1 | [5 empty] | Removed from Ground | Gas (Historical Use) | 10000 | Bare Steel | 1979-05-04 | 1899-12-31 | Galvanized Steel
SIMPSON FOOD MART | 1617 JOSEPH E BOONE BLVD NW | ATLANTA | Fulton | 600815 | 7 | Ball Float | 1998-09-01 | FALSE | 1998-09-01 | FALSE | Currently in Use | Plus | 10000 | Fiberglass | 1988-04-25 |  | Fiberglass Reinforced Plastic | Pressurized
TEXACO FOOD MART | 296 A NORTHSIDE DR | ATLANTA | Fulton | 9060798 | 809137 | Ball Float | 1999-07-26 | FALSE | 1999-07-26 | FALSE | Currently in Use | Regular | 12000 | Epoxy | 1999-07-26 |  | Fiberglass Reinforced Plastic | Pressurized
DON SWANN DISTRIBUTORS | 1300 SIMPSON RD NW | ATLANTA | Fulton | 9060373 | 6 | [5 empty] | Removed from Ground | Other | 3000 | Not Marked/Unknown | 1995-12-02 | 1995-12-02 | Not Marked
GORDONS BODY SHOP | 450 SIMPSON ST NW | ATLANTA | Fulton | 9060159 | 2 | [5 empty] | Removed from Ground | Gas (Historical Use) | 4000 | Bare Steel | 1954-01-01 | 1990-01-23 | Galvanized Steel
HAUGABROOK LLC | 336 JOSEPH E LOWERY BLVD NW | ATLANTA | Fulton | 9060671 | 4 |  | 1998-01-01 | FALSE | 1998-01-01 | TRUE | Temporarily out of use | Kerosene | 1000 | Steel-Impressed Current | 1975-01-01 |  | Steel (Impressed Current) | Pressurized
HAUGABROOK LLC | 336 JOSEPH E LOWERY BLVD NW | ATLANTA | Fulton | 9060671 | 5 |  | 1988-01-01 | TRUE | 1998-01-01 | TRUE | Temporarily out of use | Used Oil | 1000 | Steel-Impressed Current | 1985-01-01 |  | Fiberglass Reinforced Plastic | Gravity
EAGAN HOMES | 133 TALIAFERRO | ATLANTA | Fulton | 9060695 | 1 | [5 empty] | Removed from Ground | Gas (Historical Use) | 550 | Bare Steel | 1997-11-03 | 1997-11-03 | Bare Steel | Safe Suction (Euro)
ONE LIVE OAK CENTER | 3475 LENOX RD NE | ATLANTA | Fulton | 9060118 | 1 | [5 empty] | Removed from Ground | Diesel | 550 | Bare Steel | 1980-01-01 | 1995-12-27 | Bare Steel
COCA-COLA ENTERPRISES | 8250 DUNWOODY PL NE | ATLANTA | Fulton | 601191 | 4 |  |  | TRUE |  | TRUE | Removed from Ground | Used Oil | 300 | Bare Steel | 1977-04-23 | 1993-04-01 | Galvanized Steel
PERIMETER CENTER WEST | 1117 PERIMETER CENTER WEST | ATLANTA | Fulton | 9060733 | 2 | Overfill Alarm | 1998-08-04 | FALSE | 1998-08-04 | FALSE | Currently in Use | Diesel | 1000 | Composite | 1998-08-04 |  | Double-Walled Flex | Suction (American)
BP | 5500 NORTHSIDE DR NW | ATLANTA | Fulton | 601086 | 2 | Ball Float | 1984-04-23 | FALSE | 1984-04-23 | FALSE | Currently in Use | Regular | 10000 | Galvanic (STIP-3) | 1984-04-23 |  | Fiberglass Reinforced Plastic | Pressurized
WEST PACES CHEVRON | 3465 NORTHSIDE PKWY NW | ATLANTA | Fulton | 601012 | 2 |  | 1993-07-22 | FALSE | 1993-07-22 | FALSE | Currently in Use | Plus | 10000 | Fiberglass | 1983-01-01 |  | Fiberglass Reinforced Plastic | Pressurized
BST/EAST POINT SOC F1594 | 1615 WILLINGHAM DR | ATLANTA | Fulton | 601039 | 2 | [5 empty] | Removed from Ground | Gas (Historical Use) | 12000 | Double Walled | 1990-10-30 | 1993-09-15 | Fiberglass Reinforced Plastic | Pressurized
HUB FORD | 3310 PEACHTREE RD NE | ATLANTA | Fulton | 9060146 | 1 |  |  | TRUE |  | TRUE | Removed from Ground | Used Oil | 500 | Bare Steel | 1990-06-25 | 1990-06-25 | Galvanized Steel
JINNAH INC | 6360 ROSWELL RD NE | ATLANTA | Fulton | 9000032 | 4 | Ball Float | 1983-04-24 | FALSE | 1983-04-24 | FALSE | Currently in Use | Diesel | 10000 | Galvanic (STIP-3) | 1987-03-01 |  | Cathodically Protected | Pressurized
MIDTOWN PROMENADE | 931 MONROE DR | ATLANTA | Fulton | 9060445 | 1 | [5 empty] | Removed from Ground | Diesel | 0 | Not Marked/Unknown | 1980-01-01 | 1980-01-01 | Not Marked
TEXACO STATION (FORMER) | 8600 ROSWELL RD | ATLANTA | Fulton | 9060014 | 6 | [5 empty] | Removed from Ground | Other | 2000 | Marked Unknown | 1984-04-06 | 1984-04-06 | Unknown
THE WILLIAM BREMAN JEWISH HOME I | 3150 HOWELL MILL RD | ATLANTA | Fulton | 9060524 | 1 | [5 empty] | Removed from Ground | Other | 1500 | Bare Steel | 1970-01-01 | 1997-01-21 | Bare Steel | Suction (American)
MT PARAN COUNTRY STORE | 4480 NORTHSIDE DR NW | ATLANTA | Fulton | 601198 | 2 | [5 empty] | Removed from Ground | Gas (Historical Use) | 1000 | Bare Steel | 1966-04-20 | 1999-08-01 | Galvanized Steel | Safe Suction (Euro)
UNOCAL STATION #9023-497/MINI MA | 3419 NORTHSIDE PKWY NW | ATLANTA | Fulton | 600972 | 6 | [5 empty] | Removed from Ground | Empty | 550 | Bare Steel | 1964-04-22 | 1986-09-19 | Galvanized Steel
PACES FERRY EXXON | 1400 W PACES FERRY RD | ATLANTA | Fulton | 601064 | 1 | Ball Float | 1982-04-24 | FALSE | 1982-04-24 | FALSE | Removed from Ground | Regular | 10000 | Fiberglass | 1982-04-24 | 2020-01-22 | Fiberglass Reinforced Plastic | Pressurized
WEST PACES FERRY SHELL | 1313 WEST PACES FERRY RD | ATLANTA | Fulton | 600826 | 1 |  |  | TRUE |  | TRUE | Removed from Ground | Used Oil | 550 | Bare Steel | 1955-05-10 | 1899-12-31 | Galvanized Steel
WESTMINSTER SCHOOLS | 1424 WEST PACES FERRY RD | ATLANTA | Fulton | 9000291 | 1 | [5 empty] | Removed from Ground | Gas (Historical Use) | 3000 | Bare Steel | 1978-09-04 | 1994-01-01 | Galvanized Steel
HENNESSY JAGUAR OF BUCKHEAD | 3040 PIEDMONT RD NE | ATLANTA | Fulton | 600274 | 7 |  |  | FALSE |  | FALSE | Removed from Ground | Used Oil | 1000 | Bare Steel | 2015-09-08 | 2015-09-08 | Bare Steel
HENNESSY JAGUAR OF BUCKHEAD | 3040 PIEDMONT RD NE | ATLANTA | Fulton | 600274 | 1 |  |  | FALSE |  | FALSE | Removed from Ground |  | 1011 | Bare Steel | 1965-03-23 | 1989-09-18 | Galvanized Steel
EXXON RETAIL STORE #4-5664 | 1359 VIRGINIA AVE | ATLANTA | Fulton | 600899 | 2 | [5 empty] | Removed from Ground | Gas (Historical Use) | 6000 | Bare Steel | 1968-05-10 | 1987-10-08 | Galvanized Steel
BST/BUCKHEAD/F5402 | 3130 PEACHTREE RD | ATLANTA | Fulton | 601038 | 3 | [5 empty] | Removed from Ground | Diesel | 5000 | Bare Steel | 1971-08-01 | 1974-04-19 | Unknown | Suction (American)
Sandy Springs Fleet Center | 8475 ROSWELL RD | ATLANTA | Fulton | 601226 | 1 |  | 1997-08-02 |  | 1997-08-02 |  | Removed from Ground | Gas (Historical Use) | 10270 | Steel-Impressed Current | 1979-04-06 | 2007-01-15 | Fiberglass Reinforced Plastic | Pressurized
Sandy Springs Fleet Center | 8475 ROSWELL RD | ATLANTA | Fulton | 601226 | 4 |  | 1997-08-02 |  | 1997-08-02 |  | Removed from Ground | Diesel | 10270 | Steel-Impressed Current | 1979-04-06 | 2007-01-15 | Fiberglass Reinforced Plastic | Pressurized
3200 Howell Mill Road (HCA WEST PACES FERRY HOSPITAL) | 3200 HOWELL MILL RD. NW | ATLANTA | Fulton | 9060098 | 3 | [5 empty] | Closed in Ground | Diesel | 250 | Not Marked/Unknown | 1998-11-01 | 1998-11-01 | Not Marked
NORTHSIDE REALTY | 1320 W PACES FERRY RD | ATLANTA | Fulton | 9060861 | 1 | [5 empty] | Removed from Ground | Gas (Historical Use) | 0 | Not Marked/Unknown | 1975-01-01 | 1975-01-01 | Not Marked
MT PARAN COUNTRY STORE | 4480 NORTHSIDE DR NW | ATLANTA | Fulton | 601198 | 5A | Ball Float | 2003-05-20 | FALSE | 2003-05-20 | FALSE | Currently in Use | Regular | 9000 | Composite | 2003-05-20 |  | Fiberglass Reinforced Plastic | Pressurized
PACES FERRY EXXON | 1400 W PACES FERRY RD | ATLANTA | Fulton | 601064 | 2 | Ball Float | 1982-04-24 | FALSE | 1982-04-24 | FALSE | Currently in Use | Plus | 10000 | Galvanic (STIP-3) | 1982-04-24 |  | Fiberglass Reinforced Plastic | Pressurized
TEXACO STATION #814071 | 1290 WEST PACES FERRY RD | ATLANTA | Fulton | 9000198 | 4 | [5 empty] | Removed from Ground | Diesel | 10000 | Fiberglass | 1983-04-30 | 1993-08-02 | Fiberglass Reinforced Plastic
QUIKTRIP #843 | 1590 MANSELL RD | ALPHARETTA | Fulton | 9060667 | 4 | Flapper Valve | 2016-11-01 | FALSE | 2016-11-01 | FALSE | Currently in Use | Regular | 20000 | Fiberglass Double Walled | 2010-12-01 |  | Double-Walled Fiberglass | Pressurized
QUIKTRIP #843 | 1590 MANSELL RD | ALPHARETTA | Fulton | 9060667 | 7 | Flapper Valve | 2016-11-01 | FALSE | 2016-11-01 | FALSE | Currently in Use | Premium | 12000 | Fiberglass Double Walled | 2010-12-01 |  | Double-Walled Fiberglass | Pressurized
QUIKTRIP #843 | 1590 MANSELL RD | ALPHARETTA | Fulton | 9060667 | 5 | Flapper Valve | 2016-11-01 | FALSE | 2016-11-01 | FALSE | Currently in Use | Regular | 20000 | Fiberglass Double Walled | 2010-12-01 |  | Double-Walled Fiberglass | Pressurized
COCA-COLA ENTERPRISES | 8250 DUNWOODY PL NE | ATLANTA | Fulton | 601191 | 3A | [5 empty] | Removed from Ground | Other | 550 | Marked Unknown | 1993-04-01 | 1993-04-01 | Not Marked
CHATTAHOOCHEE RIVER NATL REC ARE | 4900 RIVERVIEW DRIVE | ATLANTA | Fulton | 9060646 | 1 | [5 empty] | Closed in Ground | Diesel | 250 | Not Marked/Unknown |  | 1899-12-31 | Not Marked
BP | 5500 NORTHSIDE DR NW | ATLANTA | Fulton | 601086 | 3 | Ball Float | 1984-04-23 | FALSE | 1984-04-23 | FALSE | Currently in Use | Premium | 10000 | Galvanic (STIP-3) | 1984-04-23 |  | Fiberglass Reinforced Plastic | Pressurized
ATLANTA FIRE STATION #26 | 2970 HOWELL MILL RD NW | ATLANTA | Fulton | 600383 | 2 | Flapper Valve | 1993-01-15 | FALSE | 1993-01-15 | FALSE | Currently in Use | Diesel | 1000 | Galvanic (STIP-3) | 1993-01-15 |  | Fiberglass Reinforced Plastic | Suction (American)
LEGGETTE & PLATT | 3030 PLANT ST | EAST POINT | Fulton | 601347 | 1 | [5 empty] | Removed from Ground | Gas (Historical Use) | 0 | Bare Steel | 1986-08-11 | 1989-07-01 | Galvanized Steel
KROGER GA-469 | 11877 DOUGLAS RD | ALPHARETTA | Fulton | 10000051 | 1B | Ball Float | 2002-03-13 | FALSE | 2002-03-13 | FALSE | Currently in Use | Premium | 8000 | Fiberglass Double Walled | 2002-03-13 |  | Double-Walled Fiberglass | Pressurized
KERMINA FOOOD MART D/B/A EXXON FOOD MART | 11670 JONES BRIDGE RD UNIT D | ALPHARETTA | Fulton | 10000667 | 2 |  | 2012-05-01 | FALSE | 1998-01-01 | FALSE | Removed from Ground | Gas (Historical Use) | 12000 | Fiberglass | 2004-06-30 | 2014-08-11 | Double-Walled Flex | Pressurized
CHEVRON STATION #210390 | 3445 WEBB BRIDGE RD | ALPHARETTA | Fulton | 10000131 | 2 | Ball Float | 2002-06-12 | FALSE | 2002-06-12 | FALSE | Currently in Use | Regular | 20000 | Fiberglass Double Walled | 2002-06-12 |  | Double-Walled Fiberglass | Pressurized
HULSEY YARD-PARSEC INC TOFC FACI | 18 KENYON ST | ATLANTA | Fulton | 602007 | 2 | [5 empty] | Removed from Ground | Gas (Historical Use) | 1000 | Not Marked/Unknown | 1997-01-31 | 1997-01-31 | Not Marked
ALPHA FOOD STORE INC | 1670 -A S MAIN ST | ALPHARETTA | Fulton | 600747 | 1 | Flapper Valve | 1998-12-07 | FALSE | 1998-12-07 | FALSE | Currently in Use | Regular | 6000 | Steel-Impressed Current | 1981-05-06 |  | Double-Walled Fiberglass | Pressurized
QUIKTRIP #843 | 1590 MANSELL RD | ALPHARETTA | Fulton | 9060667 | 1 | Ball Float | 1997-02-27 |  | 1997-02-27 |  | Removed from Ground | Diesel | 10000 | Composite | 1997-02-27 | 2010-11-10 | Fiberglass Reinforced Plastic | Pressurized
Shell | 6185 WINDWARD PKWY | ALPHARETTA | Fulton | 9060871 | 2 | Ball Float | 2000-11-09 | FALSE | 2000-11-09 | FALSE | Currently in Use | Premium | 12000 | Fiberglass Double Walled | 2000-11-09 |  | Double-Walled Fiberglass | Pressurized
UNOCAL STATION #9023-497/MINI MA | 3419 NORTHSIDE PKWY NW | ATLANTA | Fulton | 600972 | 4 | [5 empty] | Removed from Ground | Empty | 550 | Bare Steel | 1964-04-22 | 1986-09-19 | Galvanized Steel
TEXACO STATION #814071 | 1290 WEST PACES FERRY RD | ATLANTA | Fulton | 9000198 | 1 | [5 empty] | Removed from Ground | Gas (Historical Use) | 10000 | Fiberglass | 1983-04-30 | 1993-08-02 | Fiberglass Reinforced Plastic
ALPHARETTA CONCRETE PLANT | 11630 WILLS RD | ALPHARETTA | Fulton | 9060658 | 2 | [5 empty] | Removed from Ground | Gas (Historical Use) | 0 | Not Marked/Unknown | 1990-11-01 | 1990-11-01 | Not Marked
GENERAL ELECTRIC | 1001 WINDWARD CONCOURSE | ALPHARETTA | Fulton | 602016 | 1 |  | 1992-01-01 | FALSE | 1992-01-01 | FALSE | Currently in Use | Diesel | 10000 | Fiberglass Double Walled | 1987-11-04 |  | Steel/FG Secondary containment | Pressurized
THE GOLF CLUB 0F GEORGIA | 6425 WINDWARD PKWY | ALPHARETTA | Fulton | 9060516 | 3 | Exempted | 1990-02-15 | TRUE | 1990-02-01 | TRUE | Currently in Use | Used Oil | 550 | Fiberglass | 1990-02-01 |  | Fiberglass Reinforced Plastic | Gravity
CHEVRON STATION #210390 | 3445 WEBB BRIDGE RD | ALPHARETTA | Fulton | 10000131 | 1 | Ball Float | 2002-06-12 | FALSE | 2002-06-12 | FALSE | Currently in Use | Premium | 15000 | Fiberglass Double Walled | 2002-06-12 |  | Double-Walled Fiberglass | Pressurized
QUIKTRIP #843 | 1590 MANSELL RD | ALPHARETTA | Fulton | 9060667 | 2 | Ball Float | 1997-02-27 |  | 1997-02-27 |  | Removed from Ground | Gas (Historical Use) | 15000 | Composite | 1997-02-27 | 2010-11-10 | Fiberglass Reinforced Plastic | Pressurized
Shell | 6185 WINDWARD PKWY | ALPHARETTA | Fulton | 9060871 | 1 | Overfill Alarm | 2000-11-09 | FALSE | 2000-11-09 | FALSE | Currently in Use | Regular | 20000 | Fiberglass Double Walled | 2000-11-09 |  | Double-Walled Fiberglass | Pressurized
QUIKTRIP #843 | 1590 MANSELL RD | ALPHARETTA | Fulton | 9060667 | 6A | Flapper Valve | 2016-11-01 | FALSE | 2016-11-01 | FALSE | Currently in Use | Regular | 12000 | Fiberglass Double Walled | 2010-12-01 |  | Double-Walled Fiberglass | Pressurized
QUIKTRIP #843 | 1590 MANSELL RD | ALPHARETTA | Fulton | 9060667 | 6B | Flapper Valve | 2016-11-01 | FALSE | 2016-11-01 | FALSE | Currently in Use | Diesel | 8000 | Fiberglass Double Walled | 2010-12-01 |  | Double-Walled Fiberglass | Pressurized
ALPHARETTA CONCRETE PLANT | 11630 WILLS RD | ALPHARETTA | Fulton | 9060658 | 1 | [5 empty] | Removed from Ground | Diesel | 10000 | Not Marked/Unknown | 1996-12-01 | 1996-12-01 | Not Marked
ALPHA FOOD STORE INC | 1670 -A S MAIN ST | ALPHARETTA | Fulton | 600747 | 2 | Flapper Valve | 1998-12-07 | FALSE | 1998-12-07 | FALSE | Currently in Use | Regular | 6000 | Steel-Impressed Current | 1981-05-06 |  | Double-Walled Fiberglass | Pressurized
QUIKTRIP #782 | 3190 OLD MILTON PKWY | ALPHARETTA | Fulton | 10002319 | 1 | Flapper Valve | 2014-03-27 | FALSE | 2014-04-23 | FALSE | Currently in Use | Regular | 20000 | Fiberglass Double Walled | 2013-12-01 |  | Double-Walled Fiberglass | Pressurized
MILTON CHEVRON | 3955 OLD MILTON PKWY | ALPHARETTA | Fulton | 9640178 | 2 | Overfill Alarm | 2000-07-01 | FALSE | 2000-07-01 | FALSE | Currently in Use | Gas (Historical Use) | 12000 | Fiberglass Double Walled | 2000-07-27 |  | Fiberglass Reinforced Plastic | Pressurized
M D HODGES ENTERPRISES INC | 3033 ADRIATIC COURT | EAST POINT | Fulton | 9067298 | 1 | [5 empty] | Removed from Ground | Other | 1000 | Not Marked/Unknown | 1996-11-25 | 1996-11-25 | Not Marked
ALPHA FOOD STORE INC | 1670 -A S MAIN ST | ALPHARETTA | Fulton | 600747 | 4 | Flapper Valve | 1998-12-07 | FALSE | 1998-12-07 | FALSE | Currently in Use | Diesel | 4000 | Steel-Impressed Current | 1981-05-06 |  | Double-Walled Fiberglass | Pressurized
KROGER GA-469 | 11877 DOUGLAS RD | ALPHARETTA | Fulton | 10000051 | 1A | Ball Float |  | FALSE |  | FALSE
KERMINA FOOOD MART D/B/A EXXON FOOD MART | 11670 JONES BRIDGE RD UNIT D | ALPHARETTA | Fulton | 10000667 | 1 |  | 2012-05-01 | FALSE | 1998-01-01 | FALSE | Removed from Ground | Gas (Historical Use) | 12000 | Fiberglass | 2004-06-30 | 2014-08-11 | Double-Walled Flex | Pressurized
QUIKTRIP #782 | 3190 OLD MILTON PKWY | ALPHARETTA | Fulton | 10002319 | 3A |  | 2014-03-27 | FALSE | 2014-04-23 | FALSE | Temporarily out of use |  | 10000 | Fiberglass Double Walled | 2013-12-01 |  | Double-Walled Fiberglass | Pressurized
CHEVRON STATION #210390 | 3445 WEBB BRIDGE RD | ALPHARETTA | Fulton | 10000131 | 3 | Ball Float | 2007-03-01 | FALSE | 2007-03-01 | FALSE | Currently in Use | Diesel | 6000 | Composite | 2007-03-01 |  | Double-Walled Fiberglass | Pressurized
NELMS HOUSE | 1600 CONNALLY DR | EAST POINT | Fulton | 10002560 | 1 |  |  | FALSE |  | FALSE | Removed from Ground | Diesel | 200 | Not Marked/Unknown | 2016-05-18 | 2016-05-25 | Unknown
THE GOLF CLUB 0F GEORGIA | 6425 WINDWARD PKWY | ALPHARETTA | Fulton | 9060516 | 2 | Flapper Valve | 1990-02-01 | FALSE | 1990-02-01 | FALSE | Currently in Use | Diesel | 4000 | Fiberglass | 1990-02-01 |  | Fiberglass Reinforced Plastic | Pressurized
QUIKTRIP #782 | 3190 OLD MILTON PKWY | ALPHARETTA | Fulton | 10002319 | 3B | Flapper Valve | 2014-03-27 | FALSE | 2014-04-23 | FALSE | Currently in Use | Premium | 9500 | Fiberglass Double Walled | 2013-12-01 |  | Double-Walled Fiberglass | Pressurized
MILTON CHEVRON | 3955 OLD MILTON PKWY | ALPHARETTA | Fulton | 9640178 | 1 | Ball Float | 2000-07-01 | FALSE | 2000-07-01 | FALSE | Currently in Use | Premium | 30000 | Fiberglass Double Walled | 2000-07-27 |  | Fiberglass Reinforced Plastic | Pressurized
QUIKTRIP #782 | 3190 OLD MILTON PKWY | ALPHARETTA | Fulton | 10002319 | 4 | Flapper Valve | 2014-03-27 | FALSE | 2014-04-23 | FALSE | Currently in Use | Diesel | 12000 | Fiberglass Double Walled | 2013-12-01 |  | Double-Walled Fiberglass | Pressurized
ADP | 5880 WINDWARD PKWY | ALPHARETTA | Fulton | 10002174 | 2 | Flapper Valve | 2005-11-23 | FALSE | 2005-11-23 | FALSE | Currently in Use | Diesel | 15000 | Composite Double Walled | 2005-11-23 |  | Double-Walled Fiberglass | Pressurized
HULSEY YARD-PARSEC INC TOFC FACI | 18 KENYON ST | ATLANTA | Fulton | 602007 | 1 | [5 empty] | Removed from Ground | Diesel | 10000 | Cathodically Protected Steel | 1987-11-04 | 1997-01-31 | Galvanized Steel
ALPHARETTA CONCRETE PLANT | 11630 WILLS RD | ALPHARETTA | Fulton | 9060658 | 3 | Ball Float | 1996-12-01 | FALSE | 1996-12-01 | FALSE | Removed from Ground | Diesel | 12000 | Fiberglass | 1996-12-01 |  | Double-Walled Fiberglass | Pressurized
MILTON CHEVRON | 3955 OLD MILTON PKWY | ALPHARETTA | Fulton | 9640178 | 3 | Overfill Alarm | 2000-07-01 | FALSE | 2000-07-01 | FALSE | Currently in Use | Diesel | 12000 | Fiberglass Double Walled | 2000-07-27 |  | Fiberglass Reinforced Plastic | Pressurized
QUIKTRIP #782 | 3190 OLD MILTON PKWY | ALPHARETTA | Fulton | 10002319 | 2 | Flapper Valve | 2014-03-27 | FALSE | 2014-04-23 | FALSE | Currently in Use | Regular | 20000 | Fiberglass Double Walled | 2013-12-01 |  | Double-Walled Fiberglass | Pressurized
GA BLDG AUTHORITY PARKING FACILITY | 204 JESSE HILL JR DRIVE | ATLANTA | Fulton | 601387 | 6 | [5 empty] | Removed from Ground | Gas (Historical Use) | 10000 | Marked Unknown | 1974-05-11 | 1987-01-15 | Unknown
DUNWOODY PLACE/PUBLIX SHOPPING C | 8725 ROSWELL RD | ATLANTA | Fulton | 9060669 | 2 | [5 empty] | Removed from Ground | Diesel | 250 | Not Marked/Unknown | 1996-10-01 | 1996-10-01 | Not Marked
RBM OF ATLANTA | 7640 ROSWELL RD | ATLANTA | Fulton | 9060154 | J355528 | Flapper Valve | 1998-07-01 | FALSE | 1998-07-01 | FALSE | Currently in Use | New Oil | 3000 | Composite Double Walled | 1987-11-01 |  | Galvanized Steel | Suction (American)
SHELL ALPHARETTA ZS LAWRENCEVILLE | 3325 OLD MILTON PKWY | ALPHARETTA | Fulton | 9060706 | 1 | Flapper Valve | 1997-03-01 | FALSE | 1997-03-01 | FALSE | Currently in Use | Regular | 15000 | Fiberglass Double Walled | 1997-03-01 |  | Fiberglass Reinforced Plastic | Pressurized
TR ENTERPISES INC | 264 PETERS STREET | ATLANTA | Fulton | 9060785 | 1 | [5 empty] | Removed from Ground | Gas (Historical Use) | 6000 | Marked Unknown | 1999-07-13 | 1999-07-13 | Unknown
BOYD PROPERTIES LTD | 380 LUCKIE ST NW | ATLANTA | Fulton | 600462 | 1 | [5 empty] | Removed from Ground | Gas (Historical Use) | 3000 | Marked Unknown | 1987-01-01 | 1999-07-01 | Unknown
GEORGIA DOME | ONE GEORGIA DOME DR NW | ATLANTA | Fulton | 9000280 | 2 |  | 1992-06-01 | FALSE | 1992-06-01 | FALSE | Removed from Ground | Diesel | 6000 | Fiberglass Double Walled | 1992-06-01 | 2018-02-19 | Double-Walled Fiberglass | Safe Suction (Euro)
FREEWAY BUICK | 2800 CAMPBELTON RD SW | ATLANTA | Fulton | 600651 | 3 |  |  | TRUE |  | TRUE | Removed from Ground | Used Oil | 500 | Bare Steel | 1991-11-25 | 1991-11-25 | Galvanized Steel
THE GOOD STUFF PHILLIPS 66 | 2000 DELOWE DR | ATLANTA | Fulton | 9000126 | 2 | Flapper Valve | 1997-12-01 | FALSE | 1997-12-01 | FALSE | Currently in Use | Premium | 10000 | Steel-Impressed Current | 1979-02-01 |  | Steel (Impressed Current) | Pressurized
GEORGIA FOOD MART | 1355 R D ABERNATHY BLVD | ATLANTA | Fulton | 601184 | 1 | Ball Float | 1985-04-01 | FALSE | 1985-04-01 | FALSE | Currently in Use | Gas (Historical Use) | 12000 | Fiberglass | 1985-04-17 |  | Flex | Pressurized
BELLSOUTH TELECOMM/F-1522/CAMPBE | 2850 CAMPBELLTON RD SW | ATLANTA | Fulton | 601045 | 6 | [5 empty] | Removed from Ground | Other | 4000 | Bare Steel | 1976-01-01 | 1991-01-01 | Bare Steel
GARBAGE DISPOSAL SVC | 3050 ROOSEVELT HWY | ATLANTA | Fulton | 9060280 | 1 | [5 empty] | Removed from Ground | Diesel | 10000 | Not Marked/Unknown | 1993-04-27 | 1993-04-27 | Not Marked
CIRCLE K 8467/7-ELEVEN STORE 155 | 6100 OLD NATIONAL HWY | ATLANTA | Fulton | 9000125 | 1 | [5 empty] | Removed from Ground | Gas (Historical Use) | 12000 | Fiberglass | 1976-02-03 | 1993-08-04 | Fiberglass Reinforced Plastic | Pressurized
GA FC-SOUTH FULTON CO UNIT | 5590 STONEWALL TELL RD | COLLEGE PARK | Fulton | 600556 | 204678 |  | 1992-06-02 |  | 1992-06-02 |  | Removed from Ground | Diesel | 1000 | Cathodically Protected Steel | 1992-06-02 | 1996-09-17 | Cathodically Protected | Safe Suction (Euro)
GA FC-SOUTH FULTON CO UNIT | 5590 STONEWALL TELL RD | COLLEGE PARK | Fulton | 600556 | 1 | [5 empty] | Removed from Ground | Gas (Historical Use) | 1000 | Bare Steel | 1974-04-25 | 1992-06-01 | Galvanized Steel | Safe Suction (Euro)
ALLIED PRODUCT CO | 2214 WEST POINT AVE | COLLEGE PARK | Fulton | 600649 | 1 | [5 empty] | Removed from Ground | Empty | 5000 | Bare Steel | 1971-04-21 | 1985-01-01 | Unknown
TEXACO | 5110 RIVERDALE RD | COLLEGE PARK | Fulton | 600891 | 3 |  | 1994-01-01 |  | 1991-01-01 |  | Removed from Ground | Gas (Historical Use) | 10000 | Fiberglass | 1982-04-30 | 2003-07-24 | Fiberglass Reinforced Plastic | Pressurized
BIG H FOOD MART | 1980 DELOWE DR | ATLANTA | Fulton | 9060498 | 5A | Flapper Valve | 2008-12-01 | FALSE | 2008-12-01 | FALSE | Currently in Use | Regular | 5000 | Composite Double Walled | 2008-12-01 |  | Double-Walled Flex | Pressurized
GORDONS AUTOMOTIVE | 3096 CAMPBELLTON ROAD | ATLANTA | Fulton | 10002304 | 2 |  |  | FALSE |  | FALSE | Removed from Ground | Gas (Historical Use) | 0 | Unknown | 1960-01-01 | 1899-12-31 | Unknown
ATLANTA FIRE STATION #5 | 2825 CAMPBELTON RD | ATLANTA | Fulton | 9060544 | 1 | Ball Float | 1990-01-01 | FALSE | 1990-01-01 | FALSE | Currently in Use | Regular | 550 | Fiberglass | 1990-01-01 |  | Flex | Pressurized
MLK BP | 2595 MLK JR DR | ATLANTA | Fulton | 600806 | 5 | Ball Float | 2016-07-20 | FALSE | 2016-07-20 | FALSE | Currently in Use | Regular | 12000 | Tank Jacket Double Walled | 2016-07-20 |  | Double-Walled Fiberglass | Pressurized
MLK BP | 2595 MLK JR DR | ATLANTA | Fulton | 600806 | 4 | [5 empty] | Removed from Ground | Diesel | 10000 | Bare Steel | 1981-05-03 | 1988-04-25 | Galvanized Steel
GEORGIA FOOD MART | 1355 R D ABERNATHY BLVD | ATLANTA | Fulton | 601184 | 3 | Ball Float | 1985-04-01 | FALSE | 1985-04-01 | FALSE | Currently in Use | Diesel | 12000 | Fiberglass | 1985-04-17 |  | Flex | Pressurized
BP #24031/GULF #640847 | 3 JOSEPH E LOWERY BLVD | ATLANTA | Fulton | 9000445 | 2 |  | 1998-09-01 | FALSE | 1998-09-01 | FALSE | Currently in Use | Regular | 10000 | Fiberglass | 1983-05-03 |  | Fiberglass Reinforced Plastic
WELDING SUPPLY & SERVICE | 471 PETERS ST | ATLANTA | Fulton | 601282 | 1 | [5 empty] | Removed from Ground | Gas (Historical Use) | 2000 | Bare Steel | 1972-05-11 | 1990-02-18 | Galvanized Steel
GREENBRIAR CHEVRON | 3040 HEADLAND DR | ATLANTA | Fulton | 9060091 | 3 | Ball Float | 1989-01-01 | FALSE | 1989-01-01 | FALSE | Currently in Use | Regular | 10000 | Fiberglass | 1989-04-18 |  | Fiberglass Reinforced Plastic | Pressurized
HENRY AARON PROPERTY | 1611 ADAMS DR SW | ATLANTA | Fulton | 9060025 | 1 | [5 empty] | Removed from Ground | Other | 0 | Not Marked/Unknown | 1990-06-30 | 1990-06-30 | Not Marked
IMPORT AUTO | 2270 CASCADE RD SW | ATLANTA | Fulton | 9060874 | 2 | [5 empty] | Removed from Ground | Gas (Historical Use) | 3000 | Marked Unknown | 2002-03-19 | 2002-03-19 | Unknown
GRANDDADDYS RESTAURANT | 1053 CASCADE RD | ATLANTA | Fulton | 9060631 | 1 | [5 empty] | Removed from Ground | Diesel | 0 | Not Marked/Unknown |  | 1899-12-31 | Not Marked
GENERAL ELECTRIC | 1001 WINDWARD CONCOURSE | ALPHARETTA | Fulton | 602016 | 2 |  | 1992-01-01 | FALSE | 1992-01-01 | FALSE | Currently in Use | Diesel | 10000 | Fiberglass Double Walled | 1987-11-04 |  | Steel/FG Secondary containment | Pressurized
THE GOLF CLUB 0F GEORGIA | 6425 WINDWARD PKWY | ALPHARETTA | Fulton | 9060516 | 1 | Flapper Valve | 1990-02-01 | FALSE | 1990-02-01 | FALSE | Currently in Use | Regular | 4000 | Fiberglass | 1990-02-01 |  | Fiberglass Reinforced Plastic | Pressurized
KIRKWOOD VALERO FOOD MART | 1989 HOSEA WILLIAMS DR SE | ATLANTA | Fulton | 9060743 | 1 | Ball Float | 1998-01-14 | FALSE | 1998-01-14 | FALSE | Currently in Use | Regular | 10000 | Composite Double Walled | 1998-01-14 |  | Fiberglass Reinforced Plastic | Pressurized
EAST LAKE MEADOWS | 2247 WALTON LANE | ATLANTA | Fulton | 9060694 | 1 | [5 empty] | Removed from Ground | Gas (Historical Use) | 560 | Bare Steel | 1997-11-12 | 1997-11-12 | Bare Steel | Safe Suction (Euro)
BP #24015 | 2191 CAMPBELLTON RD | ATLANTA | Fulton | 9060196 | 4 | [5 empty] | Removed from Ground | Diesel | 0 | Marked Unknown | 1990-08-10 | 1990-08-10 | Unknown
GREENBRIAR CHEVRON | 3040 HEADLAND DR | ATLANTA | Fulton | 9060091 | 1 | Ball Float | 1989-01-01 | FALSE | 1989-01-01 | FALSE | Currently in Use | Regular | 10000 | Fiberglass | 1989-04-18 |  | Fiberglass Reinforced Plastic | Pressurized
GOODE BROTHERS POULTRY CO INC | 5550 MALLORY RD | COLLEGE PARK | Fulton | 600182 | 2 | [5 empty] | Removed from Ground | Gas (Historical Use) | 6000 | Bare Steel | 1982-05-09 | 1994-09-15 | Galvanized Steel | Safe Suction (Euro)
VILLAGE STORE | 5275 OLD NATIONAL HWY | COLLEGE PARK | Fulton | 601230 | 2 | [5 empty] | Removed from Ground | Gas (Historical Use) | 15060 | Bare Steel | 1974-04-07 | 1993-10-06 | Galvanized Steel | Pressurized
BJ'S QUIK STOP | 4220 STONEWALL TELL CP | COLLEGE PARK | Fulton | 601276 | 1 | [5 empty] | Removed from Ground | Gas (Historical Use) | 560 | Bare Steel | 1961-05-14 | 1988-12-20 | Galvanized Steel
EXXON FOOD STORE | 5084 OLD NATIONAL HWY | COLLEGE PARK | Fulton | 601316 | 3 | Ball Float | 1987-01-01 | FALSE | 1987-01-01 | FALSE | Currently in Use | Premium | 8000 | Fiberglass | 1979-05-10 |  | Double-Walled Fiberglass | Pressurized
ALERT OIL CO STORE #1005 | 4905 OLD NATIONAL HWY | COLLEGE PARK | Fulton | 601318 | 1 | [5 empty] | Removed from Ground | Gas (Historical Use) | 6000 | Bare Steel | 1966-05-13 | 1986-08-01 | Bare Steel
ALERT OIL CO STORE #1005 | 4905 OLD NATIONAL HWY | COLLEGE PARK | Fulton | 601318 | 4 | [5 empty] | Removed from Ground | Gas (Historical Use) | 10000 | Bare Steel | 1973-05-11 | 1986-08-01 | Bare Steel
SOUTHERN ALUMINUM FINISH CO INC | 1581 HUBER ST NW | ATLANTA | Fulton | 600130 | 3 | [5 empty] | Removed from Ground | Gas (Historical Use) | 1000 | Bare Steel | 1956-03-10 | 1988-09-01 | Bare Steel
NORFOLK SOUTHERN/INMAN YARD/REPA | 1550 MARIETTA RD | ATLANTA | Fulton | 600070 | 4 | [5 empty] | Removed from Ground | Gas (Historical Use) | 12000 | Bare Steel | 1977-05-10 | 1899-12-31 | Galvanized Steel
ADAMS PARK MAINTENANCE | 2371 WILSON DR SW | ATLANTA | Fulton | 600399 | 3 | [5 empty] | Removed from Ground | Gas (Historical Use) | 1000 | Bare Steel | 1981-01-01 | 1998-08-01 | Unknown | Suction (American)
CAMPBELLTON RD EXXON | 3090 CAMPBELLTON RD SW | ATLANTA | Fulton | 600846 | 4B | Ball Float | 2016-05-12 | FALSE | 2016-05-12 | FALSE | Currently in Use | Diesel | 5000 | Composite Double Walled | 2015-05-12 |  | Double-Walled Fiberglass | Pressurized
MLK BP | 2595 MLK JR DR | ATLANTA | Fulton | 600806 | 1A |  | 1988-04-01 |  | 1988-04-01 |  | Removed from Ground | Gas (Historical Use) | 10000 | Fiberglass | 1988-04-25 | 2016-03-09 | Fiberglass Reinforced Plastic | Pressurized
QUICK MART | 3221 Martin Luther King Jr Dr SW | ATLANTA | Fulton | 600708 | 3 | Flapper Valve | 1999-01-29 | FALSE | 1999-01-29 | FALSE | Currently in Use | Premium | 6000 | Steel-Impressed Current | 1984-02-01 |  | Steel (Impressed Current) | Pressurized
ATLANTA FOOD MART (BP) | 2261 CASCADE RD SW | ATLANTA | Fulton | 601185 | 2 | Ball Float | 1985-04-01 | FALSE | 1985-04-01 | FALSE | Currently in Use | Premium | 12000 | Fiberglass | 1985-04-17 |  | Fiberglass Reinforced Plastic | Pressurized
BELLSOUTH TELECOMM/F-1522/CAMPBE | 2850 CAMPBELLTON RD SW | ATLANTA | Fulton | 601045 | 12 |  |  | TRUE |  | TRUE | Removed from Ground | Used Oil | 3000 | Bare Steel | 1980-01-03 | 1991-01-01 | Unknown
SALMAN BADRUDDIN | 2716 MLK JR DR | ATLANTA | Fulton | 601021 | 2 |  | 1998-08-24 |  | 1998-08-24 |  | Currently in Use | Gas (Historical Use) | 5000 | Steel-Impressed Current | 1970-04-27 |  | Cathodically Protected | Pressurized
UNIJAX INC | 1595 MARIETTA BLVD NW | ATLANTA | Fulton | 600685 | 2 | [5 empty] | Removed from Ground | Gas (Historical Use) | 2000 | Marked Unknown | 1964-05-13 | 1998-11-01 | Unknown
CIRCLE K #8454/7-ELEVEN #27510 | 9925 DOGWOOD RD | ROSWELL | Fulton | 9000252 | 3 | [5 empty] | Removed from Ground | Gas (Historical Use) | 8000 | Cathodically Protected Steel | 1962-04-05 | 1992-09-29 | Fiberglass Reinforced Plastic
BELLSOUTH TELECOMM/F-1522/CAMPBE | 2850 CAMPBELLTON RD SW | ATLANTA | Fulton | 601045 | 9 | [5 empty] | Removed from Ground | Other | 2000 | Bare Steel | 1976-01-01 | 1991-01-01 | Bare Steel
SALMAN BADRUDDIN | 2716 MLK JR DR | ATLANTA | Fulton | 601021 | 6 |  |  | TRUE |  | TRUE | Permanently Out of Use - historical purposes | Used Oil | 600 | Cathodically Protected Steel | 1970-04-27 | 1899-12-31 | Galvanized Steel
MLK SHELL | 3255 MLK JR DR | ATLANTA | Fulton | 601069 | 3 | Overfill Alarm | 1989-03-01 | FALSE | 1989-03-01 | FALSE | Removed from Ground | Gas (Historical Use) | 10000 | Steel-Impressed Current | 1989-03-01 |  | Steel (Impressed Current) | Pressurized
SYLVAN STATION INC | 3040 LAKEWOOD AVENUE | ATLANTA | Fulton | 10001710 | 1 |  |  | FALSE |  | FALSE | Removed from Ground | Used Oil | 1000 | Bare Steel | 2009-03-10 | 2009-03-10 | Unknown
BLOOMINGDALES INC/LENOX SQUARE | 3393 PEACHTREE RD NE | ATLANTA | Fulton | 600873 | 1 | [5 empty] | Removed from Ground | Diesel | 550 | Bare Steel | 1985-05-08 | 2000-01-24 | Bare Steel
JINNAH INC | 6360 ROSWELL RD NE | ATLANTA | Fulton | 9000032 | 1 | Ball Float | 1983-04-24 | FALSE | 1983-04-24 | FALSE | Currently in Use | Regular | 10000 | Galvanic (STIP-3) | 1983-04-24 |  | Steel/Sacrificial Anodes | Pressurized
QUIKTRIP #782 | 11700 COTTON CREEK ENTRY | ALPHARETTA | Fulton | 9060703 | 1 |  | 1997-05-21 |  | 1997-05-21 |  | Removed from Ground | Gas (Historical Use) | 12000 | Fiberglass Double Walled | 1997-05-13 | 2014-05-06 | Double Walled | Pressurized
COUNTRY CLUB OF THE SOUTH | 9365 BARNWELL RD | ALPHARETTA | Fulton | 9060350 | 1 | [5 empty] | Removed from Ground | Gas (Historical Use) | 1011 | Epoxy | 1986-12-01 | 1998-10-01 | Galvanized Steel | Suction (American)
CLEARVUE GLASS & MIRROR | 445 MARIETTA STREET | ATLANTA | Fulton | 10002377 | 1 |  |  | FALSE |  | FALSE | Closed in Ground | Gas (Historical Use) | 2000 | Unknown | 2014-11-05 | 2014-11-05 | Unknown
CENTENNIAL STATION | 89 MANGUM STREET | ATLANTA | Fulton | 9060842 | 2 | [5 empty] | Removed from Ground | Other | 8000 | Marked Unknown | 1991-01-01 | 2001-07-23 | Bare Steel | Suction (American)
TJ'S FOOD MART | 440 LUCKIE ST NW | ATLANTA | Fulton | 600827 | 6 | [5 empty] | Removed from Ground | Other | 0 | Marked Unknown | 1991-10-01 | 1991-10-01 | Unknown
SOUTHEASTERN STAGES INC | 226 ALEXANDER ST NW | ATLANTA | Fulton | 9000469 | 3 | [5 empty] | Removed from Ground | Other | 1000 | Bare Steel | 1965-02-25 | 1988-01-01 | Unknown
AMERICAN LAUNDRY (FORMER) | 256 WALKER ST | ATLANTA | Fulton | 9060276 | 3 | [5 empty] | Removed from Ground | Kerosene | 300 | Marked Unknown | 1993-03-05 | 1993-03-05 | Unknown
ALEXANDER MEMORIAL COLESIUM (GEORGIA TECH) | 965 FOWLER ST | ATLANTA | Fulton | 10002023 | 1 |  |  | FALSE |  | FALSE | Removed from Ground | Diesel | 265 | Bare Steel | 2011-08-24 | 2011-08-24 | Unknown
310/320 PETERS STREET | 320 PETERS STREET | ATLANTA | Fulton | 9060632 | 1 | [5 empty] | Removed from Ground | Gas (Historical Use) | 2000 | Bare Steel | 1996-05-09 | 1996-05-09 | Bare Steel | Gravity Fed
COCA-COLA CO | 1 COCA-COLA PLAZA | ATLANTA | Fulton | 600423 | 1 | [5 empty] | Removed from Ground | Diesel | 20000 | Composite | 1985-01-01 | 1899-12-31 | Bare Steel
COCA-COLA CO | 1 COCA-COLA PLAZA | ATLANTA | Fulton | 600423 | 4 | [5 empty] | Currently in Use | Diesel | 20000 | Composite | 1985-01-01 |  | Bare Steel
COMMERCIAL MECH ENGINEERING | 183 WALKER ST SW | ATLANTA | Fulton | 601253 | 1 | [5 empty] | Removed from Ground | Gas (Historical Use) | 1000 | Bare Steel | 1961-04-14 | 1988-06-30 | Galvanized Steel
BP #24015 | 2191 CAMPBELLTON RD | ATLANTA | Fulton | 9060196 | 3 | [5 empty] | Removed from Ground | Gas (Historical Use) | 0 | Marked Unknown | 1990-08-10 | 1990-08-10 | Unknown
FAWAD INC | 2247 CASCADE RD SW @ DAWSON | ATLANTA | Fulton | 9060059 | 6 | [5 empty] | Removed from Ground | Gas (Historical Use) | 3000 | Bare Steel | 1953-05-10 | 1899-12-31 | Galvanized Steel
CAMPBELLTON RD EXXON | 3090 CAMPBELLTON RD SW | ATLANTA | Fulton | 600846 | 1 | [5 empty] | Removed from Ground | Empty | 1000 | Bare Steel | 1970-04-04 | 1986-12-01 | Galvanized Steel
EXXON STATION #4-5325 | 3235 MLK JR DR | ATLANTA | Fulton | 600892 | 4 | [5 empty] | Removed from Ground | Gas (Historical Use) | 10000 | Fiberglass | 1985-05-06 | 1989-10-01 | Fiberglass Reinforced Plastic
AMOCO OIL CO #562 | 1200 ASHWOOD PARKWAY | ATLANTA | Fulton | 601061 | 2 | [5 empty] | Permanently Out of Use - historical purposes | Gas (Historical Use) | 3000 | Bare Steel | 1959-04-30 | 1899-12-31 | Galvanized Steel
COCA-COLA ENTERPRISES | 8250 DUNWOODY PL NE | ATLANTA | Fulton | 601191 | 4A |  |  | TRUE |  | TRUE | Removed from Ground | Used Oil | 550 | Marked Unknown | 1993-04-01 | 1993-04-01 | Not Marked
THE WESTMINSTER SCHOOLS | 1424 W PACES FERRY RD | ATLANTA | Fulton | 10000734 | 1 | Flapper Valve | 2004-09-01 | FALSE | 2004-09-01 | FALSE | Currently in Use | Regular | 4000 | Composite | 2004-09-01 |  | Fiberglass Reinforced Plastic | Safe Suction (Euro)
MT PARAN COUNTRY STORE | 4480 NORTHSIDE DR NW | ATLANTA | Fulton | 601198 | 5B | Ball Float | 2003-05-20 | FALSE | 2003-05-20 | FALSE | Currently in Use | Premium | 6000 | Composite | 2003-05-20 |  | Fiberglass Reinforced Plastic | Pressurized
UNOCAL STATION #9023-497/MINI MA | 3419 NORTHSIDE PKWY NW | ATLANTA | Fulton | 600972 | 2 | [5 empty] | Removed from Ground | Gas (Historical Use) | 12000 | Fiberglass | 1985-01-01 | 1992-11-17 | Fiberglass Reinforced Plastic
WEST PACES FERRY SHELL | 1313 WEST PACES FERRY RD | ATLANTA | Fulton | 600826 | 2 | [5 empty] | Removed from Ground | Diesel | 6000 | Fiberglass | 1980-05-03 | 1989-03-01 | Galvanized Steel
TEXACO STATION #814071 | 1290 WEST PACES FERRY RD | ATLANTA | Fulton | 9000198 | 2 | [5 empty] | Removed from Ground | Gas (Historical Use) | 10000 | Fiberglass | 1983-04-30 | 1993-08-02 | Fiberglass Reinforced Plastic
FOOD MART CITGO | 8779 DUNWOODY PL | ATLANTA | Fulton | 601158 | 3 | Ball Float | 1994-10-19 | FALSE | 1994-10-19 | FALSE | Currently in Use | Diesel | 9816 | Fiberglass | 1981-05-09 |  | Fiberglass Reinforced Plastic | Pressurized
QUICK E MART | 3450 CASCADE RD | ATLANTA | Fulton | 9060478 | 1 | Ball Float | 1992-06-01 | FALSE | 1992-06-01 | FALSE | Currently in Use | Gas (Historical Use) | 8000 | Steel-Impressed Current | 1998-08-20 |  | Fiberglass Reinforced Plastic | Pressurized
CASCADE FOOD MART | 1072 CASCADE AVE SW | ATLANTA | Fulton | 9060625 | 2 | Ball Float | 1998-01-28 | FALSE | 1998-01-28 | FALSE | Currently in Use | Regular | 4000 | Lined Interior/Impressed Current | 1998-01-28 |  | Fiberglass Reinforced Plastic | Pressurized
MLK SHELL | 3255 MLK JR DR | ATLANTA | Fulton | 601069 | 1 | Overfill Alarm | 1989-03-01 | FALSE | 1989-03-01 | FALSE | Removed from Ground | Gas (Historical Use) | 10000 | Steel-Impressed Current | 1989-03-01 |  | Steel (Impressed Current) | Pressurized
CAMPBELLTON FOOD MART INC | 2111 CAMPBELLTON RD SW | ATLANTA | Fulton | 601074 | 1 | Flapper Valve | 1983-04-24 | FALSE | 1983-04-24 | FALSE | Currently in Use | Regular | 10000 | Galvanic (STIP-3) | 1983-04-24 |  | Steel (Impressed Current) | Pressurized
CAMPBELLTON FOOD MART INC | 2111 CAMPBELLTON RD SW | ATLANTA | Fulton | 601074 | 4 | Ball Float | 1983-04-24 | FALSE | 1983-04-24 | FALSE | Temporarily out of use | Empty | 10000 | Galvanic (STIP-3) | 1983-04-24 |  | Steel (Impressed Current) | Pressurized
EXXON FOOD STORE | 101 HAMILTON E HOLMES DR | ATLANTA | Fulton | 601129 | 2 | Ball Float | 1989-01-01 | FALSE | 1989-01-01 | FALSE | Currently in Use | Premium | 10000 | Fiberglass | 1985-05-06 |  | Fiberglass Reinforced Plastic | Pressurized
FORMER BOWMAN MOTOR WORKS | 2868 PEACHTREE RD | ATLANTA | Fulton | 9060256 | 2 | [5 empty] | Removed from Ground | Gas (Historical Use) | 6000 | Bare Steel | 1992-06-01 | 1992-06-01 | Bare Steel | Safe Suction (Euro)
CUMMINGS EXXON aka EXXON ON THE RUN | 8325 ROSWELL RD | DUNWOODY | Fulton | 600897 | 1 | Ball Float | 1998-04-01 | FALSE | 1998-04-01 | FALSE | Currently in Use | Regular | 12000 | Fiberglass | 1985-05-06 |  | Double-Walled Flex | Pressurized
BEST FOR LESS | 1001 NORTHSIDE DR | ATLANTA | Fulton | 601139 | 7 | Ball Float | 2004-01-06 | FALSE | 2004-01-06 | FALSE | Currently in Use | Premium | 8000 | Fiberglass | 2004-01-06 |  | Double-Walled Flex | Pressurized
BEST FOR LESS | 1001 NORTHSIDE DR | ATLANTA | Fulton | 601139 | 1 | [5 empty] | Removed from Ground | Gas (Historical Use) | 3000 | Bare Steel | 1978-03-19 | 1993-03-19 | Galvanized Steel
BEST FOR LESS | 1001 NORTHSIDE DR | ATLANTA | Fulton | 601139 | 4 | [5 empty] | Removed from Ground | Gas (Historical Use) | 10000 | Bare Steel | 1978-03-19 | 1993-03-19 | Galvanized Steel
RaceTrac #453 - Bolton Road | 2325 MARIETTA BLVD NW | ATLANTA | Fulton | 601054 | 1 |  | 1995-01-01 |  |  |  | Removed from Ground | Gas (Historical Use) | 12000 | Double Walled | 1956-04-30 | 1899-12-31 | Fiberglass Reinforced Plastic | Pressurized
FAIRMONT AVENUE ATLANTA | 1455 FAIRMONT AVENUE | ATLANTA | Fulton | 9060821 | 2 | [5 empty] | Removed from Ground | Other | 4000 | Bare Steel | 2000-06-16 | 2000-06-16 | Unknown
CARL SMITH | 1750 HOWELL MILL ROAD | ATLANTA | Fulton | 9060806 | 3 | [5 empty] | Removed from Ground | Gas (Historical Use) | 550 | Marked Unknown | 2000-01-25 | 2000-01-25 | Bare Steel
FORMER GAS STATION | 636 NORTHSIDE DRIVE NW | ATLANTA | Fulton | 9060810 | 3 | [5 empty] | Permanently Out of Use - historical purposes | Diesel | 10000 | Bare Steel |  | 1899-12-31 | Bare Steel | Safe Suction (Euro)
VOLSET AUTO REPAIR INC | 1668 HOWELL MILL RD | ATLANTA | Fulton | 9060844 | 1 | [5 empty] | Closed in Ground | Used Oil | 500 | Bare Steel | 2000-09-12 | 2000-09-12 | Bare Steel | Gravity Fed
MACMILLAN BLOEDEL BUILDING MATER | 1350 MARIETTA BLVD | ATLANTA | Fulton | 9060748 | 1 |  |  |  | 1989-01-01 |  | Removed from Ground | Diesel | 2000 | Bare Steel | 1989-01-01 | 1999-01-07 | Galvanized Steel | Safe Suction (Euro)
FORMER GAS STATION | 636 NORTHSIDE DRIVE NW | ATLANTA | Fulton | 9060810 | 2 | [5 empty] | Permanently Out of Use - historical purposes | Gas (Historical Use) | 4000 | Bare Steel |  | 1899-12-31 | Bare Steel | Safe Suction (Euro)
28 14TH STREET | 28 14TH STREET | ATLANTA | Fulton | 9060828 | 1 | [5 empty] | Closed in Ground | Other | 500 | Not Marked/Unknown | 2000-01-11 | 2000-01-11 | Not Marked
SPACE CENTER ATLANTA | 1033 JEFFERSON ST | ATLANTA | Fulton | 9060718 | 4 | [5 empty] | Removed from Ground | Other | 12000 | Not Marked/Unknown | 1997-07-01 | 1997-07-01 | Not Marked
APA COLOR LABS INC | 1451 NORTHSIDE DR | ATLANTA | Fulton | 9060628 | 1 | [5 empty] | Removed from Ground | Gas (Historical Use) | 3000 | Not Marked/Unknown | 1972-01-01 | 1972-01-01 | Not Marked
912 Huff Road (LEWIS SHERON) | 912 Huff Rd. | Atlanta | Fulton | 9060637 | 2 | [5 empty] | Removed from Ground | Gas (Historical Use) | 500 | Not Marked/Unknown | 1996-08-09 | 1996-08-09 | Not Marked
JESSE JONES AUTOMOTIVE | 1650 BANKHEAD HWY | ATLANTA | Fulton | 9060526 | 1 |  |  | FALSE |  | FALSE | Removed from Ground | Gas (Historical Use) | 2000 |  | 1985-01-01 | 1899-12-31 | Copper | Suction (American)
FULTON COUNTY CENTRAL MAINTENANC | 895 MARIETTA BLVD NW | ATLANTA | Fulton | 9060122 | 1 |  | 1993-04-01 | FALSE | 1993-04-01 | FALSE | Currently in Use | Regular | 12000 | Fiberglass | 1987-01-01 |  | Fiberglass Reinforced Plastic | Safe Suction (Euro)
HERTZ EQUIPMENT RENTAL CORP | 1484 NORTHSIDE DR NW | ATLANTA | Fulton | 9060134 | 3 | [5 empty] | Removed from Ground | Diesel | 4000 | Fiberglass | 1986-08-01 | 1994-05-01 | Fiberglass Reinforced Plastic
LOUIS DREYFUS-ATLANTA BULK PLANT | 3112 PARROTT AVE NW | ATLANTA | Fulton | 9060137 | 1 | [5 empty] | Removed from Ground | Empty | 1000 | Bare Steel | 1956-01-01 | 1988-11-15 | Galvanized Steel
PRECISION TUNE | 1689 HOWELL MILL RD NW | ATLANTA | Fulton | 9060096 | 4 | [5 empty] | Removed from Ground | Gas (Historical Use) | 4000 | Bare Steel | 1963-01-01 | 1990-02-26 | Galvanized Steel
PRECISION TUNE | 1689 HOWELL MILL RD NW | ATLANTA | Fulton | 9060096 | 5 |  |  | TRUE |  | TRUE | Removed from Ground | Used Oil | 550 | Bare Steel | 1963-01-01 | 1990-02-26 | Galvanized Steel
CECIL MALONE CO | 696 ANTONE ST NW | ATLANTA | Fulton | 9060044 | 1 | [5 empty] | Removed from Ground | Gas (Historical Use) | 1000 | Marked Unknown | 1965-01-01 | 1990-04-18 | Unknown
TURNER PROPERTIES INC | 1050 TECHWOOD DR NW | ATLANTA | Fulton | 9060768 | 3 |  | 1999-01-18 |  | 1991-06-01 |  | Removed from Ground | Diesel | 1000 | Epoxy Double-Walled | 1991-06-18 | 2007-04-04 | Fiberglass Reinforced Plastic | Suction (American)
JOES PART & AUTO SERVICES | 2035 BANKHEAD HWY NW | ATLANTA | Fulton | 9060651 | 1 | [5 empty] | Closed in Ground | Gas (Historical Use) | 500 | Not Marked/Unknown | 1997-01-29 | 1997-01-29 | Not Marked
MEAD PACKAGING | 949 HERNDON ST NW | ATLANTA | Fulton | 670528 | 2 | [5 empty] | Removed from Ground | Other | 6000 | Cathodically Protected Steel | 1970-05-17 | 1988-12-09 | Galvanized Steel
FULTON COUNTY CENTRAL MAINTENANC | 895 MARIETTA BLVD NW | ATLANTA | Fulton | 9060122 | 6 | [5 empty] | Removed from Ground | Other | 2000 | Fiberglass | 1987-01-01 | 1999-03-01 | Fiberglass Reinforced Plastic | Suction (American)
HOWELL MILL | 1370 HOWELL MILL RD NW | ATLANTA | Fulton | 9060094 | 1 | Flapper Valve | 1999-12-09 | FALSE | 1990-01-02 | FALSE | Currently in Use | Diesel | 20000 | Fiberglass Double Walled | 1990-01-02 |  | Fiberglass Reinforced Plastic | Pressurized
BELLSOUTH TELECOMM/F-1522/CAMPBE | 2850 CAMPBELLTON RD SW | ATLANTA | Fulton | 601045 | 10 | [5 empty] | Removed from Ground | Other | 3000 | Bare Steel | 1976-01-01 | 1991-01-01 | Bare Steel
BELLSOUTH TELECOMM/F-1522/CAMPBE | 2850 CAMPBELLTON RD SW | ATLANTA | Fulton | 601045 | 3 | [5 empty] | Removed from Ground | Other | 1000 | Bare Steel | 1976-01-01 | 1991-01-01 | Bare Steel
SALMAN BADRUDDIN | 2716 MLK JR DR | ATLANTA | Fulton | 601021 | 5 | [5 empty] | Permanently Out of Use - historical purposes | Kerosene | 600 | Cathodically Protected Steel | 1970-04-27 | 1899-12-31 | Galvanized Steel
SALMAN BADRUDDIN | 2716 MLK JR DR | ATLANTA | Fulton | 601021 | 4 |  | 1998-08-24 |  | 1998-08-24 |  | Currently in Use | Gas (Historical Use) | 5000 | Steel-Impressed Current | 1970-04-27 |  | Cathodically Protected | Pressurized
MLK SHELL | 3255 MLK JR DR | ATLANTA | Fulton | 601069 | 4 | Overfill Alarm | 1989-03-01 | FALSE | 1989-03-01 | FALSE | Removed from Ground | Gas (Historical Use) | 10000 | Steel-Impressed Current | 1989-03-01 |  | Steel (Impressed Current) | Pressurized
MLK SHELL | 3255 MLK JR DR | ATLANTA | Fulton | 601069 | 5 | Flapper Valve | 2022-06-08 | FALSE | 2022-06-08 | FALSE | Currently in Use | Regular | 12000 | Composite Double Walled | 2022-06-08 |  | Double-Walled Fiberglass | Pressurized
HERMAN MILLER INC | 1000 MANSELL RD | ROSWELL | Fulton | 600692 | 2 | [5 empty] | Removed from Ground | Empty | 1000 | Bare Steel | 1989-08-01 | 1989-08-01 | Galvanized Steel
AMOCO STATION #824 | 3195 DONALD LEE HOWELL PKWY | ATLANTA | Fulton | 601067 | 5 | Ball Float | 1977-04-25 |  | 1977-04-25 |  | Removed from Ground | Gas (Historical Use) | 10000 | Galvanic (STIP-3) | 1976-04-25 | 2014-04-02 | Galvanized Steel | Pressurized
BETTER BRANDS OF ATLANTA INC | 755 JEFFERSON ST NW | ATLANTA | Fulton | 9000631 | 3 |  |  | TRUE | 1990-06-25 | TRUE | Removed from Ground | Used Oil | 560 | Cathodically Protected Steel | 1980-04-03 | 2003-03-25 | Cathodically Protected | Gravity Fed
MARTA PERRY BOULEVARD BUS OPERAT | 1600 PERRY BLVD NW | ATLANTA | Fulton | 602017 | 001#1988U | [5 empty] | Removed from Ground | Gas (Historical Use) | 10000 | Double Walled | 1987-11-04 | 1995-02-14 | Bare Steel | Pressurized
IMPORT AUTO | 2270 CASCADE RD SW | ATLANTA | Fulton | 9060874 | 4 | [5 empty] | Removed from Ground | Gas (Historical Use) | 6000 | Marked Unknown | 2002-03-19 | 2002-03-19 | Unknown
ADAMS PARK MAINTENANCE | 2371 WILSON DR SW | ATLANTA | Fulton | 600399 | 1 | [5 empty] | Removed from Ground | Gas (Historical Use) | 1000 | Bare Steel | 1981-01-01 | 1998-08-01 | Unknown | Suction (American)
CROWN STATION #GA-20 | 2920 CAMPBELLTON RD SW | ATLANTA | Fulton | 9000034 | XTRA | [5 empty] | Removed from Ground | Gas (Historical Use) | 15000 | Bare Steel | 1972-04-07 | 1990-11-20 | Galvanized Steel | Pressurized
QUICK MART | 3221 Martin Luther King Jr Dr SW | ATLANTA | Fulton | 600708 | 1 | Flapper Valve | 1999-01-29 | FALSE | 1999-01-29 | FALSE | Temporarily out of use | Regular | 10000 | Steel-Impressed Current | 1984-02-01 |  | Steel (Impressed Current) | Pressurized
WYNN TEXACO | 2075 CAMPBELLTON RD SW | ATLANTA | Fulton | 600721 | 2 | [5 empty] | Removed from Ground | Gas (Historical Use) | 3000 | Bare Steel | 1965-03-10 | 1990-07-10 | Galvanized Steel
MINI MART EXPRESS | 1975 CAMPBELLTON RD | ATLANTA | Fulton | 9000176 | 2 | Ball Float | 1998-07-28 | FALSE | 1998-07-28 | FALSE | Currently in Use | Regular | 5000 | STIP-3/Impressed Current | 1967-02-08 |  | Fiberglass Reinforced Plastic | Pressurized
THE GOOD STUFF PHILLIPS 66 | 2000 DELOWE DR | ATLANTA | Fulton | 9000126 | 1 | Flapper Valve | 1997-12-01 | FALSE | 1997-12-01 | FALSE | Currently in Use | Regular | 10000 | Steel-Impressed Current | 1979-02-01 |  | Steel (Impressed Current) | Pressurized
A-ACTION INC/ENTERPRIZE ZONE # 9 | 1170 HOWELL MILL RD | ATLANTA | Fulton | 9060727 | 1 | [5 empty] | Removed from Ground | Gas (Historical Use) | 3000 | Not Marked/Unknown | 1988-01-01 | 1988-01-01 | Not Marked
CIRCLE K #8454/7-ELEVEN #27510 | 9925 DOGWOOD RD | ROSWELL | Fulton | 9000252 | 1 | [5 empty] | Removed from Ground | Gas (Historical Use) | 5000 | Cathodically Protected Steel | 1962-04-05 | 1992-09-29 | Fiberglass Reinforced Plastic
PEACHTREE ROAD OIL LLC | 3639 PEACHTREE RD NE | ATLANTA | Fulton | 600822 | 1 | [5 empty] | Removed from Ground | Gas (Historical Use) | 6000 | Bare Steel | 1957-05-09 | 1899-12-31 | Galvanized Steel
FAWAD INC | 2247 CASCADE RD SW @ DAWSON | ATLANTA | Fulton | 9060059 | 2 |  |  |  | 1986-12-06 |  | Removed from Ground | Gas (Historical Use) | 4000 | Cathodically Protected Steel | 1986-12-06 | 2013-09-16 | Galvanized Steel | Safe Suction (Euro)
IMPORT AUTO | 2270 CASCADE RD SW | ATLANTA | Fulton | 9060874 | 3 | [5 empty] | Removed from Ground | Gas (Historical Use) | 3000 | Marked Unknown | 2002-03-19 | 2002-03-19 | Unknown
ADAMS PARK MAINTENANCE | 2371 WILSON DR SW | ATLANTA | Fulton | 600399 | 2 | [5 empty] | Removed from Ground | Gas (Historical Use) | 1000 | Bare Steel | 1981-01-01 | 1998-08-01 | Unknown | Suction (American)
MLK BP | 2595 MLK JR DR | ATLANTA | Fulton | 600806 | 3A |  | 1988-04-01 |  | 1988-04-01 |  | Removed from Ground | Gas (Historical Use) | 10000 | Fiberglass | 1988-04-25 | 2016-03-09 | Fiberglass Reinforced Plastic | Pressurized
WYNN TEXACO | 2075 CAMPBELLTON RD SW | ATLANTA | Fulton | 600721 | 1 | [5 empty] | Removed from Ground | Gas (Historical Use) | 3000 | Bare Steel | 1965-03-10 | 1990-07-10 | Galvanized Steel
ADDISON CORP | 1425 ELLSWORTH IND DR NW | ATLANTA | Fulton | 9060078 | 2 | [5 empty] | Removed from Ground | Gas (Historical Use) | 1000 | Bare Steel | 1960-01-01 | 1989-12-01 | Galvanized Steel
M K CONSTRUCTION CORP | 1011 COLLIER RD | ATLANTA | Fulton | 9060228 | 2 | [5 empty] | Removed from Ground | Gas (Historical Use) | 1000 | Marked Unknown | 1999-07-27 | 1999-07-27 | Galvanized Steel | Safe Suction (Euro)
MINI MART EXPRESS | 1975 CAMPBELLTON RD | ATLANTA | Fulton | 9000176 | 3 | Ball Float | 1998-07-28 | FALSE | 1998-07-28 | FALSE | Currently in Use | Premium | 5000 | STIP-3/Impressed Current | 1967-02-08 |  | Fiberglass Reinforced Plastic | Pressurized
PEACHTREE ROAD OIL LLC | 3639 PEACHTREE RD NE | ATLANTA | Fulton | 600822 | 2 | [5 empty] | Removed from Ground | Gas (Historical Use) | 6000 | Bare Steel | 1957-05-09 | 1899-12-31 | Galvanized Steel
OGLETHORPE UNIVERSITY | 4484 PEACHTREE ROAD NE | ATLANTA | Fulton | 9060665 | 1 | [5 empty] | Removed from Ground | Gas (Historical Use) | 1000 | Not Marked/Unknown | 1997-05-13 | 1997-05-13 | Not Marked
CAPITOL CITY COUNTRY CLUB | 53 WEST BROOKHAVEN DR NE | ATLANTA | Fulton | 4440448 | 1 | [5 empty] | Removed from Ground | Gas (Historical Use) | 500 | Bare Steel | 1968-04-01 | 1993-01-20 | Galvanized Steel
MARTA PERRY BOULEVARD BUS OPERAT | 1600 PERRY BLVD NW | ATLANTA | Fulton | 602017 | 1 |  | 2005-10-01 | TRUE | 1995-10-01 | TRUE | Closed in Ground | Used Oil | 1000 | Fiberglass Double Walled | 1995-10-01 | 2019-12-03 | Fiberglass Reinforced Plastic
28 14TH STREET | 28 14TH STREET | ATLANTA | Fulton | 9060828 | 3 |  |  | FALSE |  | FALSE | Removed from Ground | Empty | 1000 | Bare Steel |  | 2017-02-21
APA COLOR LABS INC | 1451 NORTHSIDE DR | ATLANTA | Fulton | 9060628 | 3 | [5 empty] | Removed from Ground | Gas (Historical Use) | 3000 | Not Marked/Unknown | 1972-01-01 | 1972-01-01 | Not Marked
MEAD PACKAGING | 949 HERNDON ST NW | ATLANTA | Fulton | 670528 | 1 | [5 empty] | Removed from Ground | Other | 15000 | Cathodically Protected Steel | 1970-05-17 | 1988-12-09 | Bare Steel
JESSE JONES AUTOMOTIVE | 1650 BANKHEAD HWY | ATLANTA | Fulton | 9060526 | 3 |  |  | FALSE |  | FALSE | Removed from Ground | Gas (Historical Use) | 2000 |  | 1985-01-01 | 1899-12-31 | Copper | Suction (American)
FULTON COUNTY CENTRAL MAINTENANC | 895 MARIETTA BLVD NW | ATLANTA | Fulton | 9060122 | 11 |  | 1999-03-01 |  | 1999-03-01 |  | Removed from Ground | Other | 2000 | Double Walled | 1999-03-01 | 2010-10-06 | Fiberglass Reinforced Plastic | Suction (American)
FULTON COUNTY CENTRAL MAINTENANC | 895 MARIETTA BLVD NW | ATLANTA | Fulton | 9060122 | 3 | Flapper Valve | 1998-12-01 | FALSE | 1998-12-01 | FALSE | Currently in Use | Diesel | 12000 | Fiberglass | 1987-01-01 |  | Fiberglass Reinforced Plastic | Safe Suction (Euro)
SOUTHEAST TERMINAL | 3132 PARROTT AVE NW | ATLANTA | Fulton | 9060139 | 3 | [5 empty] | Removed from Ground | Diesel | 2000 | Bare Steel | 1973-01-01 | 1988-11-15 | Galvanized Steel
CECIL MALONE CO | 696 ANTONE ST NW | ATLANTA | Fulton | 9060044 | 3 | [5 empty] | Removed from Ground | Gas (Historical Use) | 1000 | Marked Unknown | 1965-01-01 | 1990-04-18 | Unknown
BIG A FOOD MART | 568 CHAPPELL RD NW | ATLANTA | Fulton | 9060061 | 1 | Ball Float | 2001-01-01 | FALSE | 2001-01-01 | FALSE | Currently in Use | Regular | 10000 | Fiberglass | 1980-01-01 |  | Fiberglass Reinforced Plastic | Pressurized
ATLANTA BRICK & TILE CO (FORMER) | 2236 BOLTON ROAD NW | ATLANTA | Fulton | 9060001 | 1 | [5 empty] | Removed from Ground | Diesel | 10000 | Bare Steel | 1991-11-01 | 1991-11-01 | Galvanized Steel
AMOCO STATION #824 | 3195 DONALD LEE HOWELL PKWY | ATLANTA | Fulton | 601067 | 10 | Ball Float | 1987-01-01 |  | 1987-01-01 |  | Removed from Ground | Gas (Historical Use) | 10000 | Cathodically Protected Steel | 1987-01-01 | 2014-04-02 | Galvanized Steel | Pressurized
FIRESTONE STORE #07E2/018333 | 3000 HEADLAND DR SW | ATLANTA | Fulton | 600561 | 1 |  |  | TRUE |  | TRUE | Removed from Ground | Used Oil | 210 | Bare Steel | 1995-05-02 | 1995-05-02 | Galvanized Steel | Gravity Fed
US PLYWOOD CORP | 2865 GORDON RD NW | ATLANTA | Fulton | 601242 | 1 | [5 empty] | Removed from Ground | Gas (Historical Use) | 1000 | Bare Steel | 1960-04-14 | 1988-08-08 | Galvanized Steel
BELLSOUTH TELECOMM/F-1522/CAMPBE | 2850 CAMPBELLTON RD SW | ATLANTA | Fulton | 601045 | 11 | [5 empty] | Removed from Ground | Other | 3000 | Bare Steel | 1980-01-03 | 1991-01-01 | Unknown
A-ACTION INC/ENTERPRIZE ZONE # 9 | 1170 HOWELL MILL RD | ATLANTA | Fulton | 9060727 | 2 | [5 empty] | Removed from Ground | Gas (Historical Use) | 3000 | Not Marked/Unknown | 1988-01-01 | 1988-01-01 | Not Marked
BFI WASTE SERVICES LLC | 3045 DONALD LEE HOLLOWELL PKWY NW | ATLANTA | Fulton | 9060510 | 2 | Flapper Valve | 1989-01-01 | FALSE | 1989-01-01 | FALSE | Currently in Use | Diesel | 10000 | Fiberglass Double Walled | 1989-01-01 |  | Double-Walled Fiberglass | Pressurized
PPG PACKAGING INKS | 1195 MENLO DR SW | ATLANTA | Fulton | 9060129 | 2 | [5 empty] | Removed from Ground | Hazardous Substance | 6000 | Bare Steel | 1976-01-01 | 1991-11-20 | Bare Steel
BAKER DELIVERY SERVICE | 690 PAINES AVE NW | ATLANTA | Fulton | 9060136 | 1 | [5 empty] | Removed from Ground | Gas (Historical Use) | 3000 | Bare Steel | 1987-10-05 | 1987-10-05 | Unknown
BETTER BRANDS OF ATLANTA INC | 980 JEFFERSON ST NW | ATLANTA | Fulton | 9060102 | D |  |  | TRUE |  | TRUE | Removed from Ground | Used Oil | 550 | Not Marked/Unknown | 1990-01-01 | 1990-01-01 | Not Marked
CITY OF ATLANTA/BUREAU OF POLLUT | R M CLAYTON WASTEWATER TREATMENT | ATLANTA | Fulton | 9060039 | 1 | [5 empty] | Removed from Ground | Diesel | 10000 | Epoxy | 1970-01-01 | 1993-04-22 | Unknown
CECIL MALONE CO | 696 ANTONE ST NW | ATLANTA | Fulton | 9060044 | 2 | [5 empty] | Removed from Ground | Gas (Historical Use) | 1000 | Marked Unknown | 1965-01-01 | 1990-04-18 | Unknown
MEAD CORP | 966 ASHBY ST NW | ATLANTA | Fulton | 9060046 | 3 | [5 empty] | Removed from Ground | Gas (Historical Use) | 5000 | Not Marked/Unknown | 1989-08-08 | 1989-08-08 | Not Marked
BOTTOM SHELL FOOD MART | 2018 BOLTON RD | ATLANTA | Fulton | 9060052 | 4 | Ball Float | 1988-04-01 |  | 1988-04-01 |  | Currently in Use | Diesel | 10000 | Steel-Impressed Current | 1988-04-01 |  | Steel (Impressed Current) | Pressurized
BOTTOM SHELL FOOD MART | 2018 BOLTON RD | ATLANTA | Fulton | 9060052 | 1 | Ball Float | 1988-04-01 |  | 1988-04-01 |  | Currently in Use | Gas (Historical Use) | 10000 | Steel-Impressed Current | 1988-04-01 |  | Steel (Impressed Current) | Pressurized
UNKNOWN | 1016 HOWELL MILL RD | ATLANTA | Fulton | 9060807 | 2 | [5 empty] | Removed from Ground | Gas (Historical Use) | 1000 | Bare Steel | 1998-11-01 | 1998-11-01 | Bare Steel
FULTON COUNTY JAIL | 901 RICE ST | ATLANTA | Fulton | 9060773 | 2 | Flapper Valve | 2003-08-22 | FALSE | 2003-08-22 | FALSE | Currently in Use | Diesel | 15000 | Composite | 2003-08-22 |  | Fiberglass Reinforced Plastic | Safe Suction (Euro)
FULTON COUNTY DOGWOOD SR CENTER | 1953 BANKHEAD HWY/DONALD LEE HOLLOWELL PARKWAY | ATLANTA | Fulton | 9060713 | 5 | [5 empty] | Removed from Ground | Gas (Historical Use) | 3000 | Not Marked/Unknown | 1998-02-01 | 1998-02-01 | Not Marked
BOLTON RD AMOCO | 3260 DONALD LEE HOLLOWELL PKWY | ATLANTA | Fulton | 9060702 | 3 | Ball Float | 1997-06-01 | FALSE | 1997-06-01 | FALSE | Temporarily out of use | Diesel | 10000 | Epoxy | 1997-08-01 |  | Fiberglass Reinforced Plastic | Pressurized
NORFOLK SOUTHERN INMAN YARD (TRA | 1680 MARIETTA ROAD | ATLANTA | Fulton | 9060629 | 1 | [5 empty] | Removed from Ground | Gas (Historical Use) | 1000 | Not Marked/Unknown | 1996-04-23 | 1996-04-23 | Not Marked
FULTON COUNTY CENTRAL MAINTENANC | 895 MARIETTA BLVD NW | ATLANTA | Fulton | 9060122 | 2 | Flapper Valve | 1998-12-01 | FALSE | 1998-12-01 | FALSE | Currently in Use | Regular | 12000 | Fiberglass | 1987-01-01 |  | Fiberglass Reinforced Plastic | Safe Suction (Euro)
FULTON COUNTY CENTRAL MAINTENANC | 895 MARIETTA BLVD NW | ATLANTA | Fulton | 9060122 | 9 |  | 1987-01-01 | FALSE | 1987-01-01 | FALSE | Closed in Ground | Kerosene | 2000 | Fiberglass | 1987-01-01 | 2015-10-15 | Fiberglass Reinforced Plastic | Safe Suction (Euro)
FULTON COUNTY CENTRAL MAINTENANC | 895 MARIETTA BLVD NW | ATLANTA | Fulton | 9060122 | 8 |  | 1998-12-01 |  | 1998-12-01 |  | Closed in Ground | Other | 2000 | Fiberglass | 1987-01-01 | 2015-10-13 | Fiberglass Reinforced Plastic | Safe Suction (Euro)
HERTZ EQUIPMENT RENTAL CORP | 1484 NORTHSIDE DR NW | ATLANTA | Fulton | 9060134 | 4 | [5 empty] | Removed from Ground | Gas (Historical Use) | 2000 | Fiberglass | 1986-08-01 | 1994-05-01 | Fiberglass Reinforced Plastic
BP/GULF FUEL TERMINAL | 3130 PARROTT AVE NW | ATLANTA | Fulton | 9060138 | 1 | [5 empty] | Removed from Ground | Diesel | 1000 | Fiberglass | 1988-01-01 | 1990-05-03 | Galvanized Steel
SOUTHEAST TERMINAL | 3132 PARROTT AVE NW | ATLANTA | Fulton | 9060139 | 5 | [5 empty] | Removed from Ground | Other | 564 | Bare Steel | 1973-01-01 | 1988-07-08 | Galvanized Steel
TOTAL AUDIO VISUAL SVCS INC | 811 MARIETTA ST NW | ATLANTA | Fulton | 9060121 | 1 | [5 empty] | Removed from Ground | Gas (Historical Use) | 10000 | Cathodically Protected Steel | 1985-01-01 | 1993-12-26 | Galvanized Steel
GA POWER/NETWORK UNDERGROUND | 829 JEFFERSON ST NW | ATLANTA | Fulton | 9060311 | 224279 | Ball Float | 1993-09-02 |  | 1993-09-02 |  | Currently in Use | Diesel | 10000 | Fiberglass Double Walled | 1993-09-02 |  | Double-Walled Fiberglass | Pressurized
GRINNELL SUPPLY SALES CO | 645 NORTHSIDE DR | ATLANTA | Fulton | 9060317 | 1 | [5 empty] | Removed from Ground | Gas (Historical Use) | 2000 | Bare Steel | 1976-01-01 | 1993-11-15 | Bare Steel
TRI-CHEM CORP | 1269 MECASLIN ST NW | ATLANTA | Fulton | 9060322 | 1 | [5 empty] | Removed from Ground | Gas (Historical Use) | 3000 | Bare Steel | 1993-11-10 | 1993-11-10 | Unknown | Suction (American)
GSU/UNIV APTMTS/ATL HOUSING AUTH | 114 MERRITTS AVE NW | ATLANTA | Fulton | 9060326 | 2 | [5 empty] | Removed from Ground | Gas (Historical Use) | 10000 | Bare Steel | 1994-01-04 | 1994-01-04 | Galvanized Steel | Safe Suction (Euro)
FORMER FINA GAS STATION | 1843 CHATTAHOOCHEE AVE | ATLANTA | Fulton | 9060378 | 2 | [5 empty] | Removed from Ground | Gas (Historical Use) | 2000 | Not Marked/Unknown |  | 1899-12-31 | Not Marked
SALMAN BADRUDDIN | 2716 MLK JR DR | ATLANTA | Fulton | 601021 | 1 |  | 1998-08-24 |  | 1998-08-24 |  | Currently in Use | Gas (Historical Use) | 5000 | Steel-Impressed Current | 1970-04-27 |  | Cathodically Protected | Pressurized
EXXON FOOD STORE | 101 HAMILTON E HOLMES DR | ATLANTA | Fulton | 601129 | 1 | Ball Float | 1989-01-01 | FALSE | 1989-01-01 | FALSE | Currently in Use | Regular | 12000 | Fiberglass | 1985-05-06 |  | Fiberglass Reinforced Plastic | Pressurized
SHELL STATION (FORMER) | 3637 PEACHTREE ST | ATLANTA | Fulton | 9060486 | 1 | [5 empty] | Removed from Ground | Gas (Historical Use) | 0 | Marked Unknown |  | 1899-12-31 | Unknown
FRANK JACKSON LINCOLN MERCURY | 7555 ROSWELL RD | DUNWOODY | Fulton | 9060055 | 2 |  |  | TRUE |  | TRUE | Removed from Ground | Used Oil | 1000 | Marked Unknown | 1991-10-15 | 1991-10-15 | Unknown
BIG H FOOD STORE | 2900 CAMPBELLTON RD SW | ATLANTA | Fulton | 600707 | 2 |  | 2000-03-07 | FALSE | 2000-03-07 | FALSE | Abandoned-No Known Release | Gas (Historical Use) | 10000 | Steel-Impressed Current | 1982-02-01 |  |  | Pressurized
WYNN TEXACO | 2075 CAMPBELLTON RD SW | ATLANTA | Fulton | 600721 | 5 |  |  | TRUE |  | TRUE | Removed from Ground | Used Oil | 550 | Bare Steel | 1965-03-10 | 1990-07-01 | Galvanized Steel
WYNN TEXACO | 2075 CAMPBELLTON RD SW | ATLANTA | Fulton | 600721 | 4 | [5 empty] | Removed from Ground | Gas (Historical Use) | 4000 | Bare Steel | 1970-03-09 | 1990-07-10 | Galvanized Steel
MINI MART EXPRESS | 1975 CAMPBELLTON RD | ATLANTA | Fulton | 9000176 | 4 | Ball Float | 1998-07-28 | FALSE | 1998-07-28 | FALSE | Currently in Use | Diesel | 5000 | STIP-3/Impressed Current | 1967-02-08 |  | Fiberglass Reinforced Plastic | Pressurized
THE GOOD STUFF PHILLIPS 66 | 2000 DELOWE DR | ATLANTA | Fulton | 9000126 | 3 | Flapper Valve | 1997-12-01 | FALSE | 1997-12-01 | FALSE | Currently in Use | Diesel | 10000 | Steel-Impressed Current | 1979-02-01 |  | Steel (Impressed Current) | Pressurized
CAMPBELLTON FOOD MART INC | 2111 CAMPBELLTON RD SW | ATLANTA | Fulton | 601074 | 2 | Flapper Valve | 1983-04-24 | FALSE | 1983-04-24 | FALSE | Currently in Use | Regular | 10000 | Galvanic (STIP-3) | 1983-04-24 |  | Steel (Impressed Current) | Pressurized
PEACHTREE ROAD OIL LLC | 3639 PEACHTREE RD NE | ATLANTA | Fulton | 600822 | 3 | [5 empty] | Removed from Ground | Gas (Historical Use) | 6000 | Bare Steel | 1957-05-09 | 1899-12-31 | Galvanized Steel
CUMMINGS EXXON aka EXXON ON THE RUN | 8325 ROSWELL RD | DUNWOODY | Fulton | 600897 | 3 |  | 1998-04-01 | FALSE | 1998-04-01 | FALSE | Closed in Ground |  | 10000 | Fiberglass | 1985-05-06 | 2016-02-29 | Fiberglass Reinforced Plastic | Pressurized
CREST LAWN MEMORIAL PARK | 2000 MARIETTA BLVD NW | ATLANTA | Fulton | 602018 | 1 | [5 empty] | Permanently Out of Use - historical purposes | Gas (Historical Use) | 1000 | Bare Steel | 1963-11-10 | 1899-12-31 | Unknown
FAIRMONT AVENUE ATLANTA | 1455 FAIRMONT AVENUE | ATLANTA | Fulton | 9060821 | 1 | [5 empty] | Removed from Ground | Other | 1000 | Bare Steel | 2000-06-16 | 2000-06-16 | Unknown
CARL SMITH | 1750 HOWELL MILL ROAD | ATLANTA | Fulton | 9060806 | 1 | [5 empty] | Removed from Ground | Gas (Historical Use) | 2000 | Marked Unknown | 2000-01-25 | 2000-01-25 | Bare Steel
UNISOURCE WORLDWIDE INC | 1575 MARIETTA BLVD | ATLANTA | Fulton | 9060745 | 2 | [5 empty] | Currently in Use | Gas (Historical Use) | 12000 | Not Marked/Unknown |  |  | Not Marked
FULTON COUNTY DOGWOOD SR CENTER | 1953 BANKHEAD HWY/DONALD LEE HOLLOWELL PARKWAY | ATLANTA | Fulton | 9060713 | 2 | [5 empty] | Removed from Ground | Gas (Historical Use) | 8000 | Not Marked/Unknown | 1998-02-01 | 1998-02-01 | Not Marked
BOLTON RD AMOCO | 3260 DONALD LEE HOLLOWELL PKWY | ATLANTA | Fulton | 9060702 | 1 | Ball Float | 1997-06-01 | FALSE | 1997-06-01 | FALSE | Currently in Use | Regular | 10000 | Epoxy | 1987-08-01 |  | Fiberglass Reinforced Plastic | Pressurized
FREEWAY BUICK | 2800 CAMPBELTON RD SW | ATLANTA | Fulton | 600651 | 4 | [5 empty] | Removed from Ground | Other | 500 | Bare Steel | 1991-11-25 | 1991-11-25 | Galvanized Steel
FREEWAY BUICK | 2800 CAMPBELTON RD SW | ATLANTA | Fulton | 600651 | 5 | [5 empty] | Removed from Ground | Other | 500 | Bare Steel | 1991-11-25 | 1991-11-25 | Galvanized Steel
GEORGIA FOOD MART | 1355 R D ABERNATHY BLVD | ATLANTA | Fulton | 601184 | 2 | Ball Float | 1985-04-01 | FALSE | 1985-04-01 | FALSE | Currently in Use | Gas (Historical Use) | 12000 | Fiberglass | 1985-04-17 |  | Flex | Pressurized
ATLANTA FOOD MART (BP) | 2261 CASCADE RD SW | ATLANTA | Fulton | 601185 | 3 | Ball Float | 1985-04-01 | FALSE | 1985-04-01 | FALSE | Currently in Use | Diesel | 12000 | Fiberglass | 1985-04-17 |  | Fiberglass Reinforced Plastic | Pressurized
BELLSOUTH TELECOMM/F-1522/CAMPBE | 2850 CAMPBELLTON RD SW | ATLANTA | Fulton | 601045 | 5 | [5 empty] | Removed from Ground | Other | 3000 | Bare Steel | 1980-01-03 | 1991-01-01 | Double Walled
EXXON FOOD STORE | 101 HAMILTON E HOLMES DR | ATLANTA | Fulton | 601129 | 4 | Ball Float | 1989-01-01 | FALSE | 1989-01-01 | FALSE | Currently in Use | Regular | 8000 | Fiberglass | 1985-05-06 |  | Fiberglass Reinforced Plastic | Pressurized
UNIJAX INC | 1595 MARIETTA BLVD NW | ATLANTA | Fulton | 600685 | 1 | [5 empty] | Removed from Ground | Diesel | 12000 | Bare Steel | 1981-05-09 | 1991-01-01 | Galvanized Steel
CIRCLE K #8454/7-ELEVEN #27510 | 9925 DOGWOOD RD | ROSWELL | Fulton | 9000252 | 2 | [5 empty] | Removed from Ground | Gas (Historical Use) | 6000 | Cathodically Protected Steel | 1962-04-05 | 1992-09-29 | Fiberglass Reinforced Plastic
CAPITOL CITY COUNTRY CLUB | 53 WEST BROOKHAVEN DR NE | ATLANTA | Fulton | 4440448 | 2 | [5 empty] | Removed from Ground | Diesel | 500 | Bare Steel | 1982-01-01 | 1993-01-20 | Bare Steel
LOUIS DREYFUS-ATLANTA BULK PLANT | 3112 PARROTT AVE NW | ATLANTA | Fulton | 9060137 | 2 | [5 empty] | Removed from Ground | Gas (Historical Use) | 550 | Bare Steel | 1956-01-01 | 1988-11-15 | Galvanized Steel
LOUIS DREYFUS-ATLANTA BULK PLANT | 3112 PARROTT AVE NW | ATLANTA | Fulton | 9060137 | 1R1 | [5 empty] | Removed from Ground | Diesel | 1000 | Fiberglass | 1988-11-15 | 1993-08-25 | Galvanized Steel | Safe Suction (Euro)
SOUTHEAST TERMINAL | 3132 PARROTT AVE NW | ATLANTA | Fulton | 9060139 | 7 | [5 empty] | Removed from Ground | Empty | 564 | Bare Steel | 1973-01-01 | 1988-07-08 | Galvanized Steel
SOUTHEAST TERMINAL | 3132 PARROTT AVE NW | ATLANTA | Fulton | 9060139 | 4 | [5 empty] | Removed from Ground | Other | 564 | Bare Steel | 1973-01-01 | 1988-07-08 | Galvanized Steel
SOUTHEAST TERMINAL | 3132 PARROTT AVE NW | ATLANTA | Fulton | 9060139 | 2R1 | [5 empty] | Currently in Use | Other | 2000 | Fiberglass | 1988-12-22 |  | Galvanized Steel | Suction (American)
RaceTrac #453 - Bolton Road | 2325 MARIETTA BLVD NW | ATLANTA | Fulton | 601054 | 5 | [5 empty] | Removed from Ground | Gas (Historical Use) | 3000 | Bare Steel | 1956-04-30 | 1991-04-15 | Galvanized Steel
BETTER BRANDS OF ATLANTA INC | 755 JEFFERSON ST NW | ATLANTA | Fulton | 9000631 | 1 |  | 1990-06-25 |  | 1990-06-25 |  | Removed from Ground | Diesel | 30000 | Bare Steel | 1980-04-03 | 1998-06-10 | Galvanized Steel | Pressurized
QT-832 | 1678 HOWELL MILL RD NW | ATLANTA | Fulton | 602011 | 6B | Flapper Valve | 2017-12-01 | FALSE | 2017-12-01 | FALSE | Currently in Use | E-0 | 9500 | Fiberglass Double Walled | 2017-08-01 |  | Double-Walled Fiberglass | Pressurized
QT-832 | 1678 HOWELL MILL RD NW | ATLANTA | Fulton | 602011 | 6A | Flapper Valve | 2017-12-01 | FALSE | 2017-12-01 | FALSE | Currently in Use | Premium | 10000 | Fiberglass Double Walled | 2017-08-01 |  | Double-Walled Fiberglass | Pressurized
GEORGIA TECH | 654 CHERRY ST SW | ATLANTA | Fulton | 9640176 | 1 | [5 empty] | Removed from Ground | Empty | 250 | Bare Steel | 1998-06-18 | 1998-06-18 | Bare Steel
AUSTRIAN MOTORS LTD | 627 FOURTEENTH STREET | ATLANTA | Fulton | 9060759 | 1 | [5 empty] | Closed in Ground | Gas (Historical Use) | 8000 | Not Marked/Unknown | 1998-12-01 | 1998-12-01 | Not Marked
PPG PACKAGING INKS | 1195 MENLO DR SW | ATLANTA | Fulton | 9060129 | 1 | [5 empty] | Removed from Ground | Hazardous Substance | 6000 | Bare Steel | 1976-01-01 | 1991-11-20 | Bare Steel
PERRY HOMES | 1449 PERRY DRIVE | ATLANTA | Fulton | 9060689 | 1 | [5 empty] | Removed from Ground | Gas (Historical Use) | 1500 | Bare Steel | 1997-11-07 | 1997-11-07 | Bare Steel | Safe Suction (Euro)
GROUNDS MAINTENANCE (PLANT OPERA | 895 PLUM ST | ATLANTA | Fulton | 9060621 | 1 | [5 empty] | Removed from Ground | Diesel | 2000 | Not Marked/Unknown | 1978-04-15 | 1998-04-21 | Not Marked
MEAD PACKAGING | 1105 HERNDON ST NW | ATLANTA | Fulton | 670529 | 1 | [5 empty] | Removed from Ground | Other | 12000 | Cathodically Protected Steel | 1960-05-19 | 1988-11-30 | Bare Steel
BFI WASTE SERVICES LLC | 3045 DONALD LEE HOLLOWELL PKWY NW | ATLANTA | Fulton | 9060510 | 1 | Flapper Valve | 1989-01-01 | FALSE | 1989-01-01 | FALSE | Currently in Use | Diesel | 10000 | Fiberglass Double Walled | 1989-01-01 |  | Double-Walled Fiberglass | Pressurized
CITY OF ATLANTA/BUREAU OF POLLUT | R M CLAYTON WASTEWATER TREATMENT | ATLANTA | Fulton | 9060039 | 2 | [5 empty] | Removed from Ground | Diesel | 10000 | Epoxy | 1970-01-01 | 1993-04-22 | Unknown
GREEN TIRE CO | 2533 BANKHEAD HWY NW | ATLANTA | Fulton | 9060050 | 3 | [5 empty] | Removed from Ground | Gas (Historical Use) | 3000 | Bare Steel | 1965-01-01 | 1990-06-12 | Galvanized Steel
MEAD CORP | 966 ASHBY ST NW | ATLANTA | Fulton | 9060046 | 4 |  |  | TRUE |  | TRUE | Removed from Ground | Used Oil | 1000 | Not Marked/Unknown | 1989-08-08 | 1989-08-08 | Not Marked
MEAD CORP | 966 ASHBY ST NW | ATLANTA | Fulton | 9060046 | 1 | [5 empty] | Removed from Ground | Diesel | 1000 | Not Marked/Unknown | 1989-08-08 | 1989-08-08 | Not Marked
SOUTHEAST TERMINAL | 3132 PARROTT AVE NW | ATLANTA | Fulton | 9060139 | 1 | [5 empty] | Removed from Ground | Empty | 500 | Bare Steel | 1970-01-01 | 1987-02-17 | Galvanized Steel
BOTTOM SHELL FOOD MART | 2018 BOLTON RD | ATLANTA | Fulton | 9060052 | 3 | Ball Float | 1988-04-01 |  | 1988-04-01 |  | Currently in Use | Gas (Historical Use) | 10000 | Steel-Impressed Current | 1988-04-01 |  | Steel (Impressed Current) | Pressurized
KC COATINGS INC | 1264 LOGAN CIR | ATLANTA | Fulton | 9060023 | 1 | [5 empty] | Removed from Ground | Gas (Historical Use) | 0 | Marked Unknown | 1985-06-01 | 1985-06-01 | Unknown
GA POWER/NETWORK UNDERGROUND | 829 JEFFERSON ST NW | ATLANTA | Fulton | 9060311 | 224280 | Ball Float | 1993-09-02 |  | 1993-09-02 |  | Currently in Use | Gas (Historical Use) | 10000 | Fiberglass Double Walled | 1993-09-02 |  | Fiberglass Reinforced Plastic | Pressurized
BEAUDRY FORD INC | 141 PIEDMONT AVE NE | ATLANTA | Fulton | 600617 | 1 | [5 empty] | Removed from Ground | Other | 2005 | Marked Unknown | 1968-04-20 | 1899-12-31 | Galvanized Steel
UNDERGROUND FESTIVAL | 75 MLK JR DR | ATLANTA | Fulton | 9000163 | 4 | [5 empty] | Removed from Ground | Other | 6000 | Marked Unknown | 1986-09-11 | 1986-09-11 | Unknown
UNDERGROUND FESTIVAL | 75 MLK JR DR | ATLANTA | Fulton | 9000163 | 5 | [5 empty] | Removed from Ground | Other | 1000 | Marked Unknown | 1986-09-11 | 1986-09-11 | Unknown
ATHENS ATLANTA ASPHALT CO INC | 1106 W MARIETTA | ATLANTA | Fulton | 9060724 | 1 |  | 1988-01-01 |  | 1988-01-01 |  | Removed from Ground | Diesel | 10000 | Fiberglass | 1988-01-01 | 2012-12-10 | Fiberglass Reinforced Plastic | Safe Suction (Euro)
MOCHA COFFEE CO | 1650 MARIETTA BLVD NE | ATLANTA | Fulton | 9060776 | 1 | [5 empty] | Removed from Ground | Gas (Historical Use) | 1000 | Bare Steel | 1967-01-01 | 1999-04-15 | Bare Steel | Safe Suction (Euro)
FULTON COUNTY JAIL | 901 RICE ST | ATLANTA | Fulton | 9060773 | 1 |  | 1999-01-21 |  | 1999-01-21 |  | Removed from Ground | Diesel | 15000 | Fiberglass | 1999-01-21 | 2003-07-03 | Double Walled | Safe Suction (Euro)
SPACE CENTER ATLANTA | 1033 JEFFERSON ST | ATLANTA | Fulton | 9060718 | 1 | [5 empty] | Removed from Ground | Other | 12000 | Not Marked/Unknown | 1997-07-01 | 1997-07-01 | Not Marked
BOWEN HOMES | 2804 YATES DRIVE | ATLANTA | Fulton | 9060690 | 1 | [5 empty] | Removed from Ground | Gas (Historical Use) | 1000 | Bare Steel | 1997-11-05 | 1997-11-05 | Bare Steel | Safe Suction (Euro)
GORDY TIRE CO | 1590 HOWELL MILL ROAD | ATLANTA | Fulton | 9060668 | 1 | [5 empty] | Removed from Ground | Gas (Historical Use) | 500 | Marked Unknown |  | 1899-12-31 | Unknown | Safe Suction (Euro)
ADAIR ROOFING | 1724 DEFOOR PLACE | ATLANTA | Fulton | 9060673 | 1 | [5 empty] | Removed from Ground | Gas (Historical Use) | 2000 | Not Marked/Unknown | 1997-05-30 | 1997-05-30 | Not Marked
LOUIS DREYFUS-ATLANTA BULK PLANT | 3112 PARROTT AVE NW | ATLANTA | Fulton | 9060137 | 5 | [5 empty] | Removed from Ground | Other | 2000 | Bare Steel | 1976-01-01 | 1993-08-25 | Galvanized Steel | Suction (American)
LOUIS DREYFUS-ATLANTA BULK PLANT | 3112 PARROTT AVE NW | ATLANTA | Fulton | 9060137 | 4 | [5 empty] | Removed from Ground | Diesel | 1000 | Bare Steel | 1956-01-01 | 1988-11-15 | Galvanized Steel
BP/GULF FUEL TERMINAL | 3130 PARROTT AVE NW | ATLANTA | Fulton | 9060138 | 2 |  |  | TRUE |  | TRUE | Removed from Ground | Used Oil | 550 | Fiberglass | 1988-01-01 | 1990-05-03 | Galvanized Steel
FORMER FINA GAS STATION | 1843 CHATTAHOOCHEE AVE | ATLANTA | Fulton | 9060378 | 3 | [5 empty] | Removed from Ground | Gas (Historical Use) | 1500 | Not Marked/Unknown |  | 1899-12-31 | Not Marked
NORFOLK SOUTHERN RAILWAY CO | 125 SPRING ST | ATLANTA | Fulton | 601268 | 5 | Flapper Valve | 1999-03-05 | FALSE | 1999-03-05 | FALSE | Removed from Ground | Diesel | 2000 | Galvanic (STIP-3) | 1999-02-24 | 2012-11-12 | Double-Walled Fiberglass | Suction (American)
NORFOLK SOUTHERN RAILWAY CO | 125 SPRING ST | ATLANTA | Fulton | 601268 | 4 | [5 empty] | Removed from Ground | Diesel | 1000 | Not Marked/Unknown | 1999-02-16 | 1999-02-16 | Not Marked
BUDGET RENT A CAR | 140 COURTLAND ST | ATLANTA | Fulton | 601168 | 2 | Flapper Valve | 1998-07-28 | FALSE | 1998-07-28 | FALSE | Currently in Use | Regular | 6100 | Steel-Impressed Current | 1971-02-25 |  | Steel (Impressed Current) | Safe Suction (Euro)
RBM OF ATLANTA | 7640 ROSWELL RD | ATLANTA | Fulton | 9060154 | J355529 | Flapper Valve | 1998-07-01 | TRUE | 1998-07-01 | TRUE | Currently in Use | Used Oil | 3000 | Composite Double Walled | 1987-11-01
QUIKTRIP #782 | 11700 COTTON CREEK ENTRY | ALPHARETTA | Fulton | 9060703 | 2 |  | 1997-05-21 |  | 1997-05-21 |  | Removed from Ground | Gas (Historical Use) | 12000 | Fiberglass Double Walled | 1997-05-13 | 2014-05-06 | Double Walled | Pressurized
FORMER CITY OF ATLANTA MAINTENANCE FACILITY | 507 HUMPHRIES ST | ATLANTA | Fulton | 10001131 | 3 |  |  | FALSE |  | FALSE | Removed from Ground | New Oil | 1000 | Bare Steel | 2005-12-19 | 2005-12-19 | Unknown
CENTENNIAL STATION | 89 MANGUM STREET | ATLANTA | Fulton | 9060842 | 1 | [5 empty] | Removed from Ground | Gas (Historical Use) | 1500 | Bare Steel | 1951-01-01 | 1899-12-31 | Bare Steel | Suction (American)
Randall Brothers Property | 665 and 693 Marietta Street | ATLANTA | Fulton | 601385 | 2 | [5 empty] | Removed from Ground | Diesel | 1000 | Bare Steel | 1987-01-01 | 1899-12-31 | Galvanized Steel | Suction (American)
FAWAD INC | 2247 CASCADE RD SW @ DAWSON | ATLANTA | Fulton | 9060059 | 1 |  |  |  | 1986-12-06 |  | Removed from Ground | Gas (Historical Use) | 6000 | Cathodically Protected Steel | 1986-12-06 | 2013-09-16 | Galvanized Steel | Safe Suction (Euro)
DELOWE EXXON | 1801 DELOWE DR SW | ATLANTA | Fulton | 10002083 | 1 | Ball Float | 2012-03-01 | FALSE | 2012-03-01 | FALSE | Currently in Use | Regular | 8000 | Composite Double Walled | 2012-03-01 |  | Double-Walled Fiberglass | Pressurized
CASCADE FOOD MART | 1072 CASCADE AVE SW | ATLANTA | Fulton | 9060625 | 4 |  | 1998-01-28 | FALSE | 1998-01-28 | FALSE | Temporarily out of use | Premium | 4000 | Lined Interior/Impressed Current | 1998-01-28 |  | Fiberglass Reinforced Plastic | Pressurized
ADAMS PARK GOLF CLUBHOUSE | 2265 CAMPBELTON RD | ATLANTA | Fulton | 600396 | 1 | [5 empty] | Removed from Ground | Gas (Historical Use) | 500 | Marked Unknown | 1986-05-08 | 1997-12-06 | Unknown | Suction (American)
MLK BP | 2595 MLK JR DR | ATLANTA | Fulton | 600806 | 3 | [5 empty] | Removed from Ground | Gas (Historical Use) | 10000 | Bare Steel | 1981-05-03 | 1988-04-28 | Galvanized Steel
BIG H FOOD STORE | 2900 CAMPBELLTON RD SW | ATLANTA | Fulton | 600707 | 3 |  | 2000-03-07 | FALSE | 2000-03-07 | FALSE | Abandoned-No Known Release | Gas (Historical Use) | 12000 | Steel-Impressed Current | 1982-02-01 |  |  | Pressurized
BP #24031/GULF #640847 | 3 JOSEPH E LOWERY BLVD | ATLANTA | Fulton | 9000445 | 1 | Ball Float | 1998-09-01 | FALSE | 1998-09-01 | FALSE | Currently in Use | Regular | 10000 | Fiberglass | 1983-05-03 |  | Fiberglass Reinforced Plastic
PRECISION TUNE | 1689 HOWELL MILL RD NW | ATLANTA | Fulton | 9060096 | 2 | [5 empty] | Removed from Ground | Gas (Historical Use) | 4000 | Bare Steel | 1963-01-01 | 1990-02-26 | Galvanized Steel
GREEN TIRE CO | 2533 BANKHEAD HWY NW | ATLANTA | Fulton | 9060050 | 5 |  |  | TRUE |  | TRUE | Removed from Ground | Used Oil | 550 | Bare Steel | 1965-01-01 | 1990-06-12 | Galvanized Steel
GREEN TIRE CO | 2533 BANKHEAD HWY NW | ATLANTA | Fulton | 9060050 | 4 | [5 empty] | Removed from Ground | Kerosene | 550 | Bare Steel | 1965-01-01 | 1990-06-12 | Galvanized Steel
ADDISON CORP | 1425 ELLSWORTH IND DR NW | ATLANTA | Fulton | 9060078 | 4 | [5 empty] | Removed from Ground | Empty | 1000 | Bare Steel | 1960-01-01 | 1989-12-01 | Galvanized Steel
M K CONSTRUCTION CORP | 1011 COLLIER RD | ATLANTA | Fulton | 9060228 | 1 | [5 empty] | Removed from Ground | Diesel | 5000 | Not Marked/Unknown | 1991-04-24 | 1991-04-24 | Not Marked
RAYLOC INC | 950 HUFF RD NW | ATLANTA | Fulton | 9060184 | 2 |  |  | TRUE |  | TRUE | Removed from Ground | Used Oil | 10000 | Not Marked/Unknown | 1989-01-01 | 1992-01-02 | Not Marked
ATLANTA COLISEUM INC | 100 TECHWOOD DR NW | ATLANTA | Fulton | 600664 | 1 | [5 empty] | Removed from Ground | Gas (Historical Use) | 1000 | Bare Steel | 1973-03-08 | 1997-03-01 | Galvanized Steel
BEAUDRY FORD INC | 141 PIEDMONT AVE NE | ATLANTA | Fulton | 600617 | 4 |  |  | TRUE |  | TRUE | Removed from Ground | Used Oil | 1000 | Marked Unknown | 1968-04-20 | 1899-12-31 | Not Marked
UNDERGROUND FESTIVAL | 75 MLK JR DR | ATLANTA | Fulton | 9000163 | 1 | [5 empty] | Removed from Ground | Other | 10000 | Marked Unknown | 1986-09-11 | 1986-09-11 | Unknown
CITY OF ATLANTA/OFS | 1540 NORTHSIDE DR NW | ATLANTA | Fulton | 600284 | 6 |  |  | TRUE |  | TRUE | Removed from Ground | Used Oil | 500 | Bare Steel | 1966-05-12 | 1998-06-28 | Unknown
CITY OF ATLANTA/OFS | 1540 NORTHSIDE DR NW | ATLANTA | Fulton | 600284 | 8 | Flapper Valve | 1998-06-28 | FALSE | 1998-06-28 | FALSE | Currently in Use | Diesel | 12000 | Fiberglass Double Walled | 1998-06-28 |  | Double-Walled Fiberglass | Pressurized
925 JOSEPH LOWERY BLVD | 925 JOSEPH LOWERY BLVD | ATLANTA | Fulton | 600319 | 3 | [5 empty] | Removed from Ground | Diesel | 15000 | Bare Steel | 1975-01-01 | 1992-06-19 | Bare Steel
BELLSOUTH TELECOMM/F-1522/CAMPBE | 2850 CAMPBELLTON RD SW | ATLANTA | Fulton | 601045 | 2 |  |  | TRUE |  | TRUE | Removed from Ground | Used Oil | 500 | Bare Steel | 1980-01-03 | 1991-01-01 | Unknown
CITY OF ATLANTA/OFS | 1540 NORTHSIDE DR NW | ATLANTA | Fulton | 600284 | 7 | [5 empty] | Removed from Ground | Other | 1000 | Bare Steel | 1966-05-12 | 1998-06-28 | Unknown
GEORGIA TECH MOTOR POOL | 915 ATLANTIC DR | ATLANTA | Fulton | 601233 | 1 | [5 empty] | Removed from Ground | Gas (Historical Use) | 10000 | Bare Steel | 1976-04-06 | 1998-03-31 | Galvanized Steel
SHELL FOOD MART | 902 DONALD LEE HOLLOWELL PARKWAY | ATLANTA | Fulton | 601290 | 3 | [5 empty] | Removed from Ground | Gas (Historical Use) | 10000 | Cathodically Protected Steel | 1984-05-01 | 1995-03-01 | Galvanized Steel
BAKE ZONE INC | 4285 ROOSEVELT HWY | COLLEGE PARK | Fulton | 600933 | 2 | Flapper Valve | 1994-07-20 | FALSE | 1994-07-20 | FALSE | Currently in Use | Premium | 10000 | Fiberglass | 1985-04-30 |  | Fiberglass Reinforced Plastic | Pressurized
CIRCLE K #4507 | 6120 OLD NATIONAL HWY | COLLEGE PARK | Fulton | 601147 | 1 | [5 empty] | Removed from Ground | Gas (Historical Use) | 4000 | Bare Steel | 1976-05-02 | 1989-03-01 | Galvanized Steel
AMOCO STATION #6196 | 3286 WASHINGTON RD | COLLEGE PARK | Fulton | 601077 | 1 | [5 empty] | Removed from Ground | Gas (Historical Use) | 1000 | Bare Steel | 1969-04-27 | 1987-03-01 | Galvanized Steel
TARGET STORE T-380 | 5025 OLD NATIONAL HWY | COLLEGE PARK | Fulton | 9060220 | 3 | [5 empty] | Removed from Ground | Other | 10000 | Marked Unknown |  | 1899-12-31 | Unknown
SOUTHERN MACHINERY ERECTORS INC | 1341 SOUTHLAND CIR NW | ATLANTA | Fulton | 600482 | 1 | [5 empty] | Removed from Ground | Gas (Historical Use) | 1000 | Bare Steel | 1971-05-31 | 1997-10-06 | Unknown
RECYCLING IND OF ATL INC DBA CEN | 950 MARIETTA ST NW | ATLANTA | Fulton | 600262 | 6 |  |  | FALSE |  | FALSE | Removed from Ground | Used Oil | 500 | Unknown | 2003-06-11 | 2003-06-11
1551 Perry Boulevard (J&M TANK LINES INC) | 1551 Perry Blvd. NW | ATLANTA | Fulton | 9000717 | 1 |  |  | FALSE |  | FALSE | Removed from Ground | Diesel | 12000 | Bare Steel | 1979-05-07 |  | Galvanized Steel
UNOCAL STATION #9023-210/UNION 7 | 2000 MOORES MILL RD | ATLANTA | Fulton | 601180 | 4 | [5 empty] | Removed from Ground | Gas (Historical Use) | 12000 | Fiberglass | 1984-01-01 | 1992-07-24 | Galvanized Steel | Pressurized
UNOCAL STATION #9023-210/UNION 7 | 2000 MOORES MILL RD | ATLANTA | Fulton | 601180 | 1 | [5 empty] | Removed from Ground | Gas (Historical Use) | 4000 | Bare Steel | 1983-04-18 | 1992-07-24 | Galvanized Steel | Pressurized
W R BEAN & SON | 4800 FREDERICK DR NW | ATLANTA | Fulton | 601283 | 1 | [5 empty] | Removed from Ground | Gas (Historical Use) | 1000 | Bare Steel | 1966-05-13 | 1988-11-15 | Galvanized Steel
SHELL FOOD MART | 902 DONALD LEE HOLLOWELL PARKWAY | ATLANTA | Fulton | 601290 | 2 | [5 empty] | Removed from Ground | Gas (Historical Use) | 10000 | Cathodically Protected Steel | 1984-05-01 | 1995-03-01 | Galvanized Steel
BANKHEAD PETROLEUM INC | 3170 DONALD LEE HOLLOWELL PKY | ATLANTA | Fulton | 601351 | 3 | Flapper Valve | 1986-10-01 | FALSE | 1998-10-01 | FALSE | Currently in Use | Premium | 5000 | Steel-Impressed Current | 1987-01-01 |  | Fiberglass Reinforced Plastic | Pressurized
HOWELLMILL SHELL | 1790 HOWELL MILL RD NW | ATLANTA | Fulton | 601395 | 2 | Ball Float | 1994-01-15 | FALSE | 1994-01-15 | TRUE | Currently in Use | Gas (Historical Use) | 10000 | Galvanic (STIP-3) | 1987-01-01 |  | Double-Walled Fiberglass | Pressurized
CHEVRON #201790 | 2020 BOLTON RD NW | ATLANTA | Fulton | 600936 | 2 | Ball Float | 1994-09-01 | FALSE | 1994-09-01 | FALSE | Currently in Use | Diesel | 10000 | Fiberglass | 1985-01-03 |  | Fiberglass Reinforced Plastic | Pressurized
CAMPS | 1475 CARROLL DR NW | ATLANTA | Fulton | 9000449 | 4 |  |  | TRUE |  | TRUE | Removed from Ground | Used Oil | 550 | Cathodically Protected Steel | 1970-04-27 | 1990-02-27 | Galvanized Steel
CAMPS | 1475 CARROLL DR NW | ATLANTA | Fulton | 9000449 | 7 |  | 1998-10-28 |  | 1998-10-28 |  | Removed from Ground | Gas (Historical Use) | 8000 | Steel-Impressed Current | 1983-01-01 | 2010-12-02 | Fiberglass Reinforced Plastic | Pressurized
CAMPS | 1475 CARROLL DR NW | ATLANTA | Fulton | 9000449 | 5 |  | 1998-10-28 |  | 1998-10-28 |  | Removed from Ground | Gas (Historical Use) | 8000 | Steel-Impressed Current | 1990-02-15 | 2010-12-21 | Fiberglass Reinforced Plastic | Pressurized
BST/WOODLAND HILL/F5104 | 1960 WOODLAND HILLS AVE NW | ATLANTA | Fulton | 601035 | 2 | [5 empty] | Removed from Ground | Diesel | 550 | Bare Steel | 1961-01-07 | 1989-12-28
CITY OF ATLANTA/CHATTAHOOCHEE WA | CHATTAHOOCHEE WATER TRTMNT PLANT | ATLANTA | Fulton | 600358 | 2 | [5 empty] | Removed from Ground | Gas (Historical Use) | 750 | Bare Steel | 1961-01-01 | 1991-01-31 | Galvanized Steel
GEORGIA TECH MOTOR POOL | 915 ATLANTIC DR | ATLANTA | Fulton | 601233 | 2 | [5 empty] | Removed from Ground | Gas (Historical Use) | 10000 | Bare Steel | 1976-04-06 | 1998-03-31 | Galvanized Steel
NEELY NUCLEAR REACTOR | 900 ATLANTIC DR | ATLANTA | Fulton | 601234 | 1 | [5 empty] | Closed in Ground | Gas (Historical Use) | 500 | Bare Steel | 1963-04-10 | 1973-07-01 | Unknown
ATLANTA METAL PROD | 829 HOLLYWOOD RD NW | ATLANTA | Fulton | 601259 | 1 | [5 empty] | Removed from Ground | Gas (Historical Use) | 2000 | Bare Steel | 1952-04-16 | 1988-07-22 | Galvanized Steel
ATLANTA COMMUNITY FOOD BANK | 970 JEFFERSON ST NW | ATLANTA | Fulton | 601165 | 1 | [5 empty] | Removed from Ground | Diesel | 8000 | Bare Steel | 1966-02-04 | 1989-10-30 | Bare Steel
LAFARGE BUILDING MATERIALS INC | 2520 PAUL AVE NW | ATLANTA | Fulton | 601324 | 2 | [5 empty] | Closed in Ground | Other | 10000 | Bare Steel | 1974-01-01 | 1998-11-01 | Bare Steel | Suction (American)
SHELL FOOD MART | 902 DONALD LEE HOLLOWELL PARKWAY | ATLANTA | Fulton | 601290 | P329159A | Flapper Valve | 2006-05-24 | FALSE | 2006-05-24 | FALSE | Currently in Use | Premium | 8000 | Fiberglass | 2006-04-13 |  | Double-Walled Fiberglass | Pressurized
SHOTAYO GAS STATION | 2075 BANKHEAD AVE NW | ATLANTA | Fulton | 601329 | 4 | [5 empty] | Permanently Out of Use - historical purposes | Empty | 550 | Bare Steel | 1966-05-12 | 1899-12-31 | Galvanized Steel
DITTLER BROTHERS INC | 1375 SEABOARD IND BLVD | ATLANTA | Fulton | 601401 | 3 | [5 empty] | Removed from Ground | Hazardous Substance | 1000 | Bare Steel | 1967-01-06 | 1991-05-01 | Unknown
HOWELLMILL SHELL | 1790 HOWELL MILL RD NW | ATLANTA | Fulton | 601395 | 3 | Ball Float | 1994-01-15 | FALSE | 1994-01-15 | TRUE | Currently in Use | Gas (Historical Use) | 10000 | Galvanic (STIP-3) | 1987-01-01 |  | Double-Walled Fiberglass | Pressurized
SHELL FOOD MART | 1892 HOWELL MILL RD NW | ATLANTA | Fulton | 600941 | 4 | Ball Float | 1995-09-01 | FALSE | 1992-01-01 | FALSE | Currently in Use | Diesel | 10000 | Fiberglass | 1983-04-30 |  | Fiberglass Reinforced Plastic | Pressurized
SHELL FOOD MART | 1892 HOWELL MILL RD NW | ATLANTA | Fulton | 600941 | 1 | Flapper Valve | 1995-09-01 | FALSE | 1992-01-01 | FALSE | Currently in Use | Premium | 10000 | Fiberglass | 1983-04-30 |  | Fiberglass Reinforced Plastic | Pressurized
MARTA BRADY FACILITY | 1040 BRADY AVE NW | ATLANTA | Fulton | 9000481 | 4 |  | 1998-12-01 |  | 1994-01-01 |  | Removed from Ground | Empty | 20000 | Fiberglass | 1988-07-21 | 2015-03-18 | Fiberglass Reinforced Plastic | Pressurized
MARTA BRADY FACILITY | 1040 BRADY AVE NW | ATLANTA | Fulton | 9000481 | 1 |  | 1998-12-01 |  | 1994-01-01 |  | Removed from Ground | Empty | 20000 | Fiberglass | 1988-07-21 | 2015-03-17 | Fiberglass Reinforced Plastic | Pressurized
MARTA BRADY FACILITY | 1040 BRADY AVE NW | ATLANTA | Fulton | 9000481 | 11 |  |  | TRUE |  | TRUE | Removed from Ground | Used Oil | 400 | Bare Steel | 1974-07-25 | 1993-01-16 | Galvanized Steel | Gravity Fed
MARTA BRADY FACILITY | 1040 BRADY AVE NW | ATLANTA | Fulton | 9000481 | 7 |  | 1998-12-01 |  | 1994-01-01 |  | Removed from Ground | Other | 4000 | Fiberglass | 1988-07-21 | 2015-03-16 | Fiberglass Reinforced Plastic | Safe Suction (Euro)
BST/HOLLYWOOD DR CO/F5102 | 2071 HOLLYWOOD DRIVE | ATLANTA | Fulton | 601041 | 1 | [5 empty] | Removed from Ground | Other | 12000 | Cathodically Protected Steel | 1973-01-01 | 1996-10-30 | Copper | Suction (American)
FINA STATION #131-6722-709 | 1991 HOWELL MILL RD NW | ATLANTA | Fulton | 600989 | 3 | [5 empty] | Removed from Ground | Gas (Historical Use) | 3000 | Bare Steel | 1952-05-01 | 1988-12-22 | Galvanized Steel
SHELL FOOD MART | 902 DONALD LEE HOLLOWELL PARKWAY | ATLANTA | Fulton | 601290 | 1 | [5 empty] | Removed from Ground | Gas (Historical Use) | 10000 | Cathodically Protected Steel | 1984-05-01 | 1995-03-01 | Galvanized Steel
BANKHEAD PETROLEUM INC | 3170 DONALD LEE HOLLOWELL PKY | ATLANTA | Fulton | 601351 | 5 | Flapper Valve | 1986-10-01 | FALSE | 1998-10-01 | FALSE | Currently in Use | Diesel | 8000 | Galvanic (STIP-3) | 1987-01-01 |  | Fiberglass Reinforced Plastic | Pressurized
BANKHEAD PETROLEUM INC | 3170 DONALD LEE HOLLOWELL PKY | ATLANTA | Fulton | 601351 | 4 | Ball Float | 1986-10-01 | FALSE | 1998-10-01 | FALSE | Temporarily out of use | Diesel Off Road | 5000 | Steel-Impressed Current | 1998-10-01 |  | Fiberglass Reinforced Plastic | Pressurized
CAMPS | 1475 CARROLL DR NW | ATLANTA | Fulton | 9000449 | 6 |  | 1998-10-28 |  | 1998-10-28 |  | Removed from Ground | Gas (Historical Use) | 8000 | Steel-Impressed Current | 1983-01-01 | 2010-12-02 | Fiberglass Reinforced Plastic | Pressurized
CITGO MINI MART | 1991 MARIETTA BLVD NW | ATLANTA | Fulton | 600966 | 3 | [5 empty] | Removed from Ground | Gas (Historical Use) | 4000 | Marked Unknown | 1999-09-01 | 1999-09-01 | Unknown
BST/WOODLAND HILL/F5104 | 1960 WOODLAND HILLS AVE NW | ATLANTA | Fulton | 601035 | 3 |  | 1991-08-05 |  | 1991-08-05 |  | Removed from Ground | Diesel | 7500 | Composite | 1991-08-05 | 1997-08-26 | Fiberglass Reinforced Plastic
JIFFY LUBE #224 | 1742 HOWELL MILL RD NW | ATLANTA | Fulton | 600986 | 2 | [5 empty] | Removed from Ground | Other | 3000 | Cathodically Protected Steel | 1987-01-01 | 2000-03-19 | Galvanized Steel
BUSY BEE GROCERY | 2051 JACKSON PKWY | ATLANTA | Fulton | 9060461 | 3 | Ball Float | 1996-05-01 | FALSE | 1996-05-01 | TRUE | Currently in Use | Diesel | 8000 | Galvanic (STIP-3) | 1996-05-01 |  | Fiberglass Reinforced Plastic | Pressurized
VAN LEAR ELECTIRCAL ENG BLDG | GA TECH/777 ATLANTIC DR | ATLANTA | Fulton | 601232 | 1 | [5 empty] | Removed from Ground | Gas (Historical Use) | 500 | Bare Steel | 1986-04-04 | 1990-01-01 | Unknown
WITHERS & GASSETT MACHINE CO | 1593 HUBER ST NW | ATLANTA | Fulton | 601260 | 1 | [5 empty] | Removed from Ground | Gas (Historical Use) | 1000 | Bare Steel | 1950-04-17 | 1988-09-09 | Galvanized Steel
14th St. SHELL | 608 14TH ST NW | ATLANTA | Fulton | 601179 | 3 | Ball Float | 1993-10-07 | FALSE | 1993-10-07 | FALSE | Currently in Use | Premium | 12000 | Fiberglass | 1984-04-17 |  | Fiberglass Reinforced Plastic | Pressurized
CSX TRANSPORTATION/TILFORD YARD | 1942 MARIETTA RD NW | ATLANTA | Fulton | 9000739 | 1 | [5 empty] | Removed from Ground | Gas (Historical Use) | 250 | Bare Steel | 1961-05-14 | 1990-09-21 | Unknown
900 Northside Drive | 900 Northside Dr., NW | Atlanta | Fulton | 601205 | 3 | [5 empty] | Removed from Ground | Gas (Historical Use) | 5060 | Bare Steel | 1973-03-22 | 1990-10-31 | Galvanized Steel
CITY OF ATLANTA/OFS | 1120 NORTH AVE NW | ATLANTA | Fulton | 600281 | 6 | [5 empty] | Removed from Ground | Empty | 6000 | Bare Steel | 1971-05-11 | 1998-10-01 | Unknown
BLUE CIRCLE INC/ATLANTA PLANT | 2520 PAUL AVENUE NW | ATLANTA | Fulton | 601323 | 1 | [5 empty] | Removed from Ground | Diesel | 1000 | Bare Steel | 1963-05-14 | 1989-03-15 | Bare Steel | Safe Suction (Euro)
CSX/SEABOARD CAR REPAIR SHOP | 2082 MARIETTA RD NW | ATLANTA | Fulton | 601294 | 5 |  |  | TRUE |  | TRUE | Removed from Ground | Used Oil | 500 | Bare Steel | 1993-02-15 | 1993-02-15 | Bare Steel
SHOTAYO GAS STATION | 2075 BANKHEAD AVE NW | ATLANTA | Fulton | 601329 | 2 |  |  | FALSE |  | FALSE | Permanently Out of Use - historical purposes | Gas (Historical Use) | 6000 | Bare Steel | 1966-05-12 |  | Galvanized Steel
CAMPS | 1475 CARROLL DR NW | ATLANTA | Fulton | 9000449 | 1 | [5 empty] | Removed from Ground | Gas (Historical Use) | 10000 | Cathodically Protected Steel | 1970-04-27 | 1990-02-27 | Galvanized Steel
SHELL FOOD MART | 1892 HOWELL MILL RD NW | ATLANTA | Fulton | 600941 | 3 | Flapper Valve | 1995-09-01 | FALSE | 1992-01-01 | FALSE | Currently in Use | Regular | 10000 | Fiberglass | 1983-04-30 |  | Fiberglass Reinforced Plastic | Pressurized
MARTA BRADY FACILITY | 1040 BRADY AVE NW | ATLANTA | Fulton | 9000481 | 3 |  | 1998-12-01 |  | 1994-01-01 |  | Removed from Ground | Empty | 20000 | Fiberglass | 1988-07-21 | 2015-03-18 | Fiberglass Reinforced Plastic | Pressurized
FINA STATION #131-6722-709 | 1991 HOWELL MILL RD NW | ATLANTA | Fulton | 600989 | 1 | [5 empty] | Removed from Ground | Gas (Historical Use) | 3000 | Bare Steel | 1952-05-01 | 1988-12-22 | Galvanized Steel
BUSY BEE GROCERY | 2051 JACKSON PKWY | ATLANTA | Fulton | 9060461 | 1 | Ball Float | 1996-05-01 | FALSE | 1996-05-01 | TRUE | Currently in Use | Regular | 10000 | Galvanic (STIP-3) | 1996-05-01 |  | Fiberglass Reinforced Plastic | Pressurized
FINA/MINI SERVICE #1/POWELL OIL | 1543 CHATTAHOOCHEE AVE | ATLANTA | Fulton | 601314 | 5 |  |  | TRUE |  | TRUE | Removed from Ground | Used Oil | 550 | Not Marked/Unknown | 1990-05-01 | 1990-05-01 | Unknown
CSX/SEABOARD CAR REPAIR SHOP | 2082 MARIETTA RD NW | ATLANTA | Fulton | 601294 | 4 |  |  | TRUE |  | TRUE | Removed from Ground | Used Oil | 500 | Bare Steel | 1993-02-15 | 1993-02-15 | Bare Steel
RECYCLING IND OF ATL INC DBA CEN | 913 MARIETTA ST NW | ATLANTA | Fulton | 601344 | 1 |  | 1989-10-01 |  | 1989-10-01 |  | Removed from Ground | Diesel | 10000 | Cathodically Protected Steel | 1989-10-31 | 2004-12-02 | Cathodically Protected | Pressurized
TRUCK & AUTO REPAIR | 2081 BOLTON RD NW | ATLANTA | Fulton | 601390 | 5 | [5 empty] | Removed from Ground | Kerosene | 280 | Bare Steel | 1955-01-09 | 1988-12-21 | Galvanized Steel
TRUCK & AUTO REPAIR | 2081 BOLTON RD NW | ATLANTA | Fulton | 601390 | 4 |  |  | TRUE |  | TRUE | Removed from Ground | Used Oil | 560 | Bare Steel | 1955-01-09 | 1988-12-21 | Galvanized Steel
DITTLER BROTHERS INC | 1375 SEABOARD IND BLVD | ATLANTA | Fulton | 601401 | 1 | [5 empty] | Removed from Ground | Hazardous Substance | 1000 | Bare Steel | 1967-01-06 | 1991-05-01 | Unknown
MARTA BRADY FACILITY | 1040 BRADY AVE NW | ATLANTA | Fulton | 9000481 | 13 |  | 1993-01-19 | TRUE | 1993-01-13 | TRUE | Removed from Ground | Empty | 1000 | Double Walled | 1993-01-19 | 2016-02-04 | Fiberglass Reinforced Plastic | Gravity Fed
PEPSI-COLA SOUTH/BOTTLERS OF ATL | 1480 CHATTAHOOCHEE AVE NW | ATLANTA | Fulton | 600232 | 3 | [5 empty] | Removed from Ground | Gas (Historical Use) | 10000 | Bare Steel | 1971-04-27 | 1988-11-15 | Galvanized Steel
FORMER 1626 DONALD LEE HOLLOWELL PARKWAY FACILITY | 1626 DONALD LEE HOLLOWELL PARKWAY | ATLANTA | Fulton | 10001102 | 4 |  |  | FALSE |  | FALSE | Removed from Ground | Not Marked | 6000 | Bare Steel | 2006-02-01 | 2006-02-01 | Bare Steel
US POSTAL SERVICE | 1800 JAMES JACKSON PKWY NW | ATLANTA | Fulton | 600208 | 8 |  | 1991-06-01 |  | 1991-06-01 |  | Closed in Ground | Diesel | 12000 | Double Walled | 1991-06-20 | 1999-03-01 | Fiberglass Reinforced Plastic | Pressurized
RCA TRUCK LINES INC | 1050 NORTH AVE | ATLANTA | Fulton | 600391 | 1 | [5 empty] | Removed from Ground | Gas (Historical Use) | 3500 | Bare Steel | 1951-05-14 | 1991-12-09 | Galvanized Steel
CITY OF ATLANTA/OFS | 1120 NORTH AVE NW | ATLANTA | Fulton | 600281 | UNL | [5 empty] | Removed from Ground | Gas (Historical Use) | 6000 | Bare Steel | 1971-05-11 | 1998-10-01 | Unknown
925 JOSEPH LOWERY BLVD | 925 JOSEPH LOWERY BLVD | ATLANTA | Fulton | 600319 | 1 | [5 empty] | Removed from Ground | Diesel | 15000 | Bare Steel | 1972-01-01 | 1992-06-19 | Bare Steel
BANKHEAD ENTERPRISES INC | 1345 BANKHEAD AVE NW | ATLANTA | Fulton | 600344 | 1 | [5 empty] | Permanently Out of Use - historical purposes | Diesel | 2000 | Bare Steel |  | 1899-12-31 | Galvanized Steel
CITY OF ATLANTA/CHATTAHOOCHEE WA | CHATTAHOOCHEE WATER TRTMNT PLANT | ATLANTA | Fulton | 600358 | 3 | [5 empty] | Removed from Ground | Gas (Historical Use) | 1000 | Bare Steel | 1962-01-01 | 1998-10-01 | Bare Steel
UNOCAL STATION #9023-210/UNION 7 | 2000 MOORES MILL RD | ATLANTA | Fulton | 601180 | 5 | [5 empty] | Removed from Ground | Gas (Historical Use) | 12000 | Fiberglass | 1984-01-01 | 1992-07-24 | Galvanized Steel | Pressurized
OWENS CORNING FIBERGLASS CORP | 1605 MARIETTA BLVD NW | ATLANTA | Fulton | 601307 | 1 | [5 empty] | Removed from Ground | Empty | 8000 | Fiberglass | 1971-01-01 | 1988-07-22 | Unknown
CSX/SEABOARD CAR REPAIR SHOP | 2082 MARIETTA RD NW | ATLANTA | Fulton | 601294 | 1 | [5 empty] | Removed from Ground | Diesel | 5000 | Fiberglass | 1974-05-11 | 1993-02-24 | Fiberglass Reinforced Plastic
BANKHEAD ENTERPRISES INC | 1345 BANKHEAD AVE NW | ATLANTA | Fulton | 600344 | 3 | [5 empty] | Permanently Out of Use - historical purposes | Gas (Historical Use) | 550 | Bare Steel |  | 1899-12-31 | Galvanized Steel
CITY OF ATLANTA/CHATTAHOOCHEE WA | CHATTAHOOCHEE WATER TRTMNT PLANT | ATLANTA | Fulton | 600358 | 1 | [5 empty] | Removed from Ground | Gas (Historical Use) | 1000 | Bare Steel | 1961-01-01 | 1991-01-31 | Bare Steel
CLARK EQUIPMENT CO | 610 NORTHSIDE DR NW | ATLANTA | Fulton | 601254 | 1 | [5 empty] | Closed in Ground | Gas (Historical Use) | 550 | Bare Steel | 1968-04-12 | 1987-11-19 | Galvanized Steel
1551 Perry Boulevard (J&M TANK LINES INC) | 1551 Perry Blvd. NW | ATLANTA | Fulton | 9000717 | 2 |  |  | FALSE |  | FALSE | Removed from Ground | Diesel | 12000 | Bare Steel | 1979-05-07 |  | Galvanized Steel
UNOCAL STATION #9023-210/UNION 7 | 2000 MOORES MILL RD | ATLANTA | Fulton | 601180 | 2 | [5 empty] | Removed from Ground | Gas (Historical Use) | 4000 | Bare Steel | 1983-04-18 | 1992-07-24 | Galvanized Steel | Pressurized
CSX/SEABOARD CAR REPAIR SHOP | 2082 MARIETTA RD NW | ATLANTA | Fulton | 601294 | 3 | [5 empty] | Removed from Ground | Diesel | 6000 | Bare Steel | 1993-02-16 | 1993-02-16 | Bare Steel
BANKHEAD PETROLEUM INC | 3170 DONALD LEE HOLLOWELL PKY | ATLANTA | Fulton | 601351 | 1 | Flapper Valve | 1986-10-01 | FALSE | 1998-10-01 | FALSE | Currently in Use | Regular | 5000 | Steel-Impressed Current | 1998-10-01 |  | Fiberglass Reinforced Plastic | Pressurized
CAMPS | 1475 CARROLL DR NW | ATLANTA | Fulton | 9000449 | 2 | [5 empty] | Removed from Ground | Gas (Historical Use) | 10000 | Cathodically Protected Steel | 1970-04-27 | 1990-02-27 | Galvanized Steel
CAMPS | 1475 CARROLL DR NW | ATLANTA | Fulton | 9000449 | 8 |  | 2009-08-10 | TRUE | 1993-01-01 | TRUE | Removed from Ground | Used Oil | 550 | Steel-Impressed Current | 1990-02-15 | 2010-07-16 | Fiberglass Reinforced Plastic | Gravity Fed
JIFFY MART/TEXACO | 3200 BANKHEAD HWY @ I-285 | ATLANTA | Fulton | 600944 | 2 | [5 empty] | Removed from Ground | Gas (Historical Use) | 10000 | Fiberglass | 1981-01-01 | 1987-01-19 | Fiberglass Reinforced Plastic
MARTA BRADY FACILITY | 1040 BRADY AVE NW | ATLANTA | Fulton | 9000481 | 5 |  | 1998-12-01 |  | 1994-01-01 |  | Removed from Ground | Other | 6000 | Fiberglass | 1988-07-21 | 2015-03-23 | Fiberglass Reinforced Plastic | Pressurized
SHELL FOOD MART | 902 DONALD LEE HOLLOWELL PARKWAY | ATLANTA | Fulton | 601290 | P329163 | Flapper Valve | 2006-05-24 | FALSE | 2006-05-24 | FALSE | Currently in Use | Regular | 12000 | Fiberglass | 2006-04-13 |  | Double-Walled Fiberglass | Pressurized
TRUCK & AUTO REPAIR | 2081 BOLTON RD NW | ATLANTA | Fulton | 601390 | 1 | [5 empty] | Removed from Ground | Gas (Historical Use) | 1000 | Bare Steel | 1954-01-09 | 1988-12-21 | Galvanized Steel
MARTA BRADY FACILITY | 1040 BRADY AVE NW | ATLANTA | Fulton | 9000481 | 10 |  |  | TRUE |  | TRUE | Removed from Ground | Used Oil | 300 | Marked Unknown | 2000-05-25 | 2000-05-25 | Unknown
CITGO MINI MART | 1991 MARIETTA BLVD NW | ATLANTA | Fulton | 600966 | 5 |  |  | TRUE |  | TRUE | Removed from Ground | Used Oil | 250 | Marked Unknown | 1999-09-01 | 1999-09-01 | Unknown
CITGO MINI MART | 1991 MARIETTA BLVD NW | ATLANTA | Fulton | 600966 | 4 | [5 empty] | Removed from Ground | Diesel | 4000 | Marked Unknown | 1999-09-01 | 1999-09-01 | Unknown
CSX/SEABOARD CAR REPAIR SHOP | 2082 MARIETTA RD NW | ATLANTA | Fulton | 601294 | 2 | [5 empty] | Removed from Ground | Diesel | 10000 | Bare Steel | 1993-02-15 | 1993-02-15 | Bare Steel
ATLANTIC STEEL CO | 1365 MECASLIN ST NW | ATLANTA | Fulton | 600289 | 3 | [5 empty] | Removed from Ground | Diesel | 10000 | Bare Steel | 1956-05-15 | 1991-04-16 | Bare Steel
GATE CITY OIL EQUIPMENT CO INC | 1500 MARIETTA ST NW | ATLANTA | Fulton | 600314 | 1 | [5 empty] | Removed from Ground | Other | 2000 | Bare Steel | 1978-05-10 | 1992-01-01 | Galvanized Steel
CHEVRON #201790 | 2020 BOLTON RD NW | ATLANTA | Fulton | 600936 | 3 | Ball Float | 1994-09-01 | FALSE | 1994-09-01 | FALSE | Currently in Use | Regular | 10000 | Fiberglass | 1985-01-03 |  | Fiberglass Reinforced Plastic | Pressurized
JIFFY MART/TEXACO | 3200 BANKHEAD HWY @ I-285 | ATLANTA | Fulton | 600944 | 4 | [5 empty] | Removed from Ground | Diesel | 10000 | Fiberglass | 1981-01-01 | 1987-01-19 | Fiberglass Reinforced Plastic
FORMER RACETRAC GAS STATION | 1849 HOWELL MILL RD & I-75 | ATLANTA | Fulton | 9060590 | 1 | [5 empty] | Removed from Ground | Gas (Historical Use) | 0 | Not Marked/Unknown | 2007-08-27 | 1899-12-31 | Not Marked
ATLANTA FORGE & FOUNDRY | 430 BISHOP ST | ATLANTA | Fulton | 10000487 | 2 |  |  | FALSE |  | FALSE | Removed from Ground | Empty | 1000 | Bare Steel | 2001-08-27 | 2001-08-27
NORTHSIDE 76 | 548 NORTHSIDE DR NW | ATLANTA | Fulton | 10002160 | 2 | Flapper Valve | 2010-11-01 | FALSE | 2011-01-01 | FALSE | Currently in Use | Premium | 4000 | Tank Jacket | 2010-11-01 |  | Fiberglass Reinforced Plastic | Pressurized
BOLTON ROAD EXXON | 2331 BOLTON RD | ATLANTA | Fulton | 10002419 | 1 | Ball Float | 2014-08-22 | FALSE | 2014-08-22 | FALSE | Currently in Use | Regular | 12000 | Epoxy Double-Walled | 2014-08-20 |  | Double-Walled Fiberglass | Pressurized
FORMER ADAMS HARDWARE | 2300 MARIETTA ROAD NW | ATLANTA | Fulton | 10001415 | T-3 |  |  | FALSE |  | FALSE | Removed from Ground | Gas (Historical Use) | 500 | Bare Steel | 2007-08-14 | 2007-08-14 | Bare Steel
673 WHEELER | 673 WHEELER STREET | ATLANTA | Fulton | 10001556 | 2 |  |  | FALSE |  | FALSE | Removed from Ground | Gas (Historical Use) | 4000 | Unknown | 2008-06-17 | 2008-06-17 | Unknown
CITY OF HAPEVILLE | 3560 PERKINS STREET | HAPEVILLE | Fulton | 600202 | 2 | [5 empty] | Removed from Ground | Gas (Historical Use) | 10000 | Bare Steel | 1981-03-15 | 1996-03-19 | Galvanized Steel
OTTA AT VIRGINIA AVE LLC | 971 VIRGINIA AVE | HAPEVILLE | Fulton | 601340 | 1 | Ball Float | 1989-11-01 | FALSE | 1989-11-01 | FALSE | Currently in Use | Regular | 8000 | Steel-Impressed Current | 1984-05-08 |  | Fiberglass Reinforced Plastic | Pressurized
TEXACO #303291 | 315 N CENTRAL AVE | HAPEVILLE | Fulton | 9000475 | 3 | Flapper Valve | 1990-04-22 | FALSE | 1990-04-22 | FALSE | Currently in Use | Regular | 10000 | Galvanic (STIP-3) | 1990-04-22 |  | Fiberglass Reinforced Plastic | Pressurized
FINA MART | 816 S CENTRAL AVE | HAPEVILLE | Fulton | 9060563 | PREM |  | 1998-07-01 |  | 1998-07-01 |  | Removed from Ground | Gas (Historical Use) | 8000 | Cathodically Protected Steel | 1980-01-01 | 1899-12-31 | Cathodically Protected | Suction (American)
ABDUL RASHID KHAN/ BANO & SONS INC | 751 N CENTRAL AVE | HAPEVILLE | Fulton | 9060482 | 1 |  | 1995-10-01 |  | 1995-10-01 |  | Currently in Use | Gas (Historical Use) | 4000 | Steel-Impressed Current | 1972-01-01 | 1998-09-01 | Double Walled | Suction (American)
FORD/HAPEVILLE ASSEMBLY PLANT | 340 HENRY FORD II AVE | HAPEVILLE | Fulton | 7000039 | 15 | [5 empty] | Removed from Ground | Hazardous Substance | 15000 | Bare Steel | 1977-05-10 | 1992-12-01 | Bare Steel
JIFFY MART/TEXACO | 3200 BANKHEAD HWY @ I-285 | ATLANTA | Fulton | 600944 | 5 | [5 empty] | Removed from Ground | Other | 550 | Bare Steel | 1990-10-16 | 1990-10-16 | Unknown
MARTA BRADY FACILITY | 1040 BRADY AVE NW | ATLANTA | Fulton | 9000481 | 2 |  | 1998-12-01 |  | 1994-12-01 |  | Removed from Ground | Empty | 20000 | Fiberglass | 1988-07-21 | 2015-03-18 | Fiberglass Reinforced Plastic | Suction (American)
MARTA BRADY FACILITY | 1040 BRADY AVE NW | ATLANTA | Fulton | 9000481 | 8 |  |  | TRUE |  | TRUE | Removed from Ground | Used Oil | 550 | Marked Unknown | 2000-06-01 | 2000-06-01 | Unknown
CITY OF HAPEVILLE | 2368 NORTH FULTON AVE | HAPEVILLE | Fulton | 600203 | 1 | [5 empty] | Removed from Ground | Diesel | 500 | Marked Unknown |  | 1899-12-31 | Unknown
OTTER SHOP #004 | 3460 LANG AVE | HAPEVILLE | Fulton | 600572 | 4 |  | 1993-07-01 | FALSE | 1993-07-01 | FALSE | Closed in Ground | Gas (Historical Use) | 12000 | Epoxy | 1993-07-01 |  | Fiberglass Reinforced Plastic | Pressurized
OTTER SHOP #004 | 3460 LANG AVE | HAPEVILLE | Fulton | 600572 | 5 |  | 1993-07-01 | FALSE | 1993-07-01 | FALSE | Closed in Ground | Diesel | 12000 | Epoxy | 1993-07-01 |  | Fiberglass Reinforced Plastic | Pressurized
SOUTHMETRO OPERATIONS CENTER | 3585 ATLANTA AVE | HAPEVILLE | Fulton | 602009 | 2 | Flapper Valve | 1997-01-20 | FALSE | 1997-01-20 | FALSE | Currently in Use | Diesel | 10000 | Composite | 1987-11-04 |  | Double-Walled Flex | Suction (American)
FORMER CHECKER CAB | 755 VIRGINIA AVE | HAPEVILLE | Fulton | 10000854 | 2 |  |  | FALSE |  | FALSE | Removed from Ground | Used Oil | 2000 | Unknown | 2005-03-22 | 2005-03-22
SOUTH FULTON AIRPORT-ABANONDED T | 940 VIRGINIA AVE | HAPEVILLE | Fulton | 9060442 | 1 | [5 empty] | Currently in Use | Other | 3000 | Marked Unknown |  |  | Unknown
FORD/HAPEVILLE ASSEMBLY PLANT | 340 HENRY FORD II AVE | HAPEVILLE | Fulton | 7000039 | 23 | [5 empty] | Removed from Ground | Other | 20000 | Cathodically Protected Steel | 1984-07-15 | 1993-12-01 | Double Walled | Pressurized
FORD/HAPEVILLE ASSEMBLY PLANT | 340 HENRY FORD II AVE | HAPEVILLE | Fulton | 7000039 | 24 |  |  | FALSE |  | FALSE | Removed from Ground | Other | 20000 | Unknown | 2008-10-20 | 2009-01-13
FORD/HAPEVILLE ASSEMBLY PLANT | 340 HENRY FORD II AVE | HAPEVILLE | Fulton | 7000039 | 3 | [5 empty] | Removed from Ground | Gas (Historical Use) | 20000 | Bare Steel | 1971-05-12 | 1992-03-15 | Bare Steel
UNIVERSAL EPSCO INC | 1494 ELLSWORTH IND DR NW | ATLANTA | Fulton | 600331 | 1 | [5 empty] | Removed from Ground | Gas (Historical Use) | 1000 | Bare Steel | 1977-11-23 | 1988-01-01 | Galvanized Steel
900 Northside Drive | 900 Northside Dr., NW | Atlanta | Fulton | 601205 | 4 |  |  | TRUE |  | TRUE | Removed from Ground | Used Oil | 275 | Bare Steel | 1956-01-01 | 1990-10-31 | Galvanized Steel
LAFARGE BUILDING MATERIALS INC | 2520 PAUL AVE NW | ATLANTA | Fulton | 601324 | 3 | Flapper Valve | 1998-11-01 |  | 1998-11-01 |  | Removed from Ground | Diesel | 8000 | Steel-Impressed Current | 1989-03-15 | 2012-10-23 | Fiberglass Reinforced Plastic | Pressurized
OWENS CORNING FIBERGLASS CORP | 1605 MARIETTA BLVD NW | ATLANTA | Fulton | 601307 | 2 | [5 empty] | Removed from Ground | Empty | 8000 | Fiberglass | 1971-01-01 | 1988-07-22 | Unknown
CSX TRANSPORTATION/TILFORD RAIL | 1714 MARIETTA BLVD NW | ATLANTA | Fulton | 601295 | 1 | [5 empty] | Removed from Ground | Gas (Historical Use) | 4000 | Marked Unknown | 1990-09-21 | 1990-09-21 | Galvanized Steel
BST/WOODLAND HILL/F5104 | 1960 WOODLAND HILLS AVE NW | ATLANTA | Fulton | 601035 | 4 | Flapper Valve | 1997-09-03 | FALSE | 1997-09-03 | FALSE | Currently in Use | Diesel | 8000 | Fiberglass Double Walled | 1997-09-03 |  | Steel/FG Secondary containment | Suction (American)
MACYS ELLSWORTH | 1611 ELLSWORTH IND BLVD | ATLANTA | Fulton | 600171 | 3 | [5 empty] | Removed from Ground | Diesel | 10000 | Not Marked/Unknown | 1993-02-23 | 1993-02-23 | Not Marked
PEPSI-COLA SOUTH/BOTTLERS OF ATL | 1480 CHATTAHOOCHEE AVE NW | ATLANTA | Fulton | 600232 | 4A | [5 empty] | Removed from Ground | Diesel | 10000 | Bare Steel | 1988-10-01 | 1899-12-31 | Fiberglass Reinforced Plastic
ATLANTA FORGE & FOUNDRY | 430 BISHOP ST | ATLANTA | Fulton | 10000487 | 3 |  |  | FALSE |  | FALSE | Removed from Ground | Empty | 1000 | Bare Steel | 2001-08-27 | 2001-08-27
NORTHSIDE 76 | 548 NORTHSIDE DR NW | ATLANTA | Fulton | 10002160 | 1 | Flapper Valve | 2010-11-01 | FALSE | 2011-01-01 | FALSE | Currently in Use | Regular | 12000 | Tank Jacket | 2010-11-01 |  | Fiberglass Reinforced Plastic | Pressurized
EZ MARKET CHEVRON | 1545 NORTHSIDE DRIVE NW | ATLANTA | Fulton | 10002417 | 1C | Ball Float |  | FALSE |  | FALSE | [6 empty] | Double-Walled Fiberglass | Pressurized
ENTERPRISE LEASING COMPANY OF GEORGIA | 2045 CAR RENTAL ROW | ATLANTA | Fulton | 9000736 | 3 |  |  | TRUE |  | TRUE | Removed from Ground | Used Oil | 550 | Bare Steel | 1983-01-01 | 1997-02-15 | Unknown
1551 Perry Boulevard (J&M TANK LINES INC) | 1551 Perry Blvd. NW | ATLANTA | Fulton | 9000717 | 3 |  |  | FALSE |  | FALSE | Removed from Ground | Empty | 2000 | Bare Steel | 1967-05-10 |  | Galvanized Steel
UNOCAL STATION #9023-210/UNION 7 | 2000 MOORES MILL RD | ATLANTA | Fulton | 601180 | 3 | [5 empty] | Removed from Ground | Gas (Historical Use) | 4000 | Bare Steel | 1983-04-18 | 1992-07-24 | Galvanized Steel | Pressurized
SHELL FOOD MART | 902 DONALD LEE HOLLOWELL PARKWAY | ATLANTA | Fulton | 601290 | 5 | [5 empty] | Removed from Ground | Kerosene | 4000 | Cathodically Protected Steel | 1984-05-01 | 1995-03-01 | Galvanized Steel
SHELL FOOD MART | 902 DONALD LEE HOLLOWELL PARKWAY | ATLANTA | Fulton | 601290 | 4 | [5 empty] | Removed from Ground | Diesel | 8000 | Cathodically Protected Steel | 1984-05-01 | 1995-03-01 | Galvanized Steel
BST/HOLLYWOOD DR CO/F5102 | 2071 HOLLYWOOD DRIVE | ATLANTA | Fulton | 601041 | 3 |  |  | TRUE |  | TRUE | Removed from Ground | Used Oil | 1 | Marked Unknown | 1989-10-01 | 1989-10-01 | Unknown
L & G INDUSTRIES INC | 2224 JAMES JACKSON PKWY | ATLANTA | Fulton | 600640 | 1 | [5 empty] | Removed from Ground | Empty | 10000 | Bare Steel | 1984-04-18 | 2002-03-02 | Bare Steel
BOLTON ROAD EXXON | 2331 BOLTON RD | ATLANTA | Fulton | 10002419 | 2A | Ball Float | 2014-08-22 | FALSE | 2014-08-22 | FALSE | Currently in Use | Premium | 6000 | Epoxy Double-Walled | 2014-08-20 |  | Double-Walled Fiberglass | Pressurized
HERTZ RENT A CAR | 1920 AUTOPORT DR | ATLANTA | Fulton | 600022 | 1 |  | 1993-08-01 |  | 1993-08-01 |  | Removed from Ground | Gas (Historical Use) | 12000 | Fiberglass | 1981-05-21 | 2010-03-30 | Fiberglass Reinforced Plastic | Pressurized
SYLVAN AIRPORT PARKING LLC | 3100 SYLVAN RD | HAPEVILLE | Fulton | 600023 | 3 | [5 empty] | Removed from Ground | Diesel | 10000 | Bare Steel | 1971-05-24 | 1990-11-01 | Bare Steel | Gravity Fed
CITY OF HAPEVILLE | 3560 PERKINS STREET | HAPEVILLE | Fulton | 600202 | 6 | [5 empty] | Removed from Ground | Diesel | 500 | Bare Steel | 1976-01-01 | 1981-10-01 | Galvanized Steel
CITY OF HAPEVILLE | 3560 PERKINS STREET | HAPEVILLE | Fulton | 600202 | 8 |  | 1996-03-21 | FALSE | 1996-03-21 | FALSE | Removed from Ground | Diesel | 10000 | Fiberglass | 1996-03-21 |  | Fiberglass Reinforced Plastic | Pressurized
FORD/HAPEVILLE ASSEMBLY PLANT | 340 HENRY FORD II AVE | HAPEVILLE | Fulton | 7000039 | 17 | [5 empty] | Closed in Ground | Empty | 10000 | Bare Steel | 1950-05-17 | 1899-12-31 | Unknown
FORD/HAPEVILLE ASSEMBLY PLANT | 340 HENRY FORD II AVE | HAPEVILLE | Fulton | 7000039 | U-31 |  |  | FALSE |  | FALSE | Removed from Ground | Gas (Historical Use) | 12000 | Unknown | 2009-03-01 | 2009-03-01 | Unknown
925 JOSEPH LOWERY BLVD | 925 JOSEPH LOWERY BLVD | ATLANTA | Fulton | 600319 | 4 | [5 empty] | Removed from Ground | Diesel | 15000 | Bare Steel | 1975-01-01 | 1992-06-19 | Bare Steel
925 JOSEPH LOWERY BLVD | 925 JOSEPH LOWERY BLVD | ATLANTA | Fulton | 600319 | 7 |  |  | TRUE |  | TRUE | Removed from Ground | Used Oil | 1500 | Bare Steel | 1972-01-01 | 1992-06-19 | Bare Steel
925 JOSEPH LOWERY BLVD | 925 JOSEPH LOWERY BLVD | ATLANTA | Fulton | 600319 | 5 | [5 empty] | Removed from Ground | Diesel | 15000 | Bare Steel | 1975-01-01 | 1992-06-19 | Bare Steel
WHITLOCK DOBBS INC | 2260 MARIETTA BLVD NW | ATLANTA | Fulton | 600330 | 1 | [5 empty] | Removed from Ground | Gas (Historical Use) | 10000 | Bare Steel | 1976-01-01 | 1991-09-05 | Galvanized Steel
BANKHEAD ENTERPRISES INC | 1345 BANKHEAD AVE NW | ATLANTA | Fulton | 600344 | 2 | [5 empty] | Permanently Out of Use - historical purposes | Diesel | 4000 | Bare Steel |  | 1899-12-31 | Galvanized Steel
LAFARGE BUILDING MATERIALS INC | 2520 PAUL AVE NW | ATLANTA | Fulton | 601324 | 4 | Flapper Valve | 1998-11-01 |  | 1998-11-01 |  | Removed from Ground | Gas (Historical Use) | 2000 | Steel-Impressed Current | 1989-03-15 | 2012-10-23 | Fiberglass Reinforced Plastic | Suction (American)
BANKHEAD PETROLEUM INC | 3170 DONALD LEE HOLLOWELL PKY | ATLANTA | Fulton | 601351 | 2 | Flapper Valve | 1986-10-01 | FALSE | 1998-10-01 | FALSE | Currently in Use | Regular | 5000 | Steel-Impressed Current | 1998-10-01 |  | Galvanized Steel | Pressurized
CITGO MINI MART | 1991 MARIETTA BLVD NW | ATLANTA | Fulton | 600966 | 1 | [5 empty] | Removed from Ground | Gas (Historical Use) | 4000 | Marked Unknown | 1999-09-01 | 1999-09-01 | Unknown | Pressurized
MACYS ELLSWORTH | 1611 ELLSWORTH IND BLVD | ATLANTA | Fulton | 600171 | 5 |  |  | TRUE |  | TRUE | Removed from Ground | Used Oil | 550 | Not Marked/Unknown | 1993-02-23 | 1993-02-23 | Not Marked
MACYS ELLSWORTH | 1611 ELLSWORTH IND BLVD | ATLANTA | Fulton | 600171 | 4 | [5 empty] | Removed from Ground | Gas (Historical Use) | 6000 | Not Marked/Unknown | 1993-02-23 | 1993-02-23 | Not Marked
BP FOOD MART | 720 DONALD L HOLLOWELL PKWY | ATLANTA | Fulton | 10002549 | 1B | Flapper Valve | 2016-02-01 | FALSE | 2016-02-01 | FALSE | Currently in Use | Premium | 4000 | Composite Double Walled | 2016-02-01 |  | Double-Walled Fiberglass | Pressurized
CITGO FOOD MART | 2685 Donald Lee Hollowell Parkway | ATLANTA | Fulton | 10002641 | 1C | Flapper Valve | 2016-08-31 | FALSE | 2016-08-31 | FALSE | Currently in Use | Diesel | 4000 | Composite Double Walled | 2016-08-31 |  | Double-Walled Fiberglass | Pressurized
CITGO MINI MART | 1991 MARIETTA BLVD NW | ATLANTA | Fulton | 600966 | 2 | [5 empty] | Removed from Ground | Gas (Historical Use) | 4000 | Marked Unknown | 1999-09-01 | 1999-09-01 | Unknown | Pressurized
BST/HOLLYWOOD DR CO/F5102 | 2071 HOLLYWOOD DRIVE | ATLANTA | Fulton | 601041 | 5 | Flapper Valve | 1996-11-22 | FALSE | 1996-11-22 | FALSE | Currently in Use | Diesel | 6000 | Fiberglass Double Walled | 1996-11-22 |  | Steel/FG Secondary containment | Suction (American)
BST/WOODLAND HILL/F5104 | 1960 WOODLAND HILLS AVE NW | ATLANTA | Fulton | 601035 | 0 | [5 empty] | Removed from Ground | Diesel | 1000 | Bare Steel | 1990-02-06 | 1990-02-06 |  | Suction (American)
BST/WOODLAND HILL/F5104 | 1960 WOODLAND HILLS AVE NW | ATLANTA | Fulton | 601035 | 1 | [5 empty] | Removed from Ground | Diesel | 2000 | Bare Steel | 1981-01-02 | 1992-01-01 | Copper | Suction (American)
PARTS CITY | 2310 B ADAMS DR | ATLANTA | Fulton | 9060455 | 1 | [5 empty] | Removed from Ground | Empty | 2000 | Bare Steel | 1970-04-26 | 1995-05-19 | Unknown
BP FOOD MART | 720 DONALD L HOLLOWELL PKWY | ATLANTA | Fulton | 10002549 | 1C | Flapper Valve | 2016-02-01 | FALSE | 2016-02-01 | FALSE | Currently in Use | Diesel | 4000 | Composite Double Walled | 2016-02-01 |  | Double-Walled Fiberglass | Pressurized
CITGO FOOD MART | 2685 Donald Lee Hollowell Parkway | ATLANTA | Fulton | 10002641 | 1B | Flapper Valve | 2016-08-31 | FALSE | 2016-03-31 | FALSE | Currently in Use | Premium | 4000 | Composite Double Walled | 2016-08-31 |  | Double-Walled Fiberglass | Pressurized
NORTHSIDE 76 | 548 NORTHSIDE DR NW | ATLANTA | Fulton | 10002160 | 4 | Flapper Valve | 2010-11-01 | FALSE |  | FALSE | Currently in Use | E-85 | 4000 | Tank Jacket | 2010-11-01 |  | Fiberglass Reinforced Plastic | Pressurized
Gas Express #134 | 1176 CHATTAHOOCHEE AVE | ATLANTA | Fulton | 10002179 | 3 | Ball Float | 2012-09-01 | FALSE | 2012-09-01 | FALSE | Currently in Use | E-85 | 4000 | Fiberglass Double Walled | 2012-09-28 |  | Fiberglass Reinforced Plastic | Pressurized
WILLYS MEXICANA GRILL | 1920 HOWELL MILL ROAD | ATLANTA | Fulton | 10002347 | 1 |  |  | FALSE |  | FALSE | Removed from Ground | Used Oil | 550 | Bare Steel | 2014-07-22 | 2014-07-22
Big H Food Mart | 2784 DONALD LEE HOLLOWELL PKWY | ATLANTA | Fulton | 10001754 | 1 | Flapper Valve | 2009-06-11 | FALSE | 2009-06-11 | FALSE | Currently in Use | Regular | 15000 | Composite Double Walled | 2009-06-11 |  | Double-Walled Fiberglass | Pressurized
CITGO FOOD MART | 501 CENTRAL AVE | HAPEVILLE | Fulton | 601194 | 4 |  | 1997-05-01 | FALSE | 1997-05-01 | FALSE | Currently in Use | Regular | 12000 | Composite | 1997-05-01 |  |  | Pressurized
CITGO FOOD MART | 501 CENTRAL AVE | HAPEVILLE | Fulton | 601194 | 5 |  | 1997-05-01 | FALSE | 1997-05-01 | FALSE | Currently in Use | Premium | 10000 | Composite | 1997-05-01 |  |  | Pressurized
FORD/HAPEVILLE ASSEMBLY PLANT | 340 HENRY FORD II AVE | HAPEVILLE | Fulton | 7000039 | 41NORTH |  |  | FALSE |  | FALSE | Removed from Ground | Not Marked/Tank Removed | 3500 | Unknown | 2014-02-17 | 2014-02-17 | Unknown
TRUCK & AUTO REPAIR | 2081 BOLTON RD NW | ATLANTA | Fulton | 601390 | 2 | [5 empty] | Removed from Ground | Diesel | 3000 | Bare Steel | 1955-01-09 | 1988-12-21 | Galvanized Steel
RECYCLING IND OF ATL INC DBA CEN | 913 MARIETTA ST NW | ATLANTA | Fulton | 601344 | 3 |  |  | FALSE |  | FALSE | Removed from Ground | Gas (Historical Use) | 550 | Bare Steel | 2004-12-02 | 2004-12-02
DITTLER BROTHERS INC | 1375 SEABOARD IND BLVD | ATLANTA | Fulton | 601401 | 2 | [5 empty] | Removed from Ground | Hazardous Substance | 1000 | Bare Steel | 1967-01-06 | 1991-05-01 | Unknown
CAMPS | 1475 CARROLL DR NW | ATLANTA | Fulton | 9000449 | 3 | [5 empty] | Removed from Ground | Gas (Historical Use) | 5000 | Cathodically Protected Steel | 1970-04-27 | 1990-02-27 | Galvanized Steel
JIFFY MART/TEXACO | 3200 BANKHEAD HWY @ I-285 | ATLANTA | Fulton | 600944 | 3 | [5 empty] | Removed from Ground | Gas (Historical Use) | 10000 | Fiberglass | 1981-01-01 | 1987-01-19 | Fiberglass Reinforced Plastic
JIFFY LUBE #224 | 1742 HOWELL MILL RD NW | ATLANTA | Fulton | 600986 | 1 | [5 empty] | Removed from Ground | Other | 3000 | Cathodically Protected Steel | 1987-01-01 | 2000-03-19 | Galvanized Steel
THOMAS CONCRETE OF GA INC-ATLANTA PLANT #1000 | 1430 MARIETTA BLVD | ATLANTA | Fulton | 9060463 | 1 | Flapper Valve | 1991-01-01 | FALSE | 1991-01-01 | FALSE | Currently in Use | Diesel | 8000 | Steel-Impressed Current | 1991-01-01 |  | Fiberglass Reinforced Plastic | Safe Suction (Euro)
DOBBINS MINI-WAREHOUSES | 1108 OLD CHATTAHOOCHEE AVE | ATLANTA | Fulton | 10001168 | 1 |  |  | TRUE |  | TRUE | Removed from Ground | Diesel | 6000 | Bare Steel | 1964-01-01 | 2006-11-16 | Bare Steel
Gas Express #134 | 1176 CHATTAHOOCHEE AVE | ATLANTA | Fulton | 10002179 | 4 | Ball Float | 2012-09-01 | FALSE | 2012-09-01 | FALSE | Currently in Use | Diesel | 4000 | Fiberglass Double Walled | 2012-09-28 |  | Fiberglass Reinforced Plastic | Pressurized
EZ MARKET CHEVRON | 1545 NORTHSIDE DRIVE NW | ATLANTA | Fulton | 10002417 | 1B | Ball Float | 2015-02-01 | FALSE | 2015-02-01 | FALSE | Currently in Use | Premium | 4000 | Composite Double Walled | 2015-02-01 |  | Double-Walled Fiberglass | Pressurized
GULF OIL COROPORATION | 810 MARIETTA STREET | ATLANTA | Fulton | 10002434 | 1 |  |  | FALSE |  | FALSE | Removed from Ground |  | 0 | Unknown | 1971-01-01 | 1971-01-01
1519 CARROLL DRIVE | 1519 CARROLL DRIVE | ATLANTA | Fulton | 10002034 | 1 |  |  | FALSE |  | FALSE | Removed from Ground | Not Marked/Tank Removed | 750 | Bare Steel | 2011-09-29 | 2011-09-29 | Unknown
673 WHEELER | 673 WHEELER STREET | ATLANTA | Fulton | 10001556 | 1 |  |  | FALSE |  | FALSE | Removed from Ground | Diesel | 4000 | Bare Steel | 2008-06-17 | 2008-06-17 | Unknown
SYLVAN AIRPORT PARKING LLC | 3100 SYLVAN RD | HAPEVILLE | Fulton | 600023 | 10 | Flapper Valve | 2000-06-01 | FALSE | 2000-06-01 | FALSE | Currently in Use | Regular | 10000 | Fiberglass Double Walled | 2000-06-01 |  | Fiberglass Reinforced Plastic | Pressurized
SYLVAN AIRPORT PARKING LLC | 3100 SYLVAN RD | HAPEVILLE | Fulton | 600023 | 8 |  | 1991-01-01 |  | 1991-01-01 |  | Removed from Ground | Other | 2500 | Double Walled | 1991-01-01 | 1899-12-31 | Fiberglass Reinforced Plastic | Suction (American)
SYLVAN AIRPORT PARKING LLC | 3100 SYLVAN RD | HAPEVILLE | Fulton | 600023 | 2 | [5 empty] | Removed from Ground | Gas (Historical Use) | 10000 | Bare Steel | 1971-05-24 | 1990-11-01 | Bare Steel | Suction (American)
Big H Food Mart | 2784 DONALD LEE HOLLOWELL PKWY | ATLANTA | Fulton | 10001754 | 2A | Flapper Valve | 2009-06-11 | FALSE | 2009-06-11 | FALSE | Currently in Use | Diesel | 8000 | Composite Double Walled | 2009-06-11 |  | Double-Walled Fiberglass | Pressurized
SYLVAN AIRPORT PARKING LLC | 3100 SYLVAN RD | HAPEVILLE | Fulton | 600023 | 1 | [5 empty] | Removed from Ground | Gas (Historical Use) | 10000 | Bare Steel | 1971-05-24 | 1990-11-01 | Bare Steel
M&G SERVICE | 999 WEST MARIETTA ST NW | ATLANTA | Fulton | 601208 | 5 | [5 empty] | Currently in Use | Gas (Historical Use) | 0 | Bare Steel |  |  | Galvanized Steel
M&G SERVICE | 999 WEST MARIETTA ST NW | ATLANTA | Fulton | 601208 | 4 | [5 empty] | Currently in Use | Gas (Historical Use) | 0 | Bare Steel |  |  | Galvanized Steel
F DILLARD QUINN | 3024 BANKHEAD HWY | ATLANTA | Fulton | 10000198 | 1 |  |  | FALSE |  | FALSE | Removed from Ground | Gas (Historical Use) | 1000 | Bare Steel | 1967-01-01 | 2002-09-13
FORMER 1626 DONALD LEE HOLLOWELL PARKWAY FACILITY | 1626 DONALD LEE HOLLOWELL PARKWAY | ATLANTA | Fulton | 10001102 | 1 |  |  | FALSE |  | FALSE | Removed from Ground | Not Marked | 550 | Bare Steel | 2006-02-01 | 2006-02-01 | Bare Steel
1099 NORTHSIDE DRIVE | 1099 NORTHSIDE DRIVE | ATLANTA | Fulton | 10002566 | 3 |  |  | FALSE |  | FALSE | Removed from Ground |  | 6000 | Bare Steel | 2016-05-11 | 2016-05-11 | Bare Steel
Gas Express #134 | 1176 CHATTAHOOCHEE AVE | ATLANTA | Fulton | 10002179 | 2 | Ball Float | 2012-09-01 | FALSE | 2012-09-01 | FALSE | Currently in Use | Premium | 4000 | Fiberglass Double Walled | 2012-09-28 |  | Fiberglass Reinforced Plastic | Pressurized
Big H Food Mart | 2784 DONALD LEE HOLLOWELL PKWY | ATLANTA | Fulton | 10001754 | 2B | Flapper Valve | 2009-06-11 | FALSE | 2009-06-11 | FALSE | Currently in Use | Premium | 7000 | Composite Double Walled | 2009-06-11 |  | Double-Walled Fiberglass | Pressurized
673 WHEELER | 673 WHEELER STREET | ATLANTA | Fulton | 10001556 | 3 |  |  | FALSE |  | FALSE | Removed from Ground | Gas (Historical Use) | 4000 | Unknown | 2008-06-17 | 2008-06-17 | Unknown
TEXACO #303291 | 315 N CENTRAL AVE | HAPEVILLE | Fulton | 9000475 | 2 | Flapper Valve | 1990-04-22 | FALSE | 1990-04-22 | FALSE | Currently in Use | Premium | 10000 | Galvanic (STIP-3) | 1990-04-22 |  | Fiberglass Reinforced Plastic | Pressurized
FORMER CHECKER CAB | 755 VIRGINIA AVE | HAPEVILLE | Fulton | 10000854 | 1 |  |  | FALSE |  | FALSE | Removed from Ground | Gas (Historical Use) | 4000 | Unknown | 2005-03-17 | 2005-03-22 | Unknown
MARTA BRADY FACILITY | 1040 BRADY AVE NW | ATLANTA | Fulton | 9000481 | 14 |  | 1993-01-19 | TRUE | 1993-01-19 | TRUE | Removed from Ground | Empty | 2500 | Double Walled | 1993-01-19 | 2016-02-04 | Fiberglass Reinforced Plastic | Gravity Fed
BST/HOLLYWOOD DR CO/F5102 | 2071 HOLLYWOOD DRIVE | ATLANTA | Fulton | 601041 | 1A | [5 empty] | Removed from Ground | Gas (Historical Use) | 3000 | Bare Steel | 1971-01-05 | 1989-10-01 | Unknown
E-Z SERVE #8449 | 1180 COLLIER RD | ATLANTA | Fulton | 670427 | 3 |  | 1998-07-26 |  | 1998-07-26 |  | Removed from Ground | Gas (Historical Use) | 5000 | Steel-Impressed Current | 1986-05-13 | 2002-03-26 | Fiberglass Reinforced Plastic | Pressurized
PETRO WASH INC | 2355 MARIETTA BLVD NW | ATLANTA | Fulton | 9060421 | 2 | [5 empty] | Removed from Ground | Gas (Historical Use) | 10000 | Marked Unknown | 1998-07-01 | 1998-07-01 | Unknown
PEPSI-COLA SOUTH/BOTTLERS OF ATL | 1480 CHATTAHOOCHEE AVE NW | ATLANTA | Fulton | 600232 | 3A | [5 empty] | Removed from Ground | Gas (Historical Use) | 10000 | Bare Steel | 1988-10-01 | 1899-12-31 | Fiberglass Reinforced Plastic
M&G SERVICE | 999 WEST MARIETTA ST NW | ATLANTA | Fulton | 601208 | 2 | [5 empty] | Currently in Use | Gas (Historical Use) | 0 | Bare Steel |  |  | Galvanized Steel
FORMER TENNESSEE CARTAGE COMPANY | 1500 SOUTHLAND CIRCLE | ATLANTA | Fulton | 10000813 | 1 |  |  | FALSE |  | FALSE | Removed from Ground | Diesel | 10000 | Unknown | 1981-05-11 | 1986-10-01
FORMER ADAMS HARDWARE | 2300 MARIETTA ROAD NW | ATLANTA | Fulton | 10001415 | T-2 |  |  | FALSE |  | FALSE | Removed from Ground | Gas (Historical Use) | 500 | Bare Steel | 2007-08-14 | 2007-08-14 | Bare Steel
ENTERPRISE LEASING CO | 3080 SYLVAN RD | HAPEVILLE | Fulton | 600801 | 1 | [5 empty] | Removed from Ground | Gas (Historical Use) | 10000 | Bare Steel | 1981-02-11 | 1989-02-01 | Unknown
VIRGINIA AVE AMOCO | 748 VIRGINIA AVE | HAPEVILLE | Fulton | 601171 | 3 |  |  | FALSE |  | FALSE | Removed from Ground | Gas (Historical Use) | 3000 | Bare Steel | 1956-04-28 | 2017-01-10 | Galvanized Steel | Safe Suction (Euro)
FORD/HAPEVILLE ASSEMBLY PLANT | 340 HENRY FORD II AVE | HAPEVILLE | Fulton | 7000039 | 41SOUTH |  |  | FALSE |  | FALSE | Removed from Ground | Not Marked/Tank Removed | 3500 | Unknown | 2014-02-17 | 2014-02-17 | Unknown
DAVE TRANSPORTATION/PENSKE | 525 WHITEHALL ST | ATLANTA | Fulton | 9060011 | 5 | [5 empty] | Removed from Ground | Gas (Historical Use) | 10000 | Bare Steel | 1950-01-01 | 1990-11-06 | Galvanized Steel
ENTERPRISE LEASING COMPANY OF GEORGIA | 2045 CAR RENTAL ROW | ATLANTA | Fulton | 9000736 | 1 | [5 empty] | Removed from Ground | Gas (Historical Use) | 10000 | Steel-Impressed Current | 1983-01-01 | 2009-12-21 | Steel (Impressed Current) | Pressurized
CHEVRON #201790 | 2020 BOLTON RD NW | ATLANTA | Fulton | 600936 | 1 | Ball Float | 1994-09-01 | FALSE | 1994-09-01 | FALSE | Currently in Use | Premium | 10000 | Fiberglass | 1985-01-03 |  | Fiberglass Reinforced Plastic | Pressurized
SHELL FOOD MART | 1892 HOWELL MILL RD NW | ATLANTA | Fulton | 600941 | 2 | Flapper Valve | 1995-09-01 | FALSE | 1992-01-01 | FALSE | Currently in Use | E-85 | 10000 | Fiberglass | 1983-04-30 |  | Fiberglass Reinforced Plastic | Pressurized
MARTA BRADY FACILITY | 1040 BRADY AVE NW | ATLANTA | Fulton | 9000481 | 12 |  |  | TRUE |  | TRUE | Removed from Ground | Used Oil | 300 | Bare Steel | 1974-07-25 | 1993-01-12 | Galvanized Steel | Gravity Fed
MARTA BRADY FACILITY | 1040 BRADY AVE NW | ATLANTA | Fulton | 9000481 | 15 |  | 1993-01-12 | TRUE | 1993-01-19 | TRUE | Removed from Ground | Empty | 1000 | Double Walled | 1993-01-12 | 2016-02-03 | Fiberglass Reinforced Plastic | Gravity Fed
E-Z SERVE #8449 | 1180 COLLIER RD | ATLANTA | Fulton | 670427 | 4 |  | 1998-07-26 |  | 1998-07-26 |  | Removed from Ground | Gas (Historical Use) | 550 | Steel-Impressed Current | 1986-05-13 | 2002-03-26 | Cathodically Protected | Pressurized
PETRO WASH INC | 2355 MARIETTA BLVD NW | ATLANTA | Fulton | 9060421 | 3 | [5 empty] | Removed from Ground | Gas (Historical Use) | 10000 | Marked Unknown | 1998-07-01 | 1998-07-01 | Unknown
PEPSI-COLA SOUTH/BOTTLERS OF ATL | 1480 CHATTAHOOCHEE AVE NW | ATLANTA | Fulton | 600232 | 4 | [5 empty] | Removed from Ground | Diesel | 10000 | Bare Steel | 1974-04-26 | 1988-11-15 | Galvanized Steel
FORMER CHURCHS CHICKEN | 2418 BOLTON ROAD | ATLANTA | Fulton | 10000387 | 1 |  |  | FALSE |  | FALSE | Removed from Ground | Gas (Historical Use) | 0 | Unknown | 1969-01-01 | 1969-01-01
1099 NORTHSIDE DRIVE | 1099 NORTHSIDE DRIVE | ATLANTA | Fulton | 10002566 | 2 |  |  | FALSE |  | FALSE | Removed from Ground | Gas (Historical Use) | 6000 | Bare Steel | 2016-05-11 | 2016-05-11 | Bare Steel
CITY OF HAPEVILLE | 3560 PERKINS STREET | HAPEVILLE | Fulton | 600202 | 1 | [5 empty] | Removed from Ground | Gas (Historical Use) | 10000 | Bare Steel | 1981-03-15 | 1996-03-19 | Galvanized Steel
OTTER SHOP #004 | 3460 LANG AVE | HAPEVILLE | Fulton | 600572 | 2 | [5 empty] | Removed from Ground | Other | 10000 | Bare Steel | 1972-05-10 | 1993-06-01 | Bare Steel
EAST POINT FACILITY (GAC130) | 778 S CENTRAL AVE | HAPEVILLE | Fulton | 440527 | 1 | [5 empty] | Removed from Ground | Diesel | 3000 | Cathodically Protected Steel | 1986-01-01 | 1996-03-27 | Copper | Suction (American)
FORMER 1626 DONALD LEE HOLLOWELL PARKWAY FACILITY | 1626 DONALD LEE HOLLOWELL PARKWAY | ATLANTA | Fulton | 10001102 | 5 |  |  | FALSE |  | FALSE | Removed from Ground |  | 6000 | Bare Steel | 2006-02-01 | 2006-02-01 | Bare Steel
EZ MARKET CHEVRON | 1545 NORTHSIDE DRIVE NW | ATLANTA | Fulton | 10002417 | 1A |  | 2015-02-01 | FALSE | 2015-02-01 | FALSE | Currently in Use | Regular | 12000 | Composite Double Walled | 2015-02-01
650 14TH STREET | 650 14TH STREET | ATLANTA | Fulton | 10001468 | 1 |  |  | FALSE |  | FALSE | Removed from Ground | Not Marked/Tank Removed | 2000 | Unknown | 2007-09-11 | 2007-09-11 | Unknown
ENTERPRISE LEASING COMPANY OF GEORGIA | 2045 CAR RENTAL ROW | ATLANTA | Fulton | 9000736 | 2 | [5 empty] | Removed from Ground | Gas (Historical Use) | 10000 | Steel-Impressed Current | 1983-01-01 | 2009-12-21 | Steel (Impressed Current) | Pressurized
HERTZ RENT A CAR | 1920 AUTOPORT DR | ATLANTA | Fulton | 600022 | 6 |  | 1993-08-01 |  | 1993-08-01 |  | Closed in Ground | Other | 2000 | Fiberglass | 1981-05-21 | 2000-12-04 | Fiberglass Reinforced Plastic | Suction (American)
ENTERPRISE LEASING CO | 3080 SYLVAN RD | HAPEVILLE | Fulton | 600801 | 2 |  | 1989-03-01 |  | 1989-03-01 |  | Removed from Ground | Gas (Historical Use) | 10000 | Cathodically Protected Steel | 1989-03-01 | 2011-03-31 | Fiberglass Reinforced Plastic
FORMER POOLE CREEK AMOCO STATION | 255 POOLE CREEK RD | HAPEVILLE | Fulton | 601337 | 2 | [5 empty] | Removed from Ground | Gas (Historical Use) | 3000 | Bare Steel | 1962-05-14 | 1990-07-31 | Galvanized Steel
HAPEVILLE FIRE STATION #2 | 870 NORTH CENTRAL AVE | HAPEVILLE | Fulton | 9000638 | 1 | [5 empty] | Closed in Ground | Empty | 250 | Bare Steel | 1951-03-23 | 1969-08-01 | Galvanized Steel
VIRGINIA AVE AMOCO | 748 VIRGINIA AVE | HAPEVILLE | Fulton | 601171 | 1 |  |  | FALSE |  | FALSE | Removed from Ground | Gas (Historical Use) | 4000 | Bare Steel | 1956-04-28 | 2017-01-10 | Galvanized Steel | Safe Suction (Euro)
VIRGINIA AVE AMOCO | 748 VIRGINIA AVE | HAPEVILLE | Fulton | 601171 | 4 |  |  | FALSE |  | FALSE | Removed from Ground | Gas (Historical Use) | 3000 | Bare Steel | 1956-04-28 | 2017-01-10 | Galvanized Steel | Safe Suction (Euro)
HAPEVILLE LINCOLN MERCURY | 3418 STEWART AVE | HAPEVILLE | Fulton | 9060268 | 2 |  |  | TRUE |  | TRUE | Removed from Ground | Used Oil | 1000 | Bare Steel | 1975-01-01 | 1899-12-31 | Galvanized Steel
FORD/HAPEVILLE ASSEMBLY PLANT | 340 HENRY FORD II AVE | HAPEVILLE | Fulton | 7000039 | 9 | [5 empty] | Closed in Ground | Gas (Historical Use) | 6000 | Bare Steel | 1950-05-17 | 1899-12-31 | Unknown
FORD/HAPEVILLE ASSEMBLY PLANT | 340 HENRY FORD II AVE | HAPEVILLE | Fulton | 7000039 | 8 | [5 empty] | Closed in Ground | Gas (Historical Use) | 6000 | Bare Steel | 1950-05-17 | 1899-12-31 | Unknown
FORD/HAPEVILLE ASSEMBLY PLANT | 340 HENRY FORD II AVE | HAPEVILLE | Fulton | 7000039 | 6 | [5 empty] | Closed in Ground | Gas (Historical Use) | 6000 | Bare Steel | 1950-05-17 | 1899-12-31 | Unknown
DAVE TRANSPORTATION/PENSKE | 525 WHITEHALL ST | ATLANTA | Fulton | 9060011 | 2 | [5 empty] | Removed from Ground | Gas (Historical Use) | 10000 | Bare Steel | 1950-01-01 | 1990-10-24 | Galvanized Steel
FINA MART | 816 S CENTRAL AVE | HAPEVILLE | Fulton | 9060563 | UNLEAD |  | 1998-07-01 |  | 1998-07-01 |  | Removed from Ground | Gas (Historical Use) | 8000 | Cathodically Protected Steel | 1980-01-01 | 1899-12-31 | Cathodically Protected | Suction (American)
D&N ELECTRIC | 3335 DOGWOOD DRIVE | HAPEVILLE | Fulton | 10001136 | 1 |  |  | FALSE |  | FALSE | Removed from Ground | Gas (Historical Use) | 2000 | Bare Steel | 2006-05-23 | 2006-05-23 | Bare Steel
SIKES TRANSPORTATION SVC | 450 HENRY FORD II AVE | HAPEVILLE | Fulton | 9060269 | D | [5 empty] | Removed from Ground | Diesel | 15000 | Cathodically Protected Steel | 1985-06-01 | 1997-04-15 | Galvanized Steel | Pressurized
FORD/HAPEVILLE ASSEMBLY PLANT | 340 HENRY FORD II AVE | HAPEVILLE | Fulton | 7000039 | 22 | [5 empty] | Removed from Ground | Other | 20000 | Cathodically Protected Steel | 1984-07-15 | 1993-12-01 | Double Walled | Pressurized
HERTZ RENTAL CAR LOCATION (FORME | 157 HOUSTON ST NE | ATLANTA | Fulton | 9060008 | 1 | [5 empty] | Permanently Out of Use - historical purposes | Gas (Historical Use) | 0 | Marked Unknown |  | 1899-12-31 | Unknown
SYLVAN AIRPORT PARKING LLC | 3100 SYLVAN RD | HAPEVILLE | Fulton | 600023 | 11 | Flapper Valve | 2000-06-01 | FALSE | 2000-06-01 | FALSE | Currently in Use | Regular | 10000 | Fiberglass Double Walled | 2000-06-01 |  | Fiberglass Reinforced Plastic | Pressurized
SYLVAN AIRPORT PARKING LLC | 3100 SYLVAN RD | HAPEVILLE | Fulton | 600023 | 4 | [5 empty] | Removed from Ground | Other | 2000 | Bare Steel | 1971-05-24 | 1990-11-01 | Bare Steel
SYLVAN AIRPORT PARKING LLC | 3100 SYLVAN RD | HAPEVILLE | Fulton | 600023 | 7 |  | 1991-01-01 |  | 1991-01-01 |  | Removed from Ground | Gas (Historical Use) | 10000 | Double Walled | 1991-01-01 | 1899-12-31 | Fiberglass Reinforced Plastic | Pressurized
CITY OF HAPEVILLE | 3560 PERKINS STREET | HAPEVILLE | Fulton | 600202 | 5 | [5 empty] | Removed from Ground | Empty | 500 | Bare Steel | 1971-03-18 | 1981-10-15 | Galvanized Steel
CITY OF HAPEVILLE | 3560 PERKINS STREET | HAPEVILLE | Fulton | 600202 | 7 |  | 1996-03-21 | FALSE | 1996-03-21 | FALSE | Removed from Ground | Gas (Historical Use) | 10000 | Fiberglass | 1996-03-21 |  | Fiberglass Reinforced Plastic | Pressurized
CITY OF HAPEVILLE | 3560 PERKINS STREET | HAPEVILLE | Fulton | 600202 | 4 | [5 empty] | Removed from Ground | Empty | 1000 | Bare Steel | 1951-03-23 | 1981-10-15 | Unknown
CITGO FOOD MART | 501 CENTRAL AVE | HAPEVILLE | Fulton | 601194 | 6 |  | 1997-05-01 | FALSE | 1997-05-01 | FALSE | Currently in Use | Diesel | 5000 | Composite | 1997-05-01 |  |  | Pressurized
OTTA AT VIRGINIA AVE LLC | 971 VIRGINIA AVE | HAPEVILLE | Fulton | 601340 | 3 | Ball Float | 1989-11-01 | FALSE | 1989-11-01 | FALSE | Currently in Use | Premium | 10000 | Steel-Impressed Current | 1984-05-08 |  | Fiberglass Reinforced Plastic | Pressurized
FORMER POOLE CREEK AMOCO STATION | 255 POOLE CREEK RD | HAPEVILLE | Fulton | 601337 | 4 |  |  | TRUE |  | TRUE | Removed from Ground | Used Oil | 500 | Bare Steel | 1962-05-14 | 1990-07-31 | Galvanized Steel
TEXACO #303291 | 315 N CENTRAL AVE | HAPEVILLE | Fulton | 9000475 | 1 | Flapper Valve | 1990-04-22 | FALSE | 1990-04-22 | FALSE | Currently in Use | Diesel | 10000 | Galvanic (STIP-3) | 1990-04-22 |  | Fiberglass Reinforced Plastic | Pressurized
SOUTHMETRO OPERATIONS CENTER | 3585 ATLANTA AVE | HAPEVILLE | Fulton | 602009 | 1 | Overfill Alarm | 1997-01-20 | FALSE | 1997-01-20 | FALSE | Currently in Use | Diesel | 10000 | Composite | 1987-11-04 |  | Double-Walled Flex | Suction (American)
ABDUL RASHID KHAN/ BANO & SONS INC | 751 N CENTRAL AVE | HAPEVILLE | Fulton | 9060482 | 3 |  | 1995-10-01 | FALSE | 1995-10-01 | FALSE | Currently in Use | Gas (Historical Use) | 4000 | Steel-Impressed Current | 1995-06-01 |  | Double Walled | Pressurized
SIKES TRANSPORTATION SVC | 450 HENRY FORD II AVE | HAPEVILLE | Fulton | 9060269 | G | [5 empty] | Removed from Ground | Gas (Historical Use) | 15000 | Cathodically Protected Steel | 1985-06-01 | 1997-04-15 | Galvanized Steel | Pressurized
FORD/HAPEVILLE ASSEMBLY PLANT | 340 HENRY FORD II AVE | HAPEVILLE | Fulton | 7000039 | 20 | [5 empty] | Removed from Ground | Other | 15000 | Not Marked/Unknown | 1990-12-01 | 1990-12-01 | Not Marked
UFO #3 | 340 WHITEHALL ST SW | ATLANTA | Fulton | 9060090 | 4 | Ball Float | 1994-01-01 | FALSE | 1994-01-01 | FALSE | Currently in Use | E-85 | 10000 | Fiberglass | 1994-01-01 |  | Double-Walled Fiberglass | Pressurized
SOUTHERN MACHINERY ERECTORS INC | 1341 SOUTHLAND CIR NW | ATLANTA | Fulton | 600482 | 2 | [5 empty] | Removed from Ground | Diesel | 10000 | Bare Steel | 1985-05-27 | 1997-10-06 | Unknown
RECYCLING IND OF ATL INC DBA CEN | 950 MARIETTA ST NW | ATLANTA | Fulton | 600262 | 4 |  |  | TRUE |  | TRUE | Removed from Ground | Diesel | 10000 | Marked Unknown |  | 1899-12-31 | Unknown
RECYCLING IND OF ATL INC DBA CEN | 950 MARIETTA ST NW | ATLANTA | Fulton | 600262 | 5 |  |  | FALSE |  | FALSE | Removed from Ground | Diesel | 8000 | Unknown | 2003-06-11 | 2003-06-11 | Unknown
ATLANTIC STEEL CO | 1365 MECASLIN ST NW | ATLANTA | Fulton | 600289 | 1 | [5 empty] | Removed from Ground | Gas (Historical Use) | 8100 | Bare Steel | 1956-05-15 | 1992-08-12 | Bare Steel
925 JOSEPH LOWERY BLVD | 925 JOSEPH LOWERY BLVD | ATLANTA | Fulton | 600319 | 6 | [5 empty] | Removed from Ground | Diesel | 15000 | Bare Steel | 1975-01-01 | 1992-06-19 | Bare Steel
BANKHEAD ENTERPRISES INC | 1345 BANKHEAD AVE NW | ATLANTA | Fulton | 600344 | 6 | [5 empty] | Permanently Out of Use - historical purposes | Diesel | 7000 | Bare Steel |  | 1899-12-31 | Galvanized Steel
INTERLOCK DEVELOPMENT | 1115 HOWELL MILL RD NW | ATLANTA | Fulton | 600346 | 3 | [5 empty] | Removed from Ground | Gas (Historical Use) | 10000 | Bare Steel | 1972-05-08 | 1999-06-15 | Unknown
CLARK EQUIPMENT CO | 610 NORTHSIDE DR NW | ATLANTA | Fulton | 601254 | 2 | [5 empty] | Removed from Ground | Gas (Historical Use) | 2000 | Bare Steel | 1968-04-12 | 1987-11-01 | Galvanized Steel
14th St. SHELL | 608 14TH ST NW | ATLANTA | Fulton | 601179 | 2 | Ball Float | 1993-10-07 | FALSE | 1993-10-07 | FALSE | Currently in Use | Plus | 12000 | Fiberglass | 1984-04-17 |  | Fiberglass Reinforced Plastic | Pressurized
900 Northside Drive | 900 Northside Dr., NW | Atlanta | Fulton | 601205 | 2 | [5 empty] | Removed from Ground | Gas (Historical Use) | 5288 | Bare Steel | 1956-03-26 | 1990-10-31 | Galvanized Steel
FINA/MINI SERVICE #1/POWELL OIL | 1543 CHATTAHOOCHEE AVE | ATLANTA | Fulton | 601314 | 3 | [5 empty] | Permanently Out of Use - historical purposes | Diesel | 2000 | Bare Steel | 1976-01-01 | 1899-12-31 | Galvanized Steel
BLUE CIRCLE INC/ATLANTA PLANT | 2520 PAUL AVENUE NW | ATLANTA | Fulton | 601323 | 2 | [5 empty] | Removed from Ground | Gas (Historical Use) | 2000 | Bare Steel | 1963-05-14 | 1989-03-15 | Bare Steel | Safe Suction (Euro)
WESTINGHOUSE ELEC CORP/TOOL FACI | 1299 NORTHSIDE DR | ATLANTA | Fulton | 601341 | 1 |  |  | TRUE |  | TRUE | Removed from Ground | Used Oil | 275 | Cathodically Protected Steel | 1987-01-01 | 1992-04-02 | Not Marked
JIFFY MART/TEXACO | 3200 BANKHEAD HWY @ I-285 | ATLANTA | Fulton | 600944 | 1 | [5 empty] | Removed from Ground | Gas (Historical Use) | 10000 | Fiberglass | 1981-01-01 | 1987-01-19 | Fiberglass Reinforced Plastic
CAPITOL CITY COUNTRY CLUB | 53 WEST BROOKHAVEN DR NE | ATLANTA | Fulton | 4440448 | 3 | [5 empty] | Removed from Ground | Gas (Historical Use) | 1000 | Bare Steel | 1982-01-01 | 1993-01-20 | Bare Steel
DUNWOODY COUNTRY CLUB | 1600 DUNWOODY CLUB RD | DUNWOODY | Fulton | 600543 | 2 | [5 empty] | Removed from Ground | Gas (Historical Use) | 1000 | Bare Steel | 1976-04-25 | 1992-01-01 | Galvanized Steel
FRANK JACKSON LINCOLN MERCURY | 7555 ROSWELL RD | DUNWOODY | Fulton | 9060055 | 3 | [5 empty] | Removed from Ground | Other | 1000 | Marked Unknown | 1991-10-15 | 1991-10-15 | Unknown
BP #24031/GULF #640847 | 3 JOSEPH E LOWERY BLVD | ATLANTA | Fulton | 9000445 | 4 | Ball Float | 1998-09-01 | FALSE | 1998-09-01 | FALSE | Currently in Use | Premium | 10000 | Fiberglass | 1983-05-03 |  | Fiberglass Reinforced Plastic
HERMAN MILLER INC | 1000 MANSELL RD | ROSWELL | Fulton | 600692 | 1 | [5 empty] | Removed from Ground | Diesel | 20000 | Fiberglass | 1981-05-09 | 1989-08-01 | Copper
FORMER BOWMAN MOTOR WORKS | 2868 PEACHTREE RD | ATLANTA | Fulton | 9060256 | 1 | [5 empty] | Removed from Ground | Gas (Historical Use) | 6000 | Bare Steel | 1992-06-01 | 1992-06-01 | Bare Steel | Safe Suction (Euro)
PEACHTREE ROAD OIL LLC | 3639 PEACHTREE RD NE | ATLANTA | Fulton | 600822 | 7 | Flapper Valve | 2023-07-27 | FALSE | 1988-01-01 | FALSE | Currently in Use | Premium | 10000 | Fiberglass | 1988-01-01 |  | Fiberglass Reinforced Plastic | Pressurized
PEACHTREE ROAD OIL LLC | 3639 PEACHTREE RD NE | ATLANTA | Fulton | 600822 | 4 | [5 empty] | Removed from Ground | Gas (Historical Use) | 10000 | Bare Steel | 1980-05-03 | 1899-12-31 | Galvanized Steel
PEACHTREE ROAD OIL LLC | 3639 PEACHTREE RD NE | ATLANTA | Fulton | 600822 | 5 | [5 empty] | Removed from Ground | Diesel | 10000 | Bare Steel | 1980-05-03 | 1899-12-31 | Galvanized Steel
MLK SHELL | 3255 MLK JR DR | ATLANTA | Fulton | 601069 | 2 | Overfill Alarm | 1989-03-01 | FALSE | 1989-03-01 | FALSE | Removed from Ground | Gas (Historical Use) | 10000 | Steel-Impressed Current | 1989-03-01 |  | Steel (Impressed Current) | Pressurized
EXXON FOOD STORE | 101 HAMILTON E HOLMES DR | ATLANTA | Fulton | 601129 | 3 | Ball Float | 1989-01-01 | FALSE | 1989-01-01 | FALSE | Currently in Use | Diesel | 10000 | Fiberglass | 1985-05-06 |  | Fiberglass Reinforced Plastic | Pressurized
WILLIAMS BROS LUMBER STORE | 700 HOLCOMB BRIDGE RD | ROSWELL | Fulton | 9060201 | 1 | [5 empty] | Removed from Ground | Diesel | 550 | Bare Steel | 1970-01-01 | 1990-07-01 | Bare Steel
FORMER BOWMAN MOTOR WORKS | 2868 PEACHTREE RD | ATLANTA | Fulton | 9060256 | 3 | [5 empty] | Removed from Ground | Gas (Historical Use) | 6000 | Bare Steel | 1992-06-01 | 1992-06-01 | Bare Steel | Safe Suction (Euro)
MAJIK MARKET 84072 | 8540 ROSWELL RD | DUNWOODY | Fulton | 670429 | 1 | [5 empty] | Removed from Ground | Gas (Historical Use) | 8000 | Bare Steel | 1971-05-17 | 1899-12-31 | Galvanized Steel
FORMER BOWMAN MOTOR WORKS | 2868 PEACHTREE RD | ATLANTA | Fulton | 9060256 | 4 |  |  | TRUE |  | TRUE | Removed from Ground | Used Oil | 300 | Bare Steel | 1992-06-01 | 1992-06-01 | Bare Steel | Safe Suction (Euro)
MAZ LOWE | 3265 PEACHTREE ST NE | ATLANTA | Fulton | 9060362 | 1 |  |  | TRUE |  | TRUE | Removed from Ground | Used Oil | 550 | Not Marked/Unknown | 1994-05-01 | 1994-05-01 | Not Marked
MAJIK MARKET 84072 | 8540 ROSWELL RD | DUNWOODY | Fulton | 670429 | 2 | [5 empty] | Removed from Ground | Gas (Historical Use) | 8000 | Bare Steel | 1971-05-17 | 1899-12-31 | Galvanized Steel
ATLANTA FIRE STATION #25 | 2349 BENJAMIN E MAYS DR SW | ATLANTA | Fulton | 600382 | 2 | Flapper Valve | 1993-01-15 | FALSE | 1993-01-15 | FALSE | Currently in Use | Diesel | 1000 | Galvanic (STIP-3) | 1993-01-15 |  | Galvanized Steel | Safe Suction (Euro)
JOHN A WHITE CLUBHOUSE | 1053 CASCADE CIR SW | ATLANTA | Fulton | 600398 | 1 | [5 empty] | Removed from Ground | Gas (Historical Use) | 500 | Marked Unknown | 1998-10-13 | 1998-10-13 | Unknown
SHELL FOOD MART | 3113 CAMPBELLTON RD SW | ATLANTA | Fulton | 9000327 | 4 | Ball Float | 1995-09-01 | FALSE | 1991-01-01 | TRUE | Currently in Use | Diesel | 10000 | Fiberglass | 1983-04-30 |  | Fiberglass Reinforced Plastic | Pressurized
CHEVRON 201787 | 3460 CASCADE RD @ I-285 | ATLANTA | Fulton | 600920 | 1 | [5 empty] | Removed from Ground | Gas (Historical Use) | 6000 | Bare Steel | 1970-05-04 | 1992-04-21 | Galvanized Steel | Pressurized
BP #24031/GULF #640847 | 3 JOSEPH E LOWERY BLVD | ATLANTA | Fulton | 9000445 | 3 | Ball Float | 1998-09-01 | FALSE | 1998-09-01 | FALSE | Currently in Use | Plus | 10000 | Fiberglass | 1983-05-03 |  | Fiberglass Reinforced Plastic
CUMMINGS EXXON aka EXXON ON THE RUN | 8325 ROSWELL RD | DUNWOODY | Fulton | 600897 | 5 |  |  | TRUE |  | TRUE | Removed from Ground | Used Oil | 1000 | Fiberglass | 1985-05-06 | 1998-07-02 | Fiberglass Reinforced Plastic | Gravity Fed
CUMMINGS EXXON aka EXXON ON THE RUN | 8325 ROSWELL RD | DUNWOODY | Fulton | 600897 | 4 | Ball Float | 1998-04-01 | FALSE | 1998-04-01 | FALSE | Currently in Use | Diesel | 8000 | Fiberglass | 1985-05-06 |  | Double-Walled Flex | Pressurized
FIRE STATION #6 | 1425 SPALDING DR | DUNWOODY | Fulton | 600911 | 1 | [5 empty] | Removed from Ground | Diesel | 1000 | Fiberglass | 1984-04-01 | 1996-04-01 | Galvanized Steel | Suction (American)
MLK SHELL | 3255 MLK JR DR | ATLANTA | Fulton | 601069 | 6B | Flapper Valve | 2022-06-08 | FALSE | 2022-06-08 | FALSE | Currently in Use | Diesel | 6000 | Composite Double Walled | 2022-06-08 |  | Double-Walled Fiberglass | Pressurized
MLK SHELL | 3255 MLK JR DR | ATLANTA | Fulton | 601069 | 6A | Flapper Valve | 2022-06-08 | FALSE | 2022-06-08 | FALSE | Currently in Use | Premium | 6000 | Composite Double Walled | 2022-06-08 |  | Double-Walled Fiberglass | Pressurized
PEACHTREE ROAD OIL LLC | 3639 PEACHTREE RD NE | ATLANTA | Fulton | 600822 | 6 | Flapper Valve | 2023-07-07 | FALSE | 1988-01-01 | FALSE | Currently in Use | Regular | 10000 | Fiberglass | 1988-01-01 |  | Fiberglass Reinforced Plastic | Pressurized
PEACHTREE ROAD OIL LLC | 3639 PEACHTREE RD NE | ATLANTA | Fulton | 600822 | 8 |  | 1988-01-01 |  | 1988-01-01 |  | Currently in Use | Diesel | 10000 | Fiberglass | 1988-01-01 |  | Fiberglass Reinforced Plastic | Pressurized
PEACHTREE ROAD OIL LLC | 3639 PEACHTREE RD NE | ATLANTA | Fulton | 600822 | 9 |  | 1988-01-01 | TRUE | 1988-01-01 | TRUE | Currently in Use | Used Oil | 550 | Fiberglass |  |  | Fiberglass Reinforced Plastic
DUNWOODY COUNTRY CLUB | 1600 DUNWOODY CLUB RD | DUNWOODY | Fulton | 600543 | 1 | [5 empty] | Removed from Ground | Diesel | 1000 | Bare Steel | 1976-04-25 | 1992-01-01 | Galvanized Steel
FRANK JACKSON LINCOLN MERCURY | 7555 ROSWELL RD | DUNWOODY | Fulton | 9060055 | 1 | [5 empty] | Removed from Ground | Other | 1000 | Marked Unknown | 1991-10-15 | 1991-10-15 | Unknown
Chevron | 1970 MOORES MILL RD | ATLANTA | Fulton | 601101 | 2-UNL |  | 1998-12-01 |  | 1998-12-01 |  | Removed from Ground | Gas (Historical Use) | 8000 | Steel-Impressed Current | 1979-05-03 | 2001-11-01 | Cathodically Protected | Pressurized
Chevron | 1970 MOORES MILL RD | ATLANTA | Fulton | 601101 | 3-SUL |  | 1998-12-01 |  | 1998-12-01 |  | Removed from Ground | Gas (Historical Use) | 8000 | Steel-Impressed Current | 1979-05-03 | 2001-11-01 | Cathodically Protected | Pressurized
CITY OF ATLANTA/WATER DEPT | 651 14TH STREET NW | ATLANTA | Fulton | 9000633 | 6 |  |  | TRUE |  | TRUE | Removed from Ground | Empty | 5000 | Bare Steel | 1974-05-11 | 1998-11-01 | Galvanized Steel
CITY OF ATLANTA/WATER DEPT | 651 14TH STREET NW | ATLANTA | Fulton | 9000633 | 8 | [5 empty] | Removed from Ground | Empty | 10000 | Not Marked/Unknown | 1998-11-01 | 1998-11-01 | Not Marked
CITY OF ATLANTA/WATER DEPT | 651 14TH STREET NW | ATLANTA | Fulton | 9000633 | 9 | [5 empty] | Removed from Ground | Empty | 10000 | Not Marked/Unknown | 1998-11-01 | 1998-11-01 | Not Marked
SIMMONS AND CO | 353 JONES AVE | ATLANTA | Fulton | 601107 | 1 | [5 empty] | Removed from Ground | Gas (Historical Use) | 1000 | Bare Steel | 1986-04-30 | 1992-01-01 | Unknown | Suction (American)
PETRO STOPPING CENTER #22-ATLANTA | 3181 DONALD LEE HOLLOWELL PKWY | ATLANTA | Fulton | 601120 | 2 | [5 empty] | Removed from Ground | Gas (Historical Use) | 10000 | Cathodically Protected Steel | 1978-01-01 | 1991-01-01 | Galvanized Steel
PETRO STOPPING CENTER #22-ATLANTA | 3181 DONALD LEE HOLLOWELL PKWY | ATLANTA | Fulton | 601120 | 14 | Ball Float | 1992-04-17 | FALSE | 1992-04-17 | TRUE | Currently in Use | Diesel | 20000 | Fiberglass Double Walled | 1992-04-17 |  | Fiberglass Reinforced Plastic | Pressurized
PETRO STOPPING CENTER #22-ATLANTA | 3181 DONALD LEE HOLLOWELL PKWY | ATLANTA | Fulton | 601120 | 8 | [5 empty] | Removed from Ground | Other | 2000 | Bare Steel | 1985-01-01 | 1991-01-01 | Galvanized Steel
AMOCO STATION #824 | 3195 DONALD LEE HOWELL PKWY | ATLANTA | Fulton | 601067 | 3 | [5 empty] | Removed from Ground | Gas (Historical Use) | 4000 | Bare Steel | 1968-04-27 | 1986-12-01 | Galvanized Steel
AMOCO STATION #824 | 3195 DONALD LEE HOWELL PKWY | ATLANTA | Fulton | 601067 | 12 |  |  | FALSE |  | FALSE | Removed from Ground | Not Marked/Tank Removed | 500 | Unknown | 2015-08-10 | 2015-08-10
TURNER PROPERTIES INC | 1050 TECHWOOD DR NW | ATLANTA | Fulton | 9060768 | 4 | Flapper Valve | 1998-12-19 | FALSE | 1998-12-19 | FALSE | Currently in Use | Diesel | 15000 | Fiberglass Double Walled | 1998-09-14 |  | Double-Walled Flex | Pressurized
TURNER PROPERTIES INC | 1050 TECHWOOD DR NW | ATLANTA | Fulton | 9060768 | 5 | Flapper Valve | 2001-04-05 | FALSE | 2001-06-01 | FALSE | Currently in Use | Diesel | 10000 | Fiberglass Double Walled | 2001-04-05 |  | Double-Walled Flex | Pressurized
FULTON COUNTY CENTRAL MAINTENANC | 895 MARIETTA BLVD NW | ATLANTA | Fulton | 9060122 | 10 |  | 1998-12-01 |  | 1998-12-01 |  | Closed in Ground | Kerosene | 2000 | Fiberglass | 1987-01-01 | 2015-10-14 | Fiberglass Reinforced Plastic | Safe Suction (Euro)
ALPHA FOOD STORE INC | 1670 -A S MAIN ST | ALPHARETTA | Fulton | 600747 | 3 | Flapper Valve | 1998-12-07 | FALSE | 1998-12-07 | FALSE | Currently in Use | Premium | 4000 | Steel-Impressed Current | 1981-05-06 |  | Double-Walled Fiberglass | Pressurized
QUIKTRIP #843 | 1590 MANSELL RD | ALPHARETTA | Fulton | 9060667 | 3 | Ball Float | 1997-02-27 |  | 1997-02-27 |  | Removed from Ground | Gas (Historical Use) | 15000 | Composite | 1997-02-27 | 2010-11-10 | Fiberglass Reinforced Plastic | Pressurized
ADP | 5880 WINDWARD PKWY | ALPHARETTA | Fulton | 10002174 | 1 | Flapper Valve | 2005-11-23 | FALSE | 2005-11-23 | FALSE | Currently in Use | Diesel | 15000 | Composite Double Walled | 2005-11-23 |  | Double-Walled Fiberglass | Pressurized
BELLSOUTH TELECOMM/F-1522/CAMPBE | 2850 CAMPBELLTON RD SW | ATLANTA | Fulton | 601045 | 8 | [5 empty] | Removed from Ground | Other | 1000 | Bare Steel | 1976-01-01 | 1991-01-01 | Bare Steel
SALMAN BADRUDDIN | 2716 MLK JR DR | ATLANTA | Fulton | 601021 | 3 |  | 1998-08-24 |  | 1998-08-24 |  | Currently in Use | Gas (Historical Use) | 5000 | Steel-Impressed Current | 1970-04-27 |  | Cathodically Protected | Pressurized
CAMPBELLTON FOOD MART INC | 2111 CAMPBELLTON RD SW | ATLANTA | Fulton | 601074 | 3 | Flapper Valve | 1983-04-24 | FALSE | 1983-04-24 | FALSE | Currently in Use | Premium | 10000 | Galvanic (STIP-3) | 1983-04-24 |  | Steel (Impressed Current) | Pressurized
HERMAN MILLER INC | 1000 MANSELL RD | ROSWELL | Fulton | 600692 | 3 | [5 empty] | Removed from Ground | Gas (Historical Use) | 1000 | Bare Steel | 1989-08-01 | 1989-08-01 | Galvanized Steel
CUMMINGS EXXON aka EXXON ON THE RUN | 8325 ROSWELL RD | DUNWOODY | Fulton | 600897 | 2 | Ball Float | 1998-04-01 | FALSE | 1998-04-01 | FALSE | Currently in Use | Premium | 10000 | Fiberglass | 1985-05-06 |  | Double-Walled Flex | Pressurized
HERTZ EQUIPMENT RENTAL CORP | 1484 NORTHSIDE DR NW | ATLANTA | Fulton | 9060134 | 2 | [5 empty] | Removed from Ground | Gas (Historical Use) | 2000 | Bare Steel | 1966-01-01 | 1986-08-01 | Unknown
SOUTHEAST TERMINAL | 3132 PARROTT AVE NW | ATLANTA | Fulton | 9060139 | 2 | [5 empty] | Removed from Ground | Diesel | 2000 | Bare Steel | 1973-01-01 | 1988-11-15 | Galvanized Steel
SOUTHEAST TERMINAL | 3132 PARROTT AVE NW | ATLANTA | Fulton | 9060139 | 8 | [5 empty] | Removed from Ground | Empty | 500 | Bare Steel | 1974-01-01 | 1988-11-15 | Galvanized Steel
MICRODYNAMICS | 1645 HOWELL MILL RD NW | ATLANTA | Fulton | 9060095 | 2 | [5 empty] | Removed from Ground | Gas (Historical Use) | 5000 | Bare Steel | 1990-04-30 | 1990-04-30 | Not Marked
ADDISON CORP | 1425 ELLSWORTH IND DR NW | ATLANTA | Fulton | 9060078 | 3 | [5 empty] | Removed from Ground | Gas (Historical Use) | 1000 | Bare Steel | 1960-01-01 | 1989-12-01 | Galvanized Steel
RAYLOC INC | 950 HUFF RD NW | ATLANTA | Fulton | 9060184 | 4 | [5 empty] | Removed from Ground | Other | 1000 | Not Marked/Unknown | 1992-01-02 | 1992-01-02 | Not Marked
RAYLOC INC | 950 HUFF RD NW | ATLANTA | Fulton | 9060184 | 1 | [5 empty] | Removed from Ground | Diesel | 10000 | Not Marked/Unknown | 1989-01-01 | 1992-01-02 | Not Marked
SOUTHERN RR MAINT FACILITY(FORME | 966 BANKHEAD HWY | ATLANTA | Fulton | 9060323 | 2 | [5 empty] | Removed from Ground | Diesel | 10000 | Not Marked/Unknown |  | 1899-12-31 | Not Marked
C W MATTHEWS CONTRACTING INC | 900 LOIS ST | ATLANTA | Fulton | 9060329 | 2 | [5 empty] | Removed from Ground | Diesel | 2000 | Bare Steel | 1960-01-01 | 1994-04-01 | Not Marked | Gravity Fed
A J SMITH CO | 490 BISHOP ST | ATLANTA | Fulton | 9060406 | 1 | [5 empty] | Removed from Ground | Empty | 10000 | Bare Steel | 1994-10-01 | 1994-10-01 | Unknown
GRADY HEALTH SYSTEM | 80 JESSIE HILL JR DR SE | ATLANTA | Fulton | 9000677 | 1 | [5 empty] | Removed from Ground | Gas (Historical Use) | 1990 | Bare Steel | 1961-03-27 | 1899-12-31 | Bare Steel
RICHS FEDERATED DEPT STORE | 45 BROAD ST | ATLANTA | Fulton | 601311 | 1 | [5 empty] | Removed from Ground | Gas (Historical Use) | 6500 | Bare Steel | 1971-05-11 | 1899-12-31 | Bare Steel
UNDERGROUND FESTIVAL | 75 MLK JR DR | ATLANTA | Fulton | 9000163 | 3 | [5 empty] | Removed from Ground | Other | 10000 | Marked Unknown | 1986-09-11 | 1986-09-11 | Unknown
ENTERPRISE LEASING CO | 303 COURTLAND ST NE | ATLANTA | Fulton | 600803 | 1 |  | 1998-12-21 |  | 1998-12-21 |  | Removed from Ground | Gas (Historical Use) | 4000 | Steel-Impressed Current | 1981-02-11 | 2005-06-29 | Cathodically Protected | Pressurized
ATLANTA PROVISION | 1400 WEST MARIETTA ST | ATLANTA | Fulton | 9060623 | 3 | [5 empty] | Removed from Ground | Other | 1000 | Not Marked/Unknown | 1996-04-10 | 1996-04-10 | Not Marked
912 Huff Road (LEWIS SHERON) | 912 Huff Rd. | Atlanta | Fulton | 9060637 | 1 | [5 empty] | Removed from Ground | Diesel | 8000 | Not Marked/Unknown | 1996-08-09 | 1996-08-09 | Not Marked
CURLEE CLEANERS INC | 897 BANKHEAD AVE NW | ATLANTA | Fulton | 9060523 | 1 | [5 empty] | Removed from Ground | Other | 1000 | Marked Unknown | 1992-07-01 | 1992-07-01 | Unknown
JESSE JONES AUTOMOTIVE | 1650 BANKHEAD HWY | ATLANTA | Fulton | 9060526 | 4 |  |  | FALSE |  | FALSE | Removed from Ground | Gas (Historical Use) | 4000 |  | 1985-01-01 | 1899-12-31 | Copper | Suction (American)
FULTON COUNTY CENTRAL MAINTENANC | 895 MARIETTA BLVD NW | ATLANTA | Fulton | 9060122 | 5 |  | 1998-12-01 |  | 1998-12-01 |  | Closed in Ground | Other | 4000 | Fiberglass | 1987-01-01 | 2015-10-14 | Cathodically Protected | Safe Suction (Euro)
FULTON COUNTY CENTRAL MAINTENANC | 895 MARIETTA BLVD NW | ATLANTA | Fulton | 9060122 | 4 | Exempted | 2009-03-30 | TRUE | 2009-03-30 | TRUE | Currently in Use | Used Oil | 6000 | Fiberglass | 1987-01-01 |  | Fiberglass Reinforced Plastic | Gravity
FULTON COUNTY CENTRAL MAINTENANC | 895 MARIETTA BLVD NW | ATLANTA | Fulton | 9060122 | 7 |  | 1998-12-01 |  | 1998-12-01 |  | Closed in Ground | Other | 2000 | Fiberglass | 1987-01-01 | 2015-10-13 | Fiberglass Reinforced Plastic | Safe Suction (Euro)
SOUTHEAST TERMINAL | 3132 PARROTT AVE NW | ATLANTA | Fulton | 9060139 | 1R1 | [5 empty] | Currently in Use | Other | 2000 | Fiberglass | 1988-12-20 |  | Galvanized Steel | Suction (American)
BETTER BRANDS OF ATLANTA INC | 980 JEFFERSON ST NW | ATLANTA | Fulton | 9060102 | 2 | [5 empty] | Removed from Ground | Gas (Historical Use) | 10000 | Bare Steel | 1970-01-01 | 1997-02-25 | Galvanized Steel
QT-832 | 1678 HOWELL MILL RD NW | ATLANTA | Fulton | 602011 | 7 | Flapper Valve | 2017-12-01 | FALSE | 2017-12-01 | FALSE | Currently in Use | Diesel | 12000 | Fiberglass Double Walled | 2017-08-01 |  | Double-Walled Fiberglass | Pressurized
FAIRMONT AVENUE ATLANTA | 1455 FAIRMONT AVENUE | ATLANTA | Fulton | 9060821 | 3 | [5 empty] | Removed from Ground | Other | 1000 | Bare Steel | 2000-06-16 | 2000-06-16 | Unknown
HERNDON HOMES | 500 JOHN STREET | ATLANTA | Fulton | 9060700 | 1 | [5 empty] | Removed from Ground | Gas (Historical Use) | 552 | Bare Steel | 1997-11-04 | 1997-11-04 | Bare Steel | Safe Suction (Euro)
ATLANTA PROVISION | 1400 WEST MARIETTA ST | ATLANTA | Fulton | 9060623 | 1 | [5 empty] | Removed from Ground | Diesel | 10000 | Marked Unknown | 1996-04-10 | 1996-04-10 | Unknown
BFI WASTE SERVICES LLC | 3045 DONALD LEE HOLLOWELL PKWY NW | ATLANTA | Fulton | 9060510 | 3 |  |  | TRUE |  | TRUE | Removed from Ground | Used Oil | 2500 | Double Walled | 1989-01-01 | 1995-12-20 | Fiberglass Reinforced Plastic | Pressurized
BETTER BRANDS OF ATLANTA INC | 980 JEFFERSON ST NW | ATLANTA | Fulton | 9060102 | 4 |  |  | TRUE |  | TRUE | Removed from Ground | Used Oil | 550 | Bare Steel | 1970-01-01 | 1997-02-25 | Galvanized Steel
BETTER BRANDS OF ATLANTA INC | 980 JEFFERSON ST NW | ATLANTA | Fulton | 9060102 | 1 | [5 empty] | Removed from Ground | Diesel | 10000 | Bare Steel | 1970-01-01 | 1997-02-25 | Galvanized Steel
LOUIS DREYFUS-ATLANTA BULK PLANT | 3112 PARROTT AVE NW | ATLANTA | Fulton | 9060137 | 3 | [5 empty] | Removed from Ground | Empty | 1000 | Bare Steel | 1956-01-01 | 1988-11-15 | Galvanized Steel
HOWELL MILL | 1370 HOWELL MILL RD NW | ATLANTA | Fulton | 9060094 | 2 | Flapper Valve | 1990-01-02 | FALSE | 1990-01-02 | FALSE | Currently in Use | Regular | 20000 | Fiberglass Double Walled | 1990-01-02 |  | Fiberglass Reinforced Plastic | Pressurized
BETTER BRANDS OF ATLANTA INC | 980 JEFFERSON ST NW | ATLANTA | Fulton | 9060102 | C | [5 empty] | Removed from Ground | Gas (Historical Use) | 6000 | Not Marked/Unknown | 1990-09-25 | 1990-09-25 | Not Marked
WHITE ELECTICAL CONTRACTORS | 1730 CHATTAHOOCHEE AVE NW | ATLANTA | Fulton | 9060062 | 1 | [5 empty] | Removed from Ground | Gas (Historical Use) | 0 | Bare Steel | 1990-11-11 | 1990-11-11 | Galvanized Steel
BETTER BRANDS OF ATLANTA INC | 980 JEFFERSON ST NW | ATLANTA | Fulton | 9060102 | A | [5 empty] | Removed from Ground | Diesel | 8000 | Not Marked/Unknown | 1990-09-25 | 1990-09-25 | Not Marked
BETTER BRANDS OF ATLANTA INC | 980 JEFFERSON ST NW | ATLANTA | Fulton | 9060102 | 3 |  |  | TRUE |  | TRUE | Removed from Ground | Used Oil | 550 | Bare Steel | 1970-01-01 | 1997-02-25 | Galvanized Steel
BROOKS-BERRY-HAYNIE & ASSOC | 2290 MARIETTA RD NW | ATLANTA | Fulton | 9060120 | 1 | [5 empty] | Removed from Ground | Gas (Historical Use) | 3000 | Bare Steel | 1975-01-01 | 1996-08-02 | Bare Steel | Safe Suction (Euro)
BIG A FOOD MART | 568 CHAPPELL RD NW | ATLANTA | Fulton | 9060061 | 2 | Ball Float | 2001-01-01 | FALSE | 2001-01-01 | FALSE | Currently in Use | Premium | 10000 | Fiberglass | 1980-01-01 |  | Fiberglass Reinforced Plastic | Pressurized
EXXON STATION #4-6381 | 1709 HOWELL MILL RD NW | ATLANTA | Fulton | 9060003 | 2 | [5 empty] | Removed from Ground | Other | 0 | Not Marked/Unknown | 1988-09-07 | 1988-09-07 | Not Marked
OFFICE DISTRIBUTION/FORMER UNKNO | 1610 SOUTHLAND CIRCLE NW | ATLANTA | Fulton | 9060278 | 1 | [5 empty] | Removed from Ground | Other | 1500 | Bare Steel | 1994-07-13 | 1994-07-13 | Galvanized Steel
ALLIED FOODS | 1450 HILLS PLACE AVE (CORRECT) | ATLANTA | Fulton | 9060328 | 2 | [5 empty] | Removed from Ground | Gas (Historical Use) | 8000 | Not Marked/Unknown | 1994-02-24 | 1994-02-24 | Not Marked
BUDGET RENT A CAR | 140 COURTLAND ST | ATLANTA | Fulton | 601168 | 1 | Flapper Valve | 1998-07-28 | FALSE | 1998-07-28 | FALSE | Currently in Use | Regular | 6100 | Steel-Impressed Current | 1971-02-25 |  | Steel (Impressed Current) | Safe Suction (Euro)
GREYHOUND LOCATION 4109 | 81 INTERNATIONAL BLVD | ATLANTA | Fulton | 600696 | 6 |  |  | FALSE |  | FALSE | Removed from Ground | Not Marked/Tank Removed | 6000 | Unknown | 2006-05-10 | 2006-05-10 | Unknown
ALRIGHT PARKING/WILLIAMS ST GARA | 120 WILLIAMS ST | ATLANTA | Fulton | 9000350 | 2 | [5 empty] | Removed from Ground | Diesel | 6000 | Bare Steel | 1994-04-15 | 1994-04-15 | Bare Steel
AVIS RENT-A-CAR SYSTEM LLC | 143 COURTLAND ST NE | ATLANTA | Fulton | 9000040 | 2 |  |  | TRUE |  | TRUE | Removed from Ground | Empty | 1000 | Bare Steel | 1990-02-01 | 1990-02-01 | Unknown
GRADY MEMORIAL HOSPITAL STEAM PL | 52 COCA COLA PLACE | ATLANTA | Fulton | 600263 | 5 | Overfill Alarm | 1997-09-30 | FALSE | 1997-03-08 | FALSE | Currently in Use | Diesel | 30000 | Steel-Impressed Current | 1956-03-28 |  | Steel (Impressed Current) | Suction (American)
GRADY MEMORIAL HOSPITAL STEAM PL | 52 COCA COLA PLACE | ATLANTA | Fulton | 600263 | 4 | Overfill Alarm | 1997-09-30 | FALSE | 1997-03-08 | FALSE | Currently in Use | Diesel | 30000 | Steel-Impressed Current | 1956-03-28 |  | Steel (Impressed Current) | Suction (American)
BLUE BIRD SERVICE CTR | 200 MEMORIAL DR SW | ATLANTA | Fulton | 600096 | 6 |  |  | TRUE |  | TRUE | Removed from Ground | Used Oil | 1000 | Bare Steel | 1991-05-01 | 1991-05-01 | Not Marked
AT&T - F1104 | 51 PEACHTREE CENTER AVE SE | ATLANTA | Fulton | 600067 | 6 | Flapper Valve | 1998-08-15 | FALSE | 1998-08-15 | FALSE | Currently in Use | Diesel | 25000 | Galvanic (STIP-3) | 1998-08-15 |  | Fiberglass Reinforced Plastic | Pressurized
BOTTOM SHELL FOOD MART | 2018 BOLTON RD | ATLANTA | Fulton | 9060052 | 2 | Ball Float | 1988-04-01 |  | 1988-04-01 |  | Currently in Use | Gas (Historical Use) | 10000 | Steel-Impressed Current | 1988-04-01 |  | Steel (Impressed Current) | Pressurized
GRUBB & ELLIS COMM/IND PROPERTY | 1417 CHATTAHOOCHEE AVE NW | ATLANTA | Fulton | 9060007 | 1 | [5 empty] | Removed from Ground | Gas (Historical Use) | 2000 | Bare Steel | 1990-11-15 | 1990-11-15 | Galvanized Steel
METRO ELECTRICAL CONTRACTORS INC | 1263 ELLSWORTH DR NW | ATLANTA | Fulton | 9060309 | 1 | [5 empty] | Removed from Ground | Gas (Historical Use) | 550 | Not Marked/Unknown | 1993-10-25 | 1993-10-25 | Not Marked
GREYHOUND LOCATION 4109 | 81 INTERNATIONAL BLVD | ATLANTA | Fulton | 600696 | 1 | [5 empty] | Removed from Ground | Diesel | 2000 | Marked Unknown | 2004-08-24 | 1899-12-31 | Unknown
AVIS RENT-A-CAR SYSTEM LLC | 143 COURTLAND ST NE | ATLANTA | Fulton | 9000040 | 3 | [5 empty] | Removed from Ground | Other | 550 | Bare Steel | 1990-02-01 | 1990-02-01 | Unknown
FULTON COUNTY HEALTH DEPT | 99 BUTLER ST NE | ATLANTA | Fulton | 600317 | 2 | [5 empty] | Removed from Ground | Diesel | 1000 | Bare Steel | 1966-05-13 | 1997-11-20 | Galvanized Steel | Safe Suction (Euro)
FIRE STATION #4 | 125 ELLIS ST NE | ATLANTA | Fulton | 600365 | 1 | [5 empty] | Removed from Ground | Diesel | 1000 | Bare Steel | 1960-05-14 | 1998-11-01 | Galvanized Steel
GREEN TIRE CO | 2533 BANKHEAD HWY NW | ATLANTA | Fulton | 9060050 | 2 | [5 empty] | Removed from Ground | Gas (Historical Use) | 3000 | Bare Steel | 1965-01-01 | 1990-06-12 | Galvanized Steel
EXXON STATION #4-6381 | 1709 HOWELL MILL RD NW | ATLANTA | Fulton | 9060003 | 3 | [5 empty] | Removed from Ground | Other | 0 | Not Marked/Unknown | 1988-09-07 | 1988-09-07 | Not Marked
KMART #4070 | 2176 BANKHEAD AVE NW | ATLANTA | Fulton | 9060258 | 1 |  |  | TRUE |  | TRUE | Removed from Ground | Used Oil | 1000 | Bare Steel | 1992-09-15 | 1992-09-15 | Bare Steel | Gravity Fed
GREYHOUND LOCATION 4109 | 81 INTERNATIONAL BLVD | ATLANTA | Fulton | 600696 | 2 | [5 empty] | Removed from Ground | Gas (Historical Use) | 6000 | Marked Unknown | 1995-06-06 | 1995-06-06 | Unknown
ATLANTA MARRIOTT MARQUIS | 265 PEACHTREE CENTER AVE | ATLANTA | Fulton | 600436 | 1 | Overfill Alarm | 1997-03-01 | FALSE | 1997-03-01 | FALSE | Temporarily out of use | Diesel | 20000 | Epoxy | 1986-01-01 |  | Steel/FG Secondary containment | Suction (American)
SOUTHERN RR MAINT FACILITY(FORME | 966 BANKHEAD HWY | ATLANTA | Fulton | 9060323 | 1 | [5 empty] | Removed from Ground | Diesel | 10000 | Not Marked/Unknown |  | 1899-12-31 | Not Marked
GA PROSTHETICS | 398 14TH ST NW | ATLANTA | Fulton | 9060368 | 1 | [5 empty] | Removed from Ground | Gas (Historical Use) | 2000 | Bare Steel | 1994-07-22 | 1994-07-22 | Galvanized Steel | Safe Suction (Euro)
RICHS FEDERATED DEPT STORE | 45 BROAD ST | ATLANTA | Fulton | 601311 | 10 | [5 empty] | Removed from Ground | Other | 1000 | Bare Steel | 1968-05-11 | 1899-12-31 | Bare Steel
BUDGET RENT A CAR | 140 COURTLAND ST | ATLANTA | Fulton | 601168 | 3 | [5 empty] | Removed from Ground | Gas (Historical Use) | 5000 | Bare Steel | 1971-02-25 | 1994-01-05 | Bare Steel
GREYHOUND LOCATION 4109 | 81 INTERNATIONAL BLVD | ATLANTA | Fulton | 600696 | 3 | [5 empty] | Closed in Ground | Empty | 2000 | Marked Unknown | 1980-07-01 | 1980-07-01 | Unknown
AVIS RENT-A-CAR SYSTEM LLC | 143 COURTLAND ST NE | ATLANTA | Fulton | 9000040 | 1 | Overfill Alarm | 1997-12-12 | FALSE | 1997-12-12 | FALSE | Removed from Ground | Regular | 12000 | Fiberglass Double Walled | 1985-01-01 |  | Double-Walled Fiberglass | Pressurized
FULTON COUNTY HEALTH DEPT | 99 BUTLER ST NE | ATLANTA | Fulton | 600317 | 1 | [5 empty] | Removed from Ground | Gas (Historical Use) | 1000 | Bare Steel | 1966-05-13 | 1997-11-20 | Galvanized Steel | Safe Suction (Euro)
RADISSON HOTEL ATLANTA | 165 CORTLAND ST | ATLANTA | Fulton | 600116 | 2 |  | 1994-09-28 |  | 1994-09-28 |  | Closed in Ground | Diesel | 6000 | Double Walled | 1994-09-28 | 2014-10-08 | Fiberglass Reinforced Plastic | Suction (American)
CITY OF ATLANTA | 72 MARIETTA ST NW | ATLANTA | Fulton | 600025 | 1 |  | 1991-01-09 |  | 1991-01-09 |  | Removed from Ground | Diesel | 20000 | Cathodically Protected Steel | 1979-05-23 | 2003-12-11 | Fiberglass Reinforced Plastic | Pressurized
28 14TH STREET | 28 14TH STREET | ATLANTA | Fulton | 9060828 | 4 |  |  | FALSE |  | FALSE | Removed from Ground | Empty | 750 | Bare Steel |  | 2017-03-09
APA COLOR LABS INC | 1451 NORTHSIDE DR | ATLANTA | Fulton | 9060628 | 4 | [5 empty] | Removed from Ground | Gas (Historical Use) | 3000 | Not Marked/Unknown | 1972-01-01 | 1972-01-01 | Not Marked
ATLANTA PROVISION | 1400 WEST MARIETTA ST | ATLANTA | Fulton | 9060623 | 4 |  |  | TRUE |  | TRUE | Removed from Ground | Used Oil | 1000 | Not Marked/Unknown | 1996-04-10 | 1996-04-10 | Not Marked
SOUTHEAST TERMINAL | 3132 PARROTT AVE NW | ATLANTA | Fulton | 9060139 | 6 | [5 empty] | Removed from Ground | Other | 564 | Bare Steel | 1973-01-01 | 1988-07-08 | Galvanized Steel
CARL SMITH | 1750 HOWELL MILL ROAD | ATLANTA | Fulton | 9060806 | 2 | [5 empty] | Removed from Ground | Gas (Historical Use) | 2000 | Marked Unknown | 2000-01-25 | 2000-01-25 | Bare Steel
TURNER PROPERTIES INC | 1050 TECHWOOD DR NW | ATLANTA | Fulton | 9060768 | 2 |  | 1999-01-18 |  | 1991-06-01 |  | Removed from Ground | Diesel | 1000 | Steel-Impressed Current | 1983-01-01 | 2007-04-04 | Fiberglass Reinforced Plastic | Safe Suction (Euro)
CHEVRON #40024 | 918 BANKHEAD HWY | ATLANTA | Fulton | 9060571 | 1 | [5 empty] | Removed from Ground | Diesel | 0 | Not Marked/Unknown |  | 1899-12-31 | Not Marked
J WAYNE INC | 2085 MARIETTA BLVD | ATLANTA | Fulton | 9060539 | 1 | Flapper Valve | 1998-10-15 | FALSE | 1998-10-15 | FALSE | Abandoned-No Known Release | Diesel | 10000 | Galvanic (STIP-3) | 1985-01-01 |  | Fiberglass Reinforced Plastic | Pressurized
AMOCO STATION #824 | 3195 DONALD LEE HOWELL PKWY | ATLANTA | Fulton | 601067 | 7 | [5 empty] | Removed from Ground | Gas (Historical Use) | 10000 | Cathodically Protected Steel | 1977-04-25 | 1986-12-01 | Galvanized Steel
AMOCO STATION #824 | 3195 DONALD LEE HOWELL PKWY | ATLANTA | Fulton | 601067 | 1 | [5 empty] | Removed from Ground | Gas (Historical Use) | 4000 | Bare Steel | 1968-04-27 | 1986-12-01 | Galvanized Steel
MARTA PERRY BOULEVARD BUS OPERAT | 1600 PERRY BLVD NW | ATLANTA | Fulton | 602017 | 5 |  | 1996-05-01 | TRUE | 1996-05-01 | TRUE | Closed in Ground | Used Oil | 1000 | Fiberglass Double Walled | 1996-05-01 | 2019-12-03 | Fiberglass Reinforced Plastic
ATLANTA PROVISION | 1400 WEST MARIETTA ST | ATLANTA | Fulton | 9060623 | 2 | [5 empty] | Removed from Ground | Gas (Historical Use) | 2000 | Marked Unknown | 1996-04-10 | 1996-04-10 | Unknown
HERTZ EQUIPMENT RENTAL CORP | 1484 NORTHSIDE DR NW | ATLANTA | Fulton | 9060134 | 1 | [5 empty] | Removed from Ground | Diesel | 10000 | Bare Steel | 1971-01-01 | 1986-08-01 | Unknown
GRADY MEMORIAL HOSPITAL STEAM PL | 52 COCA COLA PLACE | ATLANTA | Fulton | 600263 | 1 | Overfill Alarm | 1997-09-30 | FALSE | 1997-03-08 | FALSE | Currently in Use | Diesel | 30000 | Steel-Impressed Current | 1956-03-28 |  | Steel (Impressed Current) | Suction (American)
HUGH SPALDING CHILDRENS HOSPITAL | 35 JESSIE HILL JR DR SE | ATLANTA | Fulton | 600266 | 2 | Flapper Valve | 2009-07-06 | FALSE | 2009-07-06 | FALSE | Currently in Use | Diesel | 10000 | Fiberglass Double Walled | 2009-01-01 |  | Fiberglass Reinforced Plastic | Suction (American)
HERTZ RENT A CAR FORMER | 202 COURRAND ST | ATLANTA | Fulton | 600021 | 2 | [5 empty] | Removed from Ground | Gas (Historical Use) | 2000 | Bare Steel | 1966-05-25 | 1991-01-01 | Unknown
SOUTHEAST TERMINAL | 3132 PARROTT AVE NW | ATLANTA | Fulton | 9060139 | 9 | [5 empty] | Currently in Use | Other | 2000 | Bare Steel | 1981-01-01 |  | Galvanized Steel
PRECISION TUNE | 1689 HOWELL MILL RD NW | ATLANTA | Fulton | 9060096 | 1 | [5 empty] | Removed from Ground | Gas (Historical Use) | 4000 | Bare Steel | 1963-01-01 | 1990-02-26 | Galvanized Steel
OFFICE DISTRIBUTION/FORMER UNKNO | 1610 SOUTHLAND CIRCLE NW | ATLANTA | Fulton | 9060278 | 2 | [5 empty] | Removed from Ground | Other | 6000 | Bare Steel | 1994-07-13 | 1994-07-13 | Galvanized Steel
ALLIED FOODS | 1450 HILLS PLACE AVE (CORRECT) | ATLANTA | Fulton | 9060328 | 1 | [5 empty] | Removed from Ground | Gas (Historical Use) | 8000 | Not Marked/Unknown | 1994-02-24 | 1994-02-24 | Not Marked
ARTHUR J SCHNEIDER SALES INC | 1778 ELLSWORTH IND DR NW | ATLANTA | Fulton | 9060330 | 1 | [5 empty] | Removed from Ground | Other | 0 | Not Marked/Unknown | 1982-01-01 | 1982-01-01 | Not Marked
ALRIGHT PARKING/WILLIAMS ST GARA | 120 WILLIAMS ST | ATLANTA | Fulton | 9000350 | 1 | [5 empty] | Removed from Ground | Diesel | 6000 | Bare Steel | 1994-04-15 | 1994-04-15 | Bare Steel
ALRIGHT PARKING/WILLIAMS ST GARA | 120 WILLIAMS ST | ATLANTA | Fulton | 9000350 | 4 | [5 empty] | Removed from Ground | Diesel | 6000 | Bare Steel | 1994-04-15 | 1994-04-15 | Bare Steel
FRANKLIN RD AMOCO INC | 160 J W DOBBS AVE | ATLANTA | Fulton | 600823 | 6 |  | 1988-04-01 | FALSE | 1988-04-01 | FALSE | Removed from Ground | Gas (Historical Use) | 10000 | Fiberglass | 1988-04-15 | 2017-11-29 | Fiberglass Reinforced Plastic | Pressurized
CITY OF ATLANTA-68 MITCHELL | 68 MITCHELL ST SW | ATLANTA | Fulton | 600359 | 2 | [5 empty] | Removed from Ground | Diesel | 10000 | Cathodically Protected Steel | 1973-05-11 | 1899-12-31 | Not Marked
GEORGIA STATE UNIVERSITY | 46 SOUTH COURTLAND ST SE | ATLANTA | Fulton | 600361 | 1 | [5 empty] | Removed from Ground | Gas (Historical Use) | 2000 | Bare Steel | 1966-05-13 | 1899-12-31 | Galvanized Steel
OSCAR S HALL JR | 215 AUBURN AVE NE | ATLANTA | Fulton | 600079 | 2 | [5 empty] | Removed from Ground | Gas (Historical Use) | 5000 | Bare Steel | 1959-05-12 | 1995-04-17 | Galvanized Steel
HERTZ RENT A CAR FORMER | 202 COURRAND ST | ATLANTA | Fulton | 600021 | 1 | [5 empty] | Removed from Ground | Gas (Historical Use) | 8000 | Bare Steel | 1966-05-25 | 1991-01-01 | Unknown
CITY OF ATLANTA | 72 MARIETTA ST NW | ATLANTA | Fulton | 600025 | 4 |  | 1991-01-09 |  | 1991-01-09 |  | Removed from Ground | Diesel | 20000 | Cathodically Protected Steel | 1979-05-23 | 2003-12-26 | Double Walled | Pressurized
CITY OF ATLANTA | 72 MARIETTA ST NW | ATLANTA | Fulton | 600025 | 5 |  | 1991-01-09 |  | 1991-01-09 |  | Removed from Ground | Gas (Historical Use) | 12000 | Cathodically Protected Steel | 1979-05-23 | 2003-10-01 | Fiberglass Reinforced Plastic | Pressurized
CITY OF ATLANTA | 72 MARIETTA ST NW | ATLANTA | Fulton | 600025 | 7 |  |  | TRUE |  | TRUE | Removed from Ground | Diesel | 550 | Bare Steel | 1970-05-25 | 1990-11-15 | Galvanized Steel | Gravity Fed
SELIG ENTERPRISES INC | 142 MAGNUM ST SW | ATLANTA | Fulton | 600129 | 2 | Ball Float | 2003-12-01 | FALSE | 2003-12-01 | FALSE | Removed from Ground | Diesel | 3000 | Galvanic (STIP-3) | 2003-12-01 | 2008-09-05 | Galvanized Steel | Safe Suction (Euro)
CHECKER CAB CO | 563 TRABERT AVE NW | ATLANTA | Fulton | 600190 | 3 |  |  | TRUE |  | TRUE | Removed from Ground | Used Oil | 50 | Bare Steel | 1966-05-14 | 1992-09-01 | Galvanized Steel
PEACHTREE CIRCLE EXXON | 1521 PEACHTREE ST NE | ATLANTA | Fulton | 600825 | 2 | [5 empty] | Removed from Ground | Diesel | 10000 | Bare Steel | 1981-05-03 | 1899-12-31 | Galvanized Steel
WILLIAMS STREET AMOCO | 1185 WILLIAMS ST NW | ATLANTA | Fulton | 9000377 | 341172 | [5 empty] | Removed from Ground | Empty | 4000 | Bare Steel | 1962-04-28 | 1899-12-31 | Bare Steel
BP #24042/GULF #269555 | 976 WEST PEACHTREE ST NW | ATLANTA | Fulton | 600776 | 3A | [5 empty] | Removed from Ground | Gas (Historical Use) | 10000 | Fiberglass | 1988-04-25 | 1994-08-19 | Fiberglass Reinforced Plastic
MAJIK MARKET #8243 | 2451 PEACHTREE RD | ATLANTA | Fulton | 600963 | 4 |  |  | FALSE |  | FALSE | Closed in Ground |  | 500 | Unknown |  | 1899-12-31
WILLIAMS PRINTING CO | 1240 SPRING ST NW | ATLANTA | Fulton | 600031 | 1 | [5 empty] | Removed from Ground | Hazardous Substance | 1250 | Bare Steel | 1981-05-17 | 1988-12-01 | Galvanized Steel
FEDERAL HOME BANK | 1475 PEACHTREE ST NE | ATLANTA | Fulton | 600194 | 1 |  | 1999-11-08 |  | 1999-11-08 |  | Closed in Ground | Diesel | 3000 | Fiberglass | 1999-11-01 | 2009-08-01 | Double Walled | Suction (American)
14TH ST SHELL | 1184 SPRING ST NW | ATLANTA | Fulton | 600821 | 5 | Ball Float |  | TRUE |  | TRUE | Currently in Use | Used Oil | 1000 | Fiberglass | 1988-01-01 |  | Fiberglass Reinforced Plastic
14TH ST SHELL | 1184 SPRING ST NW | ATLANTA | Fulton | 600821 | 4 | Flapper Valve | 1983-05-03 | TRUE | 1983-05-03 | TRUE | Currently in Use | Diesel | 10000 | Fiberglass | 1988-01-01 |  | Fiberglass Reinforced Plastic | Pressurized
WILLIAMS STREET AMOCO | 1185 WILLIAMS ST NW | ATLANTA | Fulton | 9000377 | 341163 | [5 empty] | Removed from Ground | Empty | 4000 | Bare Steel | 1962-04-28 | 1899-12-31 | Bare Steel
ANSLEY GOLF CLUB | 196 MONTGOMERY FERRY DR NE | ATLANTA | Fulton | 9000753 | 1 | Flapper Valve | 1991-05-15 |  | 1991-05-15 |  | Removed from Ground | Diesel | 1000 | Tank Jacket | 1991-05-15 | 2012-12-12 | Fiberglass Reinforced Plastic | Pressurized
SHELTERING ARMS INC | ALEXANDER & TECHWOOD | ATLANTA | Fulton | 9060596 | 1 | [5 empty] | Permanently Out of Use - historical purposes | Diesel | 500 | Not Marked/Unknown |  | 1899-12-31 | Not Marked
1010 MIDTOWN | 1080 PEACHTREE STREET | ATLANTA | Fulton | 10001300 | 5 |  |  | FALSE |  | FALSE | Removed from Ground | Gas (Historical Use) | 1000 | Bare Steel | 2006-09-18 | 2006-09-18 | Unknown
MIDTOWN | 1125 PEACHTREE ST | ATLANTA | Fulton | 9060500 | 5 | [5 empty] | Removed from Ground | Gas (Historical Use) | 4000 | Bare Steel | 1957-01-01 | 1998-12-01 | Galvanized Steel | Pressurized
CITGO FOODMART | 903 PEACHTREE ST NE | ATLANTA | Fulton | 9060006 | 4 | [5 empty] | Removed from Ground | Used Oil | 1000 | Bare Steel | 2000-07-13 | 2000-07-13 | Unknown | Gravity Fed
CITGO FOODMART | 903 PEACHTREE ST NE | ATLANTA | Fulton | 9060006 | 1 | [5 empty] | Permanently Out of Use - historical purposes | Gas (Historical Use) | 4000 | Bare Steel | 1968-01-01 | 1899-12-31 | Unknown | Pressurized
GREEN TIRE CO | 2533 BANKHEAD HWY NW | ATLANTA | Fulton | 9060050 | 1 | [5 empty] | Removed from Ground | Gas (Historical Use) | 3000 | Bare Steel | 1965-01-01 | 1990-06-12 | Galvanized Steel
ADDISON CORP | 1425 ELLSWORTH IND DR NW | ATLANTA | Fulton | 9060078 | 1 | [5 empty] | Removed from Ground | Diesel | 10000 | Bare Steel | 1978-01-01 | 1989-12-01 | Galvanized Steel
ADM CORN PROCESSING | 820 ASHBY ST NW | ATLANTA | Fulton | 9060291 | 1 | [5 empty] | Removed from Ground | Diesel | 10000 | Not Marked/Unknown | 1993-07-29 | 1993-07-29 | Not Marked
FORMER FINA GAS STATION | 1843 CHATTAHOOCHEE AVE | ATLANTA | Fulton | 9060378 | 1 | [5 empty] | Removed from Ground | Gas (Historical Use) | 2000 | Not Marked/Unknown |  | 1899-12-31 | Not Marked
GRADY HEALTH SYSTEM | 80 JESSIE HILL JR DR SE | ATLANTA | Fulton | 9000677 | 3 | [5 empty] | Removed from Ground | Gas (Historical Use) | 282 | Bare Steel | 1957-03-28 | 1981-06-01 | Bare Steel
NORFOLK SOUTHERN RAILWAY CO | 125 SPRING ST | ATLANTA | Fulton | 601268 | 3 | [5 empty] | Removed from Ground | Gas (Historical Use) | 1000 | Not Marked/Unknown | 1992-03-01 | 1992-03-01 | Not Marked
FRANKLIN RD AMOCO INC | 160 J W DOBBS AVE | ATLANTA | Fulton | 600823 | 1 | [5 empty] | Removed from Ground | Gas (Historical Use) | 4000 | Bare Steel | 1956-05-09 | 1988-01-01 | Galvanized Steel
BANK OF AMERICA | 222 MITCHELL ST SW | ATLANTA | Fulton | 600455 | 2 |  | 1998-07-24 | FALSE | 1998-07-24 | FALSE | Removed from Ground | Diesel | 10000 | Epoxy | 1998-07-24 |  | Fiberglass Reinforced Plastic | Pressurized
CITY OF ATLANTA-68 MITCHELL | 68 MITCHELL ST SW | ATLANTA | Fulton | 600359 | 1 | Flapper Valve | 1989-06-01 | FALSE | 1989-06-01 | FALSE | Currently in Use | Diesel | 10000 | Galvanic (STIP-3)/Sacrificial Anodes | 1973-05-11 |  | Steel/Sacrificial Anodes | Safe Suction (Euro)
H M PATTERSON & SON | 1020 SPRING ST | ATLANTA | Fulton | 600448 | 1 | [5 empty] | Removed from Ground | Gas (Historical Use) | 500 | Bare Steel | 1929-05-22 | 1990-04-20 | Unknown
2193 QM LLC | 2193 PEACHTREE RD NE | ATLANTA | Fulton | 600824 | 8 | Ball Float | 1988-09-01 | FALSE | 1988-09-01 | FALSE | Currently in Use | Regular | 10000 | Fiberglass | 1988-09-14 |  | Flex | Pressurized
BEAUDRY FORD INC | 141 PIEDMONT AVE NE | ATLANTA | Fulton | 600617 | 3 |  |  | TRUE |  | TRUE | Removed from Ground | Used Oil | 1000 | Marked Unknown | 1968-04-20 | 1899-12-31 | Not Marked
BANK OF AMERICA | 222 MITCHELL ST SW | ATLANTA | Fulton | 600455 | 1 | [5 empty] | Removed from Ground | Diesel | 10000 | Bare Steel | 1979-06-15 | 1998-06-01 | Bare Steel | Gravity Fed
GA STATE UNIV/PHYSICAL PLANT DEP | 120 COLLINS ST | ATLANTA | Fulton | 600125 | 2 | [5 empty] | Removed from Ground | Gas (Historical Use) | 2000 | Bare Steel | 1976-01-31 | 1994-06-23 | Galvanized Steel | Safe Suction (Euro)
BLUE BIRD SERVICE CTR | 200 MEMORIAL DR SW | ATLANTA | Fulton | 600096 | 2 | [5 empty] | Removed from Ground | Diesel | 5000 | Bare Steel | 1971-02-04 | 1995-09-01 | Galvanized Steel
OSCAR S HALL JR | 215 AUBURN AVE NE | ATLANTA | Fulton | 600079 | 1 | [5 empty] | Removed from Ground | Gas (Historical Use) | 5000 | Bare Steel | 1959-05-12 | 1995-04-17 | Galvanized Steel
CITY OF ATLANTA | 72 MARIETTA ST NW | ATLANTA | Fulton | 600025 | 3 |  | 1991-01-09 |  | 1991-01-09 |  | Removed from Ground | Diesel | 12000 | Cathodically Protected Steel | 1970-05-25 | 2003-12-11 | Double-Walled Fiberglass | Safe Suction (Euro)
2193 QM LLC | 2193 PEACHTREE RD NE | ATLANTA | Fulton | 600824 | 9 | Ball Float | 1988-09-01 | FALSE | 1988-09-01 | FALSE | Currently in Use | Premium | 10000 | Fiberglass | 1988-09-14 |  | Flex | Pressurized
ATLANTA INTERIOR SUPPLY | 1270 TECHWOOD DR NW | ATLANTA | Fulton | 9060162 | 1 | [5 empty] | Removed from Ground | Diesel | 3000 | Bare Steel | 1985-01-01 | 1990-01-23 | Galvanized Steel
BAKER DELIVERY SERVICE | 690 PAINES AVE NW | ATLANTA | Fulton | 9060136 | 2 | [5 empty] | Removed from Ground | Gas (Historical Use) | 5000 | Bare Steel | 1987-10-05 | 1987-10-05 | Unknown
BETTER BRANDS OF ATLANTA INC | 980 JEFFERSON ST NW | ATLANTA | Fulton | 9060102 | B | [5 empty] | Removed from Ground | Diesel | 6000 | Not Marked/Unknown | 1990-09-25 | 1990-09-25 | Not Marked
MEAD CORP | 966 ASHBY ST NW | ATLANTA | Fulton | 9060046 | 2 | [5 empty] | Removed from Ground | Gas (Historical Use) | 5000 | Not Marked/Unknown | 1989-08-08 | 1989-08-08 | Not Marked
BIG A FOOD MART | 568 CHAPPELL RD NW | ATLANTA | Fulton | 9060061 | 3 | Ball Float | 2001-01-01 | FALSE | 2001-01-01 | FALSE | Currently in Use | Diesel | 10000 | Fiberglass | 1980-01-01 |  | Fiberglass Reinforced Plastic | Pressurized
EXXON STATION #4-6381 | 1709 HOWELL MILL RD NW | ATLANTA | Fulton | 9060003 | 1 | [5 empty] | Removed from Ground | Other | 0 | Not Marked/Unknown | 1988-09-07 | 1988-09-07 | Not Marked
GREYHOUND LOCATION 4109 | 81 INTERNATIONAL BLVD | ATLANTA | Fulton | 600696 | 4 | [5 empty] | Removed from Ground | Diesel | 12000 | Marked Unknown | 1998-08-12 | 1998-08-12 | Unknown
GREYHOUND LOCATION 4109 | 81 INTERNATIONAL BLVD | ATLANTA | Fulton | 600696 | 5 |  |  | FALSE |  | FALSE | Removed from Ground | Not Marked/Tank Removed | 2600 | Unknown | 2006-05-10 | 2006-05-10 | Unknown
Piedmont Hospital | 1968 Peachtree Rd NW | Atlanta | Fulton | 600150 | 2 | [5 empty] | Removed from Ground | Diesel | 20000 | Composite | 1985-03-10 | 1992-08-01 | Bare Steel
2193 QM LLC | 2193 PEACHTREE RD NE | ATLANTA | Fulton | 600824 | 10 | Ball Float | 1988-09-01 | FALSE | 1988-09-01 | FALSE | Currently in Use | Diesel | 10000 | Fiberglass | 1988-09-14 |  | Fiberglass Reinforced Plastic | Pressurized
HOLLYWOOD RD JOINT VENTURE | 829 HOLLYWOOD RD NW | ATLANTA | Fulton | 9060093 | 1 | [5 empty] | Removed from Ground | Other | 10000 | Bare Steel | 1980-01-01 | 1988-12-08 | Galvanized Steel
MICRODYNAMICS | 1645 HOWELL MILL RD NW | ATLANTA | Fulton | 9060095 | 1 | [5 empty] | Removed from Ground | Gas (Historical Use) | 3000 | Bare Steel | 1990-04-30 | 1990-04-30 | Not Marked
PRECISION TUNE | 1689 HOWELL MILL RD NW | ATLANTA | Fulton | 9060096 | 3 | [5 empty] | Removed from Ground | Gas (Historical Use) | 4000 | Bare Steel | 1963-01-01 | 1990-02-26 | Galvanized Steel
RAYLOC INC | 950 HUFF RD NW | ATLANTA | Fulton | 9060184 | 3 | [5 empty] | Removed from Ground | Other | 1000 | Not Marked/Unknown | 1992-01-02 | 1992-01-02 | Not Marked
THE GLIDDEN CO | 1065 GLIDDEN ST NW | ATLANTA | Fulton | 9060365 | 1 | [5 empty] | Removed from Ground | Other | 5000 | Bare Steel | 1977-04-01 | 1994-06-29 | Galvanized Steel | Gravity Fed
RICHS FEDERATED DEPT STORE | 45 BROAD ST | ATLANTA | Fulton | 601311 | 2 | [5 empty] | Removed from Ground | Diesel | 275 | Bare Steel | 1971-05-11 | 1899-12-31 | Bare Steel
UNDERGROUND FESTIVAL | 75 MLK JR DR | ATLANTA | Fulton | 9000163 | 6 | [5 empty] | Removed from Ground | Other | 1000 | Marked Unknown | 1986-09-11 | 1986-09-11 | Unknown
ATLANTA MARRIOTT MARQUIS | 265 PEACHTREE CENTER AVE | ATLANTA | Fulton | 600436 | 2 | Overfill Alarm | 1997-03-01 | FALSE | 1997-03-01 | FALSE | Temporarily out of use | Diesel | 20000 | Epoxy | 1986-01-01 |  | Steel/FG Secondary containment | Suction (American)
2193 QM LLC | 2193 PEACHTREE RD NE | ATLANTA | Fulton | 600824 | 11 |  |  | TRUE |  | TRUE | Removed from Ground | Used Oil | 1000 | Fiberglass | 1988-09-01 | 1998-09-01 | Fiberglass Reinforced Plastic
2193 QM LLC | 2193 PEACHTREE RD NE | ATLANTA | Fulton | 600824 | 6 | [5 empty] | Removed from Ground | Gas (Historical Use) | 6000 | Bare Steel | 1968-05-06 | 1899-12-31 | Galvanized Steel
BP/GULF #542068 | 1375 PEACHTREE ST NE | ATLANTA | Fulton | 600810 | 2 | [5 empty] | Currently in Use | Gas (Historical Use) | 10000 | Bare Steel | 1982-05-03 |  | Galvanized Steel
MANUFIFL FINANCIAL | 1100 PEACHTREE ST NE | ATLANTA | Fulton | 9000158 | 3 |  |  | TRUE |  | TRUE | Removed from Ground | Used Oil | 550 | Bare Steel | 1945-07-01 | 1990-07-09 | Bare Steel
MAJIK MARKET #8243 | 2451 PEACHTREE RD | ATLANTA | Fulton | 600963 | 6 |  |  | FALSE |  | FALSE | Closed in Ground |  | 500 | Unknown |  | 1899-12-31
SUNGARD | 1055 SPRING ST | ATLANTA | Fulton | 9640179 | M-830067 | Ball Float | 2001-08-28 | FALSE | 2001-08-28 | FALSE | Removed from Ground | Diesel | 6000 | Tank Jacket | 2001-08-06 |  | Double-Walled Flex | Pressurized
WENDY'S RESTAURANT | 1820 PEACHTREE RD NW | ATLANTA | Fulton | 601332 | 3 | [5 empty] | Permanently Out Of Use | Gas (Historical Use) | 3000 | Marked Unknown | 1948-05-16 | 1974-09-15 | Unknown
TEXACO FOOD MART | 1888 PEACHTREE RD | ATLANTA | Fulton | 670426 | 3 |  | 1995-02-01 |  | 1995-01-01 |  | Removed from Ground | Gas (Historical Use) | 10000 | Cathodically Protected Steel | 1986-05-13 | 2000-05-04 | Cathodically Protected | Pressurized
BEAUDRY FORD INC | 141 PIEDMONT AVE NE | ATLANTA | Fulton | 600617 | 2 | [5 empty] | Removed from Ground | Other | 2005 | Marked Unknown | 1968-04-20 | 1899-12-31 | Galvanized Steel
PEACHTREE 400 | BAKER ST @ COURTLAND ST NE | ATLANTA | Fulton | 9000162 | 0 | [5 empty] | Removed from Ground | Other | 0 | Marked Unknown |  | 1899-12-31 | Unknown
AT&T - F1104 | 51 PEACHTREE CENTER AVE SE | ATLANTA | Fulton | 600067 | 7 | Flapper Valve | 1998-08-15 | FALSE | 1998-08-15 | FALSE | Currently in Use | Diesel | 25000 | Galvanic (STIP-3) | 1998-08-15 |  | Fiberglass Reinforced Plastic | Pressurized
AT&T - F1104 | 51 PEACHTREE CENTER AVE SE | ATLANTA | Fulton | 600067 | 4 | [5 empty] | Removed from Ground | Diesel | 7500 | Cathodically Protected Steel | 1982-04-18 | 1994-06-01 | Unknown
AT&T - F1104 | 51 PEACHTREE CENTER AVE SE | ATLANTA | Fulton | 600067 | 5 | Flapper Valve | 1998-08-15 | FALSE | 1998-08-15 | FALSE | Currently in Use | Diesel | 25000 | Galvanic (STIP-3) | 1998-08-15 |  | Fiberglass Reinforced Plastic | Pressurized
CITY OF ATLANTA | 72 MARIETTA ST NW | ATLANTA | Fulton | 600025 | 6 |  | 1991-01-09 |  | 1991-01-09 |  | Closed in Ground | Other | 12000 | Cathodically Protected Steel | 1970-03-25 | 2015-01-15 | Fiberglass Reinforced Plastic | Gravity Fed
CITY OF ATLANTA | 72 MARIETTA ST NW | ATLANTA | Fulton | 600025 | 8 |  |  | TRUE | 1991-01-09 | TRUE | Removed from Ground | Used Oil | 550 | Tank Jacket | 1991-01-09 | 2004-02-24 | Fiberglass Reinforced Plastic | Gravity Fed
SELIG ENTERPRISES INC | 142 MAGNUM ST SW | ATLANTA | Fulton | 600129 | 1 |  | 1998-12-18 |  | 1998-12-18 |  | Removed from Ground | Gas (Historical Use) | 2000 | Composite | 1974-03-03 | 2003-10-02 | Cathodically Protected | Suction (American)
Piedmont Hospital | 1968 Peachtree Rd NW | Atlanta | Fulton | 600150 | 5 | Flapper Valve | 2019-10-01 | FALSE | 2019-05-01 | FALSE | Currently in Use | Diesel | 25000 | Fiberglass Double Walled | 2019-04-03 |  | Double-Walled Flex | Pressurized
Piedmont Hospital | 1968 Peachtree Rd NW | Atlanta | Fulton | 600150 | 4 | Flapper Valve | 2019-10-01 | FALSE | 2019-05-01 | FALSE | Currently in Use | Diesel | 30000 | Fiberglass Double Walled | 2019-04-03 |  | Double-Walled Flex | Pressurized
2193 QM LLC | 2193 PEACHTREE RD NE | ATLANTA | Fulton | 600824 | 4 | [5 empty] | Removed from Ground | Gas (Historical Use) | 6000 | Bare Steel | 1968-05-06 | 1899-12-31 | Fiberglass Reinforced Plastic
2193 QM LLC | 2193 PEACHTREE RD NE | ATLANTA | Fulton | 600824 | 1 |  |  | TRUE |  | TRUE | Removed from Ground | Used Oil | 1000 | Bare Steel | 1956-05-09 | 1998-09-01 | Galvanized Steel
FRANKLIN RD AMOCO INC | 160 J W DOBBS AVE | ATLANTA | Fulton | 600823 | 7 |  | 1988-04-01 | FALSE | 1988-04-01 | FALSE | Removed from Ground | Gas (Historical Use) | 10000 | Fiberglass | 1988-04-15 | 2017-11-27 | Fiberglass Reinforced Plastic | Pressurized
FRANKLIN RD AMOCO INC | 160 J W DOBBS AVE | ATLANTA | Fulton | 600823 | 4 | [5 empty] | Removed from Ground | Gas (Historical Use) | 4000 | Bare Steel | 1956-05-09 | 1988-01-01 | Galvanized Steel
FRANKLIN RD AMOCO INC | 160 J W DOBBS AVE | ATLANTA | Fulton | 600823 | 5 |  |  | TRUE |  | TRUE | Removed from Ground | Used Oil | 10000 | Bare Steel | 1956-05-09 | 1988-01-01 | Galvanized Steel
GRADY MEMORIAL HOSPITAL STEAM PL | 52 COCA COLA PLACE | ATLANTA | Fulton | 600263 | 3 | [5 empty] | Closed in Ground | Empty | 35 | Bare Steel | 1956-03-28 | 1981-07-01 | Bare Steel
AT&T - F1104 | 51 PEACHTREE CENTER AVE SE | ATLANTA | Fulton | 600067 | 2 | [5 empty] | Removed from Ground | Empty | 30000 | Cathodically Protected Steel | 1985-05-08 | 1998-01-01 | Fiberglass Reinforced Plastic | Suction (American)
HERTZ RENT A CAR FORMER | 202 COURRAND ST | ATLANTA | Fulton | 600021 | 5 | [5 empty] | Removed from Ground | Other | 1000 | Not Marked/Unknown |  | 1899-12-31 | Unknown
HERTZ RENT A CAR FORMER | 202 COURRAND ST | ATLANTA | Fulton | 600021 | 4 | [5 empty] | Removed from Ground | Gas (Historical Use) | 10000 | Double Walled | 1990-04-01 | 1993-12-01 | Fiberglass Reinforced Plastic | Safe Suction (Euro)
BLUE BIRD SERVICE CTR | 200 MEMORIAL DR SW | ATLANTA | Fulton | 600096 | 1 | [5 empty] | Removed from Ground | Diesel | 5000 | Bare Steel | 1971-02-04 | 1995-09-01 | Galvanized Steel
AT&T - F1104 | 51 PEACHTREE CENTER AVE SE | ATLANTA | Fulton | 600067 | 3 | [5 empty] | Removed from Ground | Empty | 30000 | Cathodically Protected Steel | 1985-05-08 | 1998-01-01 | Fiberglass Reinforced Plastic | Suction (American)
OSCAR S HALL JR | 215 AUBURN AVE NE | ATLANTA | Fulton | 600079 | 3 | [5 empty] | Removed from Ground | Gas (Historical Use) | 550 | Bare Steel | 1971-05-09 | 1995-04-17 | Galvanized Steel
Piedmont Hospital | 1968 Peachtree Rd NW | Atlanta | Fulton | 600150 | 6 | Flapper Valve | 2019-10-01 | FALSE | 2019-05-01 | FALSE | Currently in Use | Diesel | 25000 | Fiberglass Double Walled | 2019-04-03 |  | Double-Walled Flex | Pressurized
PEACHTREE CIRCLE EXXON | 1521 PEACHTREE ST NE | ATLANTA | Fulton | 600825 | 3 | Flapper Valve | 1991-03-01 | FALSE | 1991-03-01 | FALSE | Currently in Use | Regular | 10000 | Fiberglass | 1983-05-03 |  | Fiberglass Reinforced Plastic | Pressurized
BP/GULF #542068 | 1375 PEACHTREE ST NE | ATLANTA | Fulton | 600810 | 1 | [5 empty] | Permanently Out of Use - historical purposes | Gas (Historical Use) | 10000 | Bare Steel | 1982-05-03 | 1899-12-31 | Galvanized Steel
WILLIAMS STREET AMOCO | 1185 WILLIAMS ST NW | ATLANTA | Fulton | 9000377 | 341164 | [5 empty] | Removed from Ground | Empty | 550 | Bare Steel | 1962-04-28 | 1899-12-31 | Bare Steel
WILLIAMS STREET AMOCO | 1185 WILLIAMS ST NW | ATLANTA | Fulton | 9000377 | 341167 | [5 empty] | Removed from Ground | Empty | 4000 | Bare Steel | 1962-04-28 | 1899-12-31 | Bare Steel
MIDTOWN BP | 2200 MONROE DR NE | ATLANTA | Fulton | 600766 | 7 | Ball Float | 1989-02-15 | FALSE | 1989-02-15 | FALSE | Currently in Use | Premium | 10000 | Fiberglass | 1989-02-15 |  | Fiberglass Reinforced Plastic | Pressurized
MIDTOWN BP | 2200 MONROE DR NE | ATLANTA | Fulton | 600766 | 7 | Ball Float | 1989-02-15 | FALSE | 1989-02-15 | FALSE | Currently in Use | Premium | 10000 | Fiberglass | 1989-02-15 |  | Fiberglass Reinforced Plastic | Pressurized
MIDTOWN BP | 2200 MONROE DR NE | ATLANTA | Fulton | 600766 | 5 |  |  | FALSE |  | FALSE | Removed from Ground | Diesel | 10000 | Fiberglass | 1980-05-03 | 1989-01-01 | Fiberglass Reinforced Plastic
2193 QM LLC | 2193 PEACHTREE RD NE | ATLANTA | Fulton | 600824 | 7 | [5 empty] | Removed from Ground | Gas (Historical Use) | 6000 | Bare Steel | 1968-05-06 | 1899-12-31 | Galvanized Steel
PEACHTREE CIRCLE EXXON | 1521 PEACHTREE ST NE | ATLANTA | Fulton | 600825 | 1 |  |  | TRUE |  | TRUE | Removed from Ground | Used Oil | 550 | Bare Steel | 1957-05-09 | 1899-12-31 | Galvanized Steel
MIDTOWN BP | 2200 MONROE DR NE | ATLANTA | Fulton | 600766 | 5 |  |  | FALSE |  | FALSE | Removed from Ground | Diesel | 10000 | Fiberglass | 1980-05-03 | 1989-01-01 | Fiberglass Reinforced Plastic
MIDTOWN BP | 2200 MONROE DR NE | ATLANTA | Fulton | 600766 | 4 |  |  | FALSE |  | FALSE | Removed from Ground | Gas (Historical Use) | 6000 | Bare Steel | 1975-05-05 | 1989-01-01 | Fiberglass Reinforced Plastic
MIDTOWN BP | 2200 MONROE DR NE | ATLANTA | Fulton | 600766 | 4 |  |  | FALSE |  | FALSE | Removed from Ground | Gas (Historical Use) | 6000 | Bare Steel | 1975-05-05 | 1989-01-01 | Fiberglass Reinforced Plastic
PEACHTREE SUNOCO | 2060 PEACHTREE RD NW | ATLANTA | Fulton | 600959 | 2 | Flapper Valve | 1999-02-01 | FALSE | 1999-02-01 | FALSE | Removed from Ground | Regular | 5000 | Steel-Impressed Current | 1978-05-22 |  | Fiberglass Reinforced Plastic | Suction (American)
FOWLER ST PROPERTIES LLC | 1212 FOWLER STREET | ATLANTA | Fulton | 9060838 | 1 | [5 empty] | Closed in Ground | Diesel | 7000 | Marked Unknown | 2000-12-18 | 2000-12-18 | Not Marked
WENDY'S RESTAURANT | 1820 PEACHTREE RD NW | ATLANTA | Fulton | 601332 | 1 |  |  | TRUE |  | TRUE | Permanently Out Of Use | Used Oil | 550 | Marked Unknown | 1951-01-01 | 1974-09-15 | Unknown
CSX TRANSPORTATION | HUFF RD | ATLANTA | Fulton | 9060345 | 1 | [5 empty] | Removed from Ground | Other | 1000 | Bare Steel | 1993-02-24 | 1993-02-24 | Bare Steel
ALLIED FOODS | 1450 HILLS PLACE AVE (CORRECT) | ATLANTA | Fulton | 9060328 | 4 | [5 empty] | Removed from Ground | Diesel | 8000 | Not Marked/Unknown | 1994-02-24 | 1994-02-24 | Not Marked
THE GLIDDEN CO | 1065 GLIDDEN ST NW | ATLANTA | Fulton | 9060365 | 2 | [5 empty] | Removed from Ground | Other | 6000 | Bare Steel | 1977-04-01 | 1994-06-29 | Bare Steel | Gravity Fed
BRINKS INCORPORATED | 1212 HUFF RD | ATLANTA | Fulton | 9060462 | BR-1 | Ball Float | 1990-11-01 | FALSE | 1990-11-01 | FALSE | Temporarily out of use | Diesel | 10000 | Fiberglass Double Walled | 1990-11-01 |  | Fiberglass Reinforced Plastic | Pressurized
NORFOLK SOUTHERN RAILWAY CO | 125 SPRING ST | ATLANTA | Fulton | 601268 | 2 | [5 empty] | Removed from Ground | Gas (Historical Use) | 12000 | Bare Steel | 1979-05-10 | 1899-12-31 | Galvanized Steel
ALRIGHT PARKING/WILLIAMS ST GARA | 120 WILLIAMS ST | ATLANTA | Fulton | 9000350 | 5 |  |  | TRUE |  | TRUE | Removed from Ground | Used Oil | 6000 | Bare Steel | 1994-04-15 | 1994-04-15 | Bare Steel
FRANKLIN RD AMOCO INC | 160 J W DOBBS AVE | ATLANTA | Fulton | 600823 | 9 |  |  | TRUE |  | TRUE | Removed from Ground | Used Oil | 1000 | Fiberglass | 1988-04-15 | 2001-07-01 | Fiberglass Reinforced Plastic
FRANKLIN RD AMOCO INC | 160 J W DOBBS AVE | ATLANTA | Fulton | 600823 | 2 | [5 empty] | Removed from Ground | Gas (Historical Use) | 4000 | Bare Steel | 1956-05-09 | 1988-01-01 | Galvanized Steel
FRANKLIN RD AMOCO INC | 160 J W DOBBS AVE | ATLANTA | Fulton | 600823 | 8 |  | 1988-04-01 | FALSE | 1988-04-01 | FALSE | Removed from Ground | Gas (Historical Use) | 10000 | Fiberglass | 1988-04-15 | 2017-11-27 | Fiberglass Reinforced Plastic | Pressurized
GRADY MEMORIAL HOSPITAL STEAM PL | 52 COCA COLA PLACE | ATLANTA | Fulton | 600263 | 2 | Overfill Alarm | 1997-09-30 | FALSE | 1997-03-08 | FALSE | Currently in Use | Diesel | 30000 | Steel-Impressed Current | 1956-03-28 |  | Steel (Impressed Current) | Suction (American)
EXXON STATION #4-6381 | 1709 HOWELL MILL RD NW | ATLANTA | Fulton | 9060003 | 4 | [5 empty] | Removed from Ground | Other | 0 | Not Marked/Unknown | 1988-09-07 | 1988-09-07 | Not Marked
C W MATTHEWS CONTRACTING INC | 900 LOIS ST | ATLANTA | Fulton | 9060329 | 1 | [5 empty] | Removed from Ground | Diesel | 8000 | Bare Steel | 1960-01-01 | 1994-04-01 | Not Marked | Suction (American)
UNDERGROUND FESTIVAL | 75 MLK JR DR | ATLANTA | Fulton | 9000163 | 2 | [5 empty] | Removed from Ground | Other | 100000 | Marked Unknown | 1986-09-11 | 1986-09-11 | Unknown
RADISSON HOTEL ATLANTA | 165 CORTLAND ST | ATLANTA | Fulton | 600116 | 1 | [5 empty] | Removed from Ground | Diesel | 20000 | Bare Steel | 1966-02-11 | 1899-12-31 | Bare Steel
GA STATE UNIV/PHYSICAL PLANT DEP | 120 COLLINS ST | ATLANTA | Fulton | 600125 | 3 | [5 empty] | Removed from Ground | Gas (Historical Use) | 1000 | Bare Steel | 1966-02-02 | 1994-07-01 | Unknown
HUGH SPALDING CHILDRENS HOSPITAL | 35 JESSIE HILL JR DR SE | ATLANTA | Fulton | 600266 | 1 |  | 1996-03-08 |  | 1996-03-08 |  | Removed from Ground | Diesel | 3000 | Steel-Impressed Current | 1984-03-21 | 2008-09-15 | Cathodically Protected | Suction (American)
ATLANTA FIRE STATION #7 | 535 WHITEHALL ST SW | ATLANTA | Fulton | 600367 | 2 | [5 empty] | Removed from Ground | Gas (Historical Use) | 500 | Bare Steel | 1956-01-01 | 1998-11-01 | Galvanized Steel
ITT WORLD COMMUNICATIONS INC | 1100 SPRING ST NW | ATLANTA | Fulton | 600217 | 1 | [5 empty] | Removed from Ground | Kerosene | 2000 | Fiberglass | 1982-05-01 | 1998-08-14 | Bare Steel
PIEDMONT PARK | 1085 PIEDMONT AVE NE | ATLANTA | Fulton | 600401 | 1 | [5 empty] | Removed from Ground | Gas (Historical Use) | 2500 | Bare Steel | 1973-05-11 | 1998-04-20 | Bare Steel | Safe Suction (Euro)
MIDTOWN BP | 2200 MONROE DR NE | ATLANTA | Fulton | 600766 | 1 |  |  | TRUE |  | TRUE | Removed from Ground | Used Oil | 550 | Bare Steel | 1975-05-05 | 1989-01-01 | Fiberglass Reinforced Plastic
MIDTOWN BP | 2200 MONROE DR NE | ATLANTA | Fulton | 600766 | 1 |  |  | TRUE |  | TRUE | Removed from Ground | Used Oil | 550 | Bare Steel | 1975-05-05 | 1989-01-01 | Fiberglass Reinforced Plastic
BP #24042/GULF #269555 | 976 WEST PEACHTREE ST NW | ATLANTA | Fulton | 600776 | 1A | [5 empty] | Removed from Ground | Gas (Historical Use) | 10000 | Fiberglass | 1988-04-25 | 1994-08-19 | Fiberglass Reinforced Plastic
MANUFIFL FINANCIAL | 1100 PEACHTREE ST NE | ATLANTA | Fulton | 9000158 | 4 | Overfill Alarm | 1998-10-01 | FALSE | 1998-10-01 | FALSE | Currently in Use | Diesel | 6000 | Fiberglass Double Walled | 1990-01-01 |  | Fiberglass Reinforced Plastic | Suction (American)
BST/PEACHTREE PLACE/F5112 | 65 TENTH ST | ATLANTA | Fulton | 601037 | 3 | [5 empty] | Removed from Ground | Diesel | 5000 | Bare Steel | 1967-01-01 | 1971-11-01 | Copper/Secondry Containment | Suction (American)
10TH ST CHEVRON | 970 SPRING ST NW | ATLANTA | Fulton | 601002 | 7 | Flapper Valve | 1993-07-10 | FALSE | 1993-07-10 | FALSE | Currently in Use | Regular | 10000 | Fiberglass | 1986-10-01 |  | Fiberglass Reinforced Plastic | Pressurized
10TH ST CHEVRON | 970 SPRING ST NW | ATLANTA | Fulton | 601002 | 4 | [5 empty] | Removed from Ground | Gas (Historical Use) | 4000 | Bare Steel | 1967-04-28 | 1986-09-15 | Galvanized Steel
10TH ST CHEVRON | 970 SPRING ST NW | ATLANTA | Fulton | 601002 | 5 |  |  | TRUE |  | TRUE | Removed from Ground | Used Oil | 550 | Bare Steel | 1967-04-28 | 1986-09-15 | Galvanized Steel
DTZ | 1275 PEACHTREE ST NE | ATLANTA | Fulton | 9060616 | 1 | [5 empty] | Removed from Ground | Diesel | 260 | Bare Steel | 1997-12-16 | 1997-12-16 | Bare Steel | Suction (American)
ALLIED FOODS | 1450 HILLS PLACE AVE (CORRECT) | ATLANTA | Fulton | 9060328 | 3 | [5 empty] | Removed from Ground | Diesel | 20000 | Not Marked/Unknown | 1994-09-20 | 1994-09-20 | Not Marked
GSU/UNIV APTMTS/ATL HOUSING AUTH | 114 MERRITTS AVE NW | ATLANTA | Fulton | 9060326 | 1 | [5 empty] | Removed from Ground | Gas (Historical Use) | 7500 | Bare Steel | 1994-01-04 | 1994-01-04 | Galvanized Steel | Safe Suction (Euro)
NORFOLK SOUTHERN RAILWAY CO | 125 SPRING ST | ATLANTA | Fulton | 601268 | 1 | [5 empty] | Removed from Ground | Gas (Historical Use) | 12000 | Bare Steel | 1979-05-10 | 1992-03-01 | Galvanized Steel
ALRIGHT PARKING/WILLIAMS ST GARA | 120 WILLIAMS ST | ATLANTA | Fulton | 9000350 | 3 | [5 empty] | Removed from Ground | Diesel | 6000 | Bare Steel | 1994-04-15 | 1994-04-15 | Bare Steel
GEORGIA STATE UNIVERSITY | 46 SOUTH COURTLAND ST SE | ATLANTA | Fulton | 600361 | 2 | [5 empty] | Removed from Ground | Gas (Historical Use) | 550 | Bare Steel | 1966-05-13 | 1899-12-31 | Galvanized Steel
BLUE BIRD SERVICE CTR | 200 MEMORIAL DR SW | ATLANTA | Fulton | 600096 | 3 | [5 empty] | Removed from Ground | Diesel | 3000 | Bare Steel | 1971-02-04 | 1995-09-01 | Galvanized Steel
AT&T - F1104 | 51 PEACHTREE CENTER AVE SE | ATLANTA | Fulton | 600067 | 1 |  | 1997-09-04 |  | 1997-09-04 |  | Removed from Ground | Empty | 30000 | Cathodically Protected Steel | 1985-05-08 | 2003-11-04 | Fiberglass Reinforced Plastic | Suction (American)
HERTZ RENT A CAR FORMER | 202 COURRAND ST | ATLANTA | Fulton | 600021 | 3 | [5 empty] | Removed from Ground | Gas (Historical Use) | 2000 | Bare Steel | 1966-05-25 | 1991-01-01 | Unknown
CITY OF ATLANTA | 72 MARIETTA ST NW | ATLANTA | Fulton | 600025 | 2 |  | 1991-01-09 |  | 1991-01-09 |  | Removed from Ground | Diesel | 20000 | Cathodically Protected Steel | 1979-05-23 | 2003-12-12 | Double Walled | Pressurized
ATLANTA BLUE PRINT & GRAPHICS CO | 1052 WEST PEACHTREE ST NW | ATLANTA | Fulton | 600045 | 1 | [5 empty] | Removed from Ground | Gas (Historical Use) | 6000 | Bare Steel | 1975-05-11 | 1995-06-17 | Galvanized Steel
Piedmont Hospital | 1968 Peachtree Rd NW | Atlanta | Fulton | 600150 | 1 |  |  | FALSE |  | FALSE | Removed from Ground | Diesel | 2000 |  | 1899-12-31 | 2017-05-01 | Bare Steel
Piedmont Hospital | 1968 Peachtree Rd NW | Atlanta | Fulton | 600150 | 1 | [5 empty] | Removed from Ground | Diesel | 20000 | Composite | 1985-03-10 | 1992-08-01 | Bare Steel
CHECKER CAB CO | 563 TRABERT AVE NW | ATLANTA | Fulton | 600190 | 1 | [5 empty] | Removed from Ground | Gas (Historical Use) | 6000 | Bare Steel | 1966-05-19 | 1992-03-01 | Galvanized Steel
PEACHTREE CIRCLE EXXON | 1521 PEACHTREE ST NE | ATLANTA | Fulton | 600825 | 4 | Ball Float | 1991-03-01 | FALSE | 1991-03-01 | FALSE | Currently in Use | Premium | 10000 | Fiberglass | 1983-05-03 |  | Fiberglass Reinforced Plastic | Pressurized
PEACHTREE CIRCLE EXXON | 1521 PEACHTREE ST NE | ATLANTA | Fulton | 600825 | 5 | Flapper Valve | 1991-03-01 | FALSE | 1991-03-01 | FALSE | Currently in Use | Diesel | 10000 | Fiberglass | 1983-05-03 |  | Fiberglass Reinforced Plastic | Pressurized
TRITON FACILITY | 2166 PEACHTREE RD | ATLANTA | Fulton | 9000351 | 1 | [5 empty] | Permanently Out of Use - historical purposes | Other | 0 | Marked Unknown |  | 1899-12-31 | Unknown
SHELTERING ARMS INC | ALEXANDER & TECHWOOD | ATLANTA | Fulton | 9060596 | 3 | [5 empty] | Permanently Out of Use - historical purposes | Gas (Historical Use) | 500 | Not Marked/Unknown |  | 1899-12-31 | Not Marked
ONE SYMPHONY CENTER | 14 TH & PEACHTREE ST | ATLANTA | Fulton | 10000552 | 1 |  |  | FALSE |  | FALSE | Removed from Ground | Gas (Historical Use) | 1000 | Bare Steel | 2003-12-04 | 2003-12-04 | Unknown
WENDY'S RESTAURANT | 1820 PEACHTREE RD NW | ATLANTA | Fulton | 601332 | 5 | [5 empty] | Permanently Out Of Use | Gas (Historical Use) | 4000 | Marked Unknown | 1963-05-13 | 1974-09-15 | Unknown
WENDY'S RESTAURANT | 1820 PEACHTREE RD NW | ATLANTA | Fulton | 601332 | 4 | [5 empty] | Permanently Out Of Use | Gas (Historical Use) | 4000 | Marked Unknown | 1963-05-13 | 1974-09-15 | Unknown
TEXACO FOOD MART | 1888 PEACHTREE RD | ATLANTA | Fulton | 670426 | 5 | Ball Float | 2000-06-01 | FALSE | 2000-06-01 | FALSE | Currently in Use | Regular | 12000 | Composite | 2000-06-01 |  |  | Pressurized
999 PEACHTREE ASSOCIATES | 999 PEACHTREE ST | ATLANTA | Fulton | 9060148 | 1 | Ball Float | 1998-04-15 |  | 1998-04-15 |  | Closed in Ground | Diesel | 2000 | Fiberglass | 1987-01-01 | 2010-05-27 | Copper | Suction (American)
2193 QM LLC | 2193 PEACHTREE RD NE | ATLANTA | Fulton | 600824 | 5 | [5 empty] | Removed from Ground | Gas (Historical Use) | 6000 | Bare Steel | 1968-05-06 | 1899-12-31 | Galvanized Steel
BP/GULF #542068 | 1375 PEACHTREE ST NE | ATLANTA | Fulton | 600810 | 3 | [5 empty] | Currently in Use | Gas (Historical Use) | 10000 | Bare Steel | 1982-05-03 |  | Galvanized Steel
BST/PEACHTREE PLACE/F5112 | 65 TENTH ST | ATLANTA | Fulton | 601037 | 4 |  | 1998-04-15 | FALSE | 1998-04-15 | FALSE | Currently in Use | Diesel | 10000 | STIP-3/Double walled | 1998-04-15 |  | Copper/Secondry Containment | Suction (American)
10TH ST CHEVRON | 970 SPRING ST NW | ATLANTA | Fulton | 601002 | 8 | Flapper Valve | 1993-07-10 | FALSE | 1993-07-10 | FALSE | Currently in Use | Premium | 10000 | Fiberglass | 1986-10-01 |  | Fiberglass Reinforced Plastic | Pressurized
10TH ST CHEVRON | 970 SPRING ST NW | ATLANTA | Fulton | 601002 | 6 | Flapper Valve |  | FALSE | 1993-07-10 | FALSE | Currently in Use | Regular | 10000 | Fiberglass | 1986-10-01 |  | Fiberglass Reinforced Plastic | Pressurized
PEACHTREE SUNOCO | 2060 PEACHTREE RD NW | ATLANTA | Fulton | 600959 | 4 | Flapper Valve | 1999-02-01 | FALSE | 1999-02-01 | FALSE | Removed from Ground | Diesel | 5000 | Steel-Impressed Current | 1978-05-22 |  | Fiberglass Reinforced Plastic | Suction (American)
MAJIK MARKET #8243 | 2451 PEACHTREE RD | ATLANTA | Fulton | 600963 | 3 |  | 1998-05-25 |  | 1998-05-25 |  | Removed from Ground | Gas (Historical Use) | 8000 | Steel-Impressed Current | 1987-05-21 | 2003-08-13 | Fiberglass Reinforced Plastic | Pressurized
MARTA BRADY FACILITY | 1040 BRADY AVE NW | ATLANTA | Fulton | 9000481 | 9 | Flapper Valve | 1998-12-01 |  | 1984-01-01 |  | Removed from Ground | Diesel | 15000 | Fiberglass Double Walled | 1987-07-22 | 2015-10-06 | Double-Walled Flex | Pressurized
MARTA BRADY FACILITY | 1040 BRADY AVE NW | ATLANTA | Fulton | 9000481 | 6 |  | 1998-12-01 |  | 1994-01-01 |  | Removed from Ground | Other | 2000 | Fiberglass | 1988-07-21 | 2015-03-23 | Fiberglass Reinforced Plastic | Pressurized
FINA STATION #131-6722-709 | 1991 HOWELL MILL RD NW | ATLANTA | Fulton | 600989 | 2 | [5 empty] | Removed from Ground | Gas (Historical Use) | 3000 | Bare Steel | 1952-05-01 | 1988-12-22 | Galvanized Steel
PENSKE TRUCK LEASING | 1390 MARIETTA BLVD | ATLANTA | Fulton | 9060422 | 1 | Flapper Valve | 1995-01-13 | FALSE | 1995-01-13 | FALSE | Currently in Use | Diesel | 15000 | Fiberglass Double Walled | 1995-01-13 |  | Double-Walled Fiberglass | Pressurized
2193 QM LLC | 2193 PEACHTREE RD NE | ATLANTA | Fulton | 600824 | 2 | [5 empty] | Removed from Ground | Gas (Historical Use) | 3000 | Bare Steel | 1956-05-09 | 1899-12-31 | Galvanized Steel
1875 Peachtree Road | 1875 PEACHTREE RD NE | ATLANTA | Fulton | 9000338 | 1 | [5 empty] | Removed from Ground | Gas (Historical Use) | 10000 | Bare Steel | 1978-01-01 | 1992-07-28 | Galvanized Steel
WILLIAMS STREET AMOCO | 1185 WILLIAMS ST NW | ATLANTA | Fulton | 9000377 | 4 |  | 1996-03-01 |  | 1996-03-01 |  | Removed from Ground | Gas (Historical Use) | 10000 | Cathodically Protected Steel | 1976-04-23 | 2006-10-04 | Fiberglass Reinforced Plastic | Pressurized
PETRO WASH INC | 2355 MARIETTA BLVD NW | ATLANTA | Fulton | 9060421 | 1 | [5 empty] | Removed from Ground | Gas (Historical Use) | 10000 | Marked Unknown | 1998-07-01 | 1998-07-01 | Unknown
M&G SERVICE | 999 WEST MARIETTA ST NW | ATLANTA | Fulton | 601208 | 3 | [5 empty] | Currently in Use | Gas (Historical Use) | 0 | Bare Steel |  |  | Galvanized Steel
1099 NORTHSIDE DRIVE | 1099 NORTHSIDE DRIVE | ATLANTA | Fulton | 10002566 | 1 |  |  | FALSE |  | FALSE | Removed from Ground | Gas (Historical Use) | 550 | Bare Steel | 2016-05-11 | 2016-05-11 | Bare Steel
CITGO FOOD MART | 2685 Donald Lee Hollowell Parkway | ATLANTA | Fulton | 10002641 | 1A | Flapper Valve | 2016-08-31 | FALSE | 2016-08-31 | FALSE | Currently in Use | Regular | 12000 | Composite Double Walled | 2016-08-31 |  | Double-Walled Fiberglass | Pressurized
Gas Express #134 | 1176 CHATTAHOOCHEE AVE | ATLANTA | Fulton | 10002179 | 1 | Ball Float | 2012-09-01 | FALSE | 2012-09-01 | FALSE | Currently in Use | Regular | 4000 | Fiberglass Double Walled | 2012-09-28 |  | Fiberglass Reinforced Plastic | Pressurized
643 10TH STREET | 643 10TH STREET | ATLANTA | Fulton | 10001886 | 1 |  |  | FALSE |  | FALSE | Removed from Ground | Diesel | 8000 | Bare Steel | 2007-06-29 | 2007-06-29
WALT FREEMAN CONST CO INC | 3413 STEWART AVE SW | HAPEVILLE | Fulton | 600486 | 3 |  |  | FALSE |  | FALSE | Removed from Ground | Empty | 2000 | Unknown | 2003-07-02 | 2003-07-02 | Unknown
OTTER SHOP #004 | 3460 LANG AVE | HAPEVILLE | Fulton | 600572 | 1 | [5 empty] | Removed from Ground | Other | 10000 | Bare Steel | 1972-05-10 | 1993-06-01 | Bare Steel
CITGO FOOD MART | 501 CENTRAL AVE | HAPEVILLE | Fulton | 601194 | 1 |  |  | FALSE |  | FALSE | Removed from Ground | Gas (Historical Use) | 6000 | Bare Steel | 1971-04-25 | 1989-02-01 | Galvanized Steel
EAST POINT FACILITY (GAC130) | 778 S CENTRAL AVE | HAPEVILLE | Fulton | 440527 | 2 |  |  | FALSE |  | FALSE
MAJIK MARKET #8243 | 2451 PEACHTREE RD | ATLANTA | Fulton | 600963 | 5 |  |  | FALSE |  | FALSE | Closed in Ground |  | 500 | Unknown |  | 1899-12-31
COUSIN'S PROPERTIES INC | 1200 PEACHTREE ST | ATLANTA | Fulton | 9060349 | 2 |  | 1998-09-04 | FALSE | 1998-09-04 | FALSE | Currently in Use | Diesel | 1500 | Composite | 1998-03-15 |  | Double-Walled Fiberglass | Suction (American)
SHEPHERD CENTER | 2020 PEACHTREE RD NW | ATLANTA | Fulton | 9060013 | 2A | Flapper Valve | 2010-06-28 | FALSE | 2012-08-24 | FALSE | Removed from Ground |  | 10000 | Tank Jacket | 1992-02-01 | 2015-09-24 | Double-Walled Fiberglass | Suction (American)
FEDERAL HOME BANK | 1475 PEACHTREE ST NE | ATLANTA | Fulton | 600194 | 3 | Overfill Alarm | 1999-08-22 | FALSE | 1999-08-22 | FALSE | Currently in Use | Diesel | 6000 | Fiberglass Double Walled | 1999-08-22 |  | Double-Walled Fiberglass | Pressurized
14TH ST SHELL | 1184 SPRING ST NW | ATLANTA | Fulton | 600821 | 2 | Ball Float | 1983-05-01 | TRUE | 1983-05-01 | TRUE | Currently in Use | Premium | 10000 | Fiberglass | 1983-05-03 |  | Fiberglass Reinforced Plastic | Pressurized
WILLIAMS STREET AMOCO | 1185 WILLIAMS ST NW | ATLANTA | Fulton | 9000377 | 1 |  | 1996-03-01 |  | 1996-03-01 |  | Removed from Ground | Gas (Historical Use) | 4000 | Cathodically Protected Steel | 1969-04-25 | 2006-10-04 | Fiberglass Reinforced Plastic | Pressurized
BP #24042/GULF #269555 | 976 WEST PEACHTREE ST NW | ATLANTA | Fulton | 600776 | 2A | [5 empty] | Removed from Ground | Gas (Historical Use) | 10000 | Fiberglass | 1988-04-25 | 1994-08-19 | Fiberglass Reinforced Plastic
ANDREWS PROPERTIES | DEERING RD/MECASLIN ST | ATLANTA | Fulton | 9000157 | 2 | [5 empty] | Removed from Ground | Diesel | 0 | Marked Unknown | 1988-12-01 | 1988-12-01 | Unknown
MAJIK MARKET #8243 | 2451 PEACHTREE RD | ATLANTA | Fulton | 600963 | 1 |  | 1998-05-25 |  | 1998-05-25 |  | Removed from Ground | Empty | 8000 | Steel-Impressed Current | 1987-05-27 | 2003-08-13 | Fiberglass Reinforced Plastic | Pressurized
MAJIK MARKET #8243 | 2451 PEACHTREE RD | ATLANTA | Fulton | 600963 | 7 |  |  | FALSE |  | FALSE | Closed in Ground |  | 2500 | Unknown |  | 1899-12-31
BRINKS INCORPORATED | 1212 HUFF RD | ATLANTA | Fulton | 9060462 | BR-2 | Ball Float | 1990-11-01 | FALSE | 1990-11-01 | FALSE | Currently in Use | Diesel | 10000 | Fiberglass Double Walled | 1990-11-01 |  | Fiberglass Reinforced Plastic | Pressurized
BUSY BEE GROCERY | 2051 JACKSON PKWY | ATLANTA | Fulton | 9060461 | 2 | Ball Float | 1996-05-01 | FALSE | 1996-05-01 | TRUE | Currently in Use | Premium | 10000 | Galvanic (STIP-3) | 1996-05-01 |  | Fiberglass Reinforced Plastic | Pressurized
400 Trabert Avenue Property (VERTICAL ASCENT LLC) | 400 TRABERT AVENUE NW | ATLANTA | Fulton | 10000871 | 1 |  |  | FALSE |  | FALSE | Removed from Ground | Not Marked/Tank Removed | 1000 | Bare Steel | 1956-01-01 | 2005-03-01
BP FOOD MART | 720 DONALD L HOLLOWELL PKWY | ATLANTA | Fulton | 10002549 | 1A | Flapper Valve | 2016-02-01 | FALSE | 2016-02-01 | FALSE | Currently in Use | Regular | 12000 | Composite Double Walled | 2016-02-01 |  | Double-Walled Fiberglass | Pressurized
NORTHSIDE 76 | 548 NORTHSIDE DR NW | ATLANTA | Fulton | 10002160 | 3 | Flapper Valve | 2010-11-01 | FALSE |  | FALSE | Currently in Use | Diesel | 4000 | Tank Jacket | 2010-11-01 |  | Fiberglass Reinforced Plastic | Pressurized
COMMERCIAL PROPERTY | 445 BISHOP STREET | ATLANTA | Fulton | 10002096 | 1 |  |  | FALSE |  | FALSE | Removed from Ground | Gas (Historical Use) | 560 | Bare Steel | 2004-12-29 | 2004-12-29
DANCKAERT WOODWORKING | 887 -891 HOWELL MILL ROAD | ATLANTA | Fulton | 10001404 | 1 |  |  | FALSE |  | FALSE | Removed from Ground |  | 0 | Unknown |  | 1899-12-31
FORMER ADAMS HARDWARE | 2300 MARIETTA ROAD NW | ATLANTA | Fulton | 10001415 | T-1 |  |  | FALSE |  | FALSE | Removed from Ground | Gas (Historical Use) | 1000 | Bare Steel | 2007-08-14 | 2007-08-14 | Bare Steel
OTTA AT VIRGINIA AVE LLC | 971 VIRGINIA AVE | HAPEVILLE | Fulton | 601340 | 2 | Ball Float | 1989-11-01 | FALSE | 1989-11-01 | FALSE | Currently in Use | Regular | 8000 | Steel-Impressed Current | 1984-05-08 |  | Fiberglass Reinforced Plastic | Pressurized
FORD/HAPEVILLE ASSEMBLY PLANT | 340 HENRY FORD II AVE | HAPEVILLE | Fulton | 7000039 | U-33 |  |  | FALSE |  | FALSE | Removed from Ground | Gas (Historical Use) | 5000 | Unknown | 2009-03-01 | 2009-03-01 | Unknown
IM-IE COMPLEX | 755 FERST DR | ATLANTA | Fulton | 601235 | 1 | [5 empty] | Removed from Ground | Propane | 250 | Bare Steel | 1986-04-04 | 1899-12-31 | Bare Steel
GEORGIA TECH MOTOR POOL | 915 ATLANTIC DR | ATLANTA | Fulton | 601233 | 3 | Flapper Valve | 1998-06-01 | FALSE | 1998-06-01 | FALSE | Currently in Use | Regular | 10000 | Fiberglass | 1998-06-01 |  | Double-Walled Fiberglass | Pressurized
FRANK A PLAYER CO | 531 BISHOP ST NW | ATLANTA | Fulton | 601391 | 1 | [5 empty] | Removed from Ground | Gas (Historical Use) | 2000 | Bare Steel | 1969-01-05 | 1989-10-01 | Galvanized Steel
FINA STATION #131-6722-709 | 1991 HOWELL MILL RD NW | ATLANTA | Fulton | 600989 | 4 |  |  | TRUE |  | TRUE | Permanently Out of Use - historical purposes | Used Oil | 600 | Bare Steel | 1952-05-01 | 1899-12-31 | Galvanized Steel
E-Z SERVE #8449 | 1180 COLLIER RD | ATLANTA | Fulton | 670427 | 1 |  | 1998-07-26 |  | 1998-07-26 |  | Removed from Ground | Gas (Historical Use) | 8000 | Steel-Impressed Current | 1986-05-13 | 2002-03-26 | Fiberglass Reinforced Plastic | Pressurized
PEPSI-COLA SOUTH/BOTTLERS OF ATL | 1480 CHATTAHOOCHEE AVE NW | ATLANTA | Fulton | 600232 | 5 | [5 empty] | Removed from Ground | Gas (Historical Use) | 4000 | Bare Steel | 1956-04-30 | 1988-11-15 | Galvanized Steel
M&G SERVICE | 999 WEST MARIETTA ST NW | ATLANTA | Fulton | 601208 | 1 | [5 empty] | Currently in Use | Gas (Historical Use) | 0 | Bare Steel |  |  | Galvanized Steel
FORMER 1626 DONALD LEE HOLLOWELL PARKWAY FACILITY | 1626 DONALD LEE HOLLOWELL PARKWAY | ATLANTA | Fulton | 10001102 | 3 |  |  | FALSE |  | FALSE | Removed from Ground | Not Marked | 550 | Bare Steel | 2006-02-01 | 2006-02-01 | Bare Steel
WALT FREEMAN CONST CO INC | 3413 STEWART AVE SW | HAPEVILLE | Fulton | 600486 | 1 | [5 empty] | Removed from Ground | Diesel | 10000 | Bare Steel | 1982-08-13 | 1994-11-01 | Galvanized Steel
FORD/HAPEVILLE ASSEMBLY PLANT | 340 HENRY FORD II AVE | HAPEVILLE | Fulton | 7000039 | 7 | [5 empty] | Closed in Ground | Gas (Historical Use) | 6000 | Bare Steel | 1950-05-17 | 1899-12-31 | Unknown
FORD/HAPEVILLE ASSEMBLY PLANT | 340 HENRY FORD II AVE | HAPEVILLE | Fulton | 7000039 | 4 | [5 empty] | Removed from Ground | Gas (Historical Use) | 20000 | Bare Steel | 1971-05-12 | 1992-03-15 | Bare Steel
GOODYEAR AUTO SERVICE CENTER | 1921 HOWELL MILL ROAD | ATLANTA | Fulton | 9060439 | 1 |  |  | TRUE |  | TRUE | Removed from Ground | Used Oil | 550 | Not Marked/Unknown | 1995-07-18 | 1995-07-18 | Unknown
981 ASHBY STREET | 981 ASHBY STREET | ATLANTA | Fulton | 10000434 | 1 |  |  | FALSE |  | FALSE | Removed from Ground | Not Marked/Tank Removed | 0 | Bare Steel | 1998-01-01 | 1998-01-01
FORMER 1626 DONALD LEE HOLLOWELL PARKWAY FACILITY | 1626 DONALD LEE HOLLOWELL PARKWAY | ATLANTA | Fulton | 10001102 | 2 |  |  | FALSE |  | FALSE | Removed from Ground | Not Marked | 550 | Bare Steel | 2006-02-01 | 2006-02-01 | Bare Steel
BOLTON ROAD EXXON | 2331 BOLTON RD | ATLANTA | Fulton | 10002419 | 2B | Ball Float | 2014-08-22 | FALSE | 2014-08-22 | FALSE | Currently in Use | Diesel | 6000 | Epoxy Double-Walled | 2014-08-20 |  | Double-Walled Fiberglass | Pressurized
JAWJA PLUMBING CO/B&G PAINTING I | 803 NORTH CENTRAL AVE | HAPEVILLE | Fulton | 600108 | 1 | [5 empty] | Removed from Ground | Empty | 1000 | Bare Steel | 1971-03-02 | 1994-08-20 | Galvanized Steel | Suction (American)
HAPEVILLE FIRE STATION #2 | 870 NORTH CENTRAL AVE | HAPEVILLE | Fulton | 9000638 | 3 | [5 empty] | Removed from Ground | Empty | 500 | Bare Steel | 1990-08-01 | 1990-08-01 | Bare Steel
METRO PCS | 3451 DOGWOOD DR | HAPEVILLE | Fulton | 10002654 | 1 |  |  | FALSE |  | FALSE | Removed from Ground | Gas (Historical Use) | 2000 | Bare Steel | 2003-07-01 | 2003-07-01 | Unknown
SOUTH FULTON AIRPORT-ABANONDED T | 940 VIRGINIA AVE | HAPEVILLE | Fulton | 9060442 | 2 | [5 empty] | Currently in Use | Other | 3000 | Marked Unknown |  |  | Unknown
FORD/HAPEVILLE ASSEMBLY PLANT | 340 HENRY FORD II AVE | HAPEVILLE | Fulton | 7000039 | 10 | [5 empty] | Closed in Ground | Gas (Historical Use) | 10000 | Bare Steel | 1950-05-17 | 1899-12-31 | Unknown
DAVE TRANSPORTATION/PENSKE | 525 WHITEHALL ST | ATLANTA | Fulton | 9060011 | 1 | [5 empty] | Removed from Ground | Diesel | 10000 | Bare Steel | 1950-01-01 | 1990-10-24 | Galvanized Steel
DAVE TRANSPORTATION/PENSKE | 525 WHITEHALL ST | ATLANTA | Fulton | 9060011 | 4 |  |  | TRUE |  | TRUE | Removed from Ground | Used Oil | 1000 | Bare Steel | 1950-01-01 | 1990-10-24 | Galvanized Steel
GAS LIGHT TOWER/PEACHTREE CENTER | 235 PEACHTREE ST NE | ATLANTA | Fulton | 9060143 | 2 | [5 empty] | Closed in Ground | Diesel | 12000 | Bare Steel | 1969-01-01 | 1990-03-31 | Unknown
GROUNDS DEPARTMENT | 125 WILLIS MILL RD | ATLANTA | Fulton | 9060474 | 3 | Ball Float | 1998-10-01 | FALSE | 1998-10-01 | FALSE | Currently in Use | Regular | 10000 | Epoxy | 1998-10-01 |  | Fiberglass Reinforced Plastic | Safe Suction (Euro)
RIB SHACK | 302 AUBURN AVE | ATLANTA | Fulton | 9060449 | 1 | [5 empty] | Currently in Use | Other | 1000 | Marked Unknown |  |  | Unknown
HERTZ RENT A CAR | 1920 AUTOPORT DR | ATLANTA | Fulton | 600022 | 3 |  | 1993-08-01 |  | 1993-08-01 |  | Removed from Ground | Gas (Historical Use) | 12000 | Fiberglass | 1981-05-21 | 2010-03-31 | Fiberglass Reinforced Plastic | Pressurized
CITY OF HAPEVILLE | 2368 NORTH FULTON AVE | HAPEVILLE | Fulton | 600203 | 2 | [5 empty] | Removed from Ground | Gas (Historical Use) | 500 | Marked Unknown |  | 1899-12-31 | Unknown
CITGO FOOD MART | 501 CENTRAL AVE | HAPEVILLE | Fulton | 601194 | 2 |  |  | FALSE |  | FALSE | Removed from Ground | Gas (Historical Use) | 6000 | Bare Steel | 1971-04-25 | 1989-02-01 | Galvanized Steel
FORMER POOLE CREEK AMOCO STATION | 255 POOLE CREEK RD | HAPEVILLE | Fulton | 601337 | 1 | [5 empty] | Removed from Ground | Gas (Historical Use) | 4000 | Bare Steel | 1962-05-14 | 1990-07-31 | Galvanized Steel
HAPEVILLE FIRE STATION #2 | 870 NORTH CENTRAL AVE | HAPEVILLE | Fulton | 9000638 | 2 | [5 empty] | Removed from Ground | Empty | 250 | Bare Steel | 1969-03-18 | 1990-08-01 | Galvanized Steel
FINA MART | 816 S CENTRAL AVE | HAPEVILLE | Fulton | 9060563 | DIESEL |  | 1998-07-01 |  | 1998-07-01 |  | Removed from Ground | Diesel | 4000 | Cathodically Protected Steel | 1980-01-01 | 1899-12-31 | Cathodically Protected | Suction (American)
HAPEVILLE LINCOLN MERCURY | 3418 STEWART AVE | HAPEVILLE | Fulton | 9060268 | 1 | [5 empty] | Removed from Ground | Other | 300 | Marked Unknown |  | 1899-12-31 | Unknown
FORD/HAPEVILLE ASSEMBLY PLANT | 340 HENRY FORD II AVE | HAPEVILLE | Fulton | 7000039 | U-32 |  |  | FALSE |  | FALSE | Removed from Ground | Gas (Historical Use) | 10000 | Unknown | 2009-03-01 | 2009-03-01 | Unknown
FORD/HAPEVILLE ASSEMBLY PLANT | 340 HENRY FORD II AVE | HAPEVILLE | Fulton | 7000039 | 25 |  |  | FALSE |  | FALSE | Removed from Ground | Other | 20000 | Unknown | 2008-10-20 | 2009-01-13 | Unknown
THE GAS KEY CORP/SPRING ST UFO # | 216 SPRING ST SW | ATLANTA | Fulton | 9060156 | 1 | [5 empty] | Removed from Ground | Gas (Historical Use) | 6000 | Bare Steel | 1979-01-01 | 1993-02-18 | Galvanized Steel
THE WESTIN PEACHTREE PLAZA HOTEL | 210 PEACHTREE STREET NW | ATLANTA | Fulton | 9060497 | NORTHTANK | Flapper Valve | 1998-07-09 |  | 1998-07-09 |  | Closed in Ground | Diesel | 12000 | Steel-Impressed Current | 1975-01-01 | 2009-12-04 | Steel (Impressed Current) | Suction (American)
WHITE ROSE | 127 ELLIS ST | ATLANTA | Fulton | 9060404 | 1 | [5 empty] | Removed from Ground | Diesel | 500 | Not Marked/Unknown |  | 1899-12-31 | Not Marked
CITGO FOOD MART | 501 CENTRAL AVE | HAPEVILLE | Fulton | 601194 | 3 |  |  | FALSE |  | FALSE | Removed from Ground | Gas (Historical Use) | 3000 | Bare Steel | 1971-04-25 | 1989-02-01 | Galvanized Steel
OTTA AT VIRGINIA AVE LLC | 971 VIRGINIA AVE | HAPEVILLE | Fulton | 601340 | 4 |  | 1989-11-01 | FALSE | 1989-11-01 | FALSE | Currently in Use | Diesel | 10000 | Steel-Impressed Current | 1984-05-08 |  | Fiberglass Reinforced Plastic | Pressurized
ABDUL RASHID KHAN/ BANO & SONS INC | 751 N CENTRAL AVE | HAPEVILLE | Fulton | 9060482 | 4 |  | 1995-10-01 | FALSE | 1995-10-01 | FALSE | Currently in Use | Diesel | 8000 | Steel-Impressed Current | 1995-06-01 |  | Double Walled | Pressurized
ABDUL RASHID KHAN/ BANO & SONS INC | 751 N CENTRAL AVE | HAPEVILLE | Fulton | 9060482 | 5 |  | 1995-10-01 | FALSE | 1995-10-01 | FALSE | Currently in Use | Gas (Historical Use) | 10000 | Fiberglass | 1995-10-01 |  | Cathodically Protected | Pressurized
FORD/HAPEVILLE ASSEMBLY PLANT | 340 HENRY FORD II AVE | HAPEVILLE | Fulton | 7000039 | 21 | [5 empty] | Removed from Ground | Other | 20000 | Cathodically Protected Steel | 1984-07-15 | 1993-12-01 | Double Walled | Pressurized
FORD/HAPEVILLE ASSEMBLY PLANT | 340 HENRY FORD II AVE | HAPEVILLE | Fulton | 7000039 | 41CENTRAL |  |  | FALSE |  | FALSE | Removed from Ground | Not Marked/Tank Removed | 3500 | Unknown | 2014-02-17 | 2014-02-17 | Unknown
FEDERAL CENTER BUILDING SITE | 37 FORSYTH ST | ATLANTA | Fulton | 9060391 | 3 |  |  | FALSE |  | FALSE | Removed from Ground | Empty | 250 | Unknown | 1994-08-15 | 1994-08-15 | Unknown
FEDERAL CENTER BUILDING SITE | 37 FORSYTH ST | ATLANTA | Fulton | 9060391 | 1 | [5 empty] | Removed from Ground | Gas (Historical Use) | 6500 | Not Marked/Unknown | 1994-08-15 | 1994-08-15 | Not Marked
RIB SHACK | 302 AUBURN AVE | ATLANTA | Fulton | 9060449 | 2 | [5 empty] | Currently in Use | Other | 500 | Marked Unknown |  |  | Unknown
EMORY FACILITY BUILDING | 46 ARMSTRONG ST SE | ATLANTA | Fulton | 10000705 | 1 | Flapper Valve | 2003-08-08 | FALSE | 2003-08-08 | FALSE | Currently in Use | Diesel | 1500 | Fiberglass Double Walled | 2003-07-30 |  | Fiberglass Reinforced Plastic | Suction (American)
STADIUM TIRE | 664 PRYOR STREET | ATLANTA | Fulton | 10001478 | 2 |  |  | FALSE |  | FALSE | Removed from Ground |  | 3000 | Unknown | 2008-05-15 | 2008-05-15
GEORGIA DEPARTMENT OF LABOR | 223 COURTLAND ST | ATLANTA | Fulton | 10001314 | 1 | Flapper Valve | 2004-12-01 | FALSE | 2004-12-01 | FALSE | Currently in Use | Diesel | 4000 | Composite Double Walled | 1992-01-01 |  | Copper | Safe Suction (Euro)
100 Edgewood Avenue - UNITED WAY COMMUNITY CTR | 100 Edgewood Ave. | ATLANTA | Fulton | 9060770 | 2 | [5 empty] | Removed from Ground | Gas (Historical Use) | 1500 | Bare Steel | 1999-01-14 | 1999-01-14 | Not Marked
HERTZ RENT A CAR | 1920 AUTOPORT DR | ATLANTA | Fulton | 600022 | 5 |  | 1993-08-01 |  | 1993-08-01 |  | Removed from Ground | Diesel | 12000 | Fiberglass | 1981-05-21 | 2010-04-01 | Fiberglass Reinforced Plastic | Pressurized
HERTZ RENT A CAR | 1920 AUTOPORT DR | ATLANTA | Fulton | 600022 | 4 |  | 1993-08-01 |  | 1993-08-01 |  | Removed from Ground | Gas (Historical Use) | 12000 | Fiberglass | 1981-05-21 | 2010-03-31 | Fiberglass Reinforced Plastic | Pressurized
HERTZ RENT A CAR | 1920 AUTOPORT DR | ATLANTA | Fulton | 600022 | 7 |  | 1981-05-21 | FALSE | 1981-05-21 | FALSE | Removed from Ground | Gas (Historical Use) | 12000 | Fiberglass | 1981-05-21 | 2010-03-29 | Fiberglass Reinforced Plastic | Pressurized
SYLVAN AIRPORT PARKING LLC | 3100 SYLVAN RD | HAPEVILLE | Fulton | 600023 | 9 |  |  | TRUE |  | TRUE | Removed from Ground | Used Oil | 1000 | Double Walled | 1991-01-01 | 1899-12-31 | Fiberglass Reinforced Plastic
EVOCATIVE | 250 WILLIAMS ST SUITE E-100 | ATLANTA | Fulton | 9060818 | 1 |  | 2000-04-21 | FALSE | 2000-04-21 | FALSE | Currently in Use | Diesel | 30000 | Fiberglass Double Walled | 2000-04-09 |  | Fiberglass Reinforced Plastic | Suction (American)
GA STATE UNIVERSITY FOUNDATION R | 101 PIEDMONT AVE | ATLANTA | Fulton | 9060816 | 3 | [5 empty] | Removed from Ground | Diesel | 1000 | Bare Steel | 2000-03-07 | 2000-03-07 | Bare Steel
SHELL FOOD MART | 490 WHITEHALL ST SW | ATLANTA | Fulton | 600921 | 2 |  | 1992-04-22 |  | 1992-04-22 |  | Removed from Ground | Gas (Historical Use) | 4000 | Double Walled | 1965-05-05 | 1992-04-20 | Fiberglass Reinforced Plastic | Pressurized
GRADY HEALTH SYSTEM | 80 JESSIE HILL JR DR SE | ATLANTA | Fulton | 9000677 | 5 | [5 empty] | Removed from Ground | Gas (Historical Use) | 500 | Bare Steel | 1981-03-22 | 1899-12-31 | Bare Steel
GRADY HEALTH SYSTEM | 80 JESSIE HILL JR DR SE | ATLANTA | Fulton | 9000677 | 4 | [5 empty] | Removed from Ground | Gas (Historical Use) | 282 | Bare Steel | 1957-03-28 | 1981-06-01 | Bare Steel
GRADY HEALTH SYSTEM | 80 JESSIE HILL JR DR SE | ATLANTA | Fulton | 9000677 | 7 | Overfill Alarm | 1997-05-21 | FALSE | 1997-05-21 | FALSE | Currently in Use | Diesel | 20000 | Fiberglass Double Walled | 1991-07-01 |  | Fiberglass Reinforced Plastic | Suction (American)
SYLVAN AIRPORT PARKING LLC | 3100 SYLVAN RD | HAPEVILLE | Fulton | 600023 | 6 |  |  | TRUE |  | TRUE | Removed from Ground | Used Oil | 1000 | Bare Steel | 1971-05-24 | 1990-11-01 | Bare Steel
OTTER SHOP #004 | 3460 LANG AVE | HAPEVILLE | Fulton | 600572 | 3 |  | 1993-07-01 | FALSE | 1993-07-01 | FALSE | Closed in Ground | Gas (Historical Use) | 12000 | Epoxy | 1993-07-01 |  | Fiberglass Reinforced Plastic | Pressurized
OTTA AT VIRGINIA AVE LLC | 971 VIRGINIA AVE | HAPEVILLE | Fulton | 601340 | 5 |  |  | TRUE |  | TRUE | Removed from Ground | Used Oil | 500 | Bare Steel | 1963-05-14 | 1899-12-31 | Unknown
FORMER POOLE CREEK AMOCO STATION | 255 POOLE CREEK RD | HAPEVILLE | Fulton | 601337 | 3 | [5 empty] | Removed from Ground | Gas (Historical Use) | 5000 | Bare Steel | 1971-05-12 | 1990-07-31 | Galvanized Steel
FORD/HAPEVILLE ASSEMBLY PLANT | 340 HENRY FORD II AVE | HAPEVILLE | Fulton | 7000039 | 18 |  | 1992-02-01 |  | 1992-02-01 |  | Removed from Ground | Gas (Historical Use) | 20000 | Cathodically Protected Steel | 1992-02-01 | 2009-01-28 | Double-Walled Fiberglass | Pressurized
HOLIDAY INN-DOWNTOWN | 101 ANDREW YOUNG INTERNATIONAL BLVD NW | ATLANTA | Fulton | 9060100 | 2 | Flapper Valve | 1995-06-01 | FALSE | 2004-11-01 | FALSE | Currently in Use | Diesel | 280 | Fiberglass Double Walled | 1995-06-01 |  | Flex | Safe Suction (Euro)
GSU SCIENCE PARK | 161 JESSE HILL JR DR SE | ATLANTA | Fulton | 10001830 | 1 | Flapper Valve | 2010-02-01 | FALSE | 2009-10-01 | FALSE | Currently in Use | Diesel | 2500 | Fiberglass Double Walled | 2009-10-01 |  | Double-Walled Flex | Safe Suction (Euro)
ATLANTA APPAREL MART | 250 SPRING ST | ATLANTA | Fulton | 9060541 | FP |  | 1998-05-01 |  | 1998-05-01 |  | Removed from Ground | Diesel | 560 | Steel-Impressed Current | 1978-01-01 | 2005-05-05 | Cathodically Protected | Suction (American)
FULTON COUNTY GOVT CENTER | 141 PRYOR ST | ATLANTA | Fulton | 9060774 | 1 | Overfill Alarm | 1999-02-04 | FALSE | 1999-02-04 | FALSE | Currently in Use | Diesel | 6000 | Fiberglass | 1999-02-04 |  | Fiberglass Reinforced Plastic | Pressurized
GA STATE UNIVERSITY FOUNDATION R | 101 PIEDMONT AVE | ATLANTA | Fulton | 9060816 | 4 | [5 empty] | Removed from Ground | Diesel | 1500 | Bare Steel | 2000-03-07 | 2000-03-07 | Bare Steel
BST/HOLLYWOOD DR CO/F5102 | 2071 HOLLYWOOD DRIVE | ATLANTA | Fulton | 601041 | 2 | [5 empty] | Removed from Ground | Gas (Historical Use) | 12000 | Bare Steel | 1981-01-02 | 1989-10-01 | Unknown
E-Z SERVE #8449 | 1180 COLLIER RD | ATLANTA | Fulton | 670427 | 2 |  | 1998-07-26 |  | 1998-07-26 |  | Removed from Ground | Gas (Historical Use) | 6000 | Steel-Impressed Current | 1986-05-13 | 2002-03-26 | Fiberglass Reinforced Plastic | Pressurized
ATLANTA FORGE & FOUNDRY | 430 BISHOP ST | ATLANTA | Fulton | 10000487 | 1 |  |  | FALSE |  | FALSE | Removed from Ground | Empty | 5000 | Bare Steel | 2001-08-27 | 2001-08-27
HARRIS TOWER/PEACHTREE CENTER | 233 PEACHTREE ST NE | ATLANTA | Fulton | 9060142 | 1 | [5 empty] | Closed in Ground | Diesel | 12000 | Bare Steel | 1975-01-01 | 1990-03-31 | Unknown
NORFOLK SOUTH RAILWAY CO | 210 PETERS ST | ATLANTA | Fulton | 9060341 | 3 |  |  | TRUE |  | TRUE | Removed from Ground | Used Oil | 1000 | Bare Steel | 1992-12-01 | 1992-12-01 | Galvanized Steel | Suction (American)
BELLSOUTH-COURTLAND-F1145 | 70 COURTLAND ST | ATLANTA | Fulton | 10000377 | 1 | Flapper Valve | 2003-06-10 | FALSE | 2003-06-10 | FALSE | Currently in Use | Diesel | 30000 | Epoxy | 2003-06-10 |  | Copper/Secondry Containment | Pressurized
BELLSOUTH-COURTLAND-F1145 | 70 COURTLAND ST | ATLANTA | Fulton | 10000377 | 1 | Flapper Valve | 2003-06-10 | FALSE | 2003-06-10 | FALSE | Currently in Use | Diesel | 30000 | Epoxy | 2003-06-10 |  | Copper/Secondry Containment | Pressurized
BELLSOUTH-COURTLAND-F1145 | 70 COURTLAND ST | ATLANTA | Fulton | 10000377 | 1 | Flapper Valve | 2003-06-10 | FALSE | 2003-06-10 | FALSE | Currently in Use | Diesel | 30000 | Epoxy | 2003-06-10 |  | Copper/Secondry Containment | Pressurized
BELLSOUTH-COURTLAND-F1145 | 70 COURTLAND ST | ATLANTA | Fulton | 10000377 | 1 | Flapper Valve | 2003-06-10 | FALSE | 2003-06-10 | FALSE | Currently in Use | Diesel | 30000 | Epoxy | 2003-06-10 |  | Copper/Secondry Containment | Pressurized
245 AUBURN AVENUE | 245 AUBURN AVENUE | ATLANTA | Fulton | 10002476 | 1 |  |  | FALSE |  | FALSE | Removed from Ground | Gas (Historical Use) | 0 | Unknown | 2031-01-01 | 1899-12-31
STADIUM TIRE | 664 PRYOR STREET | ATLANTA | Fulton | 10001478 | 4 |  |  | FALSE |  | FALSE | Removed from Ground |  | 500 | Unknown | 2008-05-15 | 2008-05-15
CONTRUCTION SITE (ATLANTA ARENA) | 120 MARIETTA STREET | ATLANTA | Fulton | 9060721 | 1 | [5 empty] | Removed from Ground | Other | 1000 | Bare Steel | 1998-03-23 | 1998-03-23 | Bare Steel
DEPARTMENT OF CORRECTIONS DETENT | 254 PEACHTREE ST | ATLANTA | Fulton | 9060754 | 1 | Flapper Valve | 1993-07-01 | FALSE | 1993-07-01 | FALSE | Currently in Use | Diesel | 10000 | Fiberglass | 1993-07-01 |  | Fiberglass Reinforced Plastic | Safe Suction (Euro)
FORD/HAPEVILLE ASSEMBLY PLANT | 340 HENRY FORD II AVE | HAPEVILLE | Fulton | 7000039 | 2 | [5 empty] | Removed from Ground | Gas (Historical Use) | 15000 | Bare Steel | 1947-05-18 | 1990-12-01 | Unknown
DAVE TRANSPORTATION/PENSKE | 525 WHITEHALL ST | ATLANTA | Fulton | 9060011 | 6 | [5 empty] | Removed from Ground | Diesel | 15000 | Bare Steel | 1950-01-01 | 1990-11-06 | Galvanized Steel
THE GAS KEY CORP/SPRING ST UFO # | 216 SPRING ST SW | ATLANTA | Fulton | 9060156 | 3 | [5 empty] | Removed from Ground | Diesel | 6000 | Bare Steel | 1979-01-01 | 1993-02-18 | Galvanized Steel
GAS LIGHT TOWER/PEACHTREE CENTER | 235 PEACHTREE ST NE | ATLANTA | Fulton | 9060143 | 1 | [5 empty] | Closed in Ground | Diesel | 12000 | Bare Steel | 1967-01-01 | 1990-03-31 | Unknown
FORD/HAPEVILLE ASSEMBLY PLANT | 340 HENRY FORD II AVE | HAPEVILLE | Fulton | 7000039 | 5 | [5 empty] | Closed in Ground | Gas (Historical Use) | 10000 | Bare Steel | 1950-05-17 | 1899-12-31 | Unknown
GAS LIGHT TOWER/PEACHTREE CENTER | 235 PEACHTREE ST NE | ATLANTA | Fulton | 9060143 | 3 | [5 empty] | Closed in Ground | Diesel | 12000 | Bare Steel | 1971-01-01 | 1990-03-31 | Unknown
IVY STREET CO INC PROPERTY | 76 -82 INTERNATIONAL BLVD | ATLANTA | Fulton | 9060264 | 2 | [5 empty] | Permanently Out of Use - historical purposes | Other | 0 | Marked Unknown |  | 1899-12-31 | Unknown
GA BLDG AUTHORITY/DECATUR ST PAR | 197 DECATUR ST SE | ATLANTA | Fulton | 9060420 | 1 | [5 empty] | Removed from Ground | Gas (Historical Use) | 1 | Not Marked/Unknown | 1995-03-01 | 1995-03-01 | Bare Steel
ATLANTA MERCHANDISE MART | 240 PEACHTREE ST | ATLANTA | Fulton | 9060540 | 1 |  | 1998-05-01 |  | 1998-05-01 |  | Removed from Ground | Diesel | 1000 | Fiberglass | 1985-01-01 | 2015-07-30 | Fiberglass Reinforced Plastic | Suction (American)
ATLANTA APPAREL MART | 250 SPRING ST | ATLANTA | Fulton | 9060541 | MT |  | 1998-05-01 |  | 1998-05-01 |  | Removed from Ground | Diesel | 12000 | Galvanic (STIP-3) | 1978-01-01 | 2015-08-13 | Cathodically Protected | Suction (American)
ATLANTA AIRPORT SHUTTLE | 359 WHITEHALL STREET | ATLANTA | Fulton | 9060674 | 1 |  | 1988-01-01 |  | 1988-01-01 |  | Removed from Ground | Gas (Historical Use) | 10000 | Marked Unknown | 1988-01-01 | 2003-08-18 | Cathodically Protected | Pressurized
CONTRUCTION SITE (ATLANTA ARENA) | 120 MARIETTA STREET | ATLANTA | Fulton | 9060721 | 3 | [5 empty] | Removed from Ground | Gas (Historical Use) | 500 | Bare Steel | 1998-04-08 | 1998-04-08 | Bare Steel
DEPARTMENT OF CORRECTIONS DETENT | 254 PEACHTREE ST | ATLANTA | Fulton | 9060754 | 2 | Flapper Valve | 1994-08-01 | FALSE | 1994-08-01 | FALSE | Currently in Use | Premium | 10000 |  | 1994-08-01 |  | Fiberglass Reinforced Plastic | Pressurized
DC-180 PEACHTREE | 150 CARNEGIE WAY | ATLANTA | Fulton | 9060869 | 1 | Overfill Alarm | 2000-12-08 | FALSE | 2000-12-08 | FALSE | Currently in Use | Diesel | 20000 | Composite Double Walled | 2000-10-01 |  | Steel/FG Secondary containment | Safe Suction (Euro)
DC-180 PEACHTREE | 150 CARNEGIE WAY | ATLANTA | Fulton | 9060869 | 4 | Overfill Alarm | 2000-12-08 | FALSE | 2000-12-08 | FALSE | Currently in Use | Diesel | 20000 | Composite Double Walled | 2000-10-01 |  | Steel/FG Secondary containment | Safe Suction (Euro)
GEORGIA STATE UNIVERSITY-LIBERTY SOUTH | 95 DECATUR ST SE | ATLANTA | Fulton | 9640172 | 2 | Flapper Valve | 1998-08-20 | FALSE | 1998-08-20 | FALSE | Currently in Use | Diesel | 1000 | Fiberglass Double Walled | 1998-08-20 |  | Double-Walled Fiberglass | Safe Suction (Euro)
SHELL FOOD MART | 490 WHITEHALL ST SW | ATLANTA | Fulton | 600921 | 3 |  | 1992-04-22 |  | 1992-04-22 |  | Removed from Ground | Gas (Historical Use) | 4000 | Double Walled | 1965-05-05 | 1992-04-20 | Fiberglass Reinforced Plastic | Pressurized
GA POWER CO/GENERAL OFFICE | 270 PEACHTREE ST NE | ATLANTA | Fulton | 9000569 | 4 | [5 empty] | Permanently Out of Use - historical purposes | Empty | 20000 | Concrete | 1961-05-13 | 1899-12-31 | Unknown
GRADY HEALTH SYSTEM | 80 JESSIE HILL JR DR SE | ATLANTA | Fulton | 9000677 | 2 | [5 empty] | Removed from Ground | Diesel | 1000 | Bare Steel | 1981-03-22 | 1899-12-31 | Bare Steel
HERTZ RENT A CAR | 1920 AUTOPORT DR | ATLANTA | Fulton | 600022 | 2 |  | 1993-08-01 |  | 1993-08-01 |  | Removed from Ground | Gas (Historical Use) | 12000 | Fiberglass | 1981-05-21 | 2010-03-30 | Fiberglass Reinforced Plastic | Pressurized
SYLVAN AIRPORT PARKING LLC | 3100 SYLVAN RD | HAPEVILLE | Fulton | 600023 | 5 |  |  | TRUE |  | TRUE | Removed from Ground | Used Oil | 2000 | Bare Steel | 1971-05-24 | 1990-11-01 | Bare Steel
CITY OF HAPEVILLE | 3560 PERKINS STREET | HAPEVILLE | Fulton | 600202 | 3 | [5 empty] | Removed from Ground | Diesel | 10000 | Bare Steel | 1981-03-15 | 1996-03-19 | Galvanized Steel
WALT FREEMAN CONST CO INC | 3413 STEWART AVE SW | HAPEVILLE | Fulton | 600486 | 2 | [5 empty] | Removed from Ground | Gas (Historical Use) | 5000 | Bare Steel | 1982-08-13 | 1994-11-01 | Galvanized Steel | Pressurized
VIRGINIA AVE AMOCO | 748 VIRGINIA AVE | HAPEVILLE | Fulton | 601171 | 5 |  |  | FALSE |  | FALSE | Removed from Ground |  | 1000 |  | 2017-01-06 | 2017-01-10
ABDUL RASHID KHAN/ BANO & SONS INC | 751 N CENTRAL AVE | HAPEVILLE | Fulton | 9060482 | 2 |  | 1995-10-01 | FALSE | 1995-10-01 | FALSE | Currently in Use | Gas (Historical Use) | 4000 | Steel-Impressed Current | 1995-06-01 |  | Double Walled | Pressurized
FORD/HAPEVILLE ASSEMBLY PLANT | 340 HENRY FORD II AVE | HAPEVILLE | Fulton | 7000039 | 19 |  | 1992-02-01 |  | 1992-02-01 |  | Removed from Ground | Gas (Historical Use) | 20000 | Cathodically Protected Steel | 1992-02-01 | 2009-01-28 | Fiberglass Reinforced Plastic | Pressurized
FORD/HAPEVILLE ASSEMBLY PLANT | 340 HENRY FORD II AVE | HAPEVILLE | Fulton | 7000039 | 14 | [5 empty] | Removed from Ground | Hazardous Substance | 20000 | Cathodically Protected Steel | 1984-05-08 | 1993-12-01 | Bare Steel
FORD/HAPEVILLE ASSEMBLY PLANT | 340 HENRY FORD II AVE | HAPEVILLE | Fulton | 7000039 | 16 | [5 empty] | Removed from Ground | Hazardous Substance | 15000 | Bare Steel | 1977-05-10 | 1992-12-01 | Bare Steel
IVY STREET CO INC PROPERTY | 76 -82 INTERNATIONAL BLVD | ATLANTA | Fulton | 9060264 | 1 | [5 empty] | Permanently Out of Use - historical purposes | Other | 0 | Marked Unknown |  | 1899-12-31 | Unknown
FORMER ROY LIVINGSTON FILLING STATION | 108 -134 SPRING STREET | ATLANTA | Fulton | 10000112 | 2 |  |  | FALSE |  | FALSE | Removed from Ground | Gas (Historical Use) | 1000 | Bare Steel | 2002-04-26 | 2002-04-26 | Bare Steel | Safe Suction (Euro)
ATLANTA PUBLIC SCHOOLS | 130 TRINITY AVE | ATLANTA | Fulton | 10000432 | 1 | Flapper Valve | 2003-03-01 | FALSE | 2003-03-01 | FALSE | Currently in Use | Diesel | 1000 | Fiberglass Double Walled | 2003-03-01 |  | Double-Walled Fiberglass | Suction (American)
MARTIN LUTHER KING FEDERAL BUILDING | 77 FORSYTH ST | ATLANTA | Fulton | 10001607 | 2 |  | 2016-07-01 | FALSE | 2016-06-01 | FALSE | Currently in Use | Diesel | 15000 | Fiberglass Double Walled | 2016-05-06 |  | Double-Walled Fiberglass | Suction (American)
US FEDERAL RESERVE BANK OF ATLAN | 104 MARIETTA ST NW | ATLANTA | Fulton | 9060316 | 1 | [5 empty] | Removed from Ground | Gas (Historical Use) | 1000 | Bare Steel | 1993-12-01 | 1993-12-01 | Not Marked | Safe Suction (Euro)
GROUNDS DEPARTMENT | 125 WILLIS MILL RD | ATLANTA | Fulton | 9060474 | 2 |  |  | TRUE |  | TRUE | Removed from Ground | Used Oil | 500 | Not Marked/Unknown | 1998-10-01 | 1998-10-01 | Not Marked
RICHARD B RUSSELL | 75 TED TURNER DR SW SUITE 227 | ATLANTA | Fulton | 10001608 | 1 | Flapper Valve |  | FALSE | 2011-06-06 | FALSE | Currently in Use | Diesel | 15000 | Fiberglass Double Walled | 1994-01-01 |  | Double-Walled Fiberglass | Suction (American)
Orange Business Solutions | 275 DECATUR ST SE | ATLANTA | Fulton | 10001860 | 1 |  | 2002-01-01 | FALSE | 2002-01-01 | FALSE | Closed in Ground | Diesel | 5000 | Epoxy Double-Walled | 2002-01-01 | 2018-11-28 | Double-Walled Flex | Safe Suction (Euro)
NORTH YARDS BUSINESS PARK | NORTH AVE/JOHN STREET & NORTHSID | ATLANTA | Fulton | 9060787 | 3 | [5 empty] | Permanently Out of Use - historical purposes | Other | 10000 | Marked Unknown |  | 1899-12-31 | Unknown
NORFOLK SOUTHERN RAILWAY CO | 185 SPRING ST | ATLANTA | Fulton | 9060758 | 2 | [5 empty] | Removed from Ground | Diesel | 1500 | Marked Unknown | 1999-02-22 | 1999-02-22 | Unknown
FORMER SERVICE STATION | 479 EDGEWOOD AVE | ATLANTA | Fulton | 9060750 | 1 | [5 empty] | Removed from Ground | Gas (Historical Use) | 4000 | Not Marked/Unknown | 1998-08-05 | 1998-08-05 | Not Marked
GA POWER CO/GENERAL OFFICE | 270 PEACHTREE ST NE | ATLANTA | Fulton | 9000569 | 2 | [5 empty] | Closed in Ground | Gas (Historical Use) | 1000 | Bare Steel | 1961-05-13 | 1990-03-12 | Galvanized Steel
THE GAS KEY CORP/SPRING ST UFO # | 216 SPRING ST SW | ATLANTA | Fulton | 9060156 | 2 | [5 empty] | Removed from Ground | Gas (Historical Use) | 6000 | Bare Steel | 1979-01-01 | 1993-02-18 | Galvanized Steel
UNKNOWN/ABANDONED TANK SPRING ST | INTSECTION OF SPRING ST & TRINIT | ATLANTA | Fulton | 9060369 | 1 | [5 empty] | Removed from Ground | Diesel | 1000 | Not Marked/Unknown | 1993-10-20 | 1993-10-20 | Not Marked
GROUNDS DEPARTMENT | 125 WILLIS MILL RD | ATLANTA | Fulton | 9060474 | 1 | [5 empty] | Removed from Ground | Diesel | 2500 | Bare Steel | 1998-10-01 | 1998-10-01 | Galvanized Steel | Suction (American)
CONSTRUCTION SITE-FUTURE GEORGIA BAPTIST HOSPITAL | HIGHLANDS AVE @ BOULEVARD AVE | ATLANTA | Fulton | 10000283 | 1 |  |  | FALSE |  | FALSE | Removed from Ground | Not Marked/Tank Removed | 20000 | Bare Steel | 2002-07-24 | 2002-07-24
FORMER SERVICE STATION | 479 EDGEWOOD AVE | ATLANTA | Fulton | 9060750 | 3 |  |  | TRUE |  | TRUE | Removed from Ground | Used Oil | 150 | Not Marked/Unknown | 1998-08-05 | 1998-08-05 | Not Marked
DC-180 PEACHTREE | 150 CARNEGIE WAY | ATLANTA | Fulton | 9060869 | 5 | Overfill Alarm | 2010-06-01 | FALSE | 2010-06-01 | FALSE | Currently in Use | Diesel | 10000 | Tank Jacket | 2010-05-01 |  | Double-Walled Fiberglass | Pressurized
BP OIL | 669 PRYOR ST | ATLANTA | Fulton | 9000541 | 6 | [5 empty] | Removed from Ground | Gas (Historical Use) | 4000 | Bare Steel | 1958-05-09 | 1989-12-01 | Galvanized Steel
NO FACILITY NAME GIVEN | 25 AUBURN AVE | ATLANTA | Fulton | 9060047 | 1 | [5 empty] | Closed in Ground | Diesel | 3000 | Bare Steel | 1939-01-01 | 1989-02-10 | Galvanized Steel
FORD/HAPEVILLE ASSEMBLY PLANT | 340 HENRY FORD II AVE | HAPEVILLE | Fulton | 7000039 | U-30 |  |  | FALSE |  | FALSE | Removed from Ground | Gas (Historical Use) | 12000 | Unknown | 2009-03-01 | 2009-03-01 | Unknown
THE GAS KEY CORP/SPRING ST UFO # | 216 SPRING ST SW | ATLANTA | Fulton | 9060156 | 4 | [5 empty] | Removed from Ground | Diesel | 6000 | Bare Steel | 1979-01-01 | 1993-02-18 | Galvanized Steel
FEDERAL CENTER BUILDING SITE | 37 FORSYTH ST | ATLANTA | Fulton | 9060391 | 2 |  |  | FALSE |  | FALSE | Removed from Ground | Other | 5000 | Unknown | 1994-08-15 | 1994-08-15 | Unknown
NORFOLK SOUTH RAILWAY CO | 210 PETERS ST | ATLANTA | Fulton | 9060341 | 1 | [5 empty] | Removed from Ground | Gas (Historical Use) | 1000 | Bare Steel | 1992-12-01 | 1992-12-01 | Galvanized Steel | Suction (American)
DC-180 PEACHTREE | 150 CARNEGIE WAY | ATLANTA | Fulton | 9060869 | 2 | Overfill Alarm | 2000-12-08 | FALSE | 2000-12-08 | FALSE | Currently in Use | Diesel | 20000 | Composite Double Walled | 2000-10-01 |  | Steel/FG Secondary containment | Safe Suction (Euro)
GEORGIA STATE UNIVERSITY | 50 DECATUR ST NATURAL SCIENCE | ATLANTA | Fulton | 9640173 | 1 | Flapper Valve | 1998-08-20 | FALSE | 1998-08-20 | FALSE | Currently in Use | Diesel | 5000 | Fiberglass Double Walled | 1991-03-08 |  | Fiberglass Reinforced Plastic | Safe Suction (Euro)
BP OIL | 669 PRYOR ST | ATLANTA | Fulton | 9000541 | 3 | [5 empty] | Removed from Ground | Gas (Historical Use) | 4000 | Bare Steel | 1958-05-09 | 1989-12-01 | Galvanized Steel
HOLIDAY INN-DOWNTOWN | 101 ANDREW YOUNG INTERNATIONAL BLVD NW | ATLANTA | Fulton | 9060100 | 1 | [5 empty] | Removed from Ground | Diesel | 300 | Epoxy | 1985-09-01 | 1995-04-06 | Copper | Suction (American)
UFO #3 | 340 WHITEHALL ST SW | ATLANTA | Fulton | 9060090 | 2 | Ball Float | 1993-03-10 | FALSE | 1993-03-10 | FALSE | Currently in Use | Gas (Historical Use) | 10000 |  | 1993-03-10 |  | Double-Walled Fiberglass | Pressurized
ATLANTA GIFT MART/FORMER TRAILWA | 230 SPRING ST | ATLANTA | Fulton | 9060157 | 1 |  |  | TRUE |  | TRUE | Removed from Ground | Used Oil | 3000 | Bare Steel | 1990-06-29 | 1990-06-29 | Unknown
RIB SHACK | 302 AUBURN AVE | ATLANTA | Fulton | 9060449 | 3 | [5 empty] | Currently in Use | Other | 500 | Marked Unknown |  |  | Unknown
FORMER AUTOMOTIVE STATION | 174 EDGEWOOD AVE | ATLANTA | Fulton | 10000865 | 1 |  |  | FALSE |  | FALSE | Permanently Out Of Use |  | 0 | Bare Steel | 2005-03-31 | 2005-03-31 | Unknown
STADIUM TIRE | 664 PRYOR STREET | ATLANTA | Fulton | 10001478 | 1 |  |  | FALSE |  | FALSE | Removed from Ground |  | 3000 | Unknown | 2008-05-15 | 2008-05-15
GA STATE UNIVERSITY FOUNDATION R | 101 PIEDMONT AVE | ATLANTA | Fulton | 9060816 | 2 | [5 empty] | Removed from Ground | Diesel | 1000 | Bare Steel | 2000-03-07 | 2000-03-07 | Bare Steel
GRADY HEALTH SYSTEM | 80 JESSIE HILL JR DR SE | ATLANTA | Fulton | 9000677 | 6 | [5 empty] | Removed from Ground | Diesel | 557 | Bare Steel | 1957-03-28 | 1981-06-01 | Bare Steel
FORMER JIM WALLACE SERVICE STATION | 495 WHITEHALL STREET | ATLANTA | Fulton | 10001902 | 1 |  |  | FALSE |  | FALSE | Removed from Ground | Not Marked/Tank Removed | 0 | Unknown |  | 1899-12-31 | Unknown
FORMER SERVICE STATION | 479 EDGEWOOD AVE | ATLANTA | Fulton | 9060750 | 2 | [5 empty] | Removed from Ground | Gas (Historical Use) | 4000 | Not Marked/Unknown | 1998-08-05 | 1998-08-05 | Not Marked
DC-180 PEACHTREE | 150 CARNEGIE WAY | ATLANTA | Fulton | 9060869 | 3 | Overfill Alarm | 2000-12-08 | FALSE | 2000-12-08 | FALSE | Currently in Use | Diesel | 20000 | Composite Double Walled | 2000-10-01 |  | Steel/FG Secondary containment | Safe Suction (Euro)
BP OIL | 669 PRYOR ST | ATLANTA | Fulton | 9000541 | 1 |  |  | TRUE |  | TRUE | Removed from Ground | Used Oil | 550 | Bare Steel | 1958-05-09 | 1989-12-01 | Galvanized Steel
GA STATE UNIVERSITY/SPARKS HALL | 158 EDGEWOOD AVE | ATLANTA | Fulton | 9060363 | 1 | [5 empty] | Closed in Ground | Diesel | 10000 | Bare Steel | 1954-01-01 | 1994-06-24 | Copper | Suction (American)
GROUNDS DEPARTMENT | 125 WILLIS MILL RD | ATLANTA | Fulton | 9060474 | 4 | Ball Float | 1998-10-01 | FALSE | 1998-10-01 | FALSE | Currently in Use | Diesel | 6000 | Epoxy | 1998-10-01 |  | Fiberglass Reinforced Plastic | Safe Suction (Euro)
NORTH YARDS BUSINESS PARK | NORTH AVE/JOHN STREET & NORTHSID | ATLANTA | Fulton | 9060787 | 1 | [5 empty] | Removed from Ground | Other | 500 | Marked Unknown | 1999-11-30 | 1999-11-30 | Unknown
GTE TELECOM INC | 120 RALPH MCGILL BLVD | ATLANTA | Fulton | 9060725 | 1 | [5 empty] | Removed from Ground | Diesel | 2000 | Marked Unknown | 1986-01-01 | 1998-05-19 | Unknown
NORFOLK SOUTHERN RAILWAY CO | 185 SPRING ST | ATLANTA | Fulton | 9060758 | 1 |  | 1999-02-23 | FALSE | 1999-02-23 | FALSE | Removed from Ground | Diesel | 500 | Galvanic (STIP-3) | 1999-02-23 | 2012-11-14 | Flex | Suction (American)
BP OIL | 669 PRYOR ST | ATLANTA | Fulton | 9000541 | 2 | [5 empty] | Removed from Ground | Gas (Historical Use) | 4000 | Bare Steel | 1958-05-09 | 1989-12-01 | Galvanized Steel
GA STATE UNIVERSITY FOUNDATION R | 101 PIEDMONT AVE | ATLANTA | Fulton | 9060816 | 1 | [5 empty] | Removed from Ground | Diesel | 1000 | Bare Steel | 2000-03-07 | 2000-03-07 | Bare Steel
STADIUM TIRE | 664 PRYOR STREET | ATLANTA | Fulton | 10001478 | 3 |  |  | FALSE |  | FALSE | Removed from Ground |  | 4000 | Unknown | 2008-05-15 | 2008-05-15
100 AUBURN AVE NE | 100 AUBURN AVE NE | ATLANTA | Fulton | 10002226 | 1 |  |  | FALSE |  | FALSE | Removed from Ground | Diesel | 540 | Bare Steel | 2013-07-10 | 2013-07-12 | Aboveground
CONTRUCTION SITE (ATLANTA ARENA) | 120 MARIETTA STREET | ATLANTA | Fulton | 9060721 | 2 | [5 empty] | Removed from Ground | Other | 1000 | Bare Steel | 1998-03-23 | 1998-03-23 | Bare Steel
DC-180 PEACHTREE | 150 CARNEGIE WAY | ATLANTA | Fulton | 9060869 | 6 | Overfill Alarm | 2010-06-01 | FALSE | 2010-06-01 | FALSE | Currently in Use | Diesel | 10000 | Tank Jacket | 2010-05-01 |  | Double-Walled Fiberglass | Pressurized
BP OIL | 669 PRYOR ST | ATLANTA | Fulton | 9000541 | 5 | [5 empty] | Removed from Ground | Gas (Historical Use) | 4000 | Bare Steel | 1958-05-09 | 1989-12-01 | Galvanized Steel
VIRGINIA AVE AMOCO | 748 VIRGINIA AVE | HAPEVILLE | Fulton | 601171 | 2 |  |  | FALSE |  | FALSE | Removed from Ground | Gas (Historical Use) | 4000 | Bare Steel | 1956-04-28 | 2017-01-10 | Galvanized Steel | Safe Suction (Euro)
FORD/HAPEVILLE ASSEMBLY PLANT | 340 HENRY FORD II AVE | HAPEVILLE | Fulton | 7000039 | 1 | [5 empty] | Removed from Ground | Other | 15000 | Bare Steel | 1977-05-10 | 1992-12-01 | Bare Steel
DAVE TRANSPORTATION/PENSKE | 525 WHITEHALL ST | ATLANTA | Fulton | 9060011 | 3 | [5 empty] | Removed from Ground | Other | 6000 | Bare Steel | 1950-01-01 | 1990-10-24 | Galvanized Steel
UFO #3 | 340 WHITEHALL ST SW | ATLANTA | Fulton | 9060090 | 3 | Ball Float | 1993-03-10 | FALSE | 1993-03-10 | FALSE | Currently in Use | Gas (Historical Use) | 10000 |  | 1993-03-10 |  | Double-Walled Fiberglass | Pressurized
Orange Business Solutions | 275 DECATUR ST SE | ATLANTA | Fulton | 10001860 | 2 | Flapper Valve |  | FALSE |  | FALSE | Currently in Use | Diesel | 3000 | Fiberglass Double Walled | 2002-01-01 |  | Double-Walled Flex | Safe Suction (Euro)
CITY CENTER (UNDEVELOPED LAND) | NE CORNER PEACHTREE ST & PIEDMON | ATLANTA | Fulton | 9060720 | T1 |  |  | TRUE |  | TRUE | Removed from Ground | Used Oil | 1100 | Bare Steel | 1998-04-13 | 1998-04-13 | Bare Steel | Gravity Fed
SHELL FOOD MART | 490 WHITEHALL ST SW | ATLANTA | Fulton | 600921 | 5 | [5 empty] | Removed from Ground | Gas (Historical Use) | 6000 | Bare Steel | 1970-05-04 | 1992-04-20 | Galvanized Steel | Pressurized
SHELL FOOD MART | 490 WHITEHALL ST SW | ATLANTA | Fulton | 600921 | 7 | Ball Float | 1992-04-22 | FALSE | 1992-04-22 | FALSE | Currently in Use | Regular | 12000 | Fiberglass Double Walled | 1992-04-22 |  | Double-Walled Fiberglass | Pressurized
SHELL FOOD MART | 490 WHITEHALL ST SW | ATLANTA | Fulton | 600921 | 4 | [5 empty] | Removed from Ground | Gas (Historical Use) | 4000 | Bare Steel | 1965-05-05 | 1992-04-20 | Galvanized Steel | Pressurized
FORMER ROY LIVINGSTON FILLING STATION | 108 -134 SPRING STREET | ATLANTA | Fulton | 10000112 | 1 |  |  | FALSE |  | FALSE | Removed from Ground | Gas (Historical Use) | 2000 | Bare Steel | 2002-04-26 | 2002-04-26 | Bare Steel | Safe Suction (Euro)
NORTH YARDS BUSINESS PARK | NORTH AVE/JOHN STREET & NORTHSID | ATLANTA | Fulton | 9060787 | 2 | [5 empty] | Removed from Ground | Other | 2000 | Marked Unknown | 1999-11-30 | 1999-11-30 | Unknown
GA POWER CO/GENERAL OFFICE | 270 PEACHTREE ST NE | ATLANTA | Fulton | 9000569 | 3 |  |  | TRUE |  | TRUE | Closed in Ground | Used Oil | 280 | Bare Steel | 1961-05-13 | 1990-05-31 | Unknown
SHELL FOOD MART | 490 WHITEHALL ST SW | ATLANTA | Fulton | 600921 | 11 | Ball Float | 2001-11-30 | FALSE | 2001-11-30 | FALSE | Currently in Use | Diesel | 10000 | Composite Double Walled | 2001-11-29 |  | Double-Walled Flex | Pressurized
SHELL FOOD MART | 490 WHITEHALL ST SW | ATLANTA | Fulton | 600921 | 1 |  | 1992-04-22 |  | 1992-04-22 |  | Removed from Ground | Gas (Historical Use) | 4000 | Double Walled | 1965-05-05 | 1992-04-20 | Fiberglass Reinforced Plastic | Pressurized
HOLIDAY INN EXPRESS | 4601 BEST RD | ATLANTA | Fulton | 9060051 | 1 | [5 empty] | Removed from Ground | Diesel | 300 | Marked Unknown | 1982-01-01 | 2007-03-01 | Unknown
2193 QM LLC | 2193 PEACHTREE RD NE | ATLANTA | Fulton | 600824 | 3 | [5 empty] | Removed from Ground | Gas (Historical Use) | 6000 | Bare Steel | 1968-05-06 | 1899-12-31 | Galvanized Steel
BP #24042/GULF #269555 | 976 WEST PEACHTREE ST NW | ATLANTA | Fulton | 600776 | 3 | [5 empty] | Removed from Ground | Gas (Historical Use) | 6000 | Bare Steel | 1966-05-07 | 1899-12-31 | Galvanized Steel
MANUFIFL FINANCIAL | 1100 PEACHTREE ST NE | ATLANTA | Fulton | 9000158 | 1 |  |  | TRUE |  | TRUE | Removed from Ground | Used Oil | 550 | Bare Steel | 1945-07-01 | 1990-07-09 | Bare Steel
10TH ST CHEVRON | 970 SPRING ST NW | ATLANTA | Fulton | 601002 | 1 | [5 empty] | Removed from Ground | Gas (Historical Use) | 5000 | Bare Steel | 1967-04-28 | 1986-09-15 | Galvanized Steel
1010 MIDTOWN | 1080 PEACHTREE STREET | ATLANTA | Fulton | 10001300 | 4 |  |  | FALSE |  | FALSE | Removed from Ground | Gas (Historical Use) | 1000 | Bare Steel | 2006-09-18 | 2006-09-18 | Unknown
1010 MIDTOWN | 1080 PEACHTREE STREET | ATLANTA | Fulton | 10001300 | 1 |  |  | FALSE |  | FALSE | Removed from Ground | Gas (Historical Use) | 1000 | Bare Steel | 2006-09-18 | 2006-09-18 | Unknown
JUNIPER & 10TH STREET HIGHRISE | 150 10TH ST NW | ATLANTA | Fulton | 10000391 | 1 |  |  | FALSE |  | FALSE | Closed in Ground | Diesel | 300 | Unknown | 2003-07-23 | 2003-07-23 | Unknown
TEXACO | 1770 PEACHTREE | ATLANTA | Fulton | 600881 | 2 | [5 empty] | Removed from Ground | Gas (Historical Use) | 4000 | Marked Unknown | 1982-05-01 | 1982-05-01 | Unknown
Earthlink LLC | 1439 PEACHTREE ST | ATLANTA | Fulton | 10000086 | 1 |  | 2001-10-22 | FALSE | 2001-10-22 | FALSE | Removed from Ground | Diesel | 6000 | Fiberglass Double Walled | 2001-10-22 |  | Double-Walled Flex | Suction (American)
ATLANTA BLUE PRINT & GRAPHICS CO | 1052 WEST PEACHTREE ST NW | ATLANTA | Fulton | 600045 | 2 | [5 empty] | Removed from Ground | Gas (Historical Use) | 4000 | Bare Steel | 1975-05-11 | 1995-06-17 | Galvanized Steel
Piedmont Hospital | 1968 Peachtree Rd NW | Atlanta | Fulton | 600150 | 3 | Flapper Valve | 2019-10-01 | FALSE | 2019-05-01 | FALSE | Currently in Use | Diesel | 30000 | Fiberglass Double Walled | 2019-04-03 |  | Double-Walled Flex | Pressurized
PEACHTREE CIRCLE EXXON | 1521 PEACHTREE ST NE | ATLANTA | Fulton | 600825 | 6 |  | 2007-01-01 | TRUE | 2007-01-01 | TRUE | Temporarily out of use | Used Oil | 1000 | Fiberglass | 1988-01-01 |  | Fiberglass Reinforced Plastic
WILLIAMS STREET AMOCO | 1185 WILLIAMS ST NW | ATLANTA | Fulton | 9000377 | 467013 | [5 empty] | Permanently Out of Use - historical purposes | Empty | 10150 | Fiberglass | 1974-04-25 | 1899-12-31 | Unknown
MIDTOWN BP | 2200 MONROE DR NE | ATLANTA | Fulton | 600766 | 8 | Ball Float | 1989-02-15 | FALSE | 1989-02-15 | FALSE | Currently in Use | Regular | 10000 | Fiberglass | 1989-02-15 |  | Fiberglass Reinforced Plastic | Pressurized
MIDTOWN BP | 2200 MONROE DR NE | ATLANTA | Fulton | 600766 | 8 | Ball Float | 1989-02-15 | FALSE | 1989-02-15 | FALSE | Currently in Use | Regular | 10000 | Fiberglass | 1989-02-15 |  | Fiberglass Reinforced Plastic | Pressurized
MIDTOWN BP | 2200 MONROE DR NE | ATLANTA | Fulton | 600766 | 9 | Ball Float | 1989-02-15 | FALSE | 1989-02-15 | FALSE | Currently in Use | Diesel | 10000 | Fiberglass | 1989-02-15 |  | Fiberglass Reinforced Plastic | Pressurized
BP OIL | 669 PRYOR ST | ATLANTA | Fulton | 9000541 | 4 | [5 empty] | Removed from Ground | Gas (Historical Use) | 4000 | Bare Steel | 1958-05-09 | 1989-12-01 | Galvanized Steel
14TH ST SHELL | 1184 SPRING ST NW | ATLANTA | Fulton | 600821 | 3 | Ball Float | 1983-05-01 | TRUE | 1983-05-01 | TRUE | Currently in Use | Regular | 10000 | Fiberglass | 1983-05-03 |  | Fiberglass Reinforced Plastic | Pressurized
WILLIAMS STREET AMOCO | 1185 WILLIAMS ST NW | ATLANTA | Fulton | 9000377 | 341165 | [5 empty] | Removed from Ground | Empty | 4000 | Bare Steel | 1962-04-28 | 1899-12-31 | Bare Steel
BP #24042/GULF #269555 | 976 WEST PEACHTREE ST NW | ATLANTA | Fulton | 600776 | 4 | [5 empty] | Removed from Ground | Diesel | 550 | Bare Steel | 1966-05-07 | 1899-12-31 | Galvanized Steel
BP #24042/GULF #269555 | 976 WEST PEACHTREE ST NW | ATLANTA | Fulton | 600776 | 5 | [5 empty] | Removed from Ground | Gas (Historical Use) | 10000 | Bare Steel | 1968-05-06 | 1899-12-31 | Galvanized Steel
ATLANTA FIRE STATION 15 | 176 10TH ST | ATLANTA | Fulton | 9060546 | 2 | [5 empty] | Removed from Ground | Diesel | 550 | Not Marked/Unknown | 1986-01-01 | 1899-12-31 | Not Marked
MEZZO | 2171 PEACHTREE STREET | ATLANTA | Fulton | 10001306 | 2 |  |  | FALSE |  | FALSE | Removed from Ground | Not Marked/Tank Removed | 1000 | Unknown | 2006-12-02 | 2006-12-02 | Unknown
1010 MIDTOWN | 1080 PEACHTREE STREET | ATLANTA | Fulton | 10001300 | 3 |  |  | FALSE |  | FALSE | Removed from Ground | Gas (Historical Use) | 1000 | Bare Steel | 2006-09-18 | 2006-09-18 | Unknown
TEXACO FOOD MART | 1888 PEACHTREE RD | ATLANTA | Fulton | 670426 | 1 |  | 1995-02-01 |  | 1995-01-01 |  | Removed from Ground | Gas (Historical Use) | 10000 | Cathodically Protected Steel | 1984-05-13 | 2000-05-03 | Cathodically Protected | Pressurized
TEXACO FOOD MART | 1888 PEACHTREE RD | ATLANTA | Fulton | 670426 | 4 | Ball Float | 2000-06-01 | FALSE | 2000-06-01 | FALSE | Currently in Use | Gas (Historical Use) | 20000 | Composite | 2000-06-01 |  |  | Pressurized
SHEPHERD CENTER | 2020 PEACHTREE RD NW | ATLANTA | Fulton | 9060013 | 1 | [5 empty] | Removed from Ground | Diesel | 10000 | Bare Steel | 1981-01-01 | 1991-04-24 | Bare Steel
HIGHLAND AUTOMOTIVE INC | 1043 NORTH HIGHLAND AVE NE | ATLANTA | Fulton | 600939 | 3 | [5 empty] | Removed from Ground | Gas (Historical Use) | 3000 | Marked Unknown | 1968-04-08 | 1998-04-08 | Unknown | Pressurized
FIRESTONE STORE 07HM/022241 | COOLEDGE RD & OLD COOLEDGE RD | ATLANTA | Fulton | 602002 | 5 | [5 empty] | Removed from Ground | Gas (Historical Use) | 10000 | Fiberglass | 1982-01-01 | 1987-01-01 | Fiberglass Reinforced Plastic | Pressurized
MIDTOWN BP | 2200 MONROE DR NE | ATLANTA | Fulton | 600766 | 9 | Ball Float | 1989-02-15 | FALSE | 1989-02-15 | FALSE | Currently in Use | Diesel | 10000 | Fiberglass | 1989-02-15 |  | Fiberglass Reinforced Plastic | Pressurized
MIDTOWN BP | 2200 MONROE DR NE | ATLANTA | Fulton | 600766 | 6 | Ball Float | 1989-02-15 | FALSE | 1989-02-15 | FALSE | Currently in Use | Regular | 10000 | Fiberglass | 1989-02-15
MIDTOWN BP | 2200 MONROE DR NE | ATLANTA | Fulton | 600766 | 6 | Ball Float | 1989-02-15 | FALSE | 1989-02-15 | FALSE | Currently in Use | Regular | 10000 | Fiberglass | 1989-02-15 |  | Fiberglass Reinforced Plastic | Pressurized
BST/PEACHTREE PLACE/F5112 | 65 TENTH ST | ATLANTA | Fulton | 601037 | 2 | Flapper Valve | 1992-07-09 | FALSE | 1992-07-09 | FALSE | Currently in Use | Diesel | 7500 | STIP-3/Double walled | 1992-07-09 |  | Steel/FG Secondary containment | Suction (American)
PEACHTREE SUNOCO | 2060 PEACHTREE RD NW | ATLANTA | Fulton | 600959 | 1 |  |  | FALSE |  | FALSE | Removed from Ground |  |  |  | 1998-05-22 |  | Fiberglass Reinforced Plastic | Suction (American)
FEDERAL RESERVE BANK OF ATLANTA | BENEATH SPRING STREET VIADUCT AT | ATLANTA | Fulton | 9060654 | 2 | [5 empty] | Removed from Ground | Gas (Historical Use) | 1000 | Not Marked/Unknown | 1997-02-15 | 1997-02-15 | Not Marked
AT&T | 1038 WEST PEACHTREE ST NW | ATLANTA | Fulton | 9060305 | 2 |  | 1998-01-30 |  | 1998-01-30 |  | Removed from Ground | Diesel | 550 | Fiberglass | 1998-01-30 | 2005-01-25 | Cathodically Protected | Suction (American)
FORMER SERVICE STATION | 942 PEACHTREE ST | ATLANTA | Fulton | 9060024 | 3 | [5 empty] | Removed from Ground | Other | 0 | Marked Unknown |  | 1899-12-31 | Unknown
HIGHLAND AUTOMOTIVE INC | 1043 NORTH HIGHLAND AVE NE | ATLANTA | Fulton | 600939 | 2 | [5 empty] | Removed from Ground | Gas (Historical Use) | 4000 | Marked Unknown | 1968-04-08 | 1998-04-08 | Unknown | Pressurized
CINTAS | 1564 DEKALB AVE | ATLANTA | Fulton | 9044489 | 1 | [5 empty] | Permanently Out of Use - historical purposes | Other | 2000 | Marked Unknown |  | 1899-12-31 | Not Marked | Suction (American)
1010 MIDTOWN | 1080 PEACHTREE STREET | ATLANTA | Fulton | 10001300 | 2 |  |  | FALSE |  | FALSE | Removed from Ground | Gas (Historical Use) | 1000 | Bare Steel | 2006-09-18 | 2006-09-18 | Unknown
MIDTOWN | 1125 PEACHTREE ST | ATLANTA | Fulton | 9060500 | 2 | [5 empty] | Removed from Ground | Gas (Historical Use) | 4000 | Bare Steel | 1957-01-01 | 1998-12-01 | Fiberglass Reinforced Plastic | Pressurized
M D HODGES ENTERPRISES INC | 250 GREAT SOUTHWEST PARKWAY | ATLANTA | Fulton | 9060032 | 1 |  | 1996-10-04 |  | 1993-01-01 |  | Removed from Ground | Diesel | 3000 | Steel-Impressed Current | 1996-08-01 | 2000-09-26 | Cathodically Protected | Suction (American)
ATLANTA IMPORT AUTO WORKS | 600 BONAVENTURE AVE NE/795 NORTH AVE | ATLANTA | Fulton | 9000446 | 3 | [5 empty] | Removed from Ground | Gas (Historical Use) | 5000 | Bare Steel | 1969-01-05 | 1997-11-11 | Fiberglass Reinforced Plastic
CHEVRON FOOD MART #201793 | 1025 NORTH HIGHLAND AVE NE | ATLANTA | Fulton | 600931 | 2 | [5 empty] | Removed from Ground | Gas (Historical Use) | 10000 | Double Walled | 1977-01-03 | 1993-07-26 | Fiberglass Reinforced Plastic | Pressurized
GA POWER/TRANSMISSION HQ | 930 PONCE DE LEON PL NE | ATLANTA | Fulton | 600736 | 1 | [5 empty] | Removed from Ground | Diesel | 10000 | Bare Steel | 1976-05-09 | 1899-12-31 | Unknown
FULTON COUNTY BOARD OF EDUCATION | 97 HEATH Street | FAIRBURN | Fulton | 600252 | 7 |  | 1995-08-15 | FALSE | 1995-08-15 | FALSE | Currently in Use | Diesel | 12000 | Composite Double Walled | 1995-08-15 |  | Fiberglass Reinforced Plastic | Pressurized
1875 Peachtree Road | 1875 PEACHTREE RD NE | ATLANTA | Fulton | 9000338 | 3 | [5 empty] | Removed from Ground | Gas (Historical Use) | 10000 | Bare Steel | 1978-01-01 | 1992-07-28 | Galvanized Steel
MIDTOWN BP | 2200 MONROE DR NE | ATLANTA | Fulton | 600766 | 3 |  |  | FALSE |  | FALSE | Removed from Ground | Gas (Historical Use) | 6000 | Bare Steel | 1975-05-05 | 1989-01-01 | Fiberglass Reinforced Plastic
MIDTOWN BP | 2200 MONROE DR NE | ATLANTA | Fulton | 600766 | 3 |  |  | FALSE |  | FALSE | Removed from Ground | Gas (Historical Use) | 6000 | Bare Steel | 1975-05-05 | 1989-01-01 | Fiberglass Reinforced Plastic
SHEPHERD CENTER | 2020 PEACHTREE RD NW | ATLANTA | Fulton | 9060013 | 2B | Flapper Valve | 2010-06-28 | FALSE | 2012-08-24 | FALSE | Removed from Ground |  | 10000 | Tank Jacket | 1992-02-01 | 2015-09-24 | Double-Walled Fiberglass | Suction (American)
DAVIS & DAVIS INC | 726 PONCE DE LEON PL NE | ATLANTA | Fulton | 600431 | 1 | [5 empty] | Removed from Ground | Gas (Historical Use) | 1000 | Bare Steel | 1972-01-05 | 1998-11-10 | Galvanized Steel
ATLANTA FIRE STATION #19 | 1063 N HIGHLAND AVE NE | ATLANTA | Fulton | 600377 | 1 | [5 empty] | Removed from Ground | Diesel | 500 | Bare Steel | 1961-05-14 | 1998-10-20 | Galvanized Steel
BROOKWOOD PLACE | PEACHTREE STREET | ATLANTA | Fulton | 10000349 | 1 |  |  | FALSE |  | FALSE | Removed from Ground | Gas (Historical Use) | 0 | Unknown |  | 1899-12-31
TEXACO | 1770 PEACHTREE | ATLANTA | Fulton | 600881 | 1 | [5 empty] | Removed from Ground | Gas (Historical Use) | 4000 | Marked Unknown | 1982-05-01 | 1982-05-01 | Unknown
TEXACO | 1770 PEACHTREE | ATLANTA | Fulton | 600881 | 4 | [5 empty] | Removed from Ground | Gas (Historical Use) | 4000 | Marked Unknown | 1982-05-01 | 1982-05-01 | Unknown
M D HODGES ENTERPRISES INC | 250 GREAT SOUTHWEST PARKWAY | ATLANTA | Fulton | 9060032 | 2 |  | 1996-10-04 |  | 1993-01-01 |  | Removed from Ground | Gas (Historical Use) | 3000 | Steel-Impressed Current | 1996-08-01 | 2000-09-26 | Cathodically Protected | Suction (American)
HIGHLAND AUTOMOTIVE INC | 1043 NORTH HIGHLAND AVE NE | ATLANTA | Fulton | 600939 | 4 | [5 empty] | Removed from Ground | Gas (Historical Use) | 3000 | Marked Unknown | 1968-04-08 | 1998-04-08 | Unknown | Pressurized
HIGHLAND AUTOMOTIVE INC | 1043 NORTH HIGHLAND AVE NE | ATLANTA | Fulton | 600939 | 5 |  |  | TRUE |  | TRUE | Removed from Ground | Empty | 250 | Marked Unknown | 1968-04-08 | 1998-04-08 | Unknown | Gravity Fed
CHEVRON STATION #43024 | 600 BONAVENTURE AVE NE | ATLANTA | Fulton | 601004 | 3 | [5 empty] | Removed from Ground | Gas (Historical Use) | 5000 | Bare Steel | 1968-04-27 | 1899-12-31 | Fiberglass Reinforced Plastic
MANUFIFL FINANCIAL | 1100 PEACHTREE ST NE | ATLANTA | Fulton | 9000158 | 2 |  |  | TRUE |  | TRUE | Removed from Ground | Used Oil | 550 | Bare Steel | 1945-07-01 | 1990-07-09 | Bare Steel
DIXIE PLYWOOD CO OF ATLANTA | 268 WESTMINSTER DR | ATLANTA | Fulton | 600573 | 1 | [5 empty] | Removed from Ground | Diesel | 2000 | Bare Steel | 1966-05-12 | 1987-05-27 | Bare Steel
10TH ST CHEVRON | 970 SPRING ST NW | ATLANTA | Fulton | 601002 | 2 | [5 empty] | Removed from Ground | Gas (Historical Use) | 10000 | Bare Steel | 1967-04-28 | 1986-09-15 | Galvanized Steel
WENDY'S RESTAURANT | 1820 PEACHTREE RD NW | ATLANTA | Fulton | 601332 | 2 | [5 empty] | Permanently Out Of Use | Gas (Historical Use) | 3000 | Marked Unknown | 1948-05-16 | 1974-09-15 | Unknown
TEXACO FOOD MART | 1888 PEACHTREE RD | ATLANTA | Fulton | 670426 | 2 |  | 1995-02-01 |  | 1995-01-01 |  | Removed from Ground | Gas (Historical Use) | 10000 | Cathodically Protected Steel | 1984-05-13 | 2000-05-03 | Cathodically Protected | Pressurized
FORMER SERVICE STATION | 942 PEACHTREE ST | ATLANTA | Fulton | 9060024 | 2 | [5 empty] | Removed from Ground | Other | 0 | Marked Unknown |  | 1899-12-31 | Unknown
MIDTOWN OUTLETS | 500 -560 AMSTERDAM AVE | ATLANTA | Fulton | 9060358 | 1 | [5 empty] | Removed from Ground | Diesel | 0 | Not Marked/Unknown | 1994-06-01 | 1994-06-01 | Not Marked
ATLANTA IMPORT AUTO WORKS | 600 BONAVENTURE AVE NE/795 NORTH AVE | ATLANTA | Fulton | 9000446 | 1 | [5 empty] | Removed from Ground | Gas (Historical Use) | 10000 | Bare Steel | 1969-01-05 | 1997-11-11 | Fiberglass Reinforced Plastic
CHEVRON FOOD MART #201793 | 1025 NORTH HIGHLAND AVE NE | ATLANTA | Fulton | 600931 | 4 | Flapper Valve | 1993-08-12 |  | 1993-08-12 |  | Currently in Use | Gas (Historical Use) | 11849 | Fiberglass Double Walled | 1993-08-12 |  | Double-Walled Fiberglass | Pressurized
CHEVRON FOOD MART #201793 | 1025 NORTH HIGHLAND AVE NE | ATLANTA | Fulton | 600931 | 5 | Flapper Valve | 1993-08-12 |  | 1993-08-12 |  | Currently in Use | Gas (Historical Use) | 11849 | Fiberglass Double Walled | 1993-08-12 |  | Double-Walled Fiberglass | Pressurized
GA POWER/OLD CENTRAL OPER HQ | 890 PONCE DE LEON PL NE | ATLANTA | Fulton | 600728 | 2 |  |  | TRUE |  | TRUE | Closed in Ground | Used Oil | 550 | Bare Steel | 1964-01-01 | 1992-08-14 | Galvanized Steel | Gravity Fed
COUSIN'S PROPERTIES INC | 1200 PEACHTREE ST | ATLANTA | Fulton | 9060349 | 1 |  | 1998-07-11 |  | 1998-07-11 |  | Removed from Ground | Diesel | 1500 | Cathodically Protected Steel | 1989-07-01 | 1998-06-27 | Copper | Suction (American)
AT&T | 1038 WEST PEACHTREE ST NW | ATLANTA | Fulton | 9060305 | 1 | [5 empty] | Removed from Ground | Diesel | 550 | Bare Steel | 1981-01-01 | 1998-01-28 | Bare Steel | Safe Suction (Euro)
FORMER SERVICE STATION | 942 PEACHTREE ST | ATLANTA | Fulton | 9060024 | 1 | [5 empty] | Removed from Ground | Other | 0 | Marked Unknown |  | 1899-12-31 | Unknown
CITGO FOODMART | 903 PEACHTREE ST NE | ATLANTA | Fulton | 9060006 | 2 | [5 empty] | Permanently Out of Use - historical purposes | Gas (Historical Use) | 6000 | Bare Steel | 1968-01-01 | 1899-12-31 | Unknown | Pressurized
COLDWELL BANKER/FORMER TENNECO | 1370 N HIGHLAND AVE | ATLANTA | Fulton | 9060339 | 1 | [5 empty] | Removed from Ground | Other | 0 | Not Marked/Unknown |  | 1899-12-31 | Not Marked
ATLANTA IMPORT AUTO WORKS | 600 BONAVENTURE AVE NE/795 NORTH AVE | ATLANTA | Fulton | 9000446 | 2 | [5 empty] | Removed from Ground | Gas (Historical Use) | 10000 | Bare Steel | 1969-01-05 | 1997-11-11 | Fiberglass Reinforced Plastic
WILLIAMS STREET AMOCO | 1185 WILLIAMS ST NW | ATLANTA | Fulton | 9000377 | 3 |  | 1996-03-01 |  | 1996-03-01 |  | Removed from Ground | Gas (Historical Use) | 4000 | Cathodically Protected Steel | 1969-04-25 | 2006-10-04 | Fiberglass Reinforced Plastic | Pressurized
MIDTOWN BP | 2200 MONROE DR NE | ATLANTA | Fulton | 600766 | 10 |  | 1989-02-15 | TRUE | 1989-02-15 | TRUE | Currently in Use | Used Oil | 1000 | Fiberglass | 1989-02-15 |  | Fiberglass Reinforced Plastic
MIDTOWN BP | 2200 MONROE DR NE | ATLANTA | Fulton | 600766 | 10 |  | 1989-02-15 | TRUE | 1989-02-15 | TRUE | Currently in Use | Used Oil | 1000 | Fiberglass | 1989-02-15 |  | Fiberglass Reinforced Plastic
BP #24042/GULF #269555 | 976 WEST PEACHTREE ST NW | ATLANTA | Fulton | 600776 | 1 | [5 empty] | Removed from Ground | Gas (Historical Use) | 6000 | Bare Steel | 1966-05-07 | 1899-12-31 | Galvanized Steel
BP #24042/GULF #269555 | 976 WEST PEACHTREE ST NW | ATLANTA | Fulton | 600776 | 2 | [5 empty] | Removed from Ground | Gas (Historical Use) | 6000 | Bare Steel | 1966-05-07 | 1899-12-31 | Galvanized Steel
ANSLEY GOLF CLUB | 196 MONTGOMERY FERRY DR NE | ATLANTA | Fulton | 9000753 | 2 | Flapper Valve | 1991-05-15 |  | 1991-05-15 |  | Removed from Ground | Diesel | 1000 | Tank Jacket | 1991-05-15 | 2012-12-12 | Fiberglass Reinforced Plastic | Pressurized
SHELTERING ARMS INC | ALEXANDER & TECHWOOD | ATLANTA | Fulton | 9060596 | 2 | [5 empty] | Permanently Out of Use - historical purposes | Gas (Historical Use) | 500 | Not Marked/Unknown |  | 1899-12-31 | Not Marked
FORMER CENTRAL CITY TAVERN SITE | 1900 PEACHTREE ROAD | ATLANTA | Fulton | 10001909 | 1 |  |  | FALSE |  | FALSE | Removed from Ground | Not Marked/Tank Removed | 0 | Unknown |  | 1899-12-31
1010 MIDTOWN | 1080 PEACHTREE STREET | ATLANTA | Fulton | 10001300 | 6 |  |  | FALSE |  | FALSE | Removed from Ground | Gas (Historical Use) | 1000 | Bare Steel | 2006-09-18 | 2006-09-18 | Unknown
CHEVRON FOOD MART #201793 | 1025 NORTH HIGHLAND AVE NE | ATLANTA | Fulton | 600931 | 3 | [5 empty] | Removed from Ground | Gas (Historical Use) | 10000 | Double Walled | 1977-01-03 | 1993-07-26 | Fiberglass Reinforced Plastic | Pressurized
EXXON FOOD MART | 1161 PONCE DE LEON AVE NE | ATLANTA | Fulton | 601134 | 4 |  |  | TRUE |  | TRUE | Removed from Ground | Used Oil | 1000 | Fiberglass | 1984-05-06 | 1998-04-01 | Fiberglass Reinforced Plastic
GA POWER/OLD CENTRAL OPER HQ | 890 PONCE DE LEON PL NE | ATLANTA | Fulton | 600728 | 1 | [5 empty] | Removed from Ground | Gas (Historical Use) | 6000 | Bare Steel | 1966-05-12 | 1990-05-23 | Bare Steel
OSCAR S HALL JR | 215 AUBURN AVE NE | ATLANTA | Fulton | 600079 | 5 | [5 empty] | Removed from Ground | Gas (Historical Use) | 10000 | Not Marked/Unknown | 1995-04-17 | 1995-04-17 | Unknown
OSCAR S HALL JR | 215 AUBURN AVE NE | ATLANTA | Fulton | 600079 | 4 | [5 empty] | Removed from Ground | Gas (Historical Use) | 3000 | Bare Steel | 1959-05-12 | 1995-04-17 | Galvanized Steel
NARJOE TIMBER CO | 1415 MECASLIN ST | ATLANTA | Fulton | 601378 | 1 | [5 empty] | Removed from Ground | Diesel | 1000 | Bare Steel | 1967-01-06 | 1996-05-30 | Galvanized Steel
10TH ST CHEVRON | 970 SPRING ST NW | ATLANTA | Fulton | 601002 | 3 | [5 empty] | Removed from Ground | Gas (Historical Use) | 4000 | Bare Steel | 1967-04-28 | 1986-09-15 | Galvanized Steel
GA POWER/BUILDING SERVICES | 1301 MONROE DR NE | ATLANTA | Fulton | 600034 | 1 | [5 empty] | Closed in Ground | Gas (Historical Use) | 10000 | Bare Steel | 1981-05-08 | 1994-09-15 | Bare Steel | Pressurized
WSB-TV | 766 WILLOUGHBY WAY NE | ATLANTA | Fulton | 600987 | 1 | [5 empty] | Removed from Ground | Diesel | 3000 | Bare Steel | 1979-01-03 | 1998-12-01 | Galvanized Steel
PARKING LOT (FORMER STANDARD OIL STATION) | 2112 PEACHTREE ROAD | ATLANTA | Fulton | 10000200 | 1 |  |  | FALSE |  | FALSE | Removed from Ground | Gas (Historical Use) | 0 | Unknown |  | 1899-12-31 | Unknown
TEXACO | 1770 PEACHTREE | ATLANTA | Fulton | 600881 | 5 |  |  | TRUE |  | TRUE | Removed from Ground | Used Oil | 550 | Marked Unknown | 1982-05-01 | 1982-05-01 | Unknown
MIDTOWN | 1125 PEACHTREE ST | ATLANTA | Fulton | 9060500 | 6 | [5 empty] | Removed from Ground | Kerosene | 500 | Not Marked/Unknown | 1957-01-01 | 1998-12-01 | Not Marked
ABANDONED INDUSTRIAL SITE | 586 WORCHESTER DR | ATLANTA | Fulton | 9060301 | 1 | [5 empty] | Removed from Ground | Gas (Historical Use) | 1 | Marked Unknown | 1994-03-02 | 1994-03-02 | Unknown
HIGHLAND AUTOMOTIVE INC | 1043 NORTH HIGHLAND AVE NE | ATLANTA | Fulton | 600939 | 1 | [5 empty] | Removed from Ground | Gas (Historical Use) | 5000 | Marked Unknown | 1968-04-08 | 1998-04-08 | Unknown | Pressurized
DOWNTOWN SITE #01 | 45 8TH ST NE | ATLANTA | Fulton | 9060077 | 1 |  | 1997-12-30 |  | 1997-12-30 |  | Removed from Ground | Diesel | 500 | Double Walled | 1986-01-01 | 2015-11-16 | Fiberglass Reinforced Plastic | Safe Suction (Euro)
THE SALVATION ARMY WILLIAM BOOTH TOWERS | 1125 PONCE DE LEON AVE | ATLANTA | Fulton | 10001014 | 1 |  |  | FALSE |  | FALSE | Removed from Ground |  | 0 | Unknown |  | 1899-12-31 | Unknown
LANGFORD UNION 76 STATION | 870 NORTH HIGHLAND AVE NE | ATLANTA | Fulton | 600984 | 2 | [5 empty] | Removed from Ground | Gas (Historical Use) | 6000 | Bare Steel | 1968-05-04 | 1987-09-01 | Unknown
CHEVRON STATION #43024 | 600 BONAVENTURE AVE NE | ATLANTA | Fulton | 601004 | 2 | [5 empty] | Removed from Ground | Gas (Historical Use) | 10000 | Bare Steel | 1968-04-27 | 1899-12-31 | Fiberglass Reinforced Plastic
EXXON FOOD MART | 1161 PONCE DE LEON AVE NE | ATLANTA | Fulton | 601134 | 1 | Flapper Valve | 1998-04-01 | FALSE | 1998-04-01 | FALSE | Currently in Use | Regular | 10000 | Fiberglass | 1984-05-06 |  | Fiberglass Reinforced Plastic | Pressurized
PEACHTREE SUNOCO | 2060 PEACHTREE RD NW | ATLANTA | Fulton | 600959 | 3 | Flapper Valve | 1999-02-01 | FALSE | 1999-02-01 | FALSE | Removed from Ground | Premium | 5000 | Steel-Impressed Current | 1978-05-22 |  | Fiberglass Reinforced Plastic | Suction (American)
MAJIK MARKET #8243 | 2451 PEACHTREE RD | ATLANTA | Fulton | 600963 | 2 |  | 1998-05-25 |  | 1998-05-25 |  | Removed from Ground | Gas (Historical Use) | 8000 | Steel-Impressed Current | 1987-05-27 | 2003-08-13 | Fiberglass Reinforced Plastic | Pressurized
DTZ | 1275 PEACHTREE ST NE | ATLANTA | Fulton | 9060616 | 2 | Flapper Valve | 1997-12-16 | FALSE | 1997-12-16 | FALSE | Currently in Use | Diesel | 300 | Galvanic (STIP-3) | 1997-12-16 |  | Double-Walled Fiberglass | Suction (American)
SHEPHERD CENTER | 2020 PEACHTREE RD NW | ATLANTA | Fulton | 9060013 | 3 | Flapper Valve | 2015-08-01 | FALSE | 2015-08-01 | FALSE | Currently in Use | Diesel | 15000 | Fiberglass Double Walled | 2015-08-01 |  | Double-Walled Flex | Safe Suction (Euro)
CHEVRON FOOD MART #201793 | 1025 NORTH HIGHLAND AVE NE | ATLANTA | Fulton | 600931 | 6 | Flapper Valve | 1993-08-12 |  | 1993-08-12 |  | Currently in Use | Gas (Historical Use) | 11849 | Fiberglass Double Walled | 1993-08-12 |  | Double-Walled Fiberglass | Pressurized
DIVISION CONTROL CENTER | 689 VIRGINA AVE NE | ATLANTA | Fulton | 600868 | 1 | [5 empty] | Removed from Ground | Diesel | 500 | Bare Steel | 1974-05-11 | 1998-08-24 | Unknown
FULTON COUNTY BOARD OF EDUCATION | 71 HEATH ST | FAIRBURN | Fulton | 600069 | 1 | [5 empty] | Removed from Ground | Diesel | 12000 | Bare Steel | 1974-05-11 | 1997-06-01 | Galvanized Steel
GRADY MEMORIAL HOSPITAL STEAM PL | 52 COCA COLA PLACE | ATLANTA | Fulton | 600263 | 6 | Overfill Alarm | 1997-09-30 | FALSE | 1997-03-08 | FALSE | Currently in Use | Diesel | 1000 | Steel-Impressed Current | 1956-03-28 |  | Steel (Impressed Current) | Suction (American)
BLUE BIRD SERVICE CTR | 200 MEMORIAL DR SW | ATLANTA | Fulton | 600096 | 4 | [5 empty] | Removed from Ground | Gas (Historical Use) | 3000 | Bare Steel | 1971-02-04 | 1995-09-01 | Galvanized Steel
BLUE BIRD SERVICE CTR | 200 MEMORIAL DR SW | ATLANTA | Fulton | 600096 | 5 | [5 empty] | Removed from Ground | Gas (Historical Use) | 3000 | Bare Steel | 1971-02-04 | 1995-09-01 | Galvanized Steel
FEDERAL HOME BANK | 1475 PEACHTREE ST NE | ATLANTA | Fulton | 600194 | 2 |  | 1999-11-01 |  | 1999-11-01 |  | Closed in Ground | Diesel | 2000 | Fiberglass | 1999-11-01 | 2009-06-30 | Double Walled | Suction (American)
1875 Peachtree Road | 1875 PEACHTREE RD NE | ATLANTA | Fulton | 9000338 | 2 | [5 empty] | Removed from Ground | Gas (Historical Use) | 10000 | Bare Steel | 1978-01-01 | 1992-07-28 | Galvanized Steel
BP/GULF #542068 | 1375 PEACHTREE ST NE | ATLANTA | Fulton | 600810 | 4 | [5 empty] | Currently in Use | Diesel | 10000 | Bare Steel | 1982-05-03 |  | Galvanized Steel
ANDREWS PROPERTIES | DEERING RD/MECASLIN ST | ATLANTA | Fulton | 9000157 | 3 | [5 empty] | Removed from Ground | Gas (Historical Use) | 0 | Marked Unknown | 1988-12-01 | 1988-12-01 | Unknown
CINTAS | 1564 DEKALB AVE | ATLANTA | Fulton | 9044489 | 2 | [5 empty] | Permanently Out of Use - historical purposes | Other | 2000 | Marked Unknown |  | 1899-12-31 | Not Marked | Suction (American)
MIDTOWN | 1125 PEACHTREE ST | ATLANTA | Fulton | 9060500 | 3 | [5 empty] | Removed from Ground | Gas (Historical Use) | 4000 | Bare Steel | 1957-01-01 | 1998-12-01 | Galvanized Steel | Pressurized
SHEPHERD CENTER | 2020 PEACHTREE RD NW | ATLANTA | Fulton | 9060013 | 4 | Flapper Valve | 2015-08-01 | FALSE | 2015-08-01 | FALSE | Currently in Use | Diesel | 6000 | Fiberglass Double Walled | 2015-08-01 |  | Double-Walled Flex | Safe Suction (Euro)
FEDERAL RESERVE BANK OF ATLANTA | BENEATH SPRING STREET VIADUCT AT | ATLANTA | Fulton | 9060654 | 1 | [5 empty] | Removed from Ground | Diesel | 1000 | Not Marked/Unknown | 1997-02-15 | 1997-02-15 | Not Marked
COUSIN'S PROPERTIES INC | 1200 PEACHTREE ST | ATLANTA | Fulton | 9060349 | 3 |  | 2006-02-20 | FALSE | 2006-02-20 | FALSE | Closed in Ground | Diesel | 12000 | Composite Double Walled | 2006-02-01 |  | Double-Walled Fiberglass | Pressurized
ATLANTA IMPORT AUTO WORKS | 600 BONAVENTURE AVE NE/795 NORTH AVE | ATLANTA | Fulton | 9000446 | 4 |  |  | TRUE |  | TRUE | Removed from Ground | Used Oil | 550 | Bare Steel | 1969-01-05 | 1997-11-11 | Galvanized Steel
CHEVRON FOOD MART #201793 | 1025 NORTH HIGHLAND AVE NE | ATLANTA | Fulton | 600931 | 1 | [5 empty] | Removed from Ground | Gas (Historical Use) | 10000 | Double Walled | 1977-01-03 | 1993-07-26 | Fiberglass Reinforced Plastic | Pressurized
EXXON FOOD MART | 1161 PONCE DE LEON AVE NE | ATLANTA | Fulton | 601134 | 2 | Ball Float |  | FALSE |  | FALSE |  |  |  | Fiberglass Double Walled
E L THOMPSON & SON INC | 600 VIRGINIA AVE NE | ATLANTA | Fulton | 600691 | 1 | [5 empty] | Removed from Ground | Gas (Historical Use) | 2000 | Bare Steel | 1995-11-22 | 1995-11-22 | Galvanized Steel
GA POWER/TRANSMISSION HQ | 930 PONCE DE LEON PL NE | ATLANTA | Fulton | 600736 | 2 | [5 empty] | Removed from Ground | Gas (Historical Use) | 10000 | Bare Steel | 1981-05-08 | 1899-12-31 | Unknown
FIRESTONE STORE 07HM/022241 | COOLEDGE RD & OLD COOLEDGE RD | ATLANTA | Fulton | 602002 | 1 |  |  | TRUE |  | TRUE | Removed from Ground | Used Oil | 200 | Marked Unknown | 1987-11-04 | 1899-12-31 | Unknown | Pressurized
GA POWER/OLD CENTRAL OPER HQ | 890 PONCE DE LEON PL NE | ATLANTA | Fulton | 600728 | 5 | [5 empty] | Closed in Ground | Gas (Historical Use) | 6000 | Not Marked/Unknown | 1996-01-15 | 1996-01-15 | Not Marked
GA POWER/OLD CENTRAL OPER HQ | 890 PONCE DE LEON PL NE | ATLANTA | Fulton | 600728 | 4 | [5 empty] | Removed from Ground | Diesel | 10000 | Bare Steel | 1981-05-08 | 1990-05-23 | Galvanized Steel
BANJEE ENTERPRISES LLC | 4025 N POINT PKWY | ALPHARETTA | Fulton | 9060649 | 1 |  | 1996-11-18 |  | 1996-11-18 |  | Removed from Ground | Gas (Historical Use) | 10000 | Fiberglass Double Walled | 1996-11-18 | 2007-04-24 | Double-Walled Flex | Pressurized
COUNTRY CLUB OF THE SOUTH | 9375 BARNWELL RD | ALPHARETTA | Fulton | 9060568 | 3 |  | 1996-11-01 | TRUE | 1996-11-01 | TRUE | Removed from Ground | Diesel | 500 | Steel-Impressed Current | 1996-11-01 | 2011-05-18 | Steel (Impressed Current) | Suction (American)
SMART MART MANSELL | 3790 MANSELL RD | ALPHARETTA | Fulton | 9067301 | 2 | Ball Float | 1996-10-01 | FALSE | 1996-10-01 | FALSE | Currently in Use | Premium | 12000 | Composite | 1996-10-01 |  | Flex | Pressurized
NORTHPOINT/GREAT OAKS WAY ALPHARETTA | 4905 NORTHPOINT PARKWAY | ALPHARETTA | Fulton | 10001798 | 2 | Ball Float | 2009-05-08 | FALSE | 2009-05-08 | FALSE | Currently in Use | Diesel | 30000 | Composite Double Walled | 2009-05-08 |  | Double-Walled Fiberglass | Pressurized
ATLANTA CAST STONE CORP | 57 JONESBORO RD | FAIRBURN | Fulton | 600036 | 1 | [5 empty] | Removed from Ground | Diesel | 2000 | Bare Steel | 1981-05-08 | 1997-12-30 | Galvanized Steel
FULTON COUNTY BOARD OF EDUCATION | 71 HEATH ST | FAIRBURN | Fulton | 600069 | 2 | [5 empty] | Removed from Ground | Other | 10000 | Bare Steel | 1974-05-11 | 1997-06-01 | Galvanized Steel
ATLANTA CAST STONE CORP | 57 JONESBORO RD | FAIRBURN | Fulton | 600036 | 2 | [5 empty] | Removed from Ground | Gas (Historical Use) | 500 | Bare Steel | 1978-05-09 | 1997-12-30 | Galvanized Steel
BLUE VENTURES LLC DBA AUTOINDULGENCE INC | 7000 N POINT PWKY | ALPHARETTA | Fulton | 9060875 | 2 | Ball Float | 1998-12-15 | TRUE | 1998-12-15 | FALSE | Abandoned-No Known Release | Empty | 15000 | Fiberglass Double Walled | 1998-11-15 |  | Double-Walled Flex | Pressurized
KROGER GA-344 | 3000 OLD ALABAMA RD | ALPHARETTA | Fulton | 10001626 | 1B | Ball Float | 2008-08-21 | FALSE | 2008-08-21 | FALSE | Currently in Use | Premium | 8000 | Fiberglass Double Walled | 2008-07-15 |  | Copper/Secondry Containment | Pressurized
KROGER GA-653 | 8465 HOLCOMB BRIDGE RD | JOHNS CREEK | Fulton | 10002190 | 1A | Ball Float | 2013-02-14 | FALSE | 2013-02-15 | FALSE | Currently in Use | Premium | 8000 | Fiberglass Double Walled | 2012-12-12 |  | Double-Walled Flex | Pressurized
CITGO FOODMART | 903 PEACHTREE ST NE | ATLANTA | Fulton | 9060006 | 3 | [5 empty] | Permanently Out of Use - historical purposes | Gas (Historical Use) | 6000 | Bare Steel | 1968-01-01 | 1899-12-31 | Unknown | Pressurized
FORMER YORK PEST CONTROL | 774 PONCE DE LEON AVENUE | ATLANTA | Fulton | 10000674 | 1 |  |  | FALSE |  | FALSE | Removed from Ground | Gas (Historical Use) | 200 | Unknown | 1990-03-01 | 1990-03-01
LANGFORD UNION 76 STATION | 870 NORTH HIGHLAND AVE NE | ATLANTA | Fulton | 600984 | 1 | [5 empty] | Removed from Ground | Gas (Historical Use) | 6000 | Bare Steel | 1968-05-04 | 1987-09-01 | Unknown
FULTON COUNTY BOARD OF EDUCATION | 71 HEATH ST | FAIRBURN | Fulton | 600069 | 3 |  |  | TRUE |  | TRUE | Removed from Ground | Used Oil | 2000 | Bare Steel | 1974-05-11 | 1997-06-01 | Galvanized Steel
SMART MART MANSELL | 3790 MANSELL RD | ALPHARETTA | Fulton | 9067301 | 1 | Ball Float | 1996-10-01 | FALSE | 1996-10-01 | FALSE | Currently in Use | Regular | 20000 | Composite | 1996-10-01 |  | Double-Walled Flex | Pressurized
SHELL 1051 | 10645 STATE BRIDGE RD | ALPHARETTA | Fulton | 10000463 | 2 | Flapper Valve | 2003-07-01 | FALSE | 2003-07-01 | FALSE | Currently in Use | Premium | 12000 | Fiberglass Double Walled | 2003-07-01 |  | Double-Walled Fiberglass | Pressurized
CHEVRON STATION #43024 | 600 BONAVENTURE AVE NE | ATLANTA | Fulton | 601004 | 4 |  |  | TRUE |  | TRUE | Removed from Ground | Used Oil | 550 | Bare Steel | 1968-04-27 | 1899-12-31 | Galvanized Steel
CHEVRON STATION #43024 | 600 BONAVENTURE AVE NE | ATLANTA | Fulton | 601004 | 1 | [5 empty] | Removed from Ground | Gas (Historical Use) | 10000 | Bare Steel | 1968-04-27 | 1899-12-31 | Fiberglass Reinforced Plastic
EXXON FOOD MART | 1161 PONCE DE LEON AVE NE | ATLANTA | Fulton | 601134 | 3 | Flapper Valve | 1998-04-01 | FALSE | 1998-04-01 | FALSE | Currently in Use | Diesel | 10000 | Fiberglass | 1984-05-06 |  | Fiberglass Reinforced Plastic | Pressurized
GA0045 9915 HAYNES BRIDGE RD | 9915 HAYNES BRIDGE RD | ALPHARETTA | Fulton | 9060180 | 2 | Ball Float | 1990-01-01 | FALSE | 1990-01-01 | FALSE | Currently in Use | Premium | 10000 | Fiberglass | 1990-02-12 |  | Double-Walled Flex | Pressurized
SHELL FOOD MART | 11370 STATE BRIDGE RD | ALPHARETTA | Fulton | 9058114 | 2 | Ball Float | 1995-05-22 | FALSE | 1995-05-22 | TRUE | Currently in Use | Premium | 10000 | Fiberglass | 1995-05-22 |  | Double-Walled Fiberglass | Pressurized
SHELL 1051 | 10645 STATE BRIDGE RD | ALPHARETTA | Fulton | 10000463 | 3 | Ball Float | 2003-07-01 | FALSE | 2003-07-01 | FALSE | Currently in Use | Diesel | 10000 | Fiberglass Double Walled | 2003-07-01 |  | Double-Walled Fiberglass | Pressurized
BANJEE ENTERPRISES LLC | 4025 N POINT PKWY | ALPHARETTA | Fulton | 9060649 | 3 |  | 1996-11-18 |  | 1996-11-18 |  | Removed from Ground | Gas (Historical Use) | 10000 | Fiberglass Double Walled | 1996-11-18 | 2007-04-24 | Double-Walled Flex | Pressurized
COUNTRY CLUB OF THE SOUTH | 9375 BARNWELL RD | ALPHARETTA | Fulton | 9060568 | 4 |  | 2009-06-03 | TRUE | 2000-01-01 | TRUE | Removed from Ground | Used Oil | 500 | Steel-Impressed Current | 2001-01-25 | 2011-05-18 | Steel (Impressed Current) | Gravity Fed
NORTHPOINT/GREAT OAKS WAY ALPHARETTA | 4905 NORTHPOINT PARKWAY | ALPHARETTA | Fulton | 10001798 | 1 | Ball Float | 2009-05-08 | FALSE | 2009-05-08 | FALSE | Currently in Use | Diesel | 30000 | Composite Double Walled | 2009-05-08 |  | Double-Walled Fiberglass | Pressurized
GA0045 9915 HAYNES BRIDGE RD | 9915 HAYNES BRIDGE RD | ALPHARETTA | Fulton | 9060180 | 1 | Ball Float | 1990-01-01 | FALSE | 1990-01-01 | FALSE | Currently in Use | Regular | 10000 | Fiberglass | 1990-02-12 |  | Double-Walled Flex | Pressurized
SHELL FOOD MART | 11370 STATE BRIDGE RD | ALPHARETTA | Fulton | 9058114 | 1 |  | 1995-05-22 | FALSE | 1995-05-22 | TRUE | Currently in Use | Regular | 10000 | Fiberglass | 1995-05-22 |  | Double-Walled Fiberglass | Pressurized
KROGER GA-344 | 3000 OLD ALABAMA RD | ALPHARETTA | Fulton | 10001626 | 1A | Ball Float | 2008-08-21 | FALSE | 2008-08-21 | FALSE | Currently in Use | Regular | 20000 | Fiberglass Double Walled | 2008-07-15 |  | Copper/Secondry Containment | Pressurized
COUNTRY CLUB OF THE SOUTH | 9375 BARNWELL RD | ALPHARETTA | Fulton | 9060568 | 2 |  | 1996-11-01 | TRUE | 1996-11-01 | TRUE | Removed from Ground | Gas (Historical Use) | 1000 | Steel-Impressed Current | 1996-11-01 | 2011-05-18 | Cathodically Protected | Safe Suction (Euro)
FRANKLIN RD AMOCO INC | 160 J W DOBBS AVE | ATLANTA | Fulton | 600823 | 3 | [5 empty] | Removed from Ground | Gas (Historical Use) | 4000 | Bare Steel | 1956-05-09 | 1988-01-01 | Galvanized Steel
ATLANTA FIRE STATION #7 | 535 WHITEHALL ST SW | ATLANTA | Fulton | 600367 | 1 | [5 empty] | Removed from Ground | Diesel | 500 | Bare Steel | 1956-05-15 | 1998-11-01 | Galvanized Steel
CHECKER CAB CO | 563 TRABERT AVE NW | ATLANTA | Fulton | 600190 | 2 | [5 empty] | Removed from Ground | Gas (Historical Use) | 6000 | Bare Steel | 1973-05-17 | 1982-03-01 | Galvanized Steel
14TH ST SHELL | 1184 SPRING ST NW | ATLANTA | Fulton | 600821 | 1 | Ball Float | 1983-05-01 | TRUE | 1983-05-01 | TRUE | Currently in Use | Regular | 10000 | Fiberglass | 1983-05-03 |  | Fiberglass Reinforced Plastic | Pressurized
WILLIAMS STREET AMOCO | 1185 WILLIAMS ST NW | ATLANTA | Fulton | 9000377 | 2 |  | 1996-03-01 |  | 1996-03-01 |  | Removed from Ground | Gas (Historical Use) | 4000 | Cathodically Protected Steel | 1969-04-25 | 2006-10-04 | Fiberglass Reinforced Plastic | Pressurized
MIDTOWN BP | 2200 MONROE DR NE | ATLANTA | Fulton | 600766 | 2 |  |  | FALSE |  | FALSE | Removed from Ground | Gas (Historical Use) | 6000 | Bare Steel | 1975-05-05 | 1989-01-01 | Fiberglass Reinforced Plastic
MIDTOWN BP | 2200 MONROE DR NE | ATLANTA | Fulton | 600766 | 2 |  |  | FALSE |  | FALSE | Removed from Ground | Gas (Historical Use) | 6000 | Bare Steel | 1975-05-05 | 1989-01-01 | Fiberglass Reinforced Plastic
ANDREWS PROPERTIES | DEERING RD/MECASLIN ST | ATLANTA | Fulton | 9000157 | 4 |  |  | FALSE |  | FALSE | Removed from Ground | Gas (Historical Use) | 0 | Unknown | 1988-12-01 | 1988-12-01 | Unknown
ANDREWS PROPERTIES | DEERING RD/MECASLIN ST | ATLANTA | Fulton | 9000157 | 1 | [5 empty] | Removed from Ground | Gas (Historical Use) | 0 | Marked Unknown | 1988-12-01 | 1988-12-01 | Unknown
ATLANTA FIRE STATION 15 | 176 10TH ST | ATLANTA | Fulton | 9060546 | 1 | [5 empty] | Removed from Ground | Gas (Historical Use) | 550 | Not Marked/Unknown | 1986-01-01 | 1899-12-31 | Not Marked
MEZZO | 2171 PEACHTREE STREET | ATLANTA | Fulton | 10001306 | 1 |  |  | FALSE |  | FALSE | Removed from Ground | Not Marked/Tank Removed | 550 | Unknown | 2006-12-02 | 2006-12-02 | Unknown
TEN 10TH ST | 10 10TH ST STE 155 | ATLANTA | Fulton | 10000655 | 1 | Flapper Valve | 2001-12-10 | FALSE | 2001-12-10 | FALSE | Temporarily out of use | Diesel | 15000 | Fiberglass Double Walled | 2001-04-09 |  | Double-Walled Flex | Pressurized
TEXACO | 1770 PEACHTREE | ATLANTA | Fulton | 600881 | 3 | [5 empty] | Removed from Ground | Gas (Historical Use) | 4000 | Marked Unknown | 1982-05-01 | 1982-05-01 | Unknown
MIDTOWN | 1125 PEACHTREE ST | ATLANTA | Fulton | 9060500 | 1 | [5 empty] | Removed from Ground | Gas (Historical Use) | 4000 | Not Marked/Unknown | 1957-01-01 | 1998-12-01 | Not Marked | Pressurized
MIDTOWN | 1125 PEACHTREE ST | ATLANTA | Fulton | 9060500 | 4 | [5 empty] | Removed from Ground | Gas (Historical Use) | 4000 | Bare Steel | 1957-01-01 | 1998-12-01 | Galvanized Steel | Pressurized
KROGER GA-653 | 8465 HOLCOMB BRIDGE RD | JOHNS CREEK | Fulton | 10002190 | 1B | Ball Float | 2013-02-14 | FALSE | 2013-02-15 | FALSE | Currently in Use | Diesel | 10000 | Fiberglass Double Walled | 2012-12-12 |  | Double-Walled Flex | Pressurized
CHEVRON #52983 | 2970 HOLCOMB BRIDGE RD | ALPHARETTA | Fulton | 9060286 | 2 | Ball Float | 1993-06-05 | FALSE | 1993-06-05 | FALSE | Currently in Use | Premium | 10000 | Fiberglass | 1987-01-01 |  | Fiberglass Reinforced Plastic | Pressurized
SHELL 1051 | 10645 STATE BRIDGE RD | ALPHARETTA | Fulton | 10000463 | 1 | Flapper Valve | 2003-07-18 | FALSE | 2003-07-18 | FALSE | Currently in Use | Regular | 20000 | Fiberglass Double Walled | 2003-07-01 |  | Double-Walled Fiberglass | Pressurized
BLUE VENTURES LLC DBA AUTOINDULGENCE INC | 7000 N POINT PWKY | ALPHARETTA | Fulton | 9060875 | 1 | Ball Float | 1998-12-15 | TRUE | 1998-12-15 | FALSE | Abandoned-No Known Release | Empty | 15000 | Fiberglass Double Walled | 1998-11-15 |  | Double-Walled Flex | Pressurized
MURPHY EXPRESS #8662 | 5415 ATLANTA HWY | ALPHARETTA | Fulton | 10002124 | 2B | Flapper Valve | 2012-08-15 | FALSE | 2012-08-15 | FALSE | Currently in Use | Premium | 8000 | Fiberglass Double Walled | 2012-07-11 |  | Double-Walled Fiberglass | Pressurized
CHEVRON #52983 | 2970 HOLCOMB BRIDGE RD | ALPHARETTA | Fulton | 9060286 | 3 | Ball Float | 1993-06-05 | FALSE | 1993-06-05 | FALSE | Currently in Use | Regular | 8775 | Fiberglass | 1987-01-01 |  | Fiberglass Reinforced Plastic | Pressurized
MURPHY EXPRESS #8662 | 5415 ATLANTA HWY | ALPHARETTA | Fulton | 10002124 | 1 | Flapper Valve | 2012-08-15 | FALSE | 2012-08-15 | FALSE | Currently in Use | Regular | 20000 | Fiberglass Double Walled | 2012-07-11 |  | Double-Walled Fiberglass | Pressurized
SERVICE STATION (FORMER) | INT JONES BRIDGE RD & ABBOTTS BR | OCEE | Fulton | 9060277 | 2 | [5 empty] | Removed from Ground | Gas (Historical Use) | 0 | Not Marked/Unknown | 2001-12-03 | 2001-12-03 | Not Marked
BETHANY BEND SHELL | 3105 BETHANY BEND | MILTON | Fulton | 10002146 | 1A | Ball Float | 2012-02-13 | FALSE | 2012-02-13 | FALSE | Currently in Use | Regular | 12000 | Epoxy Double-Walled | 2012-02-13 |  | Double-Walled Fiberglass | Pressurized
GA0046 10930 JONES BRIDGE RD | 10930 JONES BRIDGE RD | JOHNS CREEK | Fulton | 9060581 | 2 |  | 1995-04-01 | FALSE | 1995-04-01 | FALSE | Currently in Use | Plus | 10000 | Fiberglass | 1995-04-01 |  | Fiberglass Reinforced Plastic | Pressurized
BETHANY BEND SHELL | 3105 BETHANY BEND | MILTON | Fulton | 10002146 | 1B | Ball Float | 2012-02-13 | FALSE | 2012-02-13 | FALSE | Currently in Use | Premium | 6000 | Epoxy Double-Walled | 2012-02-13 |  | Double-Walled Fiberglass | Pressurized
THE WESTIN PEACHTREE PLAZA HOTEL | 210 PEACHTREE STREET NW | ATLANTA | Fulton | 9060497 | SOUTHTANK | Flapper Valve | 1998-07-09 |  | 1998-07-09 |  | Closed in Ground | Diesel | 12000 | Steel-Impressed Current | 1975-01-01 | 2009-12-04 | Steel (Impressed Current) | Suction (American)
FORMER ROY LIVINGSTON FILLING STATION | 108 -134 SPRING STREET | ATLANTA | Fulton | 10000112 | 3 |  |  | FALSE |  | FALSE | Removed from Ground | Gas (Historical Use) | 2000 | Bare Steel | 2002-04-26 | 2002-04-26 | Bare Steel | Safe Suction (Euro)
100 Edgewood Avenue - UNITED WAY COMMUNITY CTR | 100 Edgewood Ave. | ATLANTA | Fulton | 9060770 | 1 | [5 empty] | Removed from Ground | Gas (Historical Use) | 2000 | Bare Steel | 1999-01-14 | 1999-01-14 | Not Marked
GEORGIA STATE UNIVERSITY-LIBERTY SOUTH | 95 DECATUR ST SE | ATLANTA | Fulton | 9640172 | 1 | [5 empty] | Removed from Ground | Diesel | 2000 | Unknown | 1985-04-26 | 1998-08-13 | Bare Steel | Gravity Fed
COUNTRY CLUB OF THE SOUTH | 9375 BARNWELL RD | ALPHARETTA | Fulton | 9060568 | 1 |  | 1996-11-01 | TRUE | 1996-11-01 | TRUE | Removed from Ground | Gas (Historical Use) | 1000 | Steel-Impressed Current | 1996-11-01 | 2011-05-18 | Steel (Impressed Current) | Suction (American)
ATLANTA NATIONAL GOLF CLUB | 325 BATESVILLE RD | MILTON | Fulton | 9000700 | L213214 | Flapper Valve | 1990-08-01 | FALSE | 1990-08-01 | FALSE | Currently in Use | Diesel | 1000 | Tank Jacket | 1990-08-01 |  | Fiberglass Reinforced Plastic | Safe Suction (Euro)
U R FOOD MART | 9870 NESBIT FERRY RD | JOHNS CREEK | Fulton | 9060179 | 3 | Ball Float | 1994-07-22 | FALSE | 1994-07-22 | FALSE | Currently in Use | Diesel | 10000 | Fiberglass | 1989-06-01 |  | Fiberglass Reinforced Plastic | Pressurized
OLD ALABAMA OIL LLC | 3700 OLD ALABAMA RD | JOHNS CREEK | Fulton | 9060178 | 1 | Overfill Alarm | 1991-12-19 |  | 1991-12-19 |  | Removed from Ground | Gas (Historical Use) | 12000 | Steel-Impressed Current | 1991-12-19 | 2008-05-20 | Steel (Impressed Current) | Pressurized
VICKERS UNION 76 | 11019 MEDLOCK BRIDGE RD | JOHNS CREEK | Fulton | 670279 | 3 | [5 empty] | Removed from Ground | Gas (Historical Use) | 4000 | Bare Steel | 1962-04-21 | 1993-11-01 | Galvanized Steel | Suction (American)
VICKERS UNION 76 | 11019 MEDLOCK BRIDGE RD | JOHNS CREEK | Fulton | 670279 | 2 | [5 empty] | Removed from Ground | Gas (Historical Use) | 4000 | Bare Steel | 1962-04-21 | 1993-11-01 | Galvanized Steel | Suction (American)
STATES BRIDGE COPELANDS CHEVRON | 5940 STATES BRIDGE RD | JOHNS CREEK | Fulton | 9067363 | 1 |  | 1999-02-01 |  | 1999-02-01 |  | Removed from Ground | Gas (Historical Use) | 12000 | Unknown | 1999-02-01 | 2010-10-14 | Double Walled | Pressurized
BANJEE ENTERPRISES LLC | 4025 N POINT PKWY | ALPHARETTA | Fulton | 9060649 | 2 |  | 1996-11-18 |  | 1996-11-18 |  | Removed from Ground | Gas (Historical Use) | 10000 | Fiberglass Double Walled | 1996-11-18 | 2007-04-25 | Double-Walled Flex | Pressurized
CHEVRON #52983 | 2970 HOLCOMB BRIDGE RD | ALPHARETTA | Fulton | 9060286 | 1 | Ball Float | 1993-06-05 | FALSE | 1993-06-05 | FALSE | Currently in Use | Diesel | 10000 | Fiberglass | 1987-01-01 |  | Fiberglass Reinforced Plastic | Pressurized
KROGER 390 | 10945 STATE BRIDGE RD | ALPHARETTA | Fulton | 10001803 | 2B | Overfill Alarm | 2009-12-31 | FALSE | 2010-01-29 | FALSE | Currently in Use | Premium | 8000 | Fiberglass Double Walled | 2009-12-01 |  | Double-Walled Flex | Pressurized
KROGER GA-653 | 8465 HOLCOMB BRIDGE RD | JOHNS CREEK | Fulton | 10002190 | 2 | Ball Float | 2013-02-14 | FALSE | 2013-02-15 | FALSE | Currently in Use | Regular | 20000 | Fiberglass Double Walled | 2012-12-12 |  | Double-Walled Flex | Pressurized
GA0045 9915 HAYNES BRIDGE RD | 9915 HAYNES BRIDGE RD | ALPHARETTA | Fulton | 9060180 | 3 | Ball Float | 1990-01-01 | FALSE | 1990-01-01 | FALSE | Currently in Use | Diesel | 10000 | Fiberglass | 1990-02-12 |  | Double-Walled Flex | Pressurized
UFO #3 | 340 WHITEHALL ST SW | ATLANTA | Fulton | 9060090 | 1 | Ball Float | 1993-03-10 | FALSE | 1993-03-10 | FALSE | Currently in Use | Diesel | 10000 |  | 1993-03-10 |  | Double-Walled Fiberglass | Pressurized
ATLANTA GIFT MART/FORMER TRAILWA | 230 SPRING ST | ATLANTA | Fulton | 9060157 | 2 | [5 empty] | Removed from Ground | Diesel | 10000 | Bare Steel | 1990-06-29 | 1990-06-29 | Unknown
NORFOLK SOUTH RAILWAY CO | 210 PETERS ST | ATLANTA | Fulton | 9060341 | 2 | [5 empty] | Removed from Ground | Diesel | 1000 | Bare Steel | 1992-12-01 | 1992-12-01 | Galvanized Steel | Suction (American)
MARTIN LUTHER KING FEDERAL BUILDING | 77 FORSYTH ST | ATLANTA | Fulton | 10001607 | 1 |  | 1987-01-01 | FALSE |  | FALSE | Removed from Ground | Diesel | 20000 | Fiberglass Double Walled | 1987-01-01 | 2016-06-11 | Steel/FG Secondary containment | Safe Suction (Euro)
SHELL FOOD MART | 490 WHITEHALL ST SW | ATLANTA | Fulton | 600921 | 8 | Ball Float | 1992-04-22 | FALSE | 1992-04-22 | FALSE | Currently in Use | E-85 | 12000 | Fiberglass Double Walled | 1992-04-22 |  | Double-Walled Fiberglass | Pressurized
SHELL FOOD MART | 490 WHITEHALL ST SW | ATLANTA | Fulton | 600921 | 9 | Ball Float | 1992-04-22 | FALSE | 1992-04-22 | FALSE | Currently in Use | Premium | 12000 | Fiberglass Double Walled | 1992-04-22 |  | Double-Walled Fiberglass | Pressurized
SHELL FOOD MART | 490 WHITEHALL ST SW | ATLANTA | Fulton | 600921 | 6 |  |  | TRUE |  | TRUE | Removed from Ground | Used Oil | 1000 | Fiberglass | 1985-04-30 | 1992-01-20 | Galvanized Steel | Gravity Fed
SERVICE STATION (FORMER) | INT JONES BRIDGE RD & ABBOTTS BR | OCEE | Fulton | 9060277 | 3 | [5 empty] | Removed from Ground | Diesel | 0 | Not Marked/Unknown | 2001-12-03 | 2001-12-03 | Not Marked
FIRE STATION #12 | 10205 MEDLOCK BRIDGE RD | JOHNS CREEK | Fulton | 9060467 | 2 |  | 1998-11-01 |  | 1998-11-01 |  | Removed from Ground | Gas (Historical Use) | 1000 | Fiberglass | 1992-07-01 | 2008-11-18 | Fiberglass Reinforced Plastic | Safe Suction (Euro)
U R FOOD MART | 9870 NESBIT FERRY RD | JOHNS CREEK | Fulton | 9060179 | 1 | Ball Float | 1994-07-22 | FALSE | 1994-07-22 | FALSE | Currently in Use | Regular | 10000 | Fiberglass | 1989-06-01 |  | Fiberglass Reinforced Plastic | Pressurized
SHELL FOOD MART | 490 WHITEHALL ST SW | ATLANTA | Fulton | 600921 | 10 | [5 empty] | Removed from Ground | Gas (Historical Use) | 2000 | Marked Unknown | 2001-11-27 | 2001-11-27 | Unknown
GA POWER CO/GENERAL OFFICE | 270 PEACHTREE ST NE | ATLANTA | Fulton | 9000569 | 1 | [5 empty] | Closed in Ground | Gas (Historical Use) | 7500 | Bare Steel | 1961-05-13 | 1990-03-12 | Galvanized Steel
BETHANY BEND SHELL | 3105 BETHANY BEND | MILTON | Fulton | 10002146 | 1C | Ball Float | 2012-02-13 | FALSE | 2012-02-13 | FALSE | Currently in Use | Diesel | 4000 | Epoxy Double-Walled | 2012-02-13 |  | Double-Walled Fiberglass | Pressurized
VICKERS UNION 76 | 11019 MEDLOCK BRIDGE RD | JOHNS CREEK | Fulton | 670279 | 1 | [5 empty] | Removed from Ground | Diesel | 4000 | Bare Steel | 1962-04-21 | 1993-11-01 | Galvanized Steel | Suction (American)
GRAHAMS EXPRESS CHEVRON | 5545 NEW NORTHSIDE DR | ATLANTA | Fulton | 9033074 | 2 | Ball Float | 1994-09-12 | FALSE | 1994-09-12 | FALSE | Currently in Use | Plus | 8775 | Composite | 1988-10-01 |  | Fiberglass Reinforced Plastic
SHAKERAG GENERAL STORE | 7701 MCGINNIS FERRY RD | SUWANEE | Fulton | 9060031 | 1 | [5 empty] | Permanently Out of Use - historical purposes | Gas (Historical Use) | 2500 | Bare Steel |  | 1899-12-31 | Galvanized Steel
STATES BRIDGE COPELANDS CHEVRON | 5940 STATES BRIDGE RD | JOHNS CREEK | Fulton | 9067363 | 2 |  | 1999-02-01 |  | 1999-02-01 |  | Removed from Ground | Gas (Historical Use) | 10000 | Unknown | 1999-02-01 | 2010-10-14 | Double Walled | Pressurized
GRAHAMS EXPRESS CHEVRON | 5545 NEW NORTHSIDE DR | ATLANTA | Fulton | 9033074 | 4 | Ball Float | 2007-02-28 | FALSE | 2007-02-28 | FALSE | Currently in Use | Diesel | 5000 | Composite | 2007-02-28 |  | Fiberglass Reinforced Plastic | Pressurized
SHAKERAG GENERAL STORE | 7701 MCGINNIS FERRY RD | SUWANEE | Fulton | 9060031 | 3 | [5 empty] | Removed from Ground | Gas (Historical Use) | 2500 | Bare Steel | 2006-05-30 | 2006-05-30 | Galvanized Steel | Safe Suction (Euro)
SHAKERAG GENERAL STORE | 7701 MCGINNIS FERRY RD | SUWANEE | Fulton | 9060031 | 5 | [5 empty] | Permanently Out of Use - historical purposes | Kerosene | 550 | Bare Steel |  | 1899-12-31 | Galvanized Steel | Safe Suction (Euro)
SHAKERAG GENERAL STORE | 7701 MCGINNIS FERRY RD | SUWANEE | Fulton | 9060031 | 4 | [5 empty] | Removed from Ground | Gas (Historical Use) | 2500 | Bare Steel | 2006-05-30 | 2006-05-30 | Galvanized Steel | Safe Suction (Euro)
GRAHAMS EXPRESS CHEVRON | 5545 NEW NORTHSIDE DR | ATLANTA | Fulton | 9033074 | 3 | Ball Float | 1994-09-12 | FALSE | 1994-09-12 | FALSE | Currently in Use | Premium | 8775 | Composite | 1988-10-01 |  | Fiberglass Reinforced Plastic
GRAHAMS EXPRESS CHEVRON | 5545 NEW NORTHSIDE DR | ATLANTA | Fulton | 9033074 | 1 | Ball Float | 1994-09-12 | FALSE | 1994-09-12 | FALSE | Currently in Use | Regular | 8775 | Composite | 1988-10-01 |  | Fiberglass Reinforced Plastic
SHAKERAG GENERAL STORE | 7701 MCGINNIS FERRY RD | SUWANEE | Fulton | 9060031 | 2 | [5 empty] | Permanently Out of Use - historical purposes | Gas (Historical Use) | 2500 | Bare Steel |  | 1899-12-31 | Galvanized Steel
MIDTOWN PLACE | 650 PONCE DE LEON AVE NE | ATLANTA | Fulton | 9060782 | 1 |  |  | TRUE |  | TRUE | Removed from Ground | Used Oil | 3000 | Bare Steel | 1999-08-05 | 1999-08-05 | Bare Steel | Safe Suction (Euro)
GA POWER/OLD CENTRAL OPER HQ | 890 PONCE DE LEON PL NE | ATLANTA | Fulton | 600728 | 3 | [5 empty] | Removed from Ground | Gas (Historical Use) | 10000 | Bare Steel | 1976-05-09 | 1994-02-08 | Unknown
GAS EXPRESS #129 | 308 JOSEPH LOWERY BLVD | ATLANTA | Fulton | 10003319 | 1A | Flapper Valve | 2022-07-12 | FALSE | 2022-04-06 | FALSE | Currently in Use | Regular | 12000 | Composite Double Walled | 2021-10-12 |  | Double-Walled Flex | Pressurized
GAS EXPRESS #129 | 308 JOSEPH LOWERY BLVD | ATLANTA | Fulton | 10003319 | 1C | Flapper Valve | 2022-07-12 | FALSE | 2022-04-06 | FALSE | Currently in Use | Diesel | 4000 | Composite Double Walled | 2021-10-12 |  | Double-Walled Flex | Pressurized
GAS EXPRESS #129 | 308 JOSEPH LOWERY BLVD | ATLANTA | Fulton | 10003319 | 1B | Flapper Valve | 2022-07-12 | FALSE | 2022-04-06 | FALSE | Currently in Use | Premium | 4000 | Composite Double Walled | 2021-10-12 |  | Double-Walled Flex | Pressurized
3141 PARROTT AVE NW | 3141 PARROTT AVE | ATLANTA | Fulton | 10003352 | 1 |  |  | FALSE |  | FALSE | Removed from Ground |  | 2000 |  |  | 2022-01-01
Exxon Foodmart | 3270 Washington Road | EAST POINT | Fulton | 10003362 | 2A | Flapper Valve | 2020-02-03 | FALSE | 2019-11-12 | FALSE | Currently in Use | Regular | 5000 | Epoxy Double-Walled | 2019-10-15 |  | Double-Walled Fiberglass | Pressurized
SHELL FOOD MART | 11370 STATE BRIDGE RD | ALPHARETTA | Fulton | 9058114 | 3 |  | 1995-05-22 | FALSE | 1995-05-22 | TRUE | Currently in Use | Diesel | 4000 | Fiberglass | 1995-05-22 |  | Double-Walled Fiberglass | Pressurized
MURPHY EXPRESS #8662 | 5415 ATLANTA HWY | ALPHARETTA | Fulton | 10002124 | 2A | Flapper Valve | 2012-08-15 | FALSE | 2012-08-15 | FALSE | Currently in Use | Diesel | 12000 | Fiberglass Double Walled | 2012-07-11 |  | Double-Walled Fiberglass | Pressurized
SERVICE STATION (FORMER) | INT JONES BRIDGE RD & ABBOTTS BR | OCEE | Fulton | 9060277 | 1 | [5 empty] | Removed from Ground | Gas (Historical Use) | 0 | Not Marked/Unknown | 2001-12-03 | 2001-12-03 | Not Marked
ATLANTA NATIONAL GOLF CLUB | 325 BATESVILLE RD | MILTON | Fulton | 9000700 | L213212 | Flapper Valve | 1990-08-01 | FALSE | 1990-08-01 | FALSE | Currently in Use | Regular | 1000 | Tank Jacket | 1990-08-01 |  | Fiberglass Reinforced Plastic | Safe Suction (Euro)
15155 HOPEWELL ROAD | 15155 HOPEWELL ROAD | MILTON | Fulton | 10001389 | 1 |  |  | FALSE |  | FALSE | Removed from Ground | Not Marked/Tank Removed | 5000 | Bare Steel | 2007-06-22 | 2007-06-22 | Bare Steel
U R FOOD MART | 9870 NESBIT FERRY RD | JOHNS CREEK | Fulton | 9060179 | 2 | Ball Float | 1994-07-22 | FALSE | 1994-07-22 | FALSE | Currently in Use | Premium | 10000 | Fiberglass | 1989-06-01 |  | Fiberglass Reinforced Plastic | Pressurized
OLD ALABAMA OIL LLC | 3700 OLD ALABAMA RD | JOHNS CREEK | Fulton | 9060178 | 3 |  | 1991-12-19 |  | 1991-12-19 |  | Removed from Ground | Gas (Historical Use) | 12000 | Steel-Impressed Current | 1991-12-19 | 2008-05-20 | Steel (Impressed Current) | Pressurized
VICKERS UNION 76 | 11019 MEDLOCK BRIDGE RD | JOHNS CREEK | Fulton | 670279 | 4 | [5 empty] | Removed from Ground | Gas (Historical Use) | 6000 | Bare Steel | 1974-04-18 | 1993-11-01 | Galvanized Steel | Suction (American)
VICKERS UNION 76 | 11019 MEDLOCK BRIDGE RD | JOHNS CREEK | Fulton | 670279 | 5 | [5 empty] | Removed from Ground | Kerosene | 550 | Bare Steel | 1962-04-21 | 1993-11-01 | Galvanized Steel
VICKERS UNION 76 | 11019 MEDLOCK BRIDGE RD | JOHNS CREEK | Fulton | 670279 | 6 | [5 empty] | Removed from Ground | Gas (Historical Use) | 550 | Bare Steel | 1962-04-21 | 1993-11-01 | Galvanized Steel
OLD ALABAMA OIL LLC | 3700 OLD ALABAMA RD | JOHNS CREEK | Fulton | 9060178 | 2 |  | 1991-12-19 |  | 1991-12-19 |  | Removed from Ground | Gas (Historical Use) | 12000 | Steel-Impressed Current | 1991-12-19 | 2008-05-20 | Steel (Impressed Current) | Pressurized
GA0046 10930 JONES BRIDGE RD | 10930 JONES BRIDGE RD | JOHNS CREEK | Fulton | 9060581 | 3 |  | 1995-04-01 | FALSE | 1995-04-01 | FALSE | Currently in Use | Premium | 10000 | Fiberglass | 1995-01-01 |  | Fiberglass Reinforced Plastic | Pressurized
KROGER 390 | 10945 STATE BRIDGE RD | ALPHARETTA | Fulton | 10001803 | 2A | Overfill Alarm | 2009-12-31 | FALSE | 2010-01-29 | FALSE | Currently in Use | Diesel | 10000 | Fiberglass Double Walled | 2009-12-01 |  | Double-Walled Flex | Pressurized
KROGER 390 | 10945 STATE BRIDGE RD | ALPHARETTA | Fulton | 10001803 | 1 | Overfill Alarm | 2009-12-31 | FALSE | 2010-01-29 | FALSE | Currently in Use | Regular | 20000 | Fiberglass Double Walled | 2009-12-01 |  | Double-Walled Flex | Pressurized
STATES BRIDGE COPELANDS CHEVRON | 5940 STATES BRIDGE RD | JOHNS CREEK | Fulton | 9067363 | 3B |  | 1999-02-01 |  | 1999-02-01 |  | Removed from Ground | Diesel | 6000 | Unknown | 1999-02-01 | 2010-10-14 | Double Walled | Pressurized
OLD ALABAMA OIL LLC | 3700 OLD ALABAMA RD | JOHNS CREEK | Fulton | 9060178 | 6 | Flapper Valve | 2008-06-04 | FALSE | 2008-06-04 | FALSE | Currently in Use | Regular | 12000 | Fiberglass Double Walled | 2008-06-04 |  | Double-Walled Fiberglass | Pressurized
FIRE STATION #12 | 10205 MEDLOCK BRIDGE RD | JOHNS CREEK | Fulton | 9060467 | 1 |  | 1998-11-01 |  | 1998-11-01 |  | Removed from Ground | Diesel | 1000 | Fiberglass | 1989-11-22 | 2008-11-18 | Fiberglass Reinforced Plastic | Safe Suction (Euro)
OLD ALABAMA OIL LLC | 3700 OLD ALABAMA RD | JOHNS CREEK | Fulton | 9060178 | 5 | Flapper Valve | 2008-06-04 | FALSE | 2008-06-04 | FALSE | Currently in Use | Diesel | 12000 | Fiberglass Double Walled | 2008-06-04 |  | Double-Walled Fiberglass | Pressurized
OLD ALABAMA OIL LLC | 3700 OLD ALABAMA RD | JOHNS CREEK | Fulton | 9060178 | 4 | Flapper Valve | 2008-06-04 | FALSE | 2008-06-04 | FALSE | Currently in Use | Premium | 12000 | Fiberglass Double Walled | 2008-06-04 |  | Double-Walled Fiberglass | Pressurized
GA0046 10930 JONES BRIDGE RD | 10930 JONES BRIDGE RD | JOHNS CREEK | Fulton | 9060581 | 1 |  | 1995-04-01 | FALSE | 1995-04-01 | FALSE | Currently in Use | Regular | 12000 | Fiberglass | 1995-04-01 |  | Fiberglass Reinforced Plastic | Pressurized
Exxon Foodmart | 3270 Washington Road | EAST POINT | Fulton | 10003362 | 1B | Flapper Valve | 2020-02-03 | FALSE | 2019-11-12 | FALSE | Currently in Use | Premium | 8000 | Epoxy Double-Walled | 2019-10-15 |  | Double-Walled Fiberglass | Pressurized
CHEVRON FOOD MART | 490 RALPH DAVID ABERNATHY BLVD | ATLANTA | Fulton | 10003490 | 1A | Flapper Valve | 2024-04-16 | FALSE | 2024-03-21 | FALSE | Currently in Use | Regular | 15000 | Composite Double Walled | 2024-10-03 |  | Double-Walled Flex | Pressurized
STATES BRIDGE COPELANDS CHEVRON | 5940 STATES BRIDGE RD | JOHNS CREEK | Fulton | 9067363 | 3A |  | 1999-02-01 |  | 1999-02-01 |  | Removed from Ground | Gas (Historical Use) | 6000 | Unknown | 1999-02-01 | 2010-10-14 | Double Walled | Pressurized
Exxon Foodmart | 3270 Washington Road | EAST POINT | Fulton | 10003362 | 1A | Flapper Valve | 2020-02-03 | FALSE | 2019-11-12 | FALSE | Currently in Use | Regular | 12000 | Epoxy Double-Walled | 2019-10-15 |  | Double-Walled Fiberglass | Pressurized
Exxon Foodmart | 3270 Washington Road | EAST POINT | Fulton | 10003362 | 2B | Flapper Valve | 2020-02-03 | FALSE | 2019-11-12 | FALSE | Currently in Use | Diesel | 5000 | Epoxy Double-Walled | 2019-10-15 |  | Double-Walled Fiberglass | Pressurized
CHEVRON FOOD MART | 490 RALPH DAVID ABERNATHY BLVD | ATLANTA | Fulton | 10003490 | 1B | Flapper Valve | 2024-04-16 | FALSE | 2024-03-21 | FALSE | Currently in Use | Premium | 5000 | Composite Double Walled | 2024-10-03 |  | Double-Walled Flex | Pressurized
99 BAY ST NE | 99 BAY ST NE | FAIRBURN | Fulton | 10003491 | 1 |  |  | FALSE |  | FALSE | Removed from Ground | Diesel | 975 |  |  | 2024-11-25
CHEVRON FOOD MART | 490 RALPH DAVID ABERNATHY BLVD | ATLANTA | Fulton | 10003490 | 2A | Flapper Valve | 2024-04-16 | FALSE | 2024-03-21 | FALSE | Currently in Use | Diesel On Road | 5000 | Composite Double Walled | 2024-10-03 |  | Double-Walled Flex | Pressurized
CHEVRON FOOD MART | 490 RALPH DAVID ABERNATHY BLVD | ATLANTA | Fulton | 10003490 | 2B | Flapper Valve | 2024-04-16 | FALSE | 2024-03-21 | FALSE | Currently in Use | Diesel On Road | 5000 | Composite Double Walled | 2024-10-03 |  | Double-Walled Flex | Pressurized
UNKNOWN | 3180 E MAIN ST | EAST POINT | Fulton | 10003512 | 1 |  |  | FALSE |  | FALSE | Removed from Ground |  |  |  |  | 1978-01-01
FORMER MAIN STREET SERVICE STATION | 3321 MAIN STREET | COLLEGE PARK | Fulton | 10003216 | 2 |  |  | FALSE |  | FALSE | Closed in Ground |  | 1500 |  |  | 1985-01-01
FORMER MAIN STREET SERVICE STATION | 3321 MAIN STREET | COLLEGE PARK | Fulton | 10003216 | 5 |  |  | FALSE |  | FALSE | Closed in Ground |  | 1500 |  |  | 1985-01-01
EXXON FOOD MART | 5955 -A Fulton Industrial Blvd SW | Atlanta | Fulton | 10003232 | 1C | Flapper Valve | 2022-04-08 | FALSE | 2021-12-15 | FALSE | Currently in Use | E-85 | 5000 | Composite Double Walled | 2021-08-16 |  | Double-Walled Flex | Pressurized
ABANDONED UST | HOWELL MILL RD & MOORES MILL RD | ATLANTA | Fulton | 10003537 | 1 |  |  | FALSE |  | FALSE | Closed in Ground |  | 1000 | Bare Steel |  | 2025-01-07
GRADY-CASS | 80 GILMER ST. | ATLANTA | Fulton | 10003251 | 1 | Flapper Valve | 2022-05-31 | FALSE | 2022-05-31 | FALSE | Currently in Use | Diesel | 5000 | Fiberglass Double Walled | 2020-08-13 |  | Double-Walled Fiberglass | Pressurized
GRADY-CASS | 80 GILMER ST. | ATLANTA | Fulton | 10003251 | 1 | Flapper Valve | 2022-05-31 | FALSE | 2022-05-31 | FALSE | Currently in Use | Diesel | 5000 | Fiberglass Double Walled | 2020-08-13 |  | Double-Walled Fiberglass | Gravity
EXXON FOOD MART | 5955 -A Fulton Industrial Blvd SW | Atlanta | Fulton | 10003232 | 2A | Flapper Valve | 2022-04-08 | FALSE | 2021-12-15 | FALSE | Currently in Use | Diesel On Road | 8000 | Composite Double Walled | 2021-08-16 |  | Double-Walled Flex | Pressurized
EXXON FOOD MART | 5955 -A Fulton Industrial Blvd SW | Atlanta | Fulton | 10003232 | 2B DEF | Flapper Valve | 2022-04-08 | FALSE | 2021-12-15 | FALSE | Not regulated- Currently in use | Diesel | 2000 | Composite Double Walled | 2021-08-16 |  | Double-Walled Flex | Pressurized
Chattahoochee Ave C-Store | 1535 Chattahoochee Ave NW | Atlanta | Fulton | 10003228 | 1B | Flapper Valve | 2022-03-28 | FALSE | 2022-03-28 | FALSE | Currently in Use | Premium | 5000 | Composite Double Walled | 2022-03-28 |  | Double-Walled Fiberglass | Pressurized
FAIRBURN ROAD CHEVRON | 510 FAIRBURN RD. SW | ATLANTA | Fulton | 10003252 | 1A | Flapper Valve | 2021-11-30 | FALSE | 2021-11-30 | FALSE | Currently in Use | Regular | 10000 | Composite Double Walled | 2021-11-30 |  | Double-Walled Fiberglass | Pressurized
Chattahoochee Ave C-Store | 1535 Chattahoochee Ave NW | Atlanta | Fulton | 10003228 | 1A | Flapper Valve | 2022-03-28 | FALSE | 2022-03-28 | FALSE | Currently in Use | Regular | 15000 | Composite Double Walled | 2022-03-28 |  | Double-Walled Fiberglass | Pressurized
FORMER 7-ELEVEN STORE 1431 #2185 | 2783 BANKHEAD HWY | ATLANTA | Fulton | 9000251 | 1 | [5 empty] | Removed from Ground | Gas (Historical Use) | 10000 | Bare Steel | 1979-02-02 | 1991-03-25 | Galvanized Steel
EXXON FOOD MART | 5955 -A Fulton Industrial Blvd SW | Atlanta | Fulton | 10003232 | 1B | Flapper Valve | 2022-04-08 | FALSE | 2021-12-15 | FALSE | Currently in Use | Premium | 5000 | Composite Double Walled | 2021-08-16 |  | Double-Walled Flex | Pressurized
FOODMART/CHEVRON | 2795 DONALD L HOLLOWELL PKWY | ATLANTA | Fulton | 9060246 | 1 |  | 1999-02-01 | FALSE | 1999-02-01 | FALSE | Orphan- Contamination | Gas (Historical Use) | 10000 |  | 1979-06-01 |  | Fiberglass Reinforced Plastic | Pressurized
FORMER 7-ELEVEN STORE 1431 #2185 | 2783 BANKHEAD HWY | ATLANTA | Fulton | 9000251 | 2 | [5 empty] | Removed from Ground | Gas (Historical Use) | 10000 | Bare Steel | 1979-02-02 | 1991-03-25 | Galvanized Steel
SHELL FOOD MART | 2775 CAMPBELLTON RD | ATLANTA | Fulton | 10003381 | 1 | Flapper Valve | 2023-03-17 | FALSE | 2022-08-12 | FALSE | Currently in Use | Regular | 15000 | Composite Double Walled | 2021-11-21 |  | Double-Walled Flex | Pressurized
BP FOOD MART | 4957 HIGHPOINT RD | UNION CITY | Fulton | 10003390 | 2 |  | 2022-09-01 | FALSE | 2022-09-01 | FALSE | Currently in Use | Premium | 4000 | Fiberglass Double Walled | 2022-05-01 |  |  | Pressurized
FT MCPHERSON | BLDG 200 SAYERS ST | FT MCPHERSON | Fulton | 9060107 | 200-DF1 |  | 1998-06-01 | FALSE | 1998-06-01 | FALSE | Closed in Ground | Empty | 10000 | Fiberglass Double Walled | 1986-07-12 | 2012-03-21 | Fiberglass Reinforced Plastic | Pressurized
FOODMART/CHEVRON | 2795 DONALD L HOLLOWELL PKWY | ATLANTA | Fulton | 9060246 | 2 |  | 1999-02-01 | FALSE | 1999-02-01 | FALSE | Orphan- Contamination | Gas (Historical Use) | 10000 |  | 1979-06-01 |  | Cathodically Protected | Pressurized
EXXON FOOD MART | 5955 -A Fulton Industrial Blvd SW | Atlanta | Fulton | 10003232 | 1A | Flapper Valve | 2022-04-08 | FALSE | 2021-12-15 | FALSE | Currently in Use | Regular | 10000 | Composite Double Walled | 2021-08-16 |  | Double-Walled Flex | Pressurized
FAIRBURN ROAD CHEVRON | 510 FAIRBURN RD. SW | ATLANTA | Fulton | 10003252 | 1B | Flapper Valve | 2021-11-30 | FALSE | 2021-11-30 | FALSE | Currently in Use | Premium | 5000 | Composite Double Walled | 2021-11-30 |  | Double-Walled Fiberglass | Pressurized
FORM COILE LEASING SITE | 1256 MURPHY AVE | ATLANTA | Fulton | 9060607 | DUMMY | [5 empty] | Currently in Use | Diesel | 0 | Not Marked/Unknown |  |  | Not Marked
CONSTRUCTION SITE | 495 MARIETTA ST | ATLANTA | Fulton | 9060456 | 1 | [5 empty] | Removed from Ground | Gas (Historical Use) | 1000 | Marked Unknown | 1995-06-27 | 1995-06-27 | Unknown
BP FOOD MART | 4957 HIGHPOINT RD | UNION CITY | Fulton | 10003390 | 3 |  | 2022-09-01 | FALSE | 2022-09-01 | FALSE | Currently in Use | Diesel | 5000 | Fiberglass Double Walled | 2022-05-01 |  |  | Pressurized
FOODMART/CHEVRON | 2795 DONALD L HOLLOWELL PKWY | ATLANTA | Fulton | 9060246 | 3 |  | 1999-02-01 | FALSE | 1999-02-01 | FALSE | Orphan- Contamination | Gas (Historical Use) | 10000 |  | 1979-06-01 |  | Cathodically Protected | Pressurized
SANDY SPRINGS GARAGE | 6217 ROSWELL RD | SANDY SPRINGS | Fulton | 10003386 | 2 |  |  | FALSE |  | FALSE | Removed from Ground |  | 1000 |  |  | 2021-10-29
CASCADE ROAD CITGO SERVICE STATION | 3505 CASCADE RD | ATLANTA | Fulton | 10003411 | 2 |  |  | FALSE |  | FALSE | Removed from Ground | Gas (Historical Use) | 8000 |  |  | 2024-01-18
GA BLDG AUTH | 1 MLK Jr Dr SW | Atlanta | Fulton | UST-SLOC-600164 | 2 | [5 empty] | Removed from Ground | Diesel | 6110 | Bare Steel | 1982-03-28 | 1994-09-07 | Bare Steel | Safe Suction (Euro)
BP FOOD MART | 4957 HIGHPOINT RD | UNION CITY | Fulton | 10003390 | 4 |  | 2022-09-01 | FALSE | 2022-09-01 | FALSE | Currently in Use | Regular | 3500 | Fiberglass Double Walled | 2022-05-01 |  |  | Pressurized
FORMER 7-ELEVEN STORE 1431 #2185 | 2783 BANKHEAD HWY | ATLANTA | Fulton | 9000251 | 3 | [5 empty] | Removed from Ground | Gas (Historical Use) | 10000 | Bare Steel | 1979-02-02 | 1991-03-25 | Galvanized Steel
FT MCPHERSON | 1794 Walker Ave SW, | Atlanta | Fulton | UST-SLOC-9060005 | 143-MG2 | [5 empty] | Removed from Ground | Gas (Historical Use) | 10000 | Bare Steel | 1961-07-26 | 1996-04-18 | Unknown | Pressurized
FORMER MAIN STREET SERVICE STATION | 3321 MAIN STREET | COLLEGE PARK | Fulton | 10003216 | 1 |  |  | FALSE |  | FALSE | Closed in Ground |  | 1500 |  |  | 1985-01-01
FORMER MAIN STREET SERVICE STATION | 3321 MAIN STREET | COLLEGE PARK | Fulton | 10003216 | 4 |  |  | FALSE |  | FALSE | Closed in Ground |  | 1500 |  |  | 1985-01-01
FOODMART/CHEVRON | 2795 DONALD L HOLLOWELL PKWY | ATLANTA | Fulton | 9060246 | 4 |  | 1999-02-01 | FALSE | 1999-02-01 | FALSE | Orphan- Contamination | Diesel | 10000 |  | 1979-06-01 |  | Cathodically Protected | Pressurized
Chattahoochee Ave C-Store | 1535 Chattahoochee Ave NW | Atlanta | Fulton | 10003228 | 1C | Flapper Valve | 2022-03-28 | FALSE | 2022-03-28 | FALSE | Currently in Use | Diesel | 5000 | Composite Double Walled | 2022-03-28 |  | Double-Walled Fiberglass | Pressurized
SPELMAN COLLEGE CENTER FOR INNOVATION AND THE ARTS | 401 LEE ST | ATLANTA | Fulton | 10003422 | 2 |  |  | FALSE |  | FALSE | Removed from Ground |  | 6000 | Bare Steel |  | 2024-08-06
GA BLDG AUTH | 1 MLK Jr Dr SW | Atlanta | Fulton | UST-SLOC-600164 | 5 |  | 1998-08-05 |  | 1998-08-05 |  | Removed from Ground | E-10 | 12000 | Double Walled | 1994-09-09 | 2008-09-04 | Fiberglass Reinforced Plastic | Suction (American)
GA BLDG AUTH | 1 MLK Jr Dr SW | Atlanta | Fulton | UST-SLOC-600164 | 4 |  | 1998-08-05 |  | 1998-08-05 |  | Removed from Ground | Diesel | 6000 | Double Walled | 1994-09-09 | 2008-09-04 | Fiberglass Reinforced Plastic | Suction (American)
GA BLDG AUTH | 1 MLK Jr Dr SW | Atlanta | Fulton | UST-SLOC-600164 | 7 |  | 2008-08-05 | FALSE | 2008-08-05 | FALSE | Removed from Ground | Regular | 4000 | Fiberglass Double Walled | 2008-08-05 |  | Double-Walled Fiberglass | Safe Suction (Euro)
FT MCPHERSON | 1794 Walker Ave SW, | Atlanta | Fulton | UST-SLOC-9060111 | 214-DF1 | [5 empty] | Removed from Ground | Diesel | 500 | Bare Steel | 1974-07-23 | 1990-01-01 | Unknown
GA BLDG AUTH | 1 MLK Jr Dr SW | Atlanta | Fulton | UST-SLOC-9060298 | B | [5 empty] | Removed from Ground | Gas (Historical Use) | 4000 | Bare Steel | 1957-01-01 | 1993-07-29 | Galvanized Steel | Pressurized
GWC Atlanta | 285 Andrew Young International Blvd NW | Atlanta | Fulton | UST-SLOC-9060101 | 2 | [5 empty] | Removed from Ground | Diesel | 1000 | Bare Steel | 1985-01-01 | 1992-05-01 | Bare Steel
Delta Air Lines - General Offices | 1020 Delta Boulevard | Hapeville | Fulton | UST-SLOC-310225 | 390 |  |  | TRUE |  | TRUE | Closed in Ground | Used Oil | 2000 | Bare Steel | 1982-05-09 | 1988-09-15 | Bare Steel
Delta Air Lines - General Offices | 1020 Delta Boulevard | Hapeville | Fulton | UST-SLOC-310225 | 390 |  |  | TRUE |  | TRUE | Closed in Ground | Used Oil | 2000 | Bare Steel | 1982-05-09 | 1988-09-15 | Bare Steel
Delta Air Lines - General Offices | 1020 Delta Boulevard | Hapeville | Fulton | UST-SLOC-9060189 | 676 |  | 1991-11-01 |  | 1991-11-01 |  | Currently in Use | Diesel | 20000 | Fiberglass Double Walled | 1991-11-19 |  | Double-Walled Fiberglass | Pressurized
Delta Air Lines - General Offices | 1020 Delta Boulevard | Hapeville | Fulton | UST-SLOC-9060189 | 676 |  | 1991-11-01 |  | 1991-11-01 |  | Currently in Use | Diesel | 20000 | Fiberglass Double Walled | 1991-11-19 |  | Double Walled | Pressurized
Delta Air Lines - General Offices | 1020 Delta Boulevard | Hapeville | Fulton | UST-SLOC-600411 | 385 | [5 empty] | Removed from Ground | Gas (Historical Use) | 5000 | Bare Steel | 1956-05-15 | 1988-04-01 | Bare Steel
Delta Air Lines - General Offices | 1020 Delta Boulevard | Hapeville | Fulton | UST-SLOC-600411 | 28B | Flapper Valve | 1997-10-01 |  | 1997-10-01 |  | Closed in Ground | Diesel | 30000 | Fiberglass Double Walled | 1997-11-01 | 2013-05-07 | Double-Walled Fiberglass | Suction (American)
GA BLDG AUTH | 1 MLK Jr Dr SW | Atlanta | Fulton | UST-SLOC-600164 | 6 |  | 1994-09-09 | TRUE | 1994-09-23 | TRUE | Removed from Ground | Used Oil | 1000 | Double Walled | 1994-09-23 | 2008-09-04 | Double Walled | Safe Suction (Euro)
GA BLDG AUTH | 1 MLK Jr Dr SW | Atlanta | Fulton | UST-SLOC-600164 | 8 |  | 2008-08-05 | FALSE | 2008-08-05 | FALSE | Removed from Ground | Diesel | 2500 | Fiberglass Double Walled | 2008-08-05 |  | Double-Walled Fiberglass | Safe Suction (Euro)
FT MCPHERSON | 1794 Walker Ave SW, | Atlanta | Fulton | UST-SLOC-9060114 | 350-MG2 | [5 empty] | Removed from Ground | Gas (Historical Use) | 12000 | Bare Steel | 1960-04-23 | 1991-12-17 | Bare Steel
FT MCPHERSON | 1794 Walker Ave SW, | Atlanta | Fulton | UST-SLOC-9060112 | 302-SOL1 | [5 empty] | Removed from Ground | Other | 500 | Bare Steel | 1951-07-29 | 1991-11-21 | Unknown
FT MCPHERSON | 1794 Walker Ave SW, | Atlanta | Fulton | UST-SLOC-9060110 | 208-FO1 | [5 empty] | Removed from Ground | Diesel | 300 | Bare Steel | 1979-07-22 | 1990-01-01 | Unknown
GWC Atlanta | 285 Andrew Young International Blvd NW | Atlanta | Fulton | UST-SLOC-9060681 | 2A | Flapper Valve | 2000-09-01 | FALSE | 2000-09-01 | FALSE | Currently in Use | Regular | 12000 | Fiberglass Double Walled | 2000-06-21 |  | Double-Walled Flex | Pressurized
FT MCPHERSON | 1794 Walker Ave SW, | Atlanta | Fulton | UST-SLOC-9060114 | 350-MG3 |  | 1998-10-01 |  | 1998-10-01 |  | Removed from Ground | Gas (Historical Use) | 10000 | Fiberglass Double Walled | 1992-02-21 | 2011-09-01 | Double-Walled Fiberglass | Pressurized
FT MCPHERSON | 1794 Walker Ave SW, | Atlanta | Fulton | UST-SLOC-9060117 | 651-MG1 |  | 1992-01-01 |  | 1992-01-01 |  | Removed from Ground | Gas (Historical Use) | 1000 | Double Walled | 1989-04-16 | 1998-10-15 | Bare Steel | Safe Suction (Euro)
FT MCPHERSON | 1794 Walker Ave SW, | Atlanta | Fulton | UST-SLOC-9060108 | 205-MG1 | [5 empty] | Removed from Ground | Gas (Historical Use) | 500 | Marked Unknown | 1956-07-27 | 1990-01-01 | Bare Steel
GWC Atlanta | 285 Andrew Young International Blvd NW | Atlanta | Fulton | UST-SLOC-9060682 | 3B |  | 1998-02-23 |  | 1998-02-23 |  | Removed from Ground | Diesel | 3000 | Cathodically Protected Steel | 1998-02-23 | 2003-11-06 | Fiberglass Reinforced Plastic | Pressurized
GWC Atlanta | 285 Andrew Young International Blvd NW | Atlanta | Fulton | UST-SLOC-9060101 | 3 | [5 empty] | Removed from Ground | Diesel | 6000 | Bare Steel | 1986-01-01 | 1990-05-01 | Bare Steel
Delta Air Lines - General Offices | 1020 Delta Boulevard | Hapeville | Fulton | UST-SLOC-9031108 | 006-B |  | 1997-10-01 |  | 1997-10-01 |  | Currently in Use | Gas (Historical Use) | 10000 | Double Walled | 1997-10-01 |  | Double-Walled Fiberglass | Safe Suction (Euro)
Delta Air Lines - General Offices | 1020 Delta Boulevard | Hapeville | Fulton | UST-SLOC-9031108 | 006-B |  | 1997-10-01 |  | 1997-10-01 |  | Currently in Use | Gas (Historical Use) | 10000 | Double Walled | 1997-10-01 |  | Double-Walled Fiberglass | Safe Suction (Euro)
Delta Air Lines - General Offices | 1020 Delta Boulevard | Hapeville | Fulton | UST-SLOC-9031092 | 521T |  | 1993-01-01 |  | 1980-05-01 |  | Removed from Ground | Diesel | 10000 | Fiberglass | 1980-05-09 | 2005-07-29 | Fiberglass Reinforced Plastic | Pressurized
Delta Air Lines - General Offices | 1020 Delta Boulevard | Hapeville | Fulton | UST-SLOC-310238 | 11 | Ball Float | 1996-03-01 |  | 1996-03-01 |  | Currently in Use | Diesel | 20000 | Fiberglass Double Walled | 1981-05-09 |  | Fiberglass Reinforced Plastic | Pressurized
Delta Air Lines - General Offices | 1020 Delta Boulevard | Hapeville | Fulton | UST-SLOC-310238 | 11 | Ball Float | 1996-03-01 |  | 1996-03-01 |  | Currently in Use | Diesel | 20000 | Fiberglass Double Walled | 1981-05-09 |  | Fiberglass Reinforced Plastic | Pressurized
Delta Air Lines - General Offices | 1020 Delta Boulevard | Hapeville | Fulton | UST-SLOC-310225 | 41 | Overfill Alarm | 1997-11-01 |  | 1997-11-01 |  | Currently in Use | Gas (Historical Use) | 40000 | Composite | 1982-05-09 |  | Fiberglass Reinforced Plastic | Pressurized
Delta Air Lines - General Offices | 1020 Delta Boulevard | Hapeville | Fulton | UST-SLOC-310225 | 41 | Overfill Alarm | 1997-11-01 |  | 1997-11-01 |  | Currently in Use | Gas (Historical Use) | 40000 | Composite | 1982-05-09 |  | Fiberglass Reinforced Plastic | Pressurized
Delta Air Lines - General Offices | 1020 Delta Boulevard | Hapeville | Fulton | UST-SLOC-9031108 | 610 | [5 empty] | Closed in Ground | Diesel | 280 | Bare Steel | 1980-01-01 | 1998-12-22 | Bare Steel | Safe Suction (Euro)
Delta Air Lines - General Offices | 1020 Delta Boulevard | Hapeville | Fulton | UST-SLOC-9031108 | 610 | [5 empty] | Closed in Ground | Diesel | 280 | Bare Steel | 1980-01-01 | 1998-12-22 | Bare Steel | Safe Suction (Euro)
Delta Air Lines - General Offices | 1020 Delta Boulevard | Hapeville | Fulton | UST-SLOC-9031108 | 007-B |  | 1997-10-01 |  | 1997-10-01 |  | Currently in Use | Diesel | 10000 | Double Walled | 1997-10-01 |  | Double-Walled Fiberglass | Safe Suction (Euro)
Delta Air Lines - General Offices | 1020 Delta Boulevard | Hapeville | Fulton | UST-SLOC-9031108 | 007-B |  | 1997-10-01 |  | 1997-10-01 |  | Currently in Use | Diesel | 10000 | Double Walled | 1997-10-01 |  | Double-Walled Fiberglass | Safe Suction (Euro)
CASCADE ROAD CITGO SERVICE STATION | 3505 CASCADE RD | ATLANTA | Fulton | 10003411 | 3 |  |  | FALSE |  | FALSE | Removed from Ground | Gas (Historical Use) | 8000 |  |  | 2024-01-18
Delta Air Lines - General Offices | 1020 Delta Boulevard | Hapeville | Fulton | UST-SLOC-310225 | 38 | Overfill Alarm | 1997-11-01 |  | 1997-11-01 |  | Currently in Use | Gas (Historical Use) | 40000 | Composite | 1982-05-09 |  | Fiberglass Reinforced Plastic | Pressurized
Delta Air Lines - General Offices | 1020 Delta Boulevard | Hapeville | Fulton | UST-SLOC-310225 | 38 | Overfill Alarm | 1997-11-01 |  | 1997-11-01 |  | Currently in Use | Gas (Historical Use) | 40000 | Composite | 1982-05-09 |  | Fiberglass Reinforced Plastic | Pressurized
Delta Air Lines - General Offices | 1020 Delta Boulevard | Hapeville | Fulton | UST-SLOC-310238 | 8 | [5 empty] | Closed in Ground | Other | 2000 | Composite | 1981-05-09 | 1996-01-01 | Bare Steel | Safe Suction (Euro)
Delta Air Lines - General Offices | 1020 Delta Boulevard | Hapeville | Fulton | UST-SLOC-310238 | 8 | [5 empty] | Closed in Ground | Other | 2000 | Composite | 1981-05-09 | 1996-01-01 | Bare Steel | Safe Suction (Euro)
Delta Air Lines - General Offices | 1020 Delta Boulevard | Hapeville | Fulton | UST-SLOC-9031123 | 2 | [5 empty] | Removed from Ground | Empty | 550 | Not Marked/Unknown | 1991-09-01 | 1991-09-01 | Not Marked
Delta Air Lines - General Offices | 1020 Delta Boulevard | Hapeville | Fulton | UST-SLOC-9031108 | 6 | [5 empty] | Removed from Ground | Gas (Historical Use) | 10000 | Bare Steel | 1980-01-01 | 1997-10-01 | Bare Steel | Safe Suction (Euro)
GA BLDG AUTH | 1 MLK Jr Dr SW | Atlanta | Fulton | UST-SLOC-600164 | 1 | [5 empty] | Removed from Ground | Gas (Historical Use) | 12033 | Cathodically Protected Steel | 1982-03-28 | 1994-09-07 | Bare Steel | Safe Suction (Euro)
FT MCPHERSON | 1794 Walker Ave SW, | Atlanta | Fulton | UST-SLOC-9060106 | 164-MG1 | [5 empty] | Removed from Ground | Gas (Historical Use) | 300 | Bare Steel | 1951-07-29 | 1991-10-17 | Bare Steel | Suction (American)
FT MCPHERSON | 1794 Walker Ave SW, | Atlanta | Fulton | UST-SLOC-9060111 | 214-DF2 | [5 empty] | Removed from Ground | Diesel | 300 | Bare Steel | 1976-07-22 | 1990-01-01 | Unknown
SANDY SPRINGS GARAGE | 6217 ROSWELL RD | SANDY SPRINGS | Fulton | 10003386 | 1 |  |  | FALSE |  | FALSE | Removed from Ground |  | 1000 |  |  | 2021-10-29
PRYOR GAS AND FOOD LLC | 1152 PRYOR RD SW | ATLANTA | Fulton | 10003426 | 1B | Flapper Valve | 2022-02-16 | FALSE | 2022-02-16 | FALSE | Currently in Use | Premium | 5000 | Composite Double Walled | 2022-02-16 |  | Double-Walled Flex | Pressurized
GA BLDG AUTH | 1 MLK Jr Dr SW | Atlanta | Fulton | UST-SLOC-9060298 | A | [5 empty] | Removed from Ground | Gas (Historical Use) | 4000 | Bare Steel | 1957-01-01 | 1993-07-29 | Galvanized Steel | Pressurized
FT MCPHERSON | 1794 Walker Ave SW, | Atlanta | Fulton | UST-SLOC-9060005 | 143-MD1 | [5 empty] | Removed from Ground | Diesel | 10000 | Bare Steel | 1961-07-26 | 1991-10-23 | Bare Steel | Suction (American)
GWC Atlanta | 285 Andrew Young International Blvd NW | Atlanta | Fulton | UST-SLOC-9060682 | 2 | Flapper Valve | 1992-01-17 | FALSE | 1992-01-17 | FALSE | Currently in Use | Diesel | 20000 | Fiberglass Double Walled | 1995-02-23 |  | Fiberglass Reinforced Plastic | Suction (American)
GWC Atlanta | 285 Andrew Young International Blvd NW | Atlanta | Fulton | UST-SLOC-9060101 | 4A |  | 1998-10-12 |  | 1998-10-12 |  | Removed from Ground | Gas (Historical Use) | 3000 | Cathodically Protected Steel | 1986-01-01 | 2003-11-06 | Cathodically Protected | Suction (American)
Delta Air Lines - General Offices | 1020 Delta Boulevard | Hapeville | Fulton | UST-SLOC-600411 | 384 | [5 empty] | Removed from Ground | Gas (Historical Use) | 10000 | Bare Steel | 1976-05-10 | 1988-03-01 | Bare Steel
Delta Air Lines - General Offices | 1020 Delta Boulevard | Hapeville | Fulton | UST-SLOC-600411 | 386 | [5 empty] | Removed from Ground | Gas (Historical Use) | 5000 | Bare Steel | 1956-05-15 | 1988-04-01 | Bare Steel
Delta Air Lines - General Offices | 1020 Delta Boulevard | Hapeville | Fulton | UST-SLOC-9031108 | 6 | [5 empty] | Removed from Ground | Gas (Historical Use) | 10000 | Bare Steel | 1980-01-01 | 1997-10-01 | Bare Steel | Safe Suction (Euro)
FORMER GAS STATION | 3761 CAMPBELLTON RD | ATLANTA | Fulton | 10003466 | 1 |  |  | FALSE |  | FALSE | Removed from Ground | Gas (Historical Use) | 2000 | Bare Steel |  |  | Bare Steel
FT MCPHERSON | 1794 Walker Ave SW, | Atlanta | Fulton | UST-SLOC-9000521 | 105-MG1 | [5 empty] | Removed from Ground | Other | 500 | Marked Unknown | 1946-07-31 | 1990-01-01 | Unknown
GWC Atlanta | 285 Andrew Young International Blvd NW | Atlanta | Fulton | UST-SLOC-9060681 | 3 | Flapper Valve |  | FALSE |  | FALSE | Currently in Use | Diesel Off Road | 15000 | Fiberglass Double Walled | 2002-01-01 |  | Double-Walled Fiberglass | Pressurized
Delta Air Lines - General Offices | 1020 Delta Boulevard | Hapeville | Fulton | UST-SLOC-9031123 | 1 | [5 empty] | Removed from Ground | Empty | 550 | Not Marked/Unknown | 1991-09-01 | 1991-09-01 | Not Marked
Delta Air Lines - General Offices | 1020 Delta Boulevard | Hapeville | Fulton | UST-SLOC-310016 | 3 | [5 empty] | Removed from Ground | Diesel | 10000 | Bare Steel | 1980-05-09 | 1899-12-31 | Bare Steel
Delta Air Lines - General Offices | 1020 Delta Boulevard | Hapeville | Fulton | UST-SLOC-310016 | 3 | [5 empty] | Removed from Ground | Diesel | 10000 | Bare Steel | 1980-05-09 | 1899-12-31 | Bare Steel
FT MCPHERSON | 1794 Walker Ave SW, | Atlanta | Fulton | UST-SLOC-9060114 | 350-DF2 |  | 1998-10-01 |  | 1998-10-01 |  | Removed from Ground | Diesel | 10000 | Fiberglass Double Walled | 1992-02-21 | 2011-09-01 | Double-Walled Fiberglass | Pressurized
FT MCPHERSON | 1794 Walker Ave SW, | Atlanta | Fulton | UST-SLOC-9060005 | 143-MG1 | [5 empty] | Removed from Ground | Gas (Historical Use) | 10000 | Bare Steel | 1961-07-26 | 1996-04-18 | Unknown | Pressurized
FT MCPHERSON | 1794 Walker Ave SW, | Atlanta | Fulton | UST-SLOC-9060109 | 207-DF1 | [5 empty] | Removed from Ground | Diesel | 500 | Marked Unknown | 1966-07-25 | 1990-01-01 | Unknown
FT MCPHERSON | 1794 Walker Ave SW, | Atlanta | Fulton | UST-SLOC-9060113 | 326-DF1 | [5 empty] | Removed from Ground | Diesel | 300 | Marked Unknown | 1946-07-30 | 1899-12-31 | Unknown
GWC Atlanta | 285 Andrew Young International Blvd NW | Atlanta | Fulton | UST-SLOC-9060680 | 2B | [5 empty] | Removed from Ground | Diesel | 6000 | Not Marked/Unknown |  | 1899-12-31 | Not Marked
GWC Atlanta | 285 Andrew Young International Blvd NW | Atlanta | Fulton | UST-SLOC-9060681 | 2B | Flapper Valve | 2000-09-01 | FALSE | 2000-09-01 | FALSE | Currently in Use | Diesel On Road | 8000 | Fiberglass Double Walled | 2000-06-21 |  | Double-Walled Flex | Pressurized
GA BLDG AUTH | 1 MLK Jr Dr SW | Atlanta | Fulton | UST-SLOC-9060298 | D |  |  | TRUE |  | TRUE | Removed from Ground | Used Oil | 550 | Bare Steel | 1957-01-01 | 1993-07-29 | Galvanized Steel
GA BLDG AUTH | 1 MLK Jr Dr SW | Atlanta | Fulton | UST-SLOC-9060298 | C | [5 empty] | Removed from Ground | Gas (Historical Use) | 4000 | Bare Steel | 1957-01-01 | 1993-07-29 | Galvanized Steel | Pressurized
GA BLDG AUTH | 1 MLK Jr Dr SW | Atlanta | Fulton | UST-SLOC-600164 | 3 |  |  | TRUE |  | TRUE | Removed from Ground | Used Oil | 1020 | Bare Steel | 1982-03-28 | 1994-09-20 | Bare Steel | Safe Suction (Euro)
PENSKE TRUCK LEASING CO., LP | 345 TRADEPORT BLVD | FOREST PARK | Fulton | 10003357 | 2 | Flapper Valve | 2022-05-02 | FALSE | 2022-05-02 | FALSE | Currently in Use | Gas (Historical Use) | 4000 | Fiberglass | 2022-05-02 |  | Double-Walled Fiberglass | Pressurized
GWC Atlanta | 285 Andrew Young International Blvd NW | Atlanta | Fulton | UST-SLOC-9060682 | 3A |  | 1998-02-23 |  | 1998-02-23 |  | Removed from Ground | Gas (Historical Use) | 3000 | Cathodically Protected Steel | 1998-02-23 | 2003-11-06 | Fiberglass Reinforced Plastic | Pressurized
FT MCPHERSON | 1794 Walker Ave SW, | Atlanta | Fulton | UST-SLOC-9060627 | 368-MG2 | Ball Float | 1995-11-22 |  | 1995-11-22 |  | Removed from Ground | Gas (Historical Use) | 12000 | Fiberglass Double Walled | 1995-11-22 | 2011-08-01 | Double-Walled Fiberglass | Pressurized
FT MCPHERSON | 1794 Walker Ave SW, | Atlanta | Fulton | UST-SLOC-9060114 | 350-DF1 | [5 empty] | Removed from Ground | Diesel | 10000 | Bare Steel | 1956-07-27 | 1991-12-17 | Bare Steel
GWC Atlanta | 285 Andrew Young International Blvd NW | Atlanta | Fulton | UST-SLOC-9060681 | 1B | [5 empty] | Removed from Ground | Diesel | 4000 | Fiberglass Double Walled | 1991-10-08 | 1999-12-16 | Double-Walled Fiberglass | Pressurized
Delta Air Lines - General Offices | 1020 Delta Boulevard | Hapeville | Fulton | UST-SLOC-9031108 | 7 | [5 empty] | Removed from Ground | Diesel | 10000 | Bare Steel | 1980-01-01 | 1997-10-01 | Bare Steel | Safe Suction (Euro)
Delta Air Lines - General Offices | 1020 Delta Boulevard | Hapeville | Fulton | UST-SLOC-9031108 | 7 | [5 empty] | Removed from Ground | Diesel | 10000 | Bare Steel | 1980-01-01 | 1997-10-01 | Bare Steel | Safe Suction (Euro)
Delta Air Lines - General Offices | 1020 Delta Boulevard | Hapeville | Fulton | UST-SLOC-310238 | 950 | [5 empty] | Removed from Ground | Other | 2000 | Composite | 1981-05-09 | 1996-07-01 | Bare Steel
Delta Air Lines - General Offices | 1020 Delta Boulevard | Hapeville | Fulton | UST-SLOC-310238 | 950 | [5 empty] | Removed from Ground | Other | 2000 | Composite | 1981-05-09 | 1996-07-01 | Bare Steel
Delta Air Lines - General Offices | 1020 Delta Boulevard | Hapeville | Fulton | UST-SLOC-310225 | 40 | Overfill Alarm | 1997-11-01 |  | 1997-11-01 |  | Currently in Use | Diesel | 40000 | Composite | 1982-05-09 |  | Fiberglass Reinforced Plastic | Pressurized
Delta Air Lines - General Offices | 1020 Delta Boulevard | Hapeville | Fulton | UST-SLOC-310225 | 40 | Overfill Alarm | 1997-11-01 |  | 1997-11-01 |  | Currently in Use | Diesel | 40000 | Composite | 1982-05-09 |  | Fiberglass Reinforced Plastic | Pressurized
CASCADE ROAD CITGO SERVICE STATION | 3505 CASCADE RD | ATLANTA | Fulton | 10003411 | 1 |  |  | FALSE |  | FALSE | Removed from Ground | Gas (Historical Use) | 8000 |  |  | 2023-01-24
FT MCPHERSON | 1794 Walker Ave SW, | Atlanta | Fulton | UST-SLOC-9060123 | 1 | [5 empty] | Removed from Ground | Diesel | 5000 | Bare Steel | 1991-11-08 | 1991-11-08 | Bare Steel | Suction (American)
FT MCPHERSON | 1794 Walker Ave SW, | Atlanta | Fulton | UST-SLOC-9060261 | DUMMY | [5 empty] | Removed from Ground | Other | 1 | Marked Unknown |  | 1899-12-31 | Unknown
GWC Atlanta | 285 Andrew Young International Blvd NW | Atlanta | Fulton | UST-SLOC-9060101 | 1 | [5 empty] | Removed from Ground | Diesel | 5000 | Bare Steel | 1977-01-01 | 1992-05-01 | Bare Steel
Delta Air Lines - General Offices | 1020 Delta Boulevard | Hapeville | Fulton | UST-SLOC-310016 | 46 |  |  | TRUE |  | TRUE | Removed from Ground | Used Oil | 500 | Bare Steel | 1980-01-01 | 1995-10-26 | Bare Steel
Delta Air Lines - General Offices | 1020 Delta Boulevard | Hapeville | Fulton | UST-SLOC-310016 | 46 |  |  | TRUE |  | TRUE | Removed from Ground | Used Oil | 500 | Bare Steel | 1980-01-01 | 1995-10-26 | Bare Steel
Delta Air Lines - General Offices | 1020 Delta Boulevard | Hapeville | Fulton | UST-SLOC-310238 | 12 | Flapper Valve | 1996-03-01 |  | 1996-03-01 |  | Currently in Use | Diesel | 20000 | Fiberglass Double Walled | 1981-05-09 |  | Fiberglass Reinforced Plastic | Pressurized
Delta Air Lines - General Offices | 1020 Delta Boulevard | Hapeville | Fulton | UST-SLOC-310238 | 12 | Flapper Valve | 1996-03-01 |  | 1996-03-01 |  | Currently in Use | Diesel | 20000 | Fiberglass Double Walled | 1981-05-09 |  | Fiberglass Reinforced Plastic | Pressurized
Delta Air Lines - General Offices | 1020 Delta Boulevard | Hapeville | Fulton | UST-SLOC-9031092 | 522T | Flapper Valve | 1993-01-01 |  | 1980-05-01 |  | Removed from Ground | Gas (Historical Use) | 10000 | Galvanic (STIP-3) | 1980-05-09 | 2012-09-04 | Fiberglass Reinforced Plastic | Pressurized
Delta Air Lines - General Offices | 1020 Delta Boulevard | Hapeville | Fulton | UST-SLOC-600411 | 28 | [5 empty] | Removed from Ground | Diesel | 30000 | Bare Steel | 1960-01-01 | 1997-10-01 | Unknown | Suction (American)
Delta Air Lines - General Offices | 1020 Delta Boulevard | Hapeville | Fulton | UST-SLOC-9060189 | 674 |  | 1991-11-01 |  | 1991-11-01 |  | Currently in Use | Diesel | 20000 | Fiberglass Double Walled | 1991-11-19 |  | Double-Walled Fiberglass | Pressurized
Delta Air Lines - General Offices | 1020 Delta Boulevard | Hapeville | Fulton | UST-SLOC-9060189 | 674 |  | 1991-11-01 |  | 1991-11-01 |  | Currently in Use | Diesel | 20000 | Fiberglass Double Walled | 1991-11-19 |  | Double-Walled Fiberglass | Pressurized
Delta Air Lines - General Offices | 1020 Delta Boulevard | Hapeville | Fulton | UST-SLOC-9060189 | 675 |  | 1991-11-01 |  | 1991-11-01 |  | Currently in Use | Diesel | 20000 | Fiberglass Double Walled | 1991-11-19 |  | Double-Walled Fiberglass | Pressurized
Delta Air Lines - General Offices | 1020 Delta Boulevard | Hapeville | Fulton | UST-SLOC-9060189 | 675 |  | 1991-11-01 |  | 1991-11-01 |  | Currently in Use | Diesel | 20000 | Fiberglass Double Walled | 1991-11-19 |  | Double-Walled Fiberglass | Pressurized
FT MCPHERSON | 1794 Walker Ave SW, | Atlanta | Fulton | UST-SLOC-9060627 | 368-DF1 | Ball Float | 1995-11-22 |  | 1995-11-22 |  | Removed from Ground | Gas (Historical Use) | 12000 | Fiberglass Double Walled | 1995-11-22 | 2011-08-01 | Double-Walled Fiberglass | Pressurized
FT MCPHERSON | 1794 Walker Ave SW, | Atlanta | Fulton | UST-SLOC-9060112 | 302-SOV2 |  |  | FALSE |  | FALSE | Removed from Ground | Other | 300 | Bare Steel | 1951-01-01 | 1991-11-12
GWC Atlanta | 285 Andrew Young International Blvd NW | Atlanta | Fulton | UST-SLOC-9060681 | 1A | [5 empty] | Removed from Ground | Gas (Historical Use) | 8000 | Fiberglass Double Walled | 1991-10-08 | 1999-12-16 | Double-Walled Fiberglass | Pressurized
FORMER GAS STATION | 3761 CAMPBELLTON RD | ATLANTA | Fulton | 10003466 | 2 |  |  | FALSE |  | FALSE | Removed from Ground | Gas (Historical Use) | 2000 | Bare Steel |  |  | Bare Steel
GWC Atlanta | 285 Andrew Young International Blvd NW | Atlanta | Fulton | UST-SLOC-9060680 | 1 |  | 1992-06-10 |  | 1998-06-10 |  | Removed from Ground | Diesel | 15000 | Double Walled | 1992-06-10 | 2000-06-13 | Fiberglass Reinforced Plastic | Pressurized
PENSKE TRUCK LEASING CO., LP | 345 TRADEPORT BLVD | FOREST PARK | Fulton | 10003357 | 1 | Flapper Valve | 2022-05-02 | FALSE | 2022-05-02 | FALSE | Currently in Use | Diesel | 20000 | Fiberglass | 2022-05-02 |  | Double-Walled Fiberglass | Pressurized
PRYOR GAS AND FOOD LLC | 1152 PRYOR RD SW | ATLANTA | Fulton | 10003426 | 1C | Flapper Valve | 2022-02-16 | FALSE | 2022-02-16 | FALSE | Currently in Use | Diesel On Road | 5000 | Composite Double Walled | 2022-02-16 |  | Double-Walled Flex | Pressurized
FT MCPHERSON | 1794 Walker Ave SW, | Atlanta | Fulton | UST-SLOC-9060289 | 454-MG1 | [5 empty] | Removed from Ground | Gas (Historical Use) | 500 | Marked Unknown | 1970-04-21 | 1899-12-31 | Unknown
FT MCPHERSON | 1794 Walker Ave SW, | Atlanta | Fulton | UST-SLOC-9060115 | 370-WO1 |  |  | TRUE |  | TRUE | Removed from Ground | Used Oil | 500 | Bare Steel | 1987-04-17 | 1993-01-01 | Unknown
Delta Air Lines - General Offices | 1020 Delta Boulevard | Hapeville | Fulton | UST-SLOC-9031092 | 523T |  | 1993-01-01 |  | 1980-05-01 |  | Removed from Ground | Other | 10000 | Bare Steel | 1980-05-09 | 1997-10-01 | Bare Steel | Pressurized
Delta Air Lines - General Offices | 1020 Delta Boulevard | Hapeville | Fulton | UST-SLOC-310225 | 43 | Overfill Alarm | 1997-11-01 |  | 1997-11-01 |  | Currently in Use | Diesel | 10000 | Composite | 1982-05-09 |  | Fiberglass Reinforced Plastic | Pressurized
Delta Air Lines - General Offices | 1020 Delta Boulevard | Hapeville | Fulton | UST-SLOC-310225 | 43 | Overfill Alarm | 1997-11-01 |  | 1997-11-01 |  | Currently in Use | Diesel | 10000 | Composite | 1982-05-09 |  | Fiberglass Reinforced Plastic | Pressurized
GWC Atlanta | 285 Andrew Young International Blvd NW | Atlanta | Fulton | UST-SLOC-9060101 | 4B |  | 1998-10-12 |  | 1998-10-12 |  | Removed from Ground | Diesel | 3000 | Cathodically Protected Steel | 1986-01-01 | 2003-11-06 | Cathodically Protected | Suction (American)
GWC Atlanta | 285 Andrew Young International Blvd NW | Atlanta | Fulton | UST-SLOC-9060682 | 1 | Flapper Valve | 1992-01-17 | FALSE | 1992-01-17 | FALSE | Currently in Use | Diesel | 20000 | Fiberglass Double Walled | 1992-01-17 |  | Fiberglass Reinforced Plastic | Suction (American)
Delta Air Lines - General Offices | 1020 Delta Boulevard | Hapeville | Fulton | UST-SLOC-310016 | 17 | [5 empty] | Removed from Ground | Diesel | 10000 | Bare Steel | 1980-05-09 | 1997-08-01 | Galvanized Steel
Delta Air Lines - General Offices | 1020 Delta Boulevard | Hapeville | Fulton | UST-SLOC-310016 | 17 | [5 empty] | Removed from Ground | Diesel | 10000 | Bare Steel | 1980-05-09 | 1997-08-01 | Galvanized Steel
Delta Air Lines - General Offices | 1020 Delta Boulevard | Hapeville | Fulton | UST-SLOC-9031092 | 524T |  | 1993-01-01 |  | 1980-05-01 |  | Removed from Ground | Other | 10000 | Bare Steel | 1980-05-09 | 1997-10-01 | Bare Steel | Pressurized
KAMINGO BP | 9720 MEDLOCK BRIDGE RD | DULUTH | Fulton | 9067068 | 3 | Ball Float | 1991-10-22 | FALSE | 1991-10-22 | FALSE | Currently in Use | Diesel | 12000 | Galvanic (STIP-3) | 1991-10-22 |  | Fiberglass Reinforced Plastic | Pressurized
PETROLEUM REALTY V | 10945 MEDLOCK BRIDGE RD | DULUTH | Fulton | 9060644 | 2 | Ball Float | 1996-08-28 | FALSE | 1996-08-28 | FALSE | Currently in Use | Premium | 10000 | Fiberglass Double Walled | 1996-08-28 |  | Double-Walled Flex | Pressurized
FULTON CO FIRE STATION #12 | 10270 MEDLOCK BRIDGE RD | DULUTH | Fulton | 600906 | 1 | [5 empty] | Removed from Ground | Gas (Historical Use) | 560 | Bare Steel | 1979-04-03 | 1992-04-01 | Galvanized Steel
THE STANDARD CLUB | 6230 ABBOTTS BRIDGE RD | DULUTH | Fulton | 9060212 | 2 | Flapper Valve | 1998-08-28 | FALSE | 1998-08-28 | FALSE | Closed in Ground | Diesel | 1000 | Galvanic (STIP-3) | 1987-10-01 |  | Steel/FG Secondary containment | Safe Suction (Euro)
BIG A SHELL FOOD MART | 7100 OLD NATIONAL HWY | RIVERDALE | Fulton | 9060219 | 2 | Flapper Valve | 1997-05-14 | FALSE | 1997-05-14 | FALSE | Currently in Use | Regular | 8000 | Galvanic (STIP-3) | 1987-01-01 |  | Fiberglass Reinforced Plastic | Pressurized
JIFFY LUBE #670 | 7505 ROSWELL RD | ROSWELL | Fulton | 9060282 | 3 |  |  | TRUE |  | TRUE | Removed from Ground | Used Oil | 2000 | Composite | 1987-08-01 | 1899-12-31 | Bare Steel | Gravity Fed
GA0043 8763 ROSWELL RD | 8763 ROSWELL RD | ROSWELL | Fulton | 600770 | 5 | [5 empty] | Removed from Ground | Other | 6000 | Bare Steel |  | 1899-12-31 | Unknown
GA0043 8763 ROSWELL RD | 8763 ROSWELL RD | ROSWELL | Fulton | 600770 | 7 | Ball Float | 1992-02-01 | FALSE | 1992-02-01 | FALSE | Currently in Use | Premium | 10000 | Fiberglass | 1985-01-01 |  | Fiberglass Reinforced Plastic | Pressurized
COSTCO ROOSEVELT HIGHWAY | 4535 ROOSEVELT HIGHWAY | COLLEGE PARK | Fulton | 10003553 | 2 |  |  | FALSE |  | FALSE | Removed from Ground |  | 3500 |  |  | 2024-09-23
COSTCO ROOSEVELT HIGHWAY | 4535 ROOSEVELT HIGHWAY | COLLEGE PARK | Fulton | 10003553 | 2 |  |  | FALSE |  | FALSE | Removed from Ground |  | 3500 |  |  | 2024-09-23
GA0043 8763 ROSWELL RD | 8763 ROSWELL RD | ROSWELL | Fulton | 600770 | 4 | [5 empty] | Removed from Ground | Gas (Historical Use) | 10000 | Fiberglass | 1972-05-05 | 1899-12-31 | Fiberglass Reinforced Plastic
BIG A SHELL FOOD MART | 7100 OLD NATIONAL HWY | RIVERDALE | Fulton | 9060219 | 3 | Flapper Valve | 1997-05-14 | FALSE | 1997-05-14 | FALSE | Currently in Use | Premium | 8000 | Galvanic (STIP-3) | 1987-01-01 |  | Fiberglass Reinforced Plastic | Pressurized
JIFFY LUBE #670 | 7505 ROSWELL RD | ROSWELL | Fulton | 9060282 | 2 | [5 empty] | Removed from Ground | Other | 4000 | Composite | 1987-08-01 | 1899-12-31 | Bare Steel | Pressurized
US POSTAL SERVICE | 3900 CROWN RD | ATLANTA | Fulton | 9060338 | 12 |  |  | FALSE |  | FALSE | Removed from Ground |  | 5000 |  | 1979-04-09 | 1994-10-05 | Galvanized Steel
KAMINGO BP | 9720 MEDLOCK BRIDGE RD | DULUTH | Fulton | 9067068 | 2 | Ball Float | 1991-10-22 | FALSE | 1991-10-22 | FALSE | Currently in Use | Premium | 12000 | Galvanic (STIP-3) | 1991-10-22 |  | Fiberglass Reinforced Plastic | Pressurized
ST IVES COUNTRY CLUB INC | 1 ST IVES COUNTRY CLUB DR | DULUTH | Fulton | 9060528 | 1G | Flapper Valve | 1989-02-11 | FALSE | 1989-02-11 | FALSE | Removed from Ground | Regular | 1000 | Steel-Impressed Current | 1989-02-11 |  | Steel (Impressed Current) | Suction (American)
THE STANDARD CLUB | 6230 ABBOTTS BRIDGE RD | DULUTH | Fulton | 9060212 | 1 | Flapper Valve | 1998-08-28 | FALSE | 1998-08-28 | FALSE | Closed in Ground | Regular | 1500 | Galvanic (STIP-3) | 1987-10-01 |  | Steel/FG Secondary containment | Safe Suction (Euro)
MEDLOCK BRIDGE 16908 LLC | 10965 MEDLOCK BRIDGE RD | DULUTH | Fulton | 9060865 | 1 | Flapper Valve | 2001-06-25 | FALSE | 2001-06-25 | FALSE | Currently in Use | Regular | 10000 | Fiberglass Double Walled | 2001-06-13 |  | Double-Walled Flex | Pressurized
ST IVES COUNTRY CLUB INC | 1 ST IVES COUNTRY CLUB DR | DULUTH | Fulton | 9060528 | 2D | Flapper Valve | 1989-02-11 | FALSE | 1989-02-11 | FALSE | Removed from Ground | Diesel | 1000 | Steel-Impressed Current | 1989-02-11 |  | Steel (Impressed Current) | Suction (American)
FULTON ROOFING - CLOSED | 1907 PIEDMONT RD NE | ATLANTA | Fulton | 9060344 | 1 | [5 empty] | Removed from Ground | Gas (Historical Use) | 550 | Cathodically Protected Steel | 1986-01-01 | 1994-04-20 | Cathodically Protected
ATLANTA ATHLETIC CLUB | BOBBY JONES DRIVE | DULUTH | Fulton | 600487 | 3 | [5 empty] | Removed from Ground | Gas (Historical Use) | 500 | Bare Steel | 1968-08-18 | 1992-09-22 | Galvanized Steel
STATE FARM MUTUAL AUTOMOBILE INS | 11350 JOHNS CREEK PKWY | DULUTH | Fulton | 9060294 | 2 | [5 empty] | Removed from Ground | Diesel | 12000 | Double Walled | 1990-11-01 | 1994-03-09 | Fiberglass Reinforced Plastic | Pressurized
US POSTAL SERVICE | 3900 CROWN RD | ATLANTA | Fulton | 9060338 | 11 |  |  | FALSE |  | FALSE | Removed from Ground |  | 5000 |  | 1979-04-09 | 1994-10-05 | Galvanized Steel
DUNWOODY EXPRESS INC | 8340 ROSWELL RD | SANDY SPRINGS | Fulton | 9060716 | 2 | Ball Float | 1998-02-01 | FALSE | 1998-02-01 | FALSE | Currently in Use | Premium | 10000 | Fiberglass | 1998-02-01 |  | Fiberglass Reinforced Plastic | Pressurized
FT MCPHERSON | 1794 Walker Ave SW, | Atlanta | Fulton | UST-SLOC-9060627 | 368-MG1 | Ball Float | 1995-11-22 |  | 1995-11-22 |  | Removed from Ground | Gas (Historical Use) | 12000 | Fiberglass Double Walled | 1995-11-22 | 2011-08-01 | Double-Walled Fiberglass | Pressurized
FT MCPHERSON | 1794 Walker Ave SW, | Atlanta | Fulton | UST-SLOC-9060105 | 160-FO1 | [5 empty] | Removed from Ground | Diesel | 290 | Bare Steel | 1979-07-22 | 1992-02-20 | Unknown
FULTON CO FIRE STATION #12 | 10270 MEDLOCK BRIDGE RD | DULUTH | Fulton | 600906 | 2 | [5 empty] | Removed from Ground | Diesel | 560 | Bare Steel | 1979-04-03 | 1992-04-01 | Galvanized Steel
ATLANTA ATHLETIC CLUB | BOBBY JONES DRIVE | DULUTH | Fulton | 600487 | 2 | [5 empty] | Removed from Ground | Gas (Historical Use) | 1000 | Bare Steel | 1968-08-18 | 1992-09-22 | Galvanized Steel
US POSTAL SERVICE | 3900 CROWN RD | ATLANTA | Fulton | 9060338 | 15 | Flapper Valve | 2006-09-20 | FALSE | 2006-09-20 | FALSE | Currently in Use | Regular | 10000 | Fiberglass Double Walled | 1994-11-01 |  | Double-Walled Flex | Pressurized
US POSTAL SERVICE | 3900 CROWN RD | ATLANTA | Fulton | 9060338 | 1 |  |  | FALSE |  | FALSE | Removed from Ground | Diesel | 10000 | Bare Steel | 1979-04-09 | 1994-10-05 | Galvanized Steel
Sandy Springs Police Precinct | 8475 Roswell Rd | Sandy Springs | Fulton | 10003590 | 2 | Flapper Valve |  | FALSE |  | FALSE | Currently in Use | Regular | 9753 | Fiberglass Double Walled | 2024-05-20 |  | Double-Walled Fiberglass
MEDLOCK BRIDGE 16908 LLC | 10965 MEDLOCK BRIDGE RD | DULUTH | Fulton | 9060865 | 2 | Flapper Valve | 2001-06-25 | FALSE | 2001-06-25 | FALSE | Currently in Use | Regular | 10000 | Fiberglass Double Walled | 2001-06-13 |  | Double-Walled Flex | Pressurized
PETROLEUM REALTY V | 10945 MEDLOCK BRIDGE RD | DULUTH | Fulton | 9060644 | 1 | Ball Float | 1996-08-28 | FALSE | 1996-08-28 | FALSE | Currently in Use | Regular | 15000 | Fiberglass Double Walled | 1996-08-28 |  | Double-Walled Flex | Pressurized
US POSTAL SERVICE | 3900 CROWN RD | ATLANTA | Fulton | 9060338 | 13 | Flapper Valve | 2006-09-20 | FALSE | 2006-09-20 | FALSE | Currently in Use | Diesel | 10000 | Fiberglass Double Walled | 1994-11-01 |  | Double-Walled Flex | Pressurized
Delta Air Lines - General Offices | 1020 Delta Boulevard | Hapeville | Fulton | UST-SLOC-10001299 | 953 | Overfill Alarm | 1995-03-01 | FALSE | 1995-03-01 | FALSE | Currently in Use | Diesel | 10000 | Fiberglass | 1982-01-01 |  | Fiberglass Reinforced Plastic | Safe Suction (Euro)
Delta Air Lines - General Offices | 1020 Delta Boulevard | Hapeville | Fulton | UST-SLOC-10001299 | 953 | Overfill Alarm | 1995-03-01 | FALSE | 1995-03-01 | FALSE | Currently in Use | Diesel | 10000 | Fiberglass | 1982-01-01 |  | Fiberglass Reinforced Plastic | Safe Suction (Euro)
Delta Air Lines - General Offices | 1020 Delta Boulevard | Hapeville | Fulton | UST-SLOC-310016 | 45 | [5 empty] | Removed from Ground | Gas (Historical Use) | 10000 | Bare Steel | 1980-01-01 | 1997-08-01 | Bare Steel
Delta Air Lines - General Offices | 1020 Delta Boulevard | Hapeville | Fulton | UST-SLOC-310016 | 45 | [5 empty] | Removed from Ground | Gas (Historical Use) | 10000 | Bare Steel | 1980-01-01 | 1997-08-01 | Bare Steel
Delta Air Lines - General Offices | 1020 Delta Boulevard | Hapeville | Fulton | UST-SLOC-600411 | 32 | Flapper Valve | 1997-11-01 |  | 1997-11-01 |  | Currently in Use | Diesel | 15000 | Tank Jacket | 1983-05-09 |  | Copper | Safe Suction (Euro)
ATLANTA ATHLETIC CLUB | BOBBY JONES DRIVE | DULUTH | Fulton | 600487 | 1 | [5 empty] | Removed from Ground | Gas (Historical Use) | 1000 | Bare Steel | 1968-08-18 | 1992-09-22 | Galvanized Steel
MACYS SYSTEMS & TECHNOLOGY | 5985 STATE BRIDGE RD | DULUTH | Fulton | 9060779 | 1 | Flapper Valve | 1999-06-11 | FALSE | 1999-06-11 | FALSE | Currently in Use | Diesel | 5000 | Fiberglass Double Walled | 1999-06-04 |  | Fiberglass Reinforced Plastic | Suction (American)
PETROLEUM REALTY V | 10945 MEDLOCK BRIDGE RD | DULUTH | Fulton | 9060644 | 3 | Ball Float | 1996-08-28 | FALSE | 1996-08-28 | FALSE | Currently in Use | Diesel | 10000 | Fiberglass Double Walled | 1996-08-28 |  | Double-Walled Flex | Pressurized
Delta Air Lines - General Offices | 1020 Delta Boulevard | Hapeville | Fulton | UST-SLOC-600411 | 32 | Flapper Valve | 1997-11-01 |  | 1997-11-01 |  | Currently in Use | Diesel | 15000 | Tank Jacket | 1983-05-09 |  | Copper | Safe Suction (Euro)
ATLANTA ATHLETIC CLUB | BOBBY JONES DRIVE | DULUTH | Fulton | 600487 | 4 | [5 empty] | Removed from Ground | Diesel | 1000 | Bare Steel | 1985-08-14 | 1992-09-22 | Galvanized Steel
GA0043 8763 ROSWELL RD | 8763 ROSWELL RD | ROSWELL | Fulton | 600770 | 3 | [5 empty] | Removed from Ground | Gas (Historical Use) | 10000 | Fiberglass | 1972-05-05 | 1899-12-31 | Fiberglass Reinforced Plastic
US POSTAL SERVICE | 3900 CROWN RD | ATLANTA | Fulton | 9060338 | 3 |  |  | FALSE |  | FALSE | Removed from Ground | Gas (Historical Use) | 10000 |  | 1979-04-09 | 1994-10-05 | Galvanized Steel
US POSTAL SERVICE | 3900 CROWN RD | ATLANTA | Fulton | 9060338 | 10 |  |  | FALSE |  | FALSE | Removed from Ground | Hazardous Substance | 12000 |  | 1979-04-09 | 1994-10-05 | Galvanized Steel
LAKESIDE GOLF CLUB | 3600 OLD FAIRBURN ROAD | EAST POINT | Fulton | 9060492 | 2 | [5 empty] | Removed from Ground | Gas (Historical Use) | 1000 | Not Marked/Unknown | 1965-01-01 | 1999-02-19 | Galvanized Steel | Suction (American)
ATLAS TRANSMISSION | 2067 DELOWE DR | EAST POINT | Fulton | 9060841 | 2 | [5 empty] | Removed from Ground | Gas (Historical Use) | 0 | Marked Unknown | 1988-01-01 | 1988-01-01 | Unknown
MEDLOCK BRIDGE 16908 LLC | 10965 MEDLOCK BRIDGE RD | DULUTH | Fulton | 9060865 | 4 | Flapper Valve | 2001-06-25 | FALSE | 2001-06-25 | FALSE | Currently in Use | Diesel | 10000 | Fiberglass Double Walled | 2001-06-13 |  | Double-Walled Flex | Pressurized
US POSTAL SERVICE | 3900 CROWN RD | ATLANTA | Fulton | 9060338 | 4 |  |  | FALSE |  | FALSE | Removed from Ground | Gas (Historical Use) | 10000 |  | 1979-04-09 | 1994-10-05 | Galvanized Steel
US POSTAL SERVICE | 3900 CROWN RD | ATLANTA | Fulton | 9060338 | 7 |  |  | TRUE |  | TRUE | Removed from Ground | Used Oil | 2000 |  | 1979-04-09 | 1994-10-05 | Galvanized Steel
US POSTAL SERVICE | 3900 CROWN RD | ATLANTA | Fulton | 9060338 | 5 |  |  | FALSE |  | FALSE | Removed from Ground | Gas (Historical Use) | 10000 |  | 1979-04-09 | 1994-10-05 | Galvanized Steel
8850 DUNWOODY PLACE | 8850 DUNWOODY PLACE | SANDY SPRINGS | Fulton | 10002188 | 1 |  |  | FALSE |  | FALSE | Removed from Ground | Diesel | 0 | Unknown | 1980-01-01 | 1980-01-01 | Unknown
Delta Air Lines - General Offices | 1020 Delta Boulevard | Hapeville | Fulton | UST-SLOC-9060189 | 677 |  | 1991-11-01 |  | 1991-11-01 |  | Currently in Use | Diesel | 20000 | Fiberglass Double Walled | 1991-11-19 |  | Double-Walled Fiberglass | Pressurized
Delta Air Lines - General Offices | 1020 Delta Boulevard | Hapeville | Fulton | UST-SLOC-9060189 | 677 |  | 1991-11-01 |  | 1991-11-01 |  | Currently in Use | Diesel | 20000 | Fiberglass Double Walled | 1991-11-19 |  | Double-Walled Fiberglass | Pressurized
Delta Air Lines - General Offices | 1020 Delta Boulevard | Hapeville | Fulton | UST-SLOC-310016 | 18 | [5 empty] | Removed from Ground | Gas (Historical Use) | 10000 | Bare Steel | 1980-05-09 | 1997-08-01 | Bare Steel
KAMINGO BP | 9720 MEDLOCK BRIDGE RD | DULUTH | Fulton | 9067068 | 1 | Ball Float | 1991-10-22 | FALSE | 1991-10-22 | FALSE | Currently in Use | Regular | 12000 | Galvanic (STIP-3) | 1991-10-22 |  | Fiberglass Reinforced Plastic | Pressurized
MEDLOCK BRIDGE 16908 LLC | 10965 MEDLOCK BRIDGE RD | DULUTH | Fulton | 9060865 | 3 | Flapper Valve | 2001-06-25 | FALSE | 2001-06-25 | FALSE | Currently in Use | Premium | 10000 | Fiberglass Double Walled | 2001-06-13 |  | Double-Walled Flex | Pressurized
GA0043 8763 ROSWELL RD | 8763 ROSWELL RD | ROSWELL | Fulton | 600770 | 1 |  | 1992-02-01 |  | 1992-02-01 |  | Removed from Ground | Diesel | 6000 | Bare Steel | 1972-05-05 | 1899-12-31 | Galvanized Steel | Pressurized
E&B CONSTRUCTION\BILL SEYMOUR | 6522 WARE ST | UNION CITY | Fulton | 9060348 | 4 | [5 empty] | Removed from Ground | Gas (Historical Use) | 3000 | Bare Steel | 1994-04-27 | 1994-04-27 | Galvanized Steel | Suction (American)
E&B CONSTRUCTION\BILL SEYMOUR | 6522 WARE ST | UNION CITY | Fulton | 9060348 | 1 | [5 empty] | Removed from Ground | Gas (Historical Use) | 10000 | Bare Steel | 1994-04-27 | 1994-04-27 | Galvanized Steel | Pressurized
Delta Air Lines - General Offices | 1020 Delta Boulevard | Hapeville | Fulton | UST-SLOC-310016 | 18 | [5 empty] | Removed from Ground | Gas (Historical Use) | 10000 | Bare Steel | 1980-05-09 | 1997-08-01 | Bare Steel
Delta Air Lines - General Offices | 1020 Delta Boulevard | Hapeville | Fulton | UST-SLOC-600411 | 31 | Flapper Valve | 1997-11-01 |  | 1997-11-01 |  | Currently in Use | Diesel | 15000 | Tank Jacket | 1983-05-09 |  | Copper | Safe Suction (Euro)
Delta Air Lines - General Offices | 1020 Delta Boulevard | Hapeville | Fulton | UST-SLOC-600411 | 31 | Flapper Valve | 1997-11-01 |  | 1997-11-01 |  | Currently in Use | Diesel | 15000 | Tank Jacket | 1983-05-09 |  | Copper | Safe Suction (Euro)
Sandy Springs Police Precinct | 8475 Roswell Rd | Sandy Springs | Fulton | 10003590 | 1 | Flapper Valve |  | FALSE |  | FALSE | Currently in Use | Regular | 9753 | Fiberglass Double Walled | 2024-05-20 |  | Double-Walled Fiberglass | Pressurized
FT MCPHERSON | 1794 Walker Ave SW, | Atlanta | Fulton | UST-SLOC-9060005 | 143-WO1 |  |  | TRUE |  | TRUE | Removed from Ground | Used Oil | 500 | Bare Steel | 1961-07-26 | 1990-11-01 | Bare Steel | Pressurized
GWC Atlanta | 285 Andrew Young International Blvd NW | Atlanta | Fulton | UST-SLOC-9060680 | 2A | [5 empty] | Removed from Ground | Gas (Historical Use) | 6000 | Not Marked/Unknown |  | 1899-12-31 | Not Marked
Delta Air Lines - General Offices | 1020 Delta Boulevard | Hapeville | Fulton | UST-SLOC-600411 | 30 | Flapper Valve | 1997-11-01 |  | 1997-11-01 |  | Closed in Ground | Diesel | 5000 | Tank Jacket | 1982-05-09 | 2016-11-29 | Copper | Safe Suction (Euro)
Delta Air Lines - General Offices | 1020 Delta Boulevard | Hapeville | Fulton | UST-SLOC-310016 | 381 |  | 1992-05-01 | FALSE | 1992-05-01 | FALSE | Currently in Use | Diesel | 12000 | Fiberglass | 1992-05-07 |  | Double-Walled Flex | Safe Suction (Euro)
Delta Air Lines - General Offices | 1020 Delta Boulevard | Hapeville | Fulton | UST-SLOC-310016 | 381 |  | 1992-05-01 | FALSE | 1992-05-01 | FALSE | Currently in Use | Diesel | 12000 | Fiberglass | 1992-05-07 |  | Double-Walled Flex | Safe Suction (Euro)
GA0043 8763 ROSWELL RD | 8763 ROSWELL RD | ROSWELL | Fulton | 600770 | 6 | Ball Float | 1992-02-01 | FALSE | 1992-02-01 | FALSE | Currently in Use | Regular | 10000 | Fiberglass | 1985-01-01 |  | Fiberglass Reinforced Plastic | Pressurized
GA0043 8763 ROSWELL RD | 8763 ROSWELL RD | ROSWELL | Fulton | 600770 | 8 | Ball Float | 1992-02-01 | FALSE | 1992-02-01 | FALSE | Currently in Use | Diesel | 10000 | Fiberglass | 1985-01-01 |  | Fiberglass Reinforced Plastic | Pressurized
US POSTAL SERVICE | 3900 CROWN RD | ATLANTA | Fulton | 9060338 | 2 |  |  | FALSE |  | FALSE | Removed from Ground | Diesel | 10000 |  | 1979-04-09 | 1994-10-05 | Galvanized Steel
US POSTAL SERVICE | 3900 CROWN RD | ATLANTA | Fulton | 9060338 | 8 |  |  | TRUE |  | TRUE | Removed from Ground | Used Oil | 2000 |  | 1979-04-09 | 1994-10-05 | Galvanized Steel
US POSTAL SERVICE | 3900 CROWN RD | ATLANTA | Fulton | 9060338 | 9 |  |  | FALSE |  | FALSE | Closed in Ground |  | 600 |  | 1979-04-09 | 1994-10-05 | Galvanized Steel
ATLAS TRANSMISSION | 2067 DELOWE DR | EAST POINT | Fulton | 9060841 | 1 | [5 empty] | Removed from Ground | Diesel | 0 | Marked Unknown | 1988-01-01 | 1988-01-01 | Unknown
3111 PEACHTREE RD | 3111 PEACHTREE Road | ATLANTA | Fulton | 10002741 | 1 |  |  | FALSE |  | FALSE | Removed from Ground | Empty | 2500 | Bare Steel |  | 2017-08-01 | Bare Steel
EXXON | 2461 METROPOLITAN PKWY | ATLANTA | Fulton | 10002697 | 3 | Flapper Valve | 2017-05-24 | FALSE | 2017-05-24 | FALSE | Currently in Use | Diesel | 6000 | Composite Double Walled | 2017-04-13 |  | Double-Walled Fiberglass | Pressurized
Quick Mart | 1815 MLK Jr Dr SW | Atlanta | Fulton | 10002705 | 4C | Flapper Valve | 2019-07-22 | FALSE | 2019-02-20 | FALSE | Currently in Use | E-85 | 5000 | Epoxy Double-Walled | 2019-01-28 |  | Double-Walled Fiberglass | Pressurized
SAM NUNN ATLANTA FEDERAL CENTER | 61 FORSYTH Street SW | ATLANTA | Fulton | 10002674 | 1 | Flapper Valve | 1995-01-01 | FALSE |  | FALSE | Currently in Use | Diesel | 10000 | Fiberglass Double Walled | 1995-01-01 |  | Double-Walled Fiberglass | Pressurized
Citgo #436 | 329 14th St. NW | Atlanta | Fulton | 600748 | 4 | [5 empty] | Removed from Ground | Diesel | 10000 | Cathodically Protected Steel | 1980-05-06 | 2000-03-20 | Galvanized Steel | Safe Suction (Euro)
NIDHI PAUL INC | 2477 METROPOLITAN Parkway | ATLANTA | Fulton | 10002739 | 1 | Ball Float | 2017-04-01 | FALSE | 2017-04-01 | FALSE | Currently in Use | Regular | 15000 | Epoxy Double-Walled | 2017-03-01 |  | Double-Walled Fiberglass | Pressurized
Citgo #436 | 329 14th St. NW | Atlanta | Fulton | 600748 | 1 | [5 empty] | Removed from Ground | Gas (Historical Use) | 8000 | Bare Steel | 1980-05-06 | 2000-03-20 | Galvanized Steel | Safe Suction (Euro)
Citgo #436 | 329 14th St. NW | Atlanta | Fulton | 600748 | 1 | [5 empty] | Removed from Ground | Gas (Historical Use) | 8000 | Bare Steel | 1980-05-06 | 2000-03-20 | Galvanized Steel | Safe Suction (Euro)
Citgo #436 | 329 14th St. NW | Atlanta | Fulton | 600748 | 1 | [5 empty] | Removed from Ground | Gas (Historical Use) | 8000 | Bare Steel | 1980-05-06 | 2000-03-20 | Galvanized Steel | Safe Suction (Euro)
Citgo #436 | 329 14th St. NW | Atlanta | Fulton | 600748 | 1 | [5 empty] | Removed from Ground | Gas (Historical Use) | 8000 | Bare Steel | 1980-05-06 | 2000-03-20 | Galvanized Steel | Safe Suction (Euro)
Citgo #436 | 329 14th St. NW | Atlanta | Fulton | 600748 | 1 | [5 empty] | Removed from Ground | Gas (Historical Use) | 8000 | Bare Steel | 1980-05-06 | 2000-03-20 | Galvanized Steel | Safe Suction (Euro)
Citgo #436 | 329 14th St. NW | Atlanta | Fulton | 600748 | 1 | [5 empty] | Removed from Ground | Gas (Historical Use) | 8000 | Bare Steel | 1980-05-06 | 2000-03-20 | Galvanized Steel | Safe Suction (Euro)
Citgo #436 | 329 14th St. NW | Atlanta | Fulton | 600748 | 4 | [5 empty] | Removed from Ground | Diesel | 10000 | Cathodically Protected Steel | 1980-05-06 | 2000-03-20 | Galvanized Steel | Safe Suction (Euro)
Citgo #436 | 329 14th St. NW | Atlanta | Fulton | 600748 | 4 | [5 empty] | Removed from Ground | Diesel | 10000 | Cathodically Protected Steel | 1980-05-06 | 2000-03-20 | Galvanized Steel | Safe Suction (Euro)
Citgo #436 | 329 14th St. NW | Atlanta | Fulton | 600748 | 5 | [5 empty] | Removed from Ground | Kerosene | 4000 | Cathodically Protected Steel | 1986-05-05 | 2000-03-20 | Galvanized Steel | Safe Suction (Euro)
Citgo #436 | 329 14th St. NW | Atlanta | Fulton | 600748 | 5 | [5 empty] | Removed from Ground | Kerosene | 4000 | Cathodically Protected Steel | 1986-05-05 | 2000-03-20 | Galvanized Steel | Safe Suction (Euro)
Citgo #436 | 329 14th St. NW | Atlanta | Fulton | 600748 | 5 | [5 empty] | Removed from Ground | Kerosene | 4000 | Cathodically Protected Steel | 1986-05-05 | 2000-03-20 | Galvanized Steel | Safe Suction (Euro)
Citgo #436 | 329 14th St. NW | Atlanta | Fulton | 600748 | 7 | Ball Float | 2004-09-01 | FALSE | 2004-09-01 | TRUE | Installed | Premium | 8000 | Composite | 2004-09-01 |  | Fiberglass Reinforced Plastic | Pressurized
Citgo #436 | 329 14th St. NW | Atlanta | Fulton | 600748 | 7 | Ball Float | 2004-09-01 | FALSE | 2004-09-01 | TRUE | Installed | Premium | 8000 | Composite | 2004-09-01 |  | Fiberglass Reinforced Plastic | Pressurized
Citgo #436 | 329 14th St. NW | Atlanta | Fulton | 600748 | 7 | Ball Float | 2004-09-01 | FALSE | 2004-09-01 | TRUE | Installed | Premium | 8000 | Composite | 2004-09-01 |  | Fiberglass Reinforced Plastic | Pressurized
Citgo #436 | 329 14th St. NW | Atlanta | Fulton | 600748 | 7 |  | 2004-09-01 | FALSE | 2004-09-01 | TRUE | Installed | Gas (Historical Use) | 8000 | Composite | 2004-09-01 |  | Fiberglass Reinforced Plastic | Pressurized
Citgo #436 | 329 14th St. NW | Atlanta | Fulton | 600748 | 7 |  | 2004-09-01 | FALSE | 2004-09-01 | TRUE | Installed | Gas (Historical Use) | 8000 | Composite | 2004-09-01 |  | Fiberglass Reinforced Plastic | Pressurized
Citgo #436 | 329 14th St. NW | Atlanta | Fulton | 600748 | 7 |  | 2004-09-01 | FALSE | 2004-09-01 | TRUE | Installed | Gas (Historical Use) | 8000 | Composite | 2004-09-01 |  | Fiberglass Reinforced Plastic | Pressurized
Citgo #436 | 329 14th St. NW | Atlanta | Fulton | 600748 | 5 | [5 empty] | Removed from Ground | Kerosene | 4000 | Cathodically Protected Steel | 1986-05-05 | 2000-03-20 | Galvanized Steel | Safe Suction (Euro)
1383 Blashfield Street | 1383 BLASHFIELD St. SE | ATLANTA | Fulton | 10002770 | 3 |  |  | FALSE |  | FALSE | Removed from Ground | Gas (Historical Use) | 1000 | Bare Steel |  | 2018-02-05 | Bare Steel
Citgo #436 | 329 14th St. NW | Atlanta | Fulton | 600748 | 5 | [5 empty] | Removed from Ground | Kerosene | 4000 | Cathodically Protected Steel | 1986-05-05 | 2000-03-20 | Galvanized Steel | Safe Suction (Euro)
Citgo #436 | 329 14th St. NW | Atlanta | Fulton | 600748 | 5 | [5 empty] | Removed from Ground | Kerosene | 4000 | Cathodically Protected Steel | 1986-05-05 | 2000-03-20 | Galvanized Steel | Safe Suction (Euro)
Citgo #436 | 329 14th St. NW | Atlanta | Fulton | 600748 | 4 | [5 empty] | Removed from Ground | Diesel | 10000 | Cathodically Protected Steel | 1980-05-06 | 2000-03-20 | Galvanized Steel | Safe Suction (Euro)
Citgo #436 | 329 14th St. NW | Atlanta | Fulton | 600748 | 4 | [5 empty] | Removed from Ground | Diesel | 10000 | Cathodically Protected Steel | 1980-05-06 | 2000-03-20 | Galvanized Steel | Safe Suction (Euro)
Citgo #436 | 329 14th St. NW | Atlanta | Fulton | 600748 | 4 | [5 empty] | Removed from Ground | Diesel | 10000 | Cathodically Protected Steel | 1980-05-06 | 2000-03-20 | Galvanized Steel | Safe Suction (Euro)
SOUND OPTIONS ATLANTA | 292 PONCE DE LEON Avenue | ATLANTA | Fulton | 10002758 | 1 |  |  | FALSE |  | FALSE | Removed from Ground | Gas (Historical Use) |  |  |  | 1947-01-01
NIDHI PAUL INC | 2477 METROPOLITAN Parkway | ATLANTA | Fulton | 10002739 | 3 | Ball Float | 2017-04-01 | FALSE | 2017-04-01 | FALSE | Currently in Use | Diesel | 7000 | Epoxy Double-Walled | 2017-03-01 |  | Double-Walled Fiberglass | Pressurized
B&H Tire & Service Center | 448 King Arnold St | Hapeville | Fulton | 600684 | 1 |  |  | FALSE |  | FALSE | Removed from Ground | Gas (Historical Use) | 2000 | Bare Steel | 1971-01-01 | 2020-03-12 | Galvanized Steel
B&H Tire & Service Center | 448 King Arnold St | Hapeville | Fulton | 600684 | 4 |  |  | FALSE |  | FALSE | Removed from Ground | Gas (Historical Use) | 2000 | Bare Steel | 1971-01-01 | 2020-03-12 | Galvanized Steel
GA0043 8763 ROSWELL RD | 8763 ROSWELL RD | ROSWELL | Fulton | 600770 | 2 | [5 empty] | Removed from Ground | Gas (Historical Use) | 10000 | Fiberglass | 1972-05-05 | 1899-12-31 | Fiberglass Reinforced Plastic
Citgo #436 | 329 14th St. NW | Atlanta | Fulton | 600748 | 3 | [5 empty] | Removed from Ground | Gas (Historical Use) | 4000 | Cathodically Protected Steel | 1980-05-06 | 2000-03-20 | Galvanized Steel | Safe Suction (Euro)
Citgo #436 | 329 14th St. NW | Atlanta | Fulton | 600748 | 3 | [5 empty] | Removed from Ground | Gas (Historical Use) | 4000 | Cathodically Protected Steel | 1980-05-06 | 2000-03-20 | Galvanized Steel | Safe Suction (Euro)
3111 PEACHTREE RD | 3111 PEACHTREE Road | ATLANTA | Fulton | 10002741 | 3 |  |  | FALSE |  | FALSE | Removed from Ground | Empty | 1500 | Bare Steel |  | 2017-08-01 | Bare Steel
BANKHEAD ENTERPRISES INC | 1321 BANKHEAD AVE NW | ATLANTA | Fulton | 600783 | 1 | [5 empty] | Permanently Out of Use - historical purposes | Diesel | 10000 | Bare Steel |  | 1899-12-31 | Unknown
BANKHEAD CONTRACTING INC | 1246 NORTH AVE NW | ATLANTA | Fulton | 600784 | 1 |  | 1997-01-07 |  | 1997-01-07 |  | Removed from Ground | Diesel | 4000 | Cathodically Protected Steel | 2000-09-15 | 2010-07-14 | Cathodically Protected | Suction (American)
US POSTAL SERVICE | 3900 CROWN RD | ATLANTA | Fulton | 9060338 | 14 | Flapper Valve | 2006-09-20 | FALSE | 2006-09-20 | FALSE | Currently in Use | Diesel | 10000 | Fiberglass Double Walled | 1994-11-01 |  | Double-Walled Flex | Pressurized
KROGER GA #441 | 2300 HOLCOMB BRIDGE ROAD | ROSWELL | Fulton | 10002679 | 2A | Overfill Alarm | 2017-03-07 | FALSE | 2017-03-07 | FALSE | Currently in Use | Premium | 8000 | Fiberglass Double Walled | 2017-02-03 |  | Double-Walled Flex | Pressurized
BANKHEAD CONTRACTING INC | 1246 NORTH AVE NW | ATLANTA | Fulton | 600784 | 3 |  | 1997-01-07 |  | 1997-01-07 |  | Removed from Ground | Gas (Historical Use) | 4000 | Cathodically Protected Steel | 2000-09-15 | 2010-07-12 | Cathodically Protected
KROGER GA #441 | 2300 HOLCOMB BRIDGE ROAD | ROSWELL | Fulton | 10002679 | 1 | Overfill Alarm | 2017-03-07 | FALSE | 2017-03-07 | FALSE | Currently in Use | Regular | 20000 | Fiberglass Double Walled | 2017-02-03 |  | Double-Walled Flex | Pressurized
E&B CONSTRUCTION\BILL SEYMOUR | 6522 WARE ST | UNION CITY | Fulton | 9060348 | 3 | [5 empty] | Removed from Ground | Gas (Historical Use) | 3000 | Bare Steel | 1994-04-27 | 1994-04-27 | Galvanized Steel | Suction (American)
DUNWOODY EXPRESS INC | 8340 ROSWELL RD | SANDY SPRINGS | Fulton | 9060716 | 1 | Ball Float | 1998-02-01 | FALSE | 1998-02-01 | FALSE | Currently in Use | Regular | 15000 | Fiberglass | 1998-02-01 |  | Fiberglass Reinforced Plastic | Pressurized
Citgo #436 | 329 14th St. NW | Atlanta | Fulton | 600748 | 3 | [5 empty] | Removed from Ground | Gas (Historical Use) | 4000 | Cathodically Protected Steel | 1980-05-06 | 2000-03-20 | Galvanized Steel | Safe Suction (Euro)
Citgo #436 | 329 14th St. NW | Atlanta | Fulton | 600748 | 3 | [5 empty] | Removed from Ground | Gas (Historical Use) | 4000 | Cathodically Protected Steel | 1980-05-06 | 2000-03-20 | Galvanized Steel | Safe Suction (Euro)
Citgo #436 | 329 14th St. NW | Atlanta | Fulton | 600748 | 3 | [5 empty] | Removed from Ground | Gas (Historical Use) | 4000 | Cathodically Protected Steel | 1980-05-06 | 2000-03-20 | Galvanized Steel | Safe Suction (Euro)
Citgo #436 | 329 14th St. NW | Atlanta | Fulton | 600748 | 3 | [5 empty] | Removed from Ground | Gas (Historical Use) | 4000 | Cathodically Protected Steel | 1980-05-06 | 2000-03-20 | Galvanized Steel | Safe Suction (Euro)
BANKHEAD CONTRACTING INC | 1246 NORTH AVE NW | ATLANTA | Fulton | 600784 | 2 |  | 1997-01-07 |  | 1997-01-07 |  | Removed from Ground | Diesel | 3000 | Cathodically Protected Steel | 2000-09-15 | 2010-07-14 | Cathodically Protected | Suction (American)
464 WINDSOR LLC | 464 WINDSOR ST | ATLANTA | Fulton | 10002724 | 1 | Flapper Valve | 2017-09-14 | FALSE | 2017-09-14 | FALSE | Currently in Use | Regular | 12000 | Composite Double Walled | 2017-09-08 |  | Double-Walled Fiberglass | Pressurized
MARY STREET SW | 429 MARY Street | ATLANTA | Fulton | 10002797 | 1 |  |  | FALSE |  | FALSE | Removed from Ground |  |  | Bare Steel |  | 2017-11-07
5448 W 47TH ST LLC ATLANTA PROPERTY | 3565 ATLANTA INDUSTRIAL Drive NW | ATLANTA | Fulton | 10002683 | 1 |  |  | FALSE |  | FALSE | Removed from Ground | Used Oil |  |  |  | 2019-03-04
Quick Mart | 1815 MLK Jr Dr SW | Atlanta | Fulton | 10002705 | 3A | Flapper Valve | 2019-07-22 | FALSE | 2019-02-20 | FALSE | Currently in Use | Regular | 12000 | Epoxy Double-Walled | 2019-01-28 |  | Double-Walled Fiberglass | Pressurized
LIVINGSTON ELECTRIC CO | 3555 OLD FAIRBURN Road | ATLANTA | Fulton | 10002783 | 3 |  |  | FALSE |  | FALSE | Closed in Ground | Gas (Historical Use) | 4000 |  |  | 2018-04-16
Citgo #436 | 329 14th St. NW | Atlanta | Fulton | 600748 | 2 | [5 empty] | Removed from Ground | Gas (Historical Use) | 8000 | Cathodically Protected Steel | 1980-05-06 | 2000-03-20 | Galvanized Steel | Safe Suction (Euro)
Citgo #436 | 329 14th St. NW | Atlanta | Fulton | 600748 | 2 | [5 empty] | Removed from Ground | Gas (Historical Use) | 8000 | Cathodically Protected Steel | 1980-05-06 | 2000-03-20 | Galvanized Steel | Safe Suction (Euro)
Citgo #436 | 329 14th St. NW | Atlanta | Fulton | 600748 | 2 | [5 empty] | Removed from Ground | Gas (Historical Use) | 8000 | Cathodically Protected Steel | 1980-05-06 | 2000-03-20 | Galvanized Steel | Safe Suction (Euro)
Citgo #436 | 329 14th St. NW | Atlanta | Fulton | 600748 | 2 | [5 empty] | Removed from Ground | Gas (Historical Use) | 8000 | Cathodically Protected Steel | 1980-05-06 | 2000-03-20 | Galvanized Steel | Safe Suction (Euro)
Citgo #436 | 329 14th St. NW | Atlanta | Fulton | 600748 | 2 | [5 empty] | Removed from Ground | Gas (Historical Use) | 8000 | Cathodically Protected Steel | 1980-05-06 | 2000-03-20 | Galvanized Steel | Safe Suction (Euro)
Citgo #436 | 329 14th St. NW | Atlanta | Fulton | 600748 | 2 | [5 empty] | Removed from Ground | Gas (Historical Use) | 8000 | Cathodically Protected Steel | 1980-05-06 | 2000-03-20 | Galvanized Steel | Safe Suction (Euro)
UNKNOWN | 264 PONCE DE LEON Avenue | ATLANTA | Fulton | 10002759 | 1 |  |  | FALSE |  | FALSE | Removed from Ground | Gas (Historical Use) |  |  |  | 1985-01-01
2200 MONROE DRIVE | 2200 MONROE DRIVE NE | Atlanta | Fulton | 600766 | 9 | Ball Float | 1989-02-15 | FALSE | 1989-02-15 | FALSE | Currently in Use | Diesel | 10000 | Fiberglass | 1989-02-15 |  | Fiberglass Reinforced Plastic | Pressurized
2200 MONROE DRIVE | 2200 MONROE DRIVE NE | Atlanta | Fulton | 600766 | 9 | Ball Float | 1989-02-15 | FALSE | 1989-02-15 | FALSE | Currently in Use | Diesel | 10000 | Fiberglass | 1989-02-15 |  | Fiberglass Reinforced Plastic | Pressurized
2200 MONROE DRIVE | 2200 MONROE DRIVE NE | Atlanta | Fulton | 600766 | 8 | Ball Float | 1989-02-15 | FALSE | 1989-02-15 | FALSE | Currently in Use | Regular | 10000 | Fiberglass | 1989-02-15 |  | Fiberglass Reinforced Plastic | Pressurized
2200 MONROE DRIVE | 2200 MONROE DRIVE NE | Atlanta | Fulton | 600766 | 8 | Ball Float | 1989-02-15 | FALSE | 1989-02-15 | FALSE | Currently in Use | Regular | 10000 | Fiberglass | 1989-02-15 |  | Fiberglass Reinforced Plastic | Pressurized
675 DONALD LEE HOLLOWELL PKWY | 675 DONALD LEE HOLLOWELL PKWY | ATLANTA | Fulton | 10002853 | 1 |  |  | FALSE |  | FALSE | Removed from Ground | Gas (Historical Use) | 2000 | Bare Steel |  | 2018-09-19
Golden Development, Inc. | 1145 Center St NW | Atlanta | Fulton | 10002859 | 2B | Flapper Valve | 2017-11-10 | FALSE | 2017-11-10 | FALSE | Currently in Use | Diesel On Road | 6000 | Composite Double Walled | 2017-11-10 |  | Double-Walled Flex | Pressurized
BANKHEAD ENTERPRISES INC | 1321 BANKHEAD AVE NW | ATLANTA | Fulton | 600783 | 2 | [5 empty] | Permanently Out of Use - historical purposes | Diesel | 10000 | Bare Steel |  | 1899-12-31 | Unknown
NIDHI PAUL INC | 2477 METROPOLITAN Parkway | ATLANTA | Fulton | 10002739 | 2 | Ball Float | 2017-04-01 | FALSE | 2017-04-01 | FALSE | Currently in Use | Premium | 8000 | Epoxy Double-Walled | 2017-03-01 |  | Double-Walled Fiberglass | Pressurized
Golden Development, Inc. | 1145 Center St NW | Atlanta | Fulton | 10002859 | 2A | Flapper Valve | 2017-11-10 | FALSE | 2017-11-10 | FALSE | Currently in Use | Premium | 6000 | Composite Double Walled | 2017-11-10 |  | Double-Walled Flex | Pressurized
RaceTrac #2421 Bolton Road | 2429 Bolton Rd. NW | Atlanta | Fulton | 10002886 | 2B | Flapper Valve | 2018-08-22 | FALSE | 2018-08-22 | FALSE | Currently in Use | Diesel | 10000 | Fiberglass Double Walled | 2018-08-22 |  | Double-Walled Fiberglass | Pressurized
Quick Mart | 1815 MLK Jr Dr SW | Atlanta | Fulton | 10002705 | 2 |  |  | FALSE |  | FALSE | Removed from Ground |  |  |  |  | 2017-08-02
2200 MONROE DRIVE | 2200 MONROE DRIVE NE | Atlanta | Fulton | 600766 | 6 | Ball Float | 1989-02-15 | FALSE | 1989-02-15 | FALSE | Currently in Use | Regular | 10000 | Fiberglass | 1989-02-15
2200 MONROE DRIVE | 2200 MONROE DRIVE NE | Atlanta | Fulton | 600766 | 6 | Ball Float | 1989-02-15 | FALSE | 1989-02-15 | FALSE | Currently in Use | Regular | 10000 | Fiberglass | 1989-02-15 |  | Fiberglass Reinforced Plastic | Pressurized
Quick Mart | 1815 MLK Jr Dr SW | Atlanta | Fulton | 10002705 | 4A | Flapper Valve | 2019-07-22 | FALSE | 2019-02-20 | FALSE | Currently in Use | Premium | 5000 | Epoxy Double-Walled | 2019-01-28 |  | Double-Walled Fiberglass | Pressurized
RT #2531 Piedmont & Dobbs | 120 Piedmont Ave NE | Atlanta | Fulton | 10002939 | 3A | Overfill Alarm |  | FALSE |  | FALSE | Temporarily out of use | Premium | 10000 | Fiberglass Double Walled | 2019-04-25 |  | Double-Walled Fiberglass | Pressurized
KROGER GA #441 | 2300 HOLCOMB BRIDGE ROAD | ROSWELL | Fulton | 10002679 | 2B | Overfill Alarm | 2017-03-07 | FALSE | 2017-03-07 | FALSE | Currently in Use | Diesel | 10000 | Fiberglass Double Walled | 2017-02-03 |  | Double-Walled Flex | Pressurized
1383 Blashfield Street | 1383 BLASHFIELD St. SE | ATLANTA | Fulton | 10002770 | 1 |  |  | FALSE |  | FALSE | Removed from Ground | Diesel | 6000 | Bare Steel |  | 2018-02-05 | Bare Steel
2200 MONROE DRIVE | 2200 MONROE DRIVE NE | Atlanta | Fulton | 600766 | 4 |  |  | FALSE |  | FALSE | Removed from Ground | Gas (Historical Use) | 6000 | Bare Steel | 1975-05-05 | 1989-01-01 | Fiberglass Reinforced Plastic
2200 MONROE DRIVE | 2200 MONROE DRIVE NE | Atlanta | Fulton | 600766 | 4 |  |  | FALSE |  | FALSE | Removed from Ground | Gas (Historical Use) | 6000 | Bare Steel | 1975-05-05 | 1989-01-01 | Fiberglass Reinforced Plastic
2200 MONROE DRIVE | 2200 MONROE DRIVE NE | Atlanta | Fulton | 600766 | 5 |  |  | FALSE |  | FALSE | Removed from Ground | Diesel | 10000 | Fiberglass | 1980-05-03 | 1989-01-01 | Fiberglass Reinforced Plastic
2200 MONROE DRIVE | 2200 MONROE DRIVE NE | Atlanta | Fulton | 600766 | 5 |  |  | FALSE |  | FALSE | Removed from Ground | Diesel | 10000 | Fiberglass | 1980-05-03 | 1989-01-01 | Fiberglass Reinforced Plastic
STATE FARM MUTUAL AUTOMOBILE INS | 11350 JOHNS CREEK PKWY | DULUTH | Fulton | 9060294 | 1 | [5 empty] | Removed from Ground | Gas (Historical Use) | 12000 | Double Walled | 1990-11-01 | 1997-04-02 | Fiberglass Reinforced Plastic | Pressurized
E&B CONSTRUCTION\BILL SEYMOUR | 6522 WARE ST | UNION CITY | Fulton | 9060348 | 2 | [5 empty] | Removed from Ground | Gas (Historical Use) | 3000 | Bare Steel | 1994-04-27 | 1994-04-27 | Galvanized Steel | Suction (American)
GEORGIA AQUARIUM INC | 225 BAKER ST | ATLANTA | Fulton | 10002702 | 1 | Flapper Valve | 2005-01-01 | FALSE | 2005-01-02 | FALSE | Currently in Use | Diesel | 12000 | Composite Double Walled | 2005-01-01 |  | Double-Walled Fiberglass | Pressurized
Majik Market - Exxon | 3985 Jonesboro Rd. | Union City | Fulton | 10002822 | 2A | Flapper Valve | 2017-05-01 | FALSE | 2017-05-01 | FALSE | Currently in Use | Premium | 10000 | Composite Double Walled | 2017-05-01 |  | Double-Walled Fiberglass | Pressurized
B&H Tire & Service Center | 448 King Arnold St | Hapeville | Fulton | 600684 | 3 |  |  | FALSE |  | FALSE | Removed from Ground | Gas (Historical Use) | 2000 | Bare Steel | 1971-01-01 | 2020-03-12 | Galvanized Steel
3111 PEACHTREE RD | 3111 PEACHTREE Road | ATLANTA | Fulton | 10002741 | 2 |  |  | FALSE |  | FALSE | Removed from Ground | Empty | 1500 | Bare Steel |  | 2017-08-01 | Bare Steel
Citgo #436 | 329 14th St. NW | Atlanta | Fulton | 600748 | 8 | Ball Float | 2004-09-01 | FALSE | 2004-09-01 | TRUE | Currently in Use | Diesel | 4000 | Composite | 2004-09-01 |  | Fiberglass Reinforced Plastic | Pressurized
Citgo #436 | 329 14th St. NW | Atlanta | Fulton | 600748 | 8 | Ball Float | 2004-09-01 | FALSE | 2004-09-01 | TRUE | Currently in Use | Diesel | 4000 | Composite | 2004-09-01 |  | Fiberglass Reinforced Plastic | Pressurized
Citgo #436 | 329 14th St. NW | Atlanta | Fulton | 600748 | 8 | Ball Float | 2004-09-01 | FALSE | 2004-09-01 | TRUE | Currently in Use | Diesel | 4000 | Composite | 2004-09-01 |  | Fiberglass Reinforced Plastic | Pressurized
LIVINGSTON ELECTRIC CO | 3555 OLD FAIRBURN Road | ATLANTA | Fulton | 10002783 | 2 |  |  | FALSE |  | FALSE | Closed in Ground | Gas (Historical Use) | 4000 |  |  | 2018-04-16
2200 MONROE DRIVE | 2200 MONROE DRIVE NE | Atlanta | Fulton | 600766 | 1 |  |  | TRUE |  | TRUE | Removed from Ground | Used Oil | 550 | Bare Steel | 1975-05-05 | 1989-01-01 | Fiberglass Reinforced Plastic
2200 MONROE DRIVE | 2200 MONROE DRIVE NE | Atlanta | Fulton | 600766 | 1 |  |  | TRUE |  | TRUE | Removed from Ground | Used Oil | 550 | Bare Steel | 1975-05-05 | 1989-01-01 | Fiberglass Reinforced Plastic
2200 MONROE DRIVE | 2200 MONROE DRIVE NE | Atlanta | Fulton | 600766 | 10 |  | 1989-02-15 | TRUE | 1989-02-15 | TRUE | Currently in Use | Used Oil | 1000 | Fiberglass | 1989-02-15 |  | Fiberglass Reinforced Plastic
2200 MONROE DRIVE | 2200 MONROE DRIVE NE | Atlanta | Fulton | 600766 | 10 |  | 1989-02-15 | TRUE | 1989-02-15 | TRUE | Currently in Use | Used Oil | 1000 | Fiberglass | 1989-02-15 |  | Fiberglass Reinforced Plastic
Majik Market - Exxon | 3985 Jonesboro Rd. | Union City | Fulton | 10002822 | 2C | Flapper Valve | 2017-05-01 | FALSE | 2017-05-01 | FALSE | Currently in Use | E-0 | 5000 | Composite Double Walled | 2017-05-01 |  | Double-Walled Fiberglass | Pressurized
Majik Market - Exxon | 3985 Jonesboro Rd. | Union City | Fulton | 10002822 | 2B | Flapper Valve | 2017-05-01 | FALSE | 2017-05-01 | FALSE | Currently in Use | Diesel | 5000 | Composite Double Walled | 2017-05-01 |  | Double-Walled Fiberglass | Pressurized
RT #2531 Piedmont & Dobbs | 120 Piedmont Ave NE | Atlanta | Fulton | 10002939 | 2A | Overfill Alarm |  | FALSE |  | FALSE | Temporarily out of use | Diesel | 10000 | Fiberglass Double Walled | 2019-04-25 |  | Double-Walled Fiberglass | Pressurized
BIG A SHELL FOOD MART | 7100 OLD NATIONAL HWY | RIVERDALE | Fulton | 9060219 | 1 | Flapper Valve | 1997-05-14 | FALSE | 1997-05-14 | FALSE | Currently in Use | Regular | 8000 | Galvanic (STIP-3) | 1987-01-01 |  | Fiberglass Reinforced Plastic | Pressurized
JIFFY LUBE #670 | 7505 ROSWELL RD | ROSWELL | Fulton | 9060282 | 1 | [5 empty] | Removed from Ground | Other | 4000 | Composite | 1987-08-01 | 1899-12-31 | Bare Steel | Pressurized
RT #2531 Piedmont & Dobbs | 120 Piedmont Ave NE | Atlanta | Fulton | 10002939 | 3B | Overfill Alarm |  | FALSE |  | FALSE | Temporarily out of use | E-85 | 10000 | Fiberglass Double Walled | 2019-04-25 |  | Double-Walled Fiberglass | Pressurized
1571 DONALD LEE HOLLOWELL PARKWAY | 1571 DONALD LEE HOLLOWELL PARKWAY NW | ATLANTA | Fulton | 10002951 | 2 |  |  | FALSE |  | FALSE | Removed from Ground | Empty | 500 | Bare Steel |  | 2019-09-03 | Steel (Impressed Current)
VACANT SERVICE STATION | 628 MAIN ST | PALMETTO | Fulton | 10002977 | 1 |  |  | FALSE |  | FALSE | Removed from Ground
2200 MONROE DRIVE | 2200 MONROE DRIVE NE | Atlanta | Fulton | 600766 | 7 | Ball Float | 1989-02-15 | FALSE | 1989-02-15 | FALSE | Currently in Use | Premium | 10000 | Fiberglass | 1989-02-15 |  | Fiberglass Reinforced Plastic | Pressurized
2200 MONROE DRIVE | 2200 MONROE DRIVE NE | Atlanta | Fulton | 600766 | 7 | Ball Float | 1989-02-15 | FALSE | 1989-02-15 | FALSE | Currently in Use | Premium | 10000 | Fiberglass | 1989-02-15 |  | Fiberglass Reinforced Plastic | Pressurized
464 WINDSOR LLC | 464 WINDSOR ST | ATLANTA | Fulton | 10002724 | 2B | Flapper Valve | 2017-09-14 | FALSE | 2017-09-14 | FALSE | Currently in Use | Diesel | 5000 | Composite Double Walled | 2017-09-07 |  | Double-Walled Fiberglass | Pressurized
3178 ROSWELL RD | 3178 ROSWELL RD | ATLANTA | Fulton | 10002836 | 1 |  |  | FALSE |  | FALSE | Removed from Ground | Empty | 550 | Bare Steel |  | 2018-07-11 | Bare Steel
Citgo #436 | 329 14th St. NW | Atlanta | Fulton | 600748 | 8 |  | 2004-09-01 | FALSE | 2004-09-01 | TRUE | Currently in Use | Diesel | 4000 | Composite | 2004-09-01 |  | Fiberglass Reinforced Plastic | Pressurized
Citgo #436 | 329 14th St. NW | Atlanta | Fulton | 600748 | 8 |  | 2004-09-01 | FALSE | 2004-09-01 | TRUE | Currently in Use | Diesel | 4000 | Composite | 2004-09-01 |  | Fiberglass Reinforced Plastic | Pressurized
Citgo #436 | 329 14th St. NW | Atlanta | Fulton | 600748 | 8 |  | 2004-09-01 | FALSE | 2004-09-01 | TRUE | Currently in Use | Diesel | 4000 | Composite | 2004-09-01 |  | Fiberglass Reinforced Plastic | Pressurized
Quick Mart | 1815 MLK Jr Dr SW | Atlanta | Fulton | 10002705 | 1 |  |  | FALSE |  | FALSE | Removed from Ground |  |  |  |  | 2017-08-02
B&H Tire & Service Center | 448 King Arnold St | Hapeville | Fulton | 600684 | 5 |  |  | FALSE |  | FALSE | Removed from Ground | Used Oil | 500 | Bare Steel | 1971-01-01 | 2020-03-12 | Galvanized Steel
FORMER PETROLEUM SERVICE STATION | 1504 RALPH D ABERNATHY BLVD SW | ATLANTA | Fulton | 10002871 | 2 |  |  | FALSE |  | FALSE | Removed from Ground |  | 3000 |  |  | 2018-10-31
EXXON | 2461 METROPOLITAN PKWY | ATLANTA | Fulton | 10002697 | 1 | Flapper Valve | 2017-05-24 | FALSE | 2017-05-24 | FALSE | Currently in Use | Regular | 15000 | Composite Double Walled | 2017-04-13 |  | Double-Walled Fiberglass | Pressurized
Citgo #436 | 329 14th St. NW | Atlanta | Fulton | 600748 | 6 | Ball Float | 2004-09-01 | FALSE | 2004-09-01 | TRUE | Currently in Use | Regular | 12000 | Composite | 2004-09-01 |  | Fiberglass Reinforced Plastic | Pressurized
Citgo #436 | 329 14th St. NW | Atlanta | Fulton | 600748 | 6 | Ball Float | 2004-09-01 | FALSE | 2004-09-01 | TRUE | Currently in Use | Regular | 12000 | Composite | 2004-09-01 |  | Fiberglass Reinforced Plastic | Pressurized
Citgo #436 | 329 14th St. NW | Atlanta | Fulton | 600748 | 6 | Ball Float | 2004-09-01 | FALSE | 2004-09-01 | TRUE | Currently in Use | Regular | 12000 | Composite | 2004-09-01 |  | Fiberglass Reinforced Plastic | Pressurized
Citgo #436 | 329 14th St. NW | Atlanta | Fulton | 600748 | 6 |  | 2004-09-01 | FALSE | 2004-09-01 | TRUE | Currently in Use | Gas (Historical Use) | 12000 | Composite | 2004-09-01 |  | Fiberglass Reinforced Plastic | Pressurized
Citgo #436 | 329 14th St. NW | Atlanta | Fulton | 600748 | 6 |  | 2004-09-01 | FALSE | 2004-09-01 | TRUE | Currently in Use | Gas (Historical Use) | 12000 | Composite | 2004-09-01 |  | Fiberglass Reinforced Plastic | Pressurized
Citgo #436 | 329 14th St. NW | Atlanta | Fulton | 600748 | 6 |  | 2004-09-01 | FALSE | 2004-09-01 | TRUE | Currently in Use | Gas (Historical Use) | 12000 | Composite | 2004-09-01 |  | Fiberglass Reinforced Plastic | Pressurized
FORMER PETROLEUM SERVICE STATION | 1504 RALPH D ABERNATHY BLVD SW | ATLANTA | Fulton | 10002871 | 1 |  |  | FALSE |  | FALSE | Removed from Ground |  | 1036 |  |  | 2018-10-31
Majik Market - Exxon | 3985 Jonesboro Rd. | Union City | Fulton | 10002822 | 1 | Flapper Valve | 2017-05-01 | FALSE | 2017-05-01 | FALSE | Currently in Use | Regular | 20000 | Composite Double Walled | 2017-05-01 |  | Double-Walled Fiberglass | Pressurized
BP | 516 Lee St SW | Atlanta | Fulton | 10002972 | 2B | Flapper Valve | 2017-08-22 | FALSE | 2017-08-22 | FALSE | Currently in Use | Diesel On Road | 4000 | Composite Double Walled | 2017-08-29 |  | Double-Walled Fiberglass | Pressurized
FORMER GAS STATION | 1160 BOULEVARD SE | ATLANTA | Fulton | 10002849 | 1 |  |  | FALSE |  | FALSE | Removed from Ground |  |  |  |  | 1985-01-01
CHECKERS RESTAURANT | 3169 CAMP CREEK PARKWAY | EAST POINT | Fulton | 10002861 | 2 |  |  | FALSE |  | FALSE | Removed from Ground | Gas (Historical Use) |  |  |  | 1993-01-01
1571 DONALD LEE HOLLOWELL PARKWAY | 1571 DONALD LEE HOLLOWELL PARKWAY NW | ATLANTA | Fulton | 10002951 | 1 |  |  | FALSE |  | FALSE | Removed from Ground | Empty | 500 | Bare Steel |  | 2019-09-03 | Steel (Impressed Current)
FORMER FILLING STATION | 808 DONALD LEE HOLLOWELL PKWY | ATLANTA | Fulton | 10002958 | 1 |  |  | FALSE |  | FALSE | Removed from Ground | Empty | 5000 | Bare Steel |  | 2019-09-24
EXXON | 2461 METROPOLITAN PKWY | ATLANTA | Fulton | 10002697 | 2 | Flapper Valve | 2017-05-24 | FALSE | 2017-05-24 | FALSE | Currently in Use | Premium | 6000 | Composite Double Walled | 2017-04-13 |  | Double-Walled Fiberglass | Pressurized
ROBINSON & STEPHENS INC | 281 MANFORD RD SW | ATLANTA | Fulton | 10002840 | 2 |  |  | FALSE |  | FALSE | Removed from Ground | Gas (Historical Use) | 5000 | Bare Steel |  | 1999-12-31
1383 Blashfield Street | 1383 BLASHFIELD St. SE | ATLANTA | Fulton | 10002770 | 2 |  |  | FALSE |  | FALSE | Removed from Ground | Diesel | 6000 | Bare Steel |  | 2018-02-05 | Bare Steel
2200 MONROE DRIVE | 2200 MONROE DRIVE NE | Atlanta | Fulton | 600766 | 3 |  |  | FALSE |  | FALSE | Removed from Ground | Gas (Historical Use) | 6000 | Bare Steel | 1975-05-05 | 1989-01-01 | Fiberglass Reinforced Plastic
2200 MONROE DRIVE | 2200 MONROE DRIVE NE | Atlanta | Fulton | 600766 | 3 |  |  | FALSE |  | FALSE | Removed from Ground | Gas (Historical Use) | 6000 | Bare Steel | 1975-05-05 | 1989-01-01 | Fiberglass Reinforced Plastic
ROMAN SPEICE HOLDINGS LLCI | 3141 VIVIAN SYKES Street | EAST POINT | Fulton | 10002784 | 1 |  |  | FALSE |  | FALSE | Removed from Ground | Gas (Historical Use) | 2000 |  |  | 2004-01-01
LIVINGSTON ELECTRIC CO | 3555 OLD FAIRBURN Road | ATLANTA | Fulton | 10002783 | 1 |  |  | FALSE |  | FALSE | Closed in Ground | Gas (Historical Use) | 6000 |  |  | 2018-04-16
FORMER FILLING STATION | 808 DONALD LEE HOLLOWELL PKWY | ATLANTA | Fulton | 10002958 | 2 |  |  | FALSE |  | FALSE | Removed from Ground | Empty | 2000 | Bare Steel |  | 2019-09-24
ROBINSON & STEPHENS INC | 281 MANFORD RD SW | ATLANTA | Fulton | 10002840 | 1 |  |  | FALSE |  | FALSE | Removed from Ground | Gas (Historical Use) | 5000 | Bare Steel |  | 2018-07-26
FORMER GAS STATION | 1572 DONALD LEE HOLLOWELL PKWY NW | ATLANTA | Fulton | 10002921 | 2 |  |  | FALSE |  | FALSE | Removed from Ground | Gas (Historical Use) | 2000 | Bare Steel |  | 2019-06-10 | Steel (Impressed Current)
FORMER GAS STATION | 1572 DONALD LEE HOLLOWELL PKWY NW | ATLANTA | Fulton | 10002921 | 2 |  |  | FALSE |  | FALSE | Removed from Ground | Gas (Historical Use) | 2000 | Bare Steel |  | 2019-06-10 | Steel (Impressed Current)
Golden Development, Inc. | 1145 Center St NW | Atlanta | Fulton | 10002859 | 1 | Flapper Valve | 2017-11-10 | FALSE | 2017-11-10 | FALSE | Currently in Use | Regular | 10000 | Composite Double Walled | 2017-11-10 |  | Double-Walled Flex | Pressurized
668 METROPOLITAN PKWY | 668 METROPOLITAN PKWY | ATLANTA | Fulton | 10002882 | 1 |  |  | FALSE |  | FALSE | Removed from Ground |  | 1000 |  |  | 2018-11-06
Quick Mart | 1815 MLK Jr Dr SW | Atlanta | Fulton | 10002705 | 4B | Overfill Alarm | 2019-07-22 | FALSE | 2019-02-20 | FALSE | Currently in Use | Diesel On Road | 5000 | Epoxy Double-Walled | 2019-01-28 |  | Double-Walled Fiberglass | Pressurized
464 WINDSOR LLC | 464 WINDSOR ST | ATLANTA | Fulton | 10002724 | 2A | Flapper Valve | 2017-09-14 | FALSE | 2017-09-14 | FALSE | Currently in Use | Premium | 10000 | Composite Double Walled | 2017-09-07 |  | Double-Walled Fiberglass | Pressurized
CHECKERS RESTAURANT | 3169 CAMP CREEK PARKWAY | EAST POINT | Fulton | 10002861 | 1 |  |  | FALSE |  | FALSE | Removed from Ground | Gas (Historical Use) |  |  |  | 1993-01-01
RaceTrac #2421 Bolton Road | 2429 Bolton Rd. NW | Atlanta | Fulton | 10002886 | 2A | Flapper Valve | 2018-08-22 | FALSE | 2018-08-22 | FALSE | Currently in Use | Diesel | 10000 | Fiberglass Double Walled | 2018-08-22 |  | Double-Walled Fiberglass | Pressurized
B&H Tire & Service Center | 448 King Arnold St | Hapeville | Fulton | 600684 | 2 |  |  | FALSE |  | FALSE | Removed from Ground | Gas (Historical Use) | 2000 | Bare Steel | 1971-01-01 | 2020-03-12 | Galvanized Steel
RaceTrac #2507 Hapeville | 1180 Virginia Ave. | Hapeville | Fulton | 10002885 | 3B | Flapper Valve | 2018-06-28 | FALSE | 2018-06-28 | FALSE | Currently in Use | E-85 | 10000 | Fiberglass Double Walled | 2018-06-28 |  | Double-Walled Fiberglass | Pressurized
RaceTrac #2507 Hapeville | 1180 Virginia Ave. | Hapeville | Fulton | 10002885 | 1 |  |  | FALSE |  | FALSE | [6 empty] | Double-Walled Fiberglass | Pressurized
RaceTrac #2421 Bolton Road | 2429 Bolton Rd. NW | Atlanta | Fulton | 10002886 | 1 | Flapper Valve | 2018-08-22 | FALSE | 2018-08-22 | FALSE | Currently in Use | Regular | 20000 | Fiberglass Double Walled | 2018-08-22 |  | Double-Walled Fiberglass | Pressurized
HOLLYWOOD 76 | 1820 Hollywood Rd | Atlanta | Fulton | 10002989 | 1A | Flapper Valve | 2017-08-16 | FALSE | 2017-08-16 | FALSE | Currently in Use | Regular | 11000 | Composite Double Walled | 2017-08-16 |  | Double-Walled Fiberglass | Pressurized
668 METROPOLITAN PKWY | 668 METROPOLITAN PKWY | ATLANTA | Fulton | 10002882 | 4 |  |  | FALSE |  | FALSE | Removed from Ground |  | 1000 |  |  | 2018-11-06
RaceTrac #2507 Hapeville | 1180 Virginia Ave. | Hapeville | Fulton | 10002885 | 3A | Flapper Valve | 2018-06-28 | FALSE | 2018-06-28 | FALSE | Currently in Use | Premium | 10000 | Fiberglass Double Walled | 2018-06-28 |  | Double-Walled Fiberglass | Pressurized
VACANT SERVICE STATION | 628 MAIN ST | PALMETTO | Fulton | 10002977 | 2 |  |  | FALSE |  | FALSE | Removed from Ground
FORMER MAIN STREET SERVICE STATION | 3321 MAIN STREET | COLLEGE PARK | Fulton | 10003216 | 3 |  |  | FALSE |  | FALSE | Closed in Ground |  | 1500 |  |  | 1985-01-01
MURPHY AVENUE SITE | 942 MURPHY AVENUE SW | ATLANTA | Fulton | 10002929 | 2 |  |  | FALSE |  | FALSE | Removed from Ground | Gas (Historical Use) | 3000 | Bare Steel |  | 2019-04-30
UNKNOWN | 343 MITCHELL STREET SW | ATLANTA | Fulton | 10002956 | 1 |  |  | FALSE |  | FALSE | Removed from Ground | Empty | 480 | Bare Steel |  | 2019-06-26
RaceTrac #2507 Hapeville | 1180 Virginia Ave. | Hapeville | Fulton | 10002885 | 2B | Flapper Valve | 2018-06-28 | FALSE | 2018-06-28 | FALSE | Currently in Use | Diesel | 10000 | Fiberglass Double Walled | 2018-06-28 |  | Double-Walled Fiberglass | Pressurized
RaceTrac 2566- Hwy 9 & Post | 4855 Atlanta Hwy | Alpharetta | Fulton | 10003026 | 1 | Overfill Alarm |  | FALSE |  | FALSE | Currently in Use | Regular | 20000 | Fiberglass Double Walled | 2019-10-11 |  | Double-Walled Fiberglass | Pressurized
RT #2531 Piedmont & Dobbs | 120 Piedmont Ave NE | Atlanta | Fulton | 10002939 | 1 | Overfill Alarm |  | FALSE |  | FALSE | Temporarily out of use | Regular | 20000 | Fiberglass Double Walled | 2019-04-25 |  | Double-Walled Fiberglass | Pressurized
BP | 516 Lee St SW | Atlanta | Fulton | 10002972 | 2A | Flapper Valve | 2017-08-22 | FALSE | 2017-08-22 | FALSE | Currently in Use | Premium | 8000 | Composite Double Walled | 2017-08-29 |  | Double-Walled Fiberglass | Pressurized
668 METROPOLITAN PKWY | 668 METROPOLITAN PKWY | ATLANTA | Fulton | 10002882 | 2 |  |  | FALSE |  | FALSE | Removed from Ground |  | 1000 |  |  | 2018-11-06
RaceTrac #2421 Bolton Road | 2429 Bolton Rd. NW | Atlanta | Fulton | 10002886 | 3A | Flapper Valve | 2018-08-22 | FALSE | 2018-08-22 | FALSE | Currently in Use | Premium | 10000 | Fiberglass Double Walled | 2018-08-22 |  | Double-Walled Fiberglass | Pressurized
PIERCE AVENUE PROPERTY | 1314 DONALD LEE HOLLOWELL PKWY | ATLANTA | Fulton | 10003121 | 2 |  |  | FALSE |  | FALSE | Removed from Ground | Diesel | 2000 | Bare Steel |  | 2020-01-21
1440 JONESBORO RD SE | 1440 JONESBORO RD SE | ATLANTA | Fulton | 10003028 | 2 |  |  | FALSE |  | FALSE | Removed from Ground |  | 1200 |  |  | 2020-05-19
MUSTAKIM LLC | 1222 W Marietta St NW | Atlanta | Fulton | 10003044 | 1B | Flapper Valve | 2020-06-16 | FALSE | 2020-06-16 | FALSE | Currently in Use | Premium | 5000 | Composite Double Walled | 2020-06-16 |  | Double-Walled Fiberglass | Pressurized
HOLLYWOOD 76 | 1820 Hollywood Rd | Atlanta | Fulton | 10002989 | 2A | Flapper Valve | 2017-08-16 | FALSE | 2017-08-16 | FALSE | Currently in Use | Premium | 8000 | Composite Double Walled | 2017-08-16 |  | Double-Walled Fiberglass | Pressurized
THE MILL MARKETPLACE | 695 NORTH AVE NE | ATLANTA | Fulton | 10002957 | 1 |  |  | FALSE |  | FALSE | Removed from Ground |  | 5000 | Bare Steel |  | 2019-07-12
70 WEST BROAD STREET | 70 WEST BROAD STREET | FAIRBURN | Fulton | 10003070 | 2 |  |  | FALSE |  | FALSE | Removed from Ground | Diesel | 500 |  |  | 2020-10-21
HOLLYWOOD 76 | 1820 Hollywood Rd | Atlanta | Fulton | 10002989 | 1B | Flapper Valve | 2017-08-16 | FALSE | 2017-08-16 | FALSE | Currently in Use | E-85 | 4000 | Composite Double Walled | 2017-08-16 |  | Double-Walled Fiberglass | Pressurized
RaceTrac #2507 Hapeville | 1180 Virginia Ave. | Hapeville | Fulton | 10002885 | 2A | Flapper Valve | 2018-06-28 | FALSE | 2018-06-28 | FALSE | Currently in Use | Diesel | 10000 | Fiberglass Double Walled | 2018-06-28 |  | Double-Walled Fiberglass | Pressurized
RaceTrac 2566- Hwy 9 & Post | 4855 Atlanta Hwy | Alpharetta | Fulton | 10003026 | 2A | Overfill Alarm |  | FALSE |  | FALSE | Currently in Use | Diesel | 10000 | Fiberglass Double Walled | 2019-10-11 |  | Double-Walled Fiberglass | Pressurized
BP | 516 Lee St SW | Atlanta | Fulton | 10002972 | 1 | Flapper Valve | 2017-08-22 | FALSE | 2017-08-22 | FALSE | Currently in Use | Regular | 12000 | Composite Double Walled | 2017-08-29 |  | Double-Walled Fiberglass | Pressurized
668 METROPOLITAN PKWY | 668 METROPOLITAN PKWY | ATLANTA | Fulton | 10002882 | 3 |  |  | FALSE |  | FALSE | Removed from Ground |  | 1000 |  |  | 2018-11-06
RaceTrac #2421 Bolton Road | 2429 Bolton Rd. NW | Atlanta | Fulton | 10002886 | 3B | Flapper Valve | 2018-08-22 | FALSE | 2018-08-22 | FALSE | Currently in Use | E-85 | 10000 | Fiberglass Double Walled | 2018-08-22 |  | Double-Walled Fiberglass | Pressurized
MURPHY AVENUE SITE | 942 MURPHY AVENUE SW | ATLANTA | Fulton | 10002929 | 1 |  |  | FALSE |  | FALSE | Removed from Ground |  | 1000 | Bare Steel |  | 2019-04-30
FORMER GAS STATION | 1572 DONALD LEE HOLLOWELL PKWY NW | ATLANTA | Fulton | 10002921 | 1 |  |  | FALSE |  | FALSE | Removed from Ground | Diesel | 1200 | Bare Steel |  | 2019-06-10 | Steel (Impressed Current)
RaceTrac 2566- Hwy 9 & Post | 4855 Atlanta Hwy | Alpharetta | Fulton | 10003026 | 3A | Overfill Alarm |  | FALSE |  | FALSE | Currently in Use | E-85 | 10000 | Fiberglass Double Walled | 2019-10-11 |  | Double-Walled Fiberglass | Pressurized
PIERCE AVENUE PROPERTY | 1314 DONALD LEE HOLLOWELL PKWY | ATLANTA | Fulton | 10003121 | 3 |  |  | FALSE |  | FALSE | Removed from Ground | Gas (Historical Use) | 2000 | Bare Steel |  | 2020-01-21
RaceTrac 2566- Hwy 9 & Post | 4855 Atlanta Hwy | Alpharetta | Fulton | 10003026 | 3B | Overfill Alarm |  | FALSE |  | FALSE | Currently in Use | Premium | 10000 | Fiberglass Double Walled | 2019-10-11 |  | Double-Walled Fiberglass | Pressurized
Clifton & Clifton, Inc. | 6890 Campbellton Rd SW | Atlanta | Fulton | 10003144 | 2B | Flapper Valve | 2020-11-02 | FALSE | 2020-11-02 | FALSE | Currently in Use | Diesel | 10000 | Composite Double Walled | 2020-11-02 |  | Double-Walled Fiberglass | Pressurized
Clifton & Clifton, Inc. | 6890 Campbellton Rd SW | Atlanta | Fulton | 10003144 | 2B | Flapper Valve | 2020-11-02 | FALSE | 2020-11-02 | FALSE | Currently in Use | Diesel | 10000 | Composite Double Walled | 2020-11-02 |  | Double-Walled Fiberglass | Pressurized
Clifton & Clifton, Inc. | 6890 Campbellton Rd SW | Atlanta | Fulton | 10003144 | 2B | Flapper Valve | 2020-11-02 | FALSE | 2020-11-02 | FALSE | Currently in Use | Diesel | 10000 | Composite Double Walled | 2020-11-02 |  | Double-Walled Fiberglass | Pressurized
Clifton & Clifton, Inc. | 6890 Campbellton Rd SW | Atlanta | Fulton | 10003144 | 2B | Flapper Valve | 2020-11-02 | FALSE | 2020-11-02 | FALSE | Currently in Use | Diesel | 10000 | Composite Double Walled | 2020-11-02 |  | Double-Walled Fiberglass | Pressurized
1991 DONALD LEE HOLLOWELL PARKWAY NW | 1991 DONALD LEE HOLLOWELL PARKWAY NW | ATLANTA | Fulton | 10003017 | 2 |  |  | FALSE |  | FALSE | Removed from Ground | Empty | 2000 |  |  | 2020-04-02
BP FOOD MART | 4957 HIGHPOINT RD | UNION CITY | Fulton | 10003390 | 1 |  | 2022-09-01 | FALSE | 2022-09-01 | FALSE | Currently in Use | Regular | 10000 | Fiberglass Double Walled | 2022-05-01 |  |  | Pressurized
PRYOR GAS AND FOOD LLC | 1152 PRYOR RD SW | ATLANTA | Fulton | 10003426 | 1A | Flapper Valve | 2022-02-16 | FALSE | 2022-02-16 | FALSE | Currently in Use | Regular | 20000 | Composite Double Walled | 2022-02-16 |  | Double-Walled Flex | Pressurized
MUSTAKIM LLC | 1222 W Marietta St NW | Atlanta | Fulton | 10003044 | 1C | Flapper Valve | 2020-06-16 | FALSE | 2020-06-16 | FALSE | Currently in Use | Diesel | 5000 | Composite Double Walled | 2020-06-16 |  | Double-Walled Fiberglass | Pressurized
Chevron Fairburn | 5270 Campbellton-Fairburn Rd | Fairburn | Fulton | 10003048 | 2A | Flapper Valve | 2019-10-20 | FALSE | 2019-10-20 | FALSE | Currently in Use | Premium | 4000 | Composite Double Walled | 2019-10-10 |  | Double-Walled Fiberglass | Pressurized
YELLOW CAB | 55 MILTON AVE | ATLANTA | Fulton | 10003123 | 3 |  |  | FALSE |  | FALSE | Removed from Ground | Gas (Historical Use) | 8000 |  |  | 2020-06-29
ATLANTA BOTANICAL GARDENS | 1345 PIEDMONT AVE NE | ATLANTA | Fulton | 10003139 | 1 |  |  | FALSE |  | FALSE | Closed in Ground |  | 4000 |  |  | 2021-06-24
PIERCE AVENUE PROPERTY | 1314 DONALD LEE HOLLOWELL PKWY | ATLANTA | Fulton | 10003121 | 1 |  |  | FALSE |  | FALSE | Removed from Ground | Gas (Historical Use) | 2000 | Bare Steel |  | 2020-01-21
QuikTrip #805 | 630 10th St NW | Atlanta | Fulton | 10003092 | 1 | Overfill Alarm | 2020-09-01 | FALSE | 2020-09-01 | FALSE | Currently in Use | Regular | 20000 | Fiberglass Double Walled | 2020-07-07 |  | Double-Walled Fiberglass | Pressurized
YELLOW CAB | 55 MILTON AVE | ATLANTA | Fulton | 10003123 | 4 |  |  | FALSE |  | FALSE | Removed from Ground | Gas (Historical Use) | 8000 |  |  | 2020-06-29
Delta Air Lines - General Offices | 1020 Delta Boulevard | Hapeville | Fulton | UST-SLOC-310238 | 10 | Ball Float | 1996-03-01 |  | 1996-03-01 |  | Currently in Use | Diesel | 20000 | Fiberglass Double Walled | 1981-05-09 |  | Fiberglass Reinforced Plastic | Pressurized
Delta Air Lines - General Offices | 1020 Delta Boulevard | Hapeville | Fulton | UST-SLOC-310238 | 10 | Ball Float | 1996-03-01 |  | 1996-03-01 |  | Currently in Use | Diesel | 20000 | Fiberglass Double Walled | 1981-05-09 |  | Fiberglass Reinforced Plastic | Pressurized
Delta Air Lines - General Offices | 1020 Delta Boulevard | Hapeville | Fulton | UST-SLOC-10001299 | 954 | Overfill Alarm | 1995-01-01 | FALSE | 1995-01-01 | FALSE | Currently in Use | Gas (Historical Use) | 1000 | Fiberglass | 1982-01-01 |  | Fiberglass Reinforced Plastic | Safe Suction (Euro)
Delta Air Lines - General Offices | 1020 Delta Boulevard | Hapeville | Fulton | UST-SLOC-10001299 | 954 | Overfill Alarm | 1995-01-01 | FALSE | 1995-01-01 | FALSE | Currently in Use | Gas (Historical Use) | 1000 | Fiberglass | 1982-01-01 |  | Fiberglass Reinforced Plastic | Safe Suction (Euro)
Delta Air Lines - General Offices | 1020 Delta Boulevard | Hapeville | Fulton | UST-SLOC-310238 | 13 |  |  | TRUE |  | TRUE | Closed in Ground | Used Oil | 2000 | Composite | 1981-05-09 | 1996-07-01 | Bare Steel | Safe Suction (Euro)
Delta Air Lines - General Offices | 1020 Delta Boulevard | Hapeville | Fulton | UST-SLOC-310238 | 13 |  |  | TRUE |  | TRUE | Closed in Ground | Used Oil | 2000 | Composite | 1981-05-09 | 1996-07-01 | Bare Steel | Safe Suction (Euro)
Delta Air Lines - General Offices | 1020 Delta Boulevard | Hapeville | Fulton | UST-SLOC-310016 | 45-B |  | 1997-08-01 |  | 1997-08-01 |  | Removed from Ground | Gas (Historical Use) | 10000 | Double Walled | 1997-08-01 | 2011-05-11 | Fiberglass Reinforced Plastic | Safe Suction (Euro)
Delta Air Lines - General Offices | 1020 Delta Boulevard | Hapeville | Fulton | UST-SLOC-310016 | 45-B |  | 1997-08-01 |  | 1997-08-01 |  | Removed from Ground | Gas (Historical Use) | 10000 | Double Walled | 1997-08-01 | 2011-05-11 | Fiberglass Reinforced Plastic | Safe Suction (Euro)
70 WEST BROAD STREET | 70 WEST BROAD STREET | FAIRBURN | Fulton | 10003070 | 3 |  |  | FALSE |  | FALSE | Removed from Ground | Gas (Historical Use) | 1200 |  |  | 2020-10-21
Chevron Fairburn | 5270 Campbellton-Fairburn Rd | Fairburn | Fulton | 10003048 | 2B | Flapper Valve | 2019-10-20 | FALSE | 2019-10-20 | FALSE | Currently in Use | Diesel | 4000 | Composite Double Walled | 2019-10-10 |  | Double-Walled Fiberglass | Pressurized
Chevron Fairburn | 5270 Campbellton-Fairburn Rd | Fairburn | Fulton | 10003048 | 2C | Flapper Valve | 2019-10-20 | FALSE | 2019-10-20 | FALSE | Currently in Use | E-85 | 4000 | Composite Double Walled | 2019-10-10 |  | Double-Walled Fiberglass | Pressurized
70 WEST BROAD STREET | 70 WEST BROAD STREET | FAIRBURN | Fulton | 10003070 | 1 |  |  | FALSE |  | FALSE | Removed from Ground | Gas (Historical Use) | 1200 |  |  | 2020-10-21
QuikTrip #805 | 630 10th St NW | Atlanta | Fulton | 10003092 | 4A | Flapper Valve | 2020-09-01 | FALSE | 2020-09-01 | FALSE | Currently in Use | E-0 | 10000 | Fiberglass Double Walled | 2020-07-07 |  | Double-Walled Fiberglass | Pressurized
YELLOW CAB | 55 MILTON AVE | ATLANTA | Fulton | 10003123 | 1 |  |  | FALSE |  | FALSE | Removed from Ground | Gas (Historical Use) | 6000 |  |  | 2020-06-29
QuikTrip #805 | 630 10th St NW | Atlanta | Fulton | 10003092 | 3 | Flapper Valve | 2020-09-01 | FALSE | 2020-09-01 | FALSE | Currently in Use | Diesel | 12000 | Fiberglass Double Walled | 2020-07-07 |  | Double-Walled Fiberglass | Pressurized
MUSTAKIM LLC | 1222 W Marietta St NW | Atlanta | Fulton | 10003044 | 1A | Flapper Valve | 2020-06-16 | FALSE | 2020-06-16 | FALSE | Currently in Use | Regular | 15000 | Composite Double Walled | 2020-06-16 |  | Double-Walled Fiberglass | Pressurized
BOULEVARD | 1015 BOULEVARD SE | ATLANTA | Fulton | 10003107 | 1 |  |  | FALSE |  | FALSE | Removed from Ground | Gas (Historical Use) | 2500 |  |  | 2021-03-08
BOULEVARD | 1015 BOULEVARD SE | ATLANTA | Fulton | 10003107 | 2 |  |  | FALSE |  | FALSE | Removed from Ground | Gas (Historical Use) | 2500 |  |  | 2021-03-08
YELLOW CAB | 55 MILTON AVE | ATLANTA | Fulton | 10003123 | 2 |  |  | FALSE |  | FALSE | Removed from Ground | Gas (Historical Use) | 7200 |  |  | 2020-06-29
QuikTrip #805 | 630 10th St NW | Atlanta | Fulton | 10003092 | 4B | Flapper Valve | 2020-09-01 | FALSE | 2020-09-01 | FALSE | Currently in Use | Premium | 9500 | Fiberglass Double Walled | 2020-07-07 |  | Double-Walled Fiberglass | Pressurized
QuikTrip #805 | 630 10th St NW | Atlanta | Fulton | 10003092 | 2 | Flapper Valve | 2020-09-01 | FALSE | 2020-09-01 | FALSE | Currently in Use | Regular | 20000 | Fiberglass Double Walled | 2020-07-07 |  | Double-Walled Fiberglass | Pressurized
Gas Express #251 | 1896 Piedmont Rd | Atlanta | Fulton | 10003094 | 1 | Flapper Valve |  | FALSE | 2019-12-04 | FALSE | Currently in Use | Regular | 12000 | Composite Double Walled | 2020-01-12 |  | Double-Walled Fiberglass | Pressurized
Gas Express #251 | 1896 Piedmont Rd | Atlanta | Fulton | 10003094 | 2B | Flapper Valve |  | FALSE | 2019-12-04 | FALSE | Currently in Use | Diesel | 4000 | Composite Double Walled | 2020-01-12 |  | Double-Walled Fiberglass | Pressurized
RaceTrac 2566- Hwy 9 & Post | 4855 Atlanta Hwy | Alpharetta | Fulton | 10003026 | 2B | Overfill Alarm |  | FALSE |  | FALSE | Currently in Use | Diesel | 10000 | Fiberglass Double Walled | 2019-10-11 |  | Double-Walled Fiberglass | Pressurized
Clifton & Clifton, Inc. | 6890 Campbellton Rd SW | Atlanta | Fulton | 10003144 | 2A | Flapper Valve | 2020-11-02 | FALSE |  | FALSE | Currently in Use | Premium | 10000 | Composite Double Walled | 2020-11-02 |  | Double-Walled Fiberglass | Pressurized
Clifton & Clifton, Inc. | 6890 Campbellton Rd SW | Atlanta | Fulton | 10003144 | 2A | Flapper Valve | 2020-11-02 | FALSE |  | FALSE | Currently in Use | Premium | 10000 | Composite Double Walled | 2020-11-02 |  | Double-Walled Fiberglass | Pressurized
Clifton & Clifton, Inc. | 6890 Campbellton Rd SW | Atlanta | Fulton | 10003144 | 2A | Flapper Valve | 2020-11-02 | FALSE |  | FALSE | Currently in Use | Premium | 10000 | Composite Double Walled | 2020-11-02 |  | Double-Walled Fiberglass | Pressurized
Clifton & Clifton, Inc. | 6890 Campbellton Rd SW | Atlanta | Fulton | 10003144 | 2A | Flapper Valve | 2020-11-02 | FALSE |  | FALSE | Currently in Use | Premium | 10000 | Composite Double Walled | 2020-11-02 |  | Double-Walled Fiberglass | Pressurized
HOLLYWOOD 76 | 1820 Hollywood Rd | Atlanta | Fulton | 10002989 | 2B | Flapper Valve | 2017-08-16 | FALSE | 2017-08-16 | FALSE | Currently in Use | Diesel | 4000 | Composite Double Walled | 2017-08-16 |  | Double-Walled Fiberglass | Pressurized
Gas Express #251 | 1896 Piedmont Rd | Atlanta | Fulton | 10003094 | 2A | Flapper Valve |  | FALSE | 2019-12-04 | FALSE | Currently in Use | Premium | 6000 | Composite Double Walled | 2020-01-12 |  | Double-Walled Fiberglass | Pressurized
Chevron Fairburn | 5270 Campbellton-Fairburn Rd | Fairburn | Fulton | 10003048 | 1 | Flapper Valve | 2019-10-20 | FALSE | 2019-10-20 | FALSE | Currently in Use | Regular | 12000 | Composite Double Walled | 2019-10-10 |  | Double-Walled Fiberglass | Pressurized
CHASTAIN PETROLEUM CONCEPTS LLC | 3861 ROSWELL RD | ATLANTA | Fulton | 10003189 | 2A | Flapper Valve | 2021-09-01 | FALSE | 2021-09-01 | FALSE | Currently in Use | Diesel | 5000 | Composite Double Walled | 2021-09-01 |  | Double-Walled Flex | Pressurized
RACETRAC #2598 | 11515 ALPHARETTA HWY | ROSWEL | Fulton | 10003193 | 3A | Overfill Alarm | 2021-07-24 | FALSE | 2021-07-24 | FALSE | Currently in Use | Diesel | 12000 | Fiberglass Double Walled | 2021-07-01 |  | Double-Walled Fiberglass | Pressurized
RACETRAC #2598 | 11515 ALPHARETTA HWY | ROSWEL | Fulton | 10003193 | 1 | Overfill Alarm | 2021-07-24 | FALSE | 2021-07-24 | FALSE | Currently in Use | Regular | 20000 | Fiberglass Double Walled | 2021-07-01 |  | Double-Walled Flex | Pressurized
RACETRAC #2598 | 11515 ALPHARETTA HWY | ROSWEL | Fulton | 10003193 | 1 | Overfill Alarm | 2021-07-24 | FALSE | 2021-07-24 | FALSE | Currently in Use | Regular | 20000 | Fiberglass Double Walled | 2021-07-01 |  | Double-Walled Fiberglass | Pressurized
RACETRAC #2598 | 11515 ALPHARETTA HWY | ROSWEL | Fulton | 10003193 | 3B | Overfill Alarm | 2021-07-24 | FALSE | 2021-07-24 | FALSE | Currently in Use | Diesel | 12000 | Fiberglass Double Walled | 2021-07-01 |  | Double-Walled Fiberglass | Pressurized
RACETRAC #2598 | 11515 ALPHARETTA HWY | ROSWEL | Fulton | 10003193 | 2A | Overfill Alarm | 2021-07-24 | FALSE | 2021-07-24 | FALSE | Currently in Use | E-0 | 12000 | Fiberglass Double Walled | 2021-07-01 |  | Double-Walled Fiberglass | Pressurized
RACETRAC #2598 | 11515 ALPHARETTA HWY | ROSWEL | Fulton | 10003193 | 2B | Overfill Alarm | 2021-07-24 | FALSE | 2021-07-24 | FALSE | Currently in Use | Premium | 12000 | Fiberglass Double Walled | 2021-07-01 |  | Double-Walled Fiberglass | Pressurized
Northside Midtown Medical | 1110 W Peachtree St NW | Atlanta | Fulton | 10003168 | 1 | Flapper Valve | 2018-05-01 | FALSE | 2018-05-01 | FALSE | Currently in Use | Diesel Off Road | 3000 | Fiberglass Double Walled | 2018-05-01 |  | Double-Walled Fiberglass | Suction (American)
CHASTAIN PETROLEUM CONCEPTS LLC | 3861 ROSWELL RD | ATLANTA | Fulton | 10003189 | 2C | Flapper Valve | 2021-09-01 | FALSE | 2021-09-01 | FALSE | Currently in Use | E-0 | 5000 | Composite Double Walled | 2021-09-01 |  | Double-Walled Flex | Pressurized
CHASTAIN PETROLEUM CONCEPTS LLC | 3861 ROSWELL RD | ATLANTA | Fulton | 10003189 | 2B | Flapper Valve | 2021-09-01 | FALSE | 2021-09-01 | FALSE | Currently in Use | Premium | 10000 | Composite Double Walled |  |  | Double-Walled Flex | Pressurized
CHASTAIN PETROLEUM CONCEPTS LLC | 3861 ROSWELL RD | ATLANTA | Fulton | 10003189 | 1 | Flapper Valve | 2021-09-01 | FALSE | 2021-09-01 | FALSE | Currently in Use | Regular | 20000 | Composite Double Walled | 2021-03-24 |  | Double-Walled Flex | Pressurized
FT MCPHERSON | 1794 Walker Ave SW, | Atlanta | Fulton | UST-SLOC-9060114 | 350-MG1 | [5 empty] | Removed from Ground | Gas (Historical Use) | 10000 | Bare Steel | 1960-04-23 | 1991-12-17 | Bare Steel
FT MCPHERSON | 1794 Walker Ave SW, | Atlanta | Fulton | UST-SLOC-9060005 | 143-MG3 | [5 empty] | Removed from Ground | Gas (Historical Use) | 10000 | Bare Steel | 1961-07-26 | 1996-04-18 | Unknown | Pressurized
FT MCPHERSON | 1794 Walker Ave SW, | Atlanta | Fulton | UST-SLOC-9000521 | 105-MG2 | [5 empty] | Closed in Ground | Other | 500 | Marked Unknown | 1946-07-31 | 1991-01-01 | Unknown
US POSTAL SERVICE | 3900 CROWN RD | ATLANTA | Fulton | 9060338 | 6 |  |  | FALSE |  | FALSE | Removed from Ground |  | 5000 |  | 1979-04-09 | 1994-10-05 | Galvanized Steel
E&B CONSTRUCTION\BILL SEYMOUR | 6522 WARE ST | UNION CITY | Fulton | 9060348 | 5 | [5 empty] | Removed from Ground | Gas (Historical Use) | 2000 | Bare Steel | 1994-04-27 | 1994-04-27 | Galvanized Steel | Suction (American)
LAKESIDE GOLF CLUB | 3600 OLD FAIRBURN ROAD | EAST POINT | Fulton | 9060492 | 1 | [5 empty] | Removed from Ground | Gas (Historical Use) | 1000 | Not Marked/Unknown | 1965-01-01 | 1999-02-19 | Galvanized Steel | Suction (American)
Maggie Russell Tower Apts | 400 Ralph Mcgill Boulevard | atlanta | Fulton | 9060573 | 1 |  |  | FALSE |  | FALSE | Closed in Ground | Diesel | 500 |  | 1981-01-01 | 2017-06-01 | Galvanized Steel | Suction (American)
2200 MONROE DRIVE | 2200 MONROE DRIVE NE | Atlanta | Fulton | 600766 | 2 |  |  | FALSE |  | FALSE | Removed from Ground | Gas (Historical Use) | 6000 | Bare Steel | 1975-05-05 | 1989-01-01 | Fiberglass Reinforced Plastic
2200 MONROE DRIVE | 2200 MONROE DRIVE NE | Atlanta | Fulton | 600766 | 2 |  |  | FALSE |  | FALSE | Removed from Ground | Gas (Historical Use) | 6000 | Bare Steel | 1975-05-05 | 1989-01-01 | Fiberglass Reinforced Plastic
Quick Mart | 1815 MLK Jr Dr SW | Atlanta | Fulton | 10002705 | 3B | Flapper Valve | 2019-07-22 | FALSE | 2019-02-20 | FALSE | Currently in Use | E-0 | 3000 | Epoxy Double-Walled | 2019-01-28 |  | Double-Walled Fiberglass | Pressurized
RT #2531 Piedmont & Dobbs | 120 Piedmont Ave NE | Atlanta | Fulton | 10002939 | 2B | Overfill Alarm |  | FALSE |  | FALSE | Temporarily out of use | Diesel | 10000 | Fiberglass Double Walled | 2019-04-25 |  | Double-Walled Fiberglass | Pressurized
1440 JONESBORO RD SE | 1440 JONESBORO RD SE | ATLANTA | Fulton | 10003028 | 1 |  |  | FALSE |  | FALSE | Removed from Ground |  | 1200 |  |  | 2020-05-19
1991 DONALD LEE HOLLOWELL PARKWAY NW | 1991 DONALD LEE HOLLOWELL PARKWAY NW | ATLANTA | Fulton | 10003017 | 1 |  |  | FALSE |  | FALSE | Removed from Ground | Empty | 2000 |  |  | 2020-04-02
Clifton & Clifton, Inc. | 6890 Campbellton Rd SW | Atlanta | Fulton | 10003144 | 1 | Flapper Valve | 2020-11-02 | FALSE | 2020-11-02 | FALSE | Currently in Use | Regular | 20000 | Composite Double Walled | 2020-11-02 |  | Double-Walled Fiberglass | Pressurized
Clifton & Clifton, Inc. | 6890 Campbellton Rd SW | Atlanta | Fulton | 10003144 | 1 | Flapper Valve | 2020-11-02 | FALSE | 2020-11-02 | FALSE | Currently in Use | Regular | 20000 | Composite Double Walled | 2020-11-02 |  | Double-Walled Fiberglass | Pressurized
Clifton & Clifton, Inc. | 6890 Campbellton Rd SW | Atlanta | Fulton | 10003144 | 1 | Flapper Valve | 2020-11-02 | FALSE | 2020-11-02 | FALSE | Currently in Use | Regular | 20000 | Composite Double Walled | 2020-11-02 |  | Double-Walled Fiberglass | Pressurized
Clifton & Clifton, Inc. | 6890 Campbellton Rd SW | Atlanta | Fulton | 10003144 | 1 | Flapper Valve | 2020-11-02 | FALSE | 2020-11-02 | FALSE | Currently in Use | Regular | 20000 | Composite Double Walled | 2020-11-02 |  | Double-Walled Fiberglass | Pressurized
ELLIJAY TRANSMISSION SHOP | 80 'S BLOCK OF DALTON STREET | ELLIJAY | Gilmer | 9061020 | DUMMY | [5 empty] | Currently in Use | Other | 0 | Not Marked/Unknown |  |  | Not Marked
BRAD RAGAN TIRE & APPLIANCE | 100 RIVER ST | ELLIJAY | Gilmer | 9061009 | 1 | [5 empty] | Removed from Ground | Other | 1500 | Not Marked/Unknown | 1994-05-19 | 1994-05-19 | Not Marked
DIANES COUNTRY STORE | 807 BOARDTOWN RD | ELLIJAY | Gilmer | 9061032 | 1D | Flapper Valve | 1990-09-24 | FALSE | 1990-09-24 | FALSE | Currently in Use | Diesel | 2000 | Galvanic (STIP-3) | 1990-09-24 |  | Fiberglass Reinforced Plastic | Suction (American)
HARPER'S GROCERY | US HWY 76 W | ELLIJAY | Gilmer | 610049 | 2 |  |  | FALSE |  | FALSE | Permanently Out of Use - historical purposes | Empty | 550 | Bare Steel | 1974-05-11 |  | Galvanized Steel
OSBORN GROCERY - CLOSED | RT 2 BOX 933 | ELLIJAY | Gilmer | 9061008 | 2 | [5 empty] | Removed from Ground | Gas (Historical Use) | 550 | Not Marked/Unknown | 1976-04-20 | 1976-04-20 | Bare Steel | Suction (American)
CAROL MILTON PROPERTY | GA HWY 5 (DALTON ST) & CHURCH ST | ELLIJAY | Gilmer | 9061004 | 2 | [5 empty] | Removed from Ground | Gas (Historical Use) | 500 | Bare Steel | 1940-01-01 | 1992-03-30 | Unknown
Rebelâ€™s Food Mart | 6285 TAILS CREEK RD | ELLIJAY | Gilmer | 9061034 | 3 | Flapper Valve | 1998-11-01 | FALSE | 1998-11-01 | FALSE | Currently in Use | Regular | 6000 | Steel-Impressed Current | 1998-11-01 |  | Steel (Impressed Current) | Safe Suction (Euro)
ORCHARD JUNCTION | 2138 TAILS CREEK ROAD | ELLIJAY | Gilmer | 9061035 | 2 | Ball Float | 2000-03-24 | FALSE | 2000-03-24 | FALSE | Currently in Use | Premium | 6000 | Composite | 2000-03-22 |  | Fiberglass Reinforced Plastic | Pressurized
POA ADMIN BLDG(ROADS & GROUNDS M | 160 BEAVER LAKE RD | ELLIJAY | Gilmer | 9061021 | 1 | [5 empty] | Removed from Ground | Gas (Historical Use) | 2500 | Bare Steel | 1998-08-01 | 1998-08-01 | Bare Steel | Safe Suction (Euro)
AIRPORT GROCERY | 19 SUNLIGHT RD | ELLIJAY | Gilmer | 9061033 | 1 | Flapper Valve | 1992-05-18 | FALSE | 1992-05-18 | FALSE | Currently in Use | Regular | 10000 | Composite | 1992-05-18 |  | Fiberglass Reinforced Plastic | Pressurized
MURPHY USA #6887 | 132 HIGHLAND CROSSING | ELLIJAY | Gilmer | 10000246 | 2 | Flapper Valve | 2003-01-13 | FALSE | 2003-01-13 | FALSE | Currently in Use | Premium | 8000 | Fiberglass Double Walled | 2003-01-13 |  | Double-Walled Flex | Pressurized
GAILBETS INC AGA CORP | 383 N MAIN STREET | ELLIJAY | Gilmer | 9061025 | 1 | [5 empty] | Closed in Ground | Other | 0 | Not Marked/Unknown |  | 1899-12-31 | Not Marked
STAHLS GENERAL STORE | RT 4 BOARDTOWN RD | ELLIJAY | Gilmer | 9061014 | S-1 | [5 empty] | Removed from Ground | Gas (Historical Use) | 500 | Marked Unknown | 1995-08-07 | 1995-08-07 | Unknown
PRATHERS HOT ROD LUBE | 245 SOUTH MAIN STREET | ELLIJAY | Gilmer | 9061031 | 4 | [5 empty] | Permanently Out of Use - historical purposes | Empty | 4000 | Bare Steel |  | 1899-12-31 | Galvanized Steel
PRATHERS HOT ROD LUBE | 245 SOUTH MAIN STREET | ELLIJAY | Gilmer | 9061031 | 1 | [5 empty] | Permanently Out of Use - historical purposes | Empty | 4000 | Bare Steel |  | 1899-12-31 | Galvanized Steel
AIRPORT GROCERY | 19 SUNLIGHT RD | ELLIJAY | Gilmer | 9061033 | 4 | Flapper Valve | 1992-05-18 | FALSE | 1992-05-18 | FALSE | Currently in Use | Diesel | 550 | Composite |  |  | Fiberglass Reinforced Plastic | Pressurized
DIANES COUNTRY STORE | 807 BOARDTOWN RD | ELLIJAY | Gilmer | 9061032 | 1B | Flapper Valve | 1990-09-24 | FALSE | 1990-09-24 | FALSE | Currently in Use | Gas (Historical Use) | 6000 | Galvanic (STIP-3) | 1990-09-24 |  | Fiberglass Reinforced Plastic | Suction (American)
GILMER COUNTY AIRPORT | AIRPORT RD OFF OF GA HWY 382 | ELLIJAY | Gilmer | 9061036 | 1 | [5 empty] | Removed from Ground | Gas (Historical Use) | 2000 | Bare Steel | 1999-12-20 | 1999-12-20 | Galvanized Steel | Safe Suction (Euro)
HOLTS FOOD MART | 920 INDUSTRIAL BLVD | ELLIJAY | Gilmer | 610050 | 2 | Flapper Valve | 1998-12-08 | FALSE | 1998-12-08 | FALSE | Currently in Use | Premium | 10000 | Steel-Impressed Current | 1981-05-09 |  | Steel (Impressed Current) | Pressurized
DIANES COUNTRY STORE | 807 BOARDTOWN RD | ELLIJAY | Gilmer | 9061032 | 1A | Flapper Valve | 1990-09-24 | FALSE | 1990-09-24 | FALSE | Currently in Use | Gas (Historical Use) | 6000 | Galvanic (STIP-3) | 1990-09-24 |  | Fiberglass Reinforced Plastic | Suction (American)
GILMER COUNTY AIRPORT | AIRPORT RD OFF OF GA HWY 382 | ELLIJAY | Gilmer | 9061036 | 2 | [5 empty] | Removed from Ground | Gas (Historical Use) | 2000 | Bare Steel | 1999-12-20 | 1999-12-20 | Galvanized Steel | Safe Suction (Euro)
GOLD KIST POULTRY PLANT | 75 INDUSTRIAL BLVD | ELLIJAY | Gilmer | 9000347 | 1 | [5 empty] | Removed from Ground | Diesel | 10000 | Bare Steel | 1961-05-11 | 1989-08-12 | Bare Steel
J G ROGERS | GA HWY 5 & US HWY 76 EAST | ELLIJAY | Gilmer | 610041 | 2 | [5 empty] | Removed from Ground | Gas (Historical Use) | 1000 | Bare Steel | 1974-05-11 | 1994-05-27 | Galvanized Steel
PARK PLAZA SHOPETTE | 1060 S MAIN ST | ELLIJAY | Gilmer | 610040 | 3 | [5 empty] | Removed from Ground | Gas (Historical Use) | 3000 | Bare Steel | 1976-05-10 | 1994-04-21 | Galvanized Steel
NELSON CHEVRON | S MAIN ST | ELLIJAY | Gilmer | 610045 | 6 |  | 1999-06-01 |  | 1999-06-01 |  | Removed from Ground | Gas (Historical Use) | 6000 | Epoxy | 1999-06-01 | 2012-11-02 | Fiberglass Reinforced Plastic | Pressurized
BLUE RIDGE CARPET MILLS DIV/LOWY | 100 PROGRESS RD | ELLIJAY | Gilmer | 610046 | 1 |  | 1997-11-06 |  | 1997-11-06 |  | Removed from Ground | Diesel | 10000 | Bare Steel | 1976-05-08 | 1899-12-31 | Galvanized Steel
LSI ELLIJAY LLC | 658 INDUSTRIAL BLVD | ELLIJAY | Gilmer | 610060 | 3 |  | 1998-10-15 | FALSE | 1998-10-15 | FALSE | Permanently Out of Use - historical purposes | Gas (Historical Use) | 10000 | Steel-Impressed Current | 1977-01-03 |  | Fiberglass Reinforced Plastic | Pressurized
BUD GARLAND ESTATE | 650 RIVER ST | ELLIJAY | Gilmer | 9061007 | 2 | [5 empty] | Currently in Use | Other | 0 | Not Marked/Unknown |  |  | Not Marked
BIG CREEK GROCERY | RT 5 BOX 247 | ELLIJAY | Gilmer | 610062 | 1 | [5 empty] | Currently in Use | Other | 2000 | Marked Unknown | 1971-03-25 |  | Galvanized Steel
PARKS PLACE CONVENIENCE STORE | 3178 OLD HWY 5 S | ELLIJAY | Gilmer | 9069226 | 212730 | Flapper Valve | 1993-05-14 | FALSE | 1993-05-14 | FALSE | Currently in Use | Regular | 4000 | Steel-Impressed Current | 1993-05-14 |  | Fiberglass Reinforced Plastic | Safe Suction (Euro)
OLD NAPA BUILDING | 24 SOUTH MAIN STREET | ELLIJAY | Gilmer | 10001244 | 1 |  |  | FALSE |  | FALSE | Removed from Ground | Gas (Historical Use) | 1 | Bare Steel | 2006-09-21 | 2006-09-21
Ideal Mart | 31 OLD NORTHCUTT ROAD | ELLIJAY | Gilmer | 9061026 | 4 | Flapper Valve | 1996-09-24 |  | 1996-09-24 |  | Temporarily out of use | Kerosene | 1000 | Fiberglass | 1990-09-24 |  | Fiberglass Reinforced Plastic | Safe Suction (Euro)
Ideal Mart | 31 OLD NORTHCUTT ROAD | ELLIJAY | Gilmer | 9061026 | 3 | Flapper Valve | 1996-09-24 | FALSE | 1996-09-24 | FALSE | Currently in Use | Diesel | 10000 | Fiberglass | 1990-09-24 |  | Fiberglass Reinforced Plastic | Pressurized
BURNS CHEVROLET | 10 INDUSTRIAL BLVD | ELLIJAY | Gilmer | 9061029 | 1 |  |  | TRUE |  | TRUE | Removed from Ground | Used Oil | 550 | Bare Steel | 1998-05-01 | 1998-05-01 | Galvanized Steel | Gravity Fed
GOLD KIST POULTRY PLANT | 75 INDUSTRIAL BLVD | ELLIJAY | Gilmer | 9000347 | 2 | [5 empty] | Removed from Ground | Diesel | 10000 | Bare Steel | 1966-05-10 | 1989-08-12 | Bare Steel
BUD GARLAND ESTATE | 650 RIVER ST | ELLIJAY | Gilmer | 9061007 | 1 | [5 empty] | Removed from Ground | Other | 0 | Not Marked/Unknown | 1994-11-30 | 1994-11-30 | Not Marked
OLD NAPA BUILDING | 24 SOUTH MAIN STREET | ELLIJAY | Gilmer | 10001244 | 2 |  |  | FALSE |  | FALSE | Removed from Ground | Gas (Historical Use) | 1000 | Bare Steel | 2006-09-21 | 2006-09-21 | Bare Steel
STAHLS GENERAL STORE | RT 4 BOARDTOWN RD | ELLIJAY | Gilmer | 9061014 | S-2 | [5 empty] | Removed from Ground | Gas (Historical Use) | 500 | Marked Unknown | 1995-08-07 | 1995-08-07 | Unknown
GOLD KIST TRUCK GARAGE | PROGRESS RD | ELLIJAY | Gilmer | 9061017 | 1AST |  | 1995-11-01 |  | 1995-11-01 |  | Currently in Use | Diesel | 12000 | Not Marked/Unknown | 1995-11-01 |  | Fiberglass Reinforced Plastic | Pressurized
PRATHERS HOT ROD LUBE | 245 SOUTH MAIN STREET | ELLIJAY | Gilmer | 9061031 | 2 | [5 empty] | Permanently Out of Use - historical purposes | Empty | 4000 | Bare Steel |  | 1899-12-31 | Galvanized Steel
KIKER SUPPLY CO | GA HWY 5 | ELLIJAY | Gilmer | 610043 | 3 | [5 empty] | Closed in Ground | Gas (Historical Use) | 1000 | Bare Steel | 1989-04-20 | 1989-04-20 | Galvanized Steel
NEW HOPE GROCERY | 3140 CHATSWORTH HWY | ELLIJAY | Gilmer | 610042 | 1 | [5 empty] | Removed from Ground | Gas (Historical Use) | 1000 | Bare Steel | 1989-06-03 | 1989-06-03 | Galvanized Steel | Suction (American)
NELSON CHEVRON | S MAIN ST | ELLIJAY | Gilmer | 610045 | 2 | [5 empty] | Removed from Ground | Gas (Historical Use) | 1000 | Bare Steel | 1999-05-18 | 1999-05-18 | Galvanized Steel
BLUE RIDGE CARPET MILLS DIV/LOWY | 100 PROGRESS RD | ELLIJAY | Gilmer | 610046 | 5 | [5 empty] | Removed from Ground | Diesel | 20000 | Bare Steel | 1976-01-01 | 1899-12-31 | Bare Steel
Ideal Mart | 31 OLD NORTHCUTT ROAD | ELLIJAY | Gilmer | 9061026 | 1 | Flapper Valve | 1996-09-24 | FALSE | 1996-09-24 | FALSE | Currently in Use | Regular | 12000 | Fiberglass | 1996-09-24 |  | Fiberglass Reinforced Plastic | Pressurized
DIANES COUNTRY STORE | 807 BOARDTOWN RD | ELLIJAY | Gilmer | 9061032 | 1C | Flapper Valve | 1990-09-24 | FALSE | 1990-09-24 | FALSE | Currently in Use | Gas (Historical Use) | 6000 | Galvanic (STIP-3) | 1990-09-24 |  | Fiberglass Reinforced Plastic | Suction (American)
GOLD KIST LIVE HAUL | 75 INDUSTRIAL BLVD | ELLIJAY | Gilmer | 9000348 | 2 |  |  | TRUE |  | TRUE | Removed from Ground | Used Oil | 1100 | Bare Steel | 1968-05-09 | 1996-04-03 | Unknown | Gravity Fed
CITGO FOOD MART | 595 S MAIN ST | ELLIJAY | Gilmer | 610047 | 2 | [5 empty] | Removed from Ground | Gas (Historical Use) | 6000 | Bare Steel | 1967-05-13 | 1998-08-17 | Galvanized Steel | Suction (American)
PARK PLAZA SHOPETTE | 1060 S MAIN ST | ELLIJAY | Gilmer | 610040 | 1 | [5 empty] | Removed from Ground | Gas (Historical Use) | 6000 | Bare Steel | 1976-05-10 | 1994-04-21 | Galvanized Steel
CROSSROAD'S GROCERY | 8994 HWY 52 EAST | ELLIJAY | Gilmer | 610044 | 4 |  | 1999-09-01 | FALSE | 1999-09-01 | FALSE | Temporarily out of use | Diesel | 4000 | Steel-Impressed Current | 1999-08-31 |  |  | Safe Suction (Euro)
CROSSROAD'S GROCERY | 8994 HWY 52 EAST | ELLIJAY | Gilmer | 610044 | 5 |  | 1993-01-01 | FALSE | 1993-01-01 | FALSE | Temporarily out of use | Gas (Historical Use) | 4000 | Steel-Impressed Current | 1993-01-01 |  | Fiberglass Reinforced Plastic | Safe Suction (Euro)
STANLEYS GROCERY | 7499 HWY 52 EAST | ELLIJAY | Gilmer | 610055 | 3A | Ball Float | 2000-10-01 | FALSE | 2000-10-01 | FALSE | Currently in Use | Regular | 12000 | Composite | 2000-10-01
CROSSROAD'S GROCERY | 8994 HWY 52 EAST | ELLIJAY | Gilmer | 610044 | 8A | Flapper Valve | 2018-08-07 | FALSE | 2018-06-26 | FALSE | Currently in Use | E-0 | 4000 | Composite Double Walled | 2018-06-21 |  | Double-Walled Fiberglass
CROSSROAD'S GROCERY | 8994 HWY 52 EAST | ELLIJAY | Gilmer | 610044 | 6 |  | 1993-01-01 | FALSE | 1993-01-01 | FALSE | Temporarily out of use | Gas (Historical Use) | 1000 | Steel-Impressed Current | 1993-01-01 |  | Fiberglass Reinforced Plastic | Safe Suction (Euro)
MURPHY USA #6887 | 132 HIGHLAND CROSSING | ELLIJAY | Gilmer | 10000246 | 1 | Flapper Valve | 2003-01-13 | FALSE | 2003-01-13 | FALSE | Currently in Use | Regular | 20000 | Fiberglass Double Walled | 2003-01-13 |  | Double-Walled Flex | Pressurized
GAILBETS INC AGA CORP | 383 N MAIN STREET | ELLIJAY | Gilmer | 9061025 | 2 | [5 empty] | Closed in Ground | Other | 0 | Not Marked/Unknown |  | 1899-12-31 | Not Marked
AIRPORT GROCERY | 19 SUNLIGHT RD | ELLIJAY | Gilmer | 9061033 | 3 | Flapper Valve | 1992-05-18 | FALSE | 1992-05-18 | FALSE | Currently in Use | Premium | 6000 | Composite | 2000-03-22 |  | Fiberglass Reinforced Plastic | Pressurized
ORCHARD JUNCTION | 2138 TAILS CREEK ROAD | ELLIJAY | Gilmer | 9061035 | 1 | Ball Float | 2000-03-24 | FALSE | 2000-03-24 | FALSE | Currently in Use | Regular | 12000 | Composite | 2000-03-22 |  | Fiberglass Reinforced Plastic | Pressurized
ELLIJAY CHURCH OF CHRIST | 133 NORTH DODGE | ELLIJAY | Gilmer | 610048 | 1 | [5 empty] | Removed from Ground | Gas (Historical Use) | 3000 | Bare Steel | 1971-05-11 | 1999-07-29 | Galvanized Steel
NELSON CHEVRON | S MAIN ST | ELLIJAY | Gilmer | 610045 | 3 |  |  | FALSE |  | FALSE | Removed from Ground | Gas (Historical Use) | 1000 | Bare Steel | 1999-05-18 | 1999-05-18 | Galvanized Steel
GRANTS GROCERY | GA HWY 52 E | ELLIJAY | Gilmer | 610059 | 2 | [5 empty] | Closed in Ground | Gas (Historical Use) | 1500 | Bare Steel | 1967-01-06 | 1899-12-31 | Unknown
STANLEYS GROCERY | 7499 HWY 52 EAST | ELLIJAY | Gilmer | 610055 | 4B | Flapper Valve |  | FALSE |  | FALSE | Currently in Use | Diesel Off Road | 2000 | Composite | 2000-10-01 |  |  | Suction (American)
1ST UNITED METHODIST CHURCH | 55 CHURCH STREET | ELLIJAY | Gilmer | 9061018 | 1 | [5 empty] | Removed from Ground | Gas (Historical Use) | 0 | Not Marked/Unknown | 1965-01-01 | 1965-01-01 | Not Marked
CAROL MILTON PROPERTY | GA HWY 5 (DALTON ST) & CHURCH ST | ELLIJAY | Gilmer | 9061004 | 1 | [5 empty] | Removed from Ground | Gas (Historical Use) | 500 | Bare Steel | 1940-01-01 | 1992-03-30 | Unknown
ELLIJAY CHURCH OF CHRIST | 133 NORTH DODGE | ELLIJAY | Gilmer | 610048 | 5 | [5 empty] | Removed from Ground | Kerosene | 560 | Bare Steel | 1971-05-11 | 1999-07-29 | Galvanized Steel
CITGO FOOD MART | 595 S MAIN ST | ELLIJAY | Gilmer | 610047 | 6 | Flapper Valve | 1998-08-24 | FALSE | 1998-08-24 | FALSE | Currently in Use | Premium | 4000 | Composite | 1998-08-19 |  | Fiberglass Reinforced Plastic | Pressurized
CROSSROAD'S GROCERY | 8994 HWY 52 EAST | ELLIJAY | Gilmer | 610044 | 7B | Flapper Valve | 2018-08-07 | FALSE | 2018-06-26 | FALSE | Currently in Use | Premium | 4000 | Composite Double Walled | 2018-06-21 |  | Double-Walled Fiberglass | Pressurized
B&B GROCERY | GA HWY 282 | ELLIJAY | Gilmer | 610034 | 2 | [5 empty] | Removed from Ground | Gas (Historical Use) | 1000 | Bare Steel | 1984-05-08 | 1899-12-31 | Galvanized Steel
AIRPORT GROCERY | 19 SUNLIGHT RD | ELLIJAY | Gilmer | 9061033 | 2 | Flapper Valve | 1992-05-18 | FALSE | 1992-05-18 | FALSE | Currently in Use | Diesel | 8000 | Composite | 1992-05-18 |  | Fiberglass Reinforced Plastic | Pressurized
MURPHY USA #6887 | 132 HIGHLAND CROSSING | ELLIJAY | Gilmer | 10000246 | 3 | Flapper Valve | 2003-01-13 | FALSE | 2003-01-13 | FALSE | Currently in Use | Diesel | 12000 | Fiberglass Double Walled | 2003-01-13 |  | Double-Walled Flex | Pressurized
HARPER'S GROCERY | US HWY 76 W | ELLIJAY | Gilmer | 610049 | 1 |  |  | FALSE |  | FALSE | Permanently Out of Use - historical purposes | Empty | 1000 | Bare Steel | 1974-05-11 |  | Galvanized Steel
GILMER COUNTY AIRPORT | AIRPORT RD OFF OF GA HWY 382 | ELLIJAY | Gilmer | 9061036 | 3 | [5 empty] | Removed from Ground | Other | 2000 | Bare Steel | 1999-12-20 | 1999-12-20 | Galvanized Steel | Safe Suction (Euro)
HOLTS FOOD MART | 920 INDUSTRIAL BLVD | ELLIJAY | Gilmer | 610050 | 5 |  | 1998-12-08 |  | 1998-12-08 |  | Removed from Ground | Other | 3000 | Steel-Impressed Current | 1971-05-12 | 2003-09-09 | Cathodically Protected
HOLTS FOOD MART | 920 INDUSTRIAL BLVD | ELLIJAY | Gilmer | 610050 | 4 |  | 1998-12-08 | FALSE | 1998-12-08 | FALSE | Removed from Ground | Gas (Historical Use) | 4000 | Steel-Impressed Current | 1971-05-12 | 2003-09-09 | Cathodically Protected | Pressurized
J G ROGERS | GA HWY 5 & US HWY 76 EAST | ELLIJAY | Gilmer | 610041 | 3 | [5 empty] | Removed from Ground | Gas (Historical Use) | 550 | Bare Steel | 1974-05-11 | 1994-05-27 | Galvanized Steel
PARK PLAZA SHOPETTE | 1060 S MAIN ST | ELLIJAY | Gilmer | 610040 | 4 |  | 1994-04-21 |  | 1994-04-21 |  | Removed from Ground | Gas (Historical Use) | 8000 | Composite | 1994-04-21 | 2002-12-01 | Double Walled | Pressurized
BIG CREEK GROCERY | RT 5 BOX 247 | ELLIJAY | Gilmer | 610062 | 2 | [5 empty] | Currently in Use | Other | 1000 | Marked Unknown | 1971-03-25 |  | Galvanized Steel
CITY OF ELLIJAY CITY HALL | 105 N MAIN ST | ELLIJAY | Gilmer | 9061012 | CITY1 | [5 empty] | Removed from Ground | Gas (Historical Use) | 1000 | Cathodically Protected Steel | 1988-11-14 | 1995-07-18 | Galvanized Steel | Suction (American)
GOLD KIST POULTRY PLANT | 75 INDUSTRIAL BLVD | ELLIJAY | Gilmer | 9000347 | 3 | [5 empty] | Removed from Ground | Diesel | 10000 | Bare Steel | 1971-05-09 | 1989-08-12 | Bare Steel
HOLTS FOOD MART | 920 INDUSTRIAL BLVD | ELLIJAY | Gilmer | 610050 | 1 | Flapper Valve | 1998-12-08 | FALSE | 1998-12-08 | FALSE | Currently in Use | Regular | 10000 | Steel-Impressed Current | 1981-05-09 |  | Steel (Impressed Current) | Pressurized
PARK PLAZA SHOPETTE | 1060 S MAIN ST | ELLIJAY | Gilmer | 610040 | 6 | Ball Float | 1994-04-21 | FALSE | 1994-04-21 | FALSE | Currently in Use | Regular | 8000 | Fiberglass | 2002-12-01 |  | Double-Walled Fiberglass | Pressurized
OSBORN GROCERY - CLOSED | RT 2 BOX 933 | ELLIJAY | Gilmer | 9061008 | 1 | [5 empty] | Removed from Ground | Gas (Historical Use) | 550 | Not Marked/Unknown | 1976-04-20 | 1976-04-20 | Bare Steel | Suction (American)
PRATHERS HOT ROD LUBE | 245 SOUTH MAIN STREET | ELLIJAY | Gilmer | 9061031 | 5 | [5 empty] | Permanently Out of Use - historical purposes | Empty | 4000 | Bare Steel |  | 1899-12-31 | Galvanized Steel
ELLIJAY CHURCH OF CHRIST | 133 NORTH DODGE | ELLIJAY | Gilmer | 610048 | 8 | [5 empty] | Removed from Ground | Diesel | 1050 | Bare Steel | 1971-05-11 | 1999-07-29 | Galvanized Steel
CITGO FOOD MART | 595 S MAIN ST | ELLIJAY | Gilmer | 610047 | 6B |  | 1998-08-24 | FALSE | 1998-08-24 | FALSE | Currently in Use | Kerosene | 2000 | Composite | 1998-08-19 |  | Fiberglass Reinforced Plastic | Pressurized
CITGO FOOD MART | 595 S MAIN ST | ELLIJAY | Gilmer | 610047 | 5 |  | 1998-08-24 | FALSE | 1998-08-24 | FALSE | Currently in Use | Regular | 10000 | Composite | 1998-08-19 |  | Fiberglass Reinforced Plastic | Pressurized
CITGO FOOD MART | 595 S MAIN ST | ELLIJAY | Gilmer | 610047 | 4 | [5 empty] | Removed from Ground | Gas (Historical Use) | 6000 | Bare Steel | 1967-05-13 | 1998-08-17 | Galvanized Steel | Suction (American)
CITGO FOOD MART | 595 S MAIN ST | ELLIJAY | Gilmer | 610047 | 6A | Flapper Valve | 1998-08-24 | FALSE | 1998-08-24 | FALSE | Currently in Use | Diesel | 4000 | Composite | 1998-08-19 |  | Fiberglass Reinforced Plastic | Pressurized
BLUE RIDGE CARPET MILLS DIV/LOWY | 100 PROGRESS RD | ELLIJAY | Gilmer | 610046 | 4 | [5 empty] | Removed from Ground | Diesel | 20000 | Bare Steel | 1976-01-01 | 1899-12-31 | Bare Steel
PARKS PLACE CONVENIENCE STORE | 3178 OLD HWY 5 S | ELLIJAY | Gilmer | 9069226 | 212728 | Ball Float | 1993-05-14 | FALSE | 1993-05-14 | FALSE | Temporarily out of use | Premium | 4000 | Steel-Impressed Current | 1993-05-14 |  | Fiberglass Reinforced Plastic | Safe Suction (Euro)
ELLIJAY TELEPHONE COMPANY | 497 PROGRESS RD | ELLIJAY | Gilmer | 10002156 | 1 | Ball Float | 2009-06-01 | FALSE | 2009-06-01 | FALSE | Currently in Use | Regular | 10000 | Fiberglass Double Walled | 2009-06-01 |  | Fiberglass Reinforced Plastic | Pressurized
PRATHERS HOT ROD LUBE | 245 SOUTH MAIN STREET | ELLIJAY | Gilmer | 9061031 | 3 | [5 empty] | Permanently Out of Use - historical purposes | Empty | 4000 | Bare Steel |  | 1899-12-31 | Galvanized Steel
Rebelâ€™s Food Mart | 6285 TAILS CREEK RD | ELLIJAY | Gilmer | 9061034 | 1 | Flapper Valve | 1998-11-01 | FALSE | 1998-11-01 | FALSE | Currently in Use | Diesel | 4000 | Steel-Impressed Current | 1998-11-01 |  | Steel (Impressed Current) | Safe Suction (Euro)
NEW HOPE GROCERY | 3140 CHATSWORTH HWY | ELLIJAY | Gilmer | 610042 | 2 | [5 empty] | Removed from Ground | Gas (Historical Use) | 560 | Bare Steel | 1989-06-03 | 1989-06-03 | Galvanized Steel | Suction (American)
CROSSROAD'S GROCERY | 8994 HWY 52 EAST | ELLIJAY | Gilmer | 610044 | 8B | Flapper Valve | 2018-08-07 | FALSE | 2018-06-26 | FALSE | Currently in Use | Diesel | 4000 | Composite Double Walled | 2018-06-21 |  | Double-Walled Fiberglass | Pressurized
NELSONS | 25 S MAIN ST | ELLIJAY | Gilmer | 610061 | 2 |  |  | FALSE |  | FALSE | Permanently Out of Use - historical purposes | Gas (Historical Use) | 2000 | Bare Steel | 1967-01-06 |  | Galvanized Steel
TIM BUK TU | 2170 S MAIN ST | ELLIJAY | Gilmer | 610032 | 1 | Ball Float | 1998-09-12 | FALSE | 1998-09-12 | FALSE | Currently in Use | Regular | 6000 | Steel-Impressed Current | 1984-05-08 |  | Double-Walled Flex | Pressurized
GREENS COUNTRY STORE | 2028 OLD HWY 5 S | ELLIJAY | Gilmer | 610038 | 1 | [5 empty] | Closed in Ground | Gas (Historical Use) | 6000 | Bare Steel | 1980-05-09 | 1997-06-01 | Bare Steel
ELLIJAY MAINT SHOP | 173 MADDOX DR | ELLIJAY | Gilmer | 610018 | 622D2 | [5 empty] | Removed from Ground | Diesel | 1000 | Tank Jacket | 1993-11-03 | 1997-09-24 | Fiberglass Reinforced Plastic | Pressurized
GILMER CO | SCHOOL ST | ELLIJAY | Gilmer | 610012 | 1 | [5 empty] | Permanently Out of Use - historical purposes | Diesel | 2000 | Bare Steel | 1968-04-26 | 1899-12-31 | Galvanized Steel
N GEORGIA RESA | GA HWY 5 S | ELLIJAY | Gilmer | 610010 | 1 | [5 empty] | Currently in Use | Diesel | 2000 | Bare Steel | 1968-04-26 |  | Galvanized Steel
WOOTENS/RAYS/STRICKLANDS SVC STA | 99 SOUTH MAIN ST | ELLIJAY | Gilmer | 610035 | 4 | [5 empty] | Removed from Ground | Diesel | 1000 | Bare Steel | 1985-05-08 | 1997-01-01 | Not Marked
WOOTENS/RAYS/STRICKLANDS SVC STA | 99 SOUTH MAIN ST | ELLIJAY | Gilmer | 610035 | 1 | [5 empty] | Removed from Ground | Gas (Historical Use) | 1000 | Bare Steel | 1971-05-12 | 1987-01-01 | Galvanized Steel | Suction (American)
Ellijay BP | 990 South MAIN ST | ELLIJAY | Gilmer | 610019 | 3 | [5 empty] | Removed from Ground | Gas (Historical Use) | 10000 | Bare Steel | 1976-04-20 | 1992-09-14 | Galvanized Steel
Ellijay BP | 990 South MAIN ST | ELLIJAY | Gilmer | 610019 | 7A | Ball Float | 2004-11-01 | FALSE | 2004-11-01 | FALSE | Currently in Use | Diesel | 6000 | Composite | 2004-11-01 |  | Fiberglass Reinforced Plastic | Pressurized
ELLIJAY MAINT SHOP | 173 MADDOX DR | ELLIJAY | Gilmer | 610018 | 622G3 | [5 empty] | Removed from Ground | Gas (Historical Use) | 2500 | Tank Jacket | 1993-11-03 | 1997-09-24 | Fiberglass Reinforced Plastic | Pressurized
GA FC | GA HWY 5 SOUTH/RT 3 | ELLIJAY | Gilmer | 610017 | 1 | [5 empty] | Removed from Ground | Gas (Historical Use) | 560 | Bare Steel | 1968-04-26 | 1992-10-22 | Galvanized Steel
MOUNTAIN EXPRESS #13 | 700 INDUSTRIAL BLVD | ELLIJAY | Gilmer | 610002 | 101 | Ball Float | 1996-05-01 | FALSE | 1996-05-01 | FALSE | Currently in Use | Regular | 10000 | Steel-Impressed Current | 1977-01-03 |  | Fiberglass Reinforced Plastic | Pressurized
KIKER SUPPLY CO INC | GA HWY 5 ALTERNATE SOUTH | ELLIJAY | Gilmer | 610004 | 3 | [5 empty] | Closed in Ground | Gas (Historical Use) | 1000 | Bare Steel | 1961-03-02 | 1988-01-01 | Galvanized Steel
LANDS DEPOT SVC/FORMER DEPOT EXX | 145 RIVER ST | ELLIJAY | Gilmer | 610037 | 3 | [5 empty] | Removed from Ground | Gas (Historical Use) | 3000 | Bare Steel | 1974-05-11 | 1998-12-01 | Galvanized Steel
GILMER CO/OLD BUS SHOP | 500 LIBRARY ST | ELLIJAY | Gilmer | 610016 | 1 | [5 empty] | Removed from Ground | Gas (Historical Use) | 1000 | Bare Steel | 1966-04-27 | 1987-05-01 | Galvanized Steel
MOUNTAIN EXPRESS #13 | 700 INDUSTRIAL BLVD | ELLIJAY | Gilmer | 610002 | 103 | Ball Float | 1996-05-01 | FALSE | 1996-05-01 | FALSE | Currently in Use | Diesel | 6000 | Steel-Impressed Current | 1986-01-01 |  | Fiberglass Reinforced Plastic | Pressurized
WOOTENS/RAYS/STRICKLANDS SVC STA | 99 SOUTH MAIN ST | ELLIJAY | Gilmer | 610035 | 5 | [5 empty] | Removed from Ground | Kerosene | 1000 | Bare Steel | 1985-05-08 | 1997-01-01 | Not Marked
GA POWER/ELLIJAY OPER HQ | 170 INDUSTRIAL BLVD | ELLIJAY | Gilmer | 610031 | 1 | [5 empty] | Closed in Ground | Diesel | 6000 | Fiberglass | 1985-05-08 | 1996-09-17 | Fiberglass Reinforced Plastic | Pressurized
ELLIJAY MAINT SHOP | 173 MADDOX DR | ELLIJAY | Gilmer | 610018 | 2 | Flapper Valve | 1997-08-01 | FALSE | 1997-08-01 | FALSE | Currently in Use | Regular | 2500 | Fiberglass Double Walled | 1997-08-01 |  | Double-Walled Fiberglass | Safe Suction (Euro)
ELLIJAY ELEM SCHOOL | 500 LIBRARY ST | ELLIJAY | Gilmer | 610013 | 1 | [5 empty] | Removed from Ground | Diesel | 3000 | Bare Steel | 1969-04-26 | 1987-05-01 | Galvanized Steel
LANDS DEPOT SVC/FORMER DEPOT EXX | 145 RIVER ST | ELLIJAY | Gilmer | 610037 | 1 | [5 empty] | Removed from Ground | Gas (Historical Use) | 4000 | Bare Steel | 1974-05-11 | 1998-12-01 | Galvanized Steel
GILMER COUNTY/BUS SHOP | 497 BOBCAT TRL | ELLIJAY | Gilmer | 610008 | 1 | Flapper Valve | 1997-09-25 | FALSE | 1997-09-25 | FALSE | Removed from Ground | Regular | 4000 | Steel-Impressed Current | 1981-04-23 |  | Steel (Impressed Current) | Safe Suction (Euro)
AMERICAN FOOD MART | 731 1ST AVE | EAST ELLIJAY | Gilmer | 9061011 | 5403 | Flapper Valve | 2023-12-08 | FALSE | 1995-01-15 | FALSE | Currently in Use | Premium | 12000 | Composite | 1995-01-15 |  | Double-Walled Fiberglass | Pressurized
AMERICAN FOOD MART | 731 1ST AVE | EAST ELLIJAY | Gilmer | 9061011 | 5401 | Flapper Valve | 2023-12-08 | FALSE | 1995-01-15 | FALSE | Currently in Use | Diesel | 8000 | Composite | 1995-01-15 |  | Double-Walled Fiberglass | Pressurized
GREENS COUNTRY STORE | 2028 OLD HWY 5 S | ELLIJAY | Gilmer | 610038 | 3 | [5 empty] | Closed in Ground | Gas (Historical Use) | 5000 | Bare Steel | 1980-05-09 | 1997-06-01 | Bare Steel
COURIER DYING & PRINTING | 179 COURIER ST | ELLIJAY | Gilmer | 610003 | 2 |  | 1997-11-20 |  | 1997-11-20 |  | Currently in Use | Diesel | 20000 | Bare Steel | 1981-02-11 |  | Cathodically Protected | Safe Suction (Euro)
LANDS DEPOT SVC/FORMER DEPOT EXX | 145 RIVER ST | ELLIJAY | Gilmer | 610037 | 2 | [5 empty] | Removed from Ground | Gas (Historical Use) | 3000 | Bare Steel | 1974-05-11 | 1998-12-01 | Galvanized Steel
GREENS COUNTRY STORE | 2028 OLD HWY 5 S | ELLIJAY | Gilmer | 610038 | 2 | [5 empty] | Closed in Ground | Gas (Historical Use) | 5000 | Bare Steel | 1980-05-09 | 1997-06-01 | Bare Steel
GILMER CO ROAD DEPT | GA HWY 52 | ELLIJAY | Gilmer | 610025 | 1 |  | 1999-06-05 |  | 1999-06-05 |  | Removed from Ground | Gas (Historical Use) | 10000 | Cathodically Protected Steel | 1999-07-19 | 2013-02-12 | Fiberglass Reinforced Plastic | Safe Suction (Euro)
PARKS TRUCK REPAIR & SER INC | 36 NORTH DODGE ST | ELLIJAY | Gilmer | 610026 | 1 | [5 empty] | Permanently Out Of Use | Diesel | 3000 | Bare Steel | 1978-04-10 | 1999-06-08 | Galvanized Steel
REGAL INC | INDUSTRIAL BLVD | ELLIJAY | Gilmer | 610007 | 1 | [5 empty] | Removed from Ground | Diesel | 2000 | Bare Steel | 1973-04-18 | 1995-01-01 | Unknown
KING'S OIL#375 | 600 HOWARD SIMMONS RD | EAST ELLIJAY | Gilmer | 10002150 | 3 | Ball Float | 2012-01-01 | FALSE | 2012-01-01 | FALSE | Currently in Use | Diesel | 4000 | Epoxy Double-Walled | 2012-01-01 |  | Double-Walled Flex | Pressurized
LANDS DEPOT SVC/FORMER DEPOT EXX | 145 RIVER ST | ELLIJAY | Gilmer | 610037 | 4 | [5 empty] | Removed from Ground | Gas (Historical Use) | 2000 | Bare Steel | 1974-05-11 | 1998-12-01 | Galvanized Steel
MOUNTAINTOWN GROCERY INC | 3857 Tails Creek Road | ELLIJAY | Gilmer | 610039 | 2 |  | 1994-07-10 | FALSE | 1994-07-10 | FALSE | Temporarily out of use | Empty | 2000 |  | 1979-05-10 |  |  | Suction (American)
Ellijay BP | 990 South MAIN ST | ELLIJAY | Gilmer | 610019 | 1 | [5 empty] | Removed from Ground | Gas (Historical Use) | 5000 | Bare Steel | 1982-04-19 | 1992-09-14 | Galvanized Steel
ELLIJAY MAINT SHOP | 173 MADDOX DR | ELLIJAY | Gilmer | 610018 | 1 | Flapper Valve | 1997-08-01 | FALSE | 1997-08-01 | FALSE | Currently in Use | Diesel | 1000 | Fiberglass Double Walled | 1997-08-01 |  | Double-Walled Fiberglass | Safe Suction (Euro)
MOUNTAINTOWN GROCERY INC | 3857 Tails Creek Road | ELLIJAY | Gilmer | 610039 | 1 |  | 1994-07-10 | FALSE | 1994-07-10 | FALSE | Temporarily out of use | Gas (Historical Use) | 2000 |  | 1979-05-10 |  |  | Suction (American)
GILMER CO ROAD DEPT | GA HWY 52 | ELLIJAY | Gilmer | 610025 | 2 |  | 1999-06-05 | FALSE | 1999-06-05 | FALSE | Removed from Ground | Diesel | 10000 |  | 1999-07-19 | 2019-04-26 | Fiberglass Reinforced Plastic | Safe Suction (Euro)
Ellijay BP | 990 South MAIN ST | ELLIJAY | Gilmer | 610019 | 2 | [5 empty] | Removed from Ground | Gas (Historical Use) | 7000 | Bare Steel | 1982-04-19 | 1992-09-14 | Galvanized Steel
ELLIJAY MAINT SHOP | 173 MADDOX DR | ELLIJAY | Gilmer | 610018 | 622G2 | [5 empty] | Removed from Ground | Gas (Historical Use) | 1000 | Bare Steel | 1982-04-30 | 1993-11-17 | Galvanized Steel | Safe Suction (Euro)
CHARLES F DAVIS | GA HWY 52 E | EAST ELLIJAY | Gilmer | 610027 | 2 | [5 empty] | Closed in Ground | Diesel | 0 | Cathodically Protected Steel | 1951-05-09 | 1976-01-01 | Galvanized Steel
COURIER DYING & PRINTING | 179 COURIER ST | ELLIJAY | Gilmer | 610003 | 1 |  | 1997-11-20 |  | 1997-11-20 |  | Currently in Use | Diesel | 20000 | Bare Steel | 1981-02-11 |  | Cathodically Protected | Safe Suction (Euro)
WOOTENS/RAYS/STRICKLANDS SVC STA | 99 SOUTH MAIN ST | ELLIJAY | Gilmer | 610035 | 3 | [5 empty] | Removed from Ground | Diesel | 20000 | Bare Steel | 1985-05-08 | 1997-01-01 | Not Marked
GREENS COUNTRY STORE | 2028 OLD HWY 5 S | ELLIJAY | Gilmer | 610038 | 6 | Ball Float | 1998-06-01 | FALSE | 1998-06-01 | FALSE | Currently in Use | Diesel | 2000 | Fiberglass | 1998-06-01 |  | Double-Walled Flex | Pressurized
GILMER CO ROAD DEPT | GA HWY 52 | ELLIJAY | Gilmer | 610025 | 4 |  |  | FALSE |  | FALSE | Permanently Out of Use - historical purposes | Gas (Historical Use) | 0 | Bare Steel |  | 1899-12-31 | Galvanized Steel
GILMER CO AMB SVC | 1 1/2 MILE GA HWY 5 SOUTH OF ELL | ELLIJAY | Gilmer | 610021 | 1 | [5 empty] | Removed from Ground | Gas (Historical Use) | 10000 | Bare Steel | 1999-12-20 | 1999-12-20 | Galvanized Steel
Ellijay BP | 990 South MAIN ST | ELLIJAY | Gilmer | 610019 | 5 | Ball Float | 1992-09-15 | FALSE | 1992-09-15 | FALSE | Currently in Use | E-0 | 5000 | Composite | 1992-09-15 |  | Fiberglass Reinforced Plastic | Pressurized
Ellijay BP | 990 South MAIN ST | ELLIJAY | Gilmer | 610019 | 4 | Ball Float | 1992-09-15 | FALSE | 1992-09-15 | FALSE | Currently in Use | Premium | 7000 | Composite | 1992-09-15 |  | Fiberglass Reinforced Plastic | Pressurized
GILMER COUNTY/HIGH SCHOOL | HWY 5 S | ELLIJAY | Gilmer | 610014 | 1 | [5 empty] | Permanently Out of Use - historical purposes | Diesel | 4000 | Bare Steel | 1969-04-26 | 1899-12-31 | Galvanized Steel
KIKER SUPPLY CO INC | GA HWY 5 ALTERNATE SOUTH | ELLIJAY | Gilmer | 610004 | 2 | [5 empty] | Closed in Ground | Gas (Historical Use) | 1000 | Bare Steel | 1961-03-02 | 1988-01-01 | Galvanized Steel
KING'S OIL#375 | 600 HOWARD SIMMONS RD | EAST ELLIJAY | Gilmer | 10002150 | 2 | Ball Float | 2012-01-01 | FALSE | 2012-01-01 | FALSE | Currently in Use | Premium | 4000 | Epoxy Double-Walled | 2012-01-01 |  | Double-Walled Flex | Pressurized
GARTRELL'S STORE |  | WHITESTONE | Gilmer | 9061001 | 1 | [5 empty] | Removed from Ground | Gas (Historical Use) | 560 | Bare Steel | 1961-01-01 | 1899-12-31 | Galvanized Steel
GILMER CO | GA HWY 5 NORTH | ELLIJAY | Gilmer | 610024 | 1 | [5 empty] | Removed from Ground | Gas (Historical Use) | 1000 | Bare Steel | 1999-07-14 | 1999-07-14 | Galvanized Steel
GILMER CO | COURTHOUSE | ELLIJAY | Gilmer | 610023 | 1 | [5 empty] | Removed from Ground | Gas (Historical Use) | 0 | Bare Steel | 1999-12-02 | 1999-12-02 | Galvanized Steel
GILMER CO | GA HWY 5 NORTH | ELLIJAY | Gilmer | 610024 | 2 | [5 empty] | Removed from Ground | Gas (Historical Use) | 1000 | Bare Steel | 1999-07-14 | 1999-07-14 | Galvanized Steel
GILMER CO | GA HWY 5 S | ELLIJAY | Gilmer | 610022 | 1 | [5 empty] | Removed from Ground | Gas (Historical Use) | 2000 | Cathodically Protected Steel | 1999-11-30 | 1999-11-30 | Galvanized Steel
WOOTENS/RAYS/STRICKLANDS SVC STA | 99 SOUTH MAIN ST | ELLIJAY | Gilmer | 610035 | 2 | [5 empty] | Removed from Ground | Gas (Historical Use) | 1000 | Bare Steel | 1968-05-12 | 1987-01-01 | Galvanized Steel | Suction (American)
GREENS COUNTRY STORE | 2028 OLD HWY 5 S | ELLIJAY | Gilmer | 610038 | 5 | Ball Float | 1998-06-01 | FALSE | 1998-06-01 | FALSE | Currently in Use | Premium | 5000 | Fiberglass | 1998-06-01 |  | Double-Walled Flex | Pressurized
GREENS COUNTRY STORE | 2028 OLD HWY 5 S | ELLIJAY | Gilmer | 610038 | 4 | Ball Float | 1998-06-01 | FALSE | 1998-06-01 | FALSE | Currently in Use | Regular | 8000 | Fiberglass | 1998-06-01 |  | Double-Walled Flex | Pressurized
OLD CANNING PLANT | 500 LIBRARY ST | ELLIJAY | Gilmer | 610015 | 1 | [5 empty] | Removed from Ground | Diesel | 550 | Bare Steel | 1956-04-29 | 1899-12-31 | Galvanized Steel
KING'S OIL#375 | 600 HOWARD SIMMONS RD | EAST ELLIJAY | Gilmer | 10002150 | 1 | Ball Float | 2012-01-01 | FALSE | 2012-01-01 | FALSE | Currently in Use | Regular | 15000 | Epoxy Double-Walled | 2012-01-01 |  | Double-Walled Flex | Pressurized
MOUNTAINTOWN GROCERY INC | 3857 Tails Creek Road | ELLIJAY | Gilmer | 610039 | 3 |  | 1994-07-10 | FALSE | 1994-07-10 | FALSE | Temporarily out of use | Gas (Historical Use) | 5000 |  | 1979-05-10 |  |  | Suction (American)
GA DNR/COOSAWATTEE WMA EQUIP BLD | COOSAWATTEE BLDG | ELLIJAY | Gilmer | 610020 | 2 | [5 empty] | Removed from Ground | Gas (Historical Use) | 1000 | Not Marked/Unknown | 1992-01-01 | 1992-01-01 | Not Marked
Ellijay BP | 990 South MAIN ST | ELLIJAY | Gilmer | 610019 | 7B | Ball Float | 2004-11-01 | FALSE | 2004-11-01 | FALSE | Currently in Use | Diesel Off Road | 4000 | Composite | 2004-11-01 |  | Fiberglass Reinforced Plastic | Pressurized
GILMER COUNTY/BUS SHOP | 497 BOBCAT TRL | ELLIJAY | Gilmer | 610008 | 2 | Flapper Valve | 1997-09-14 | FALSE | 1997-09-14 | FALSE | Removed from Ground | Diesel | 10000 | Steel-Impressed Current | 1981-04-23 |  | Steel (Impressed Current) | Safe Suction (Euro)
GILMER CO | GA HWY 52 EAST & ARRON RD | ELLIJAY | Gilmer | 610009 | 1 | [5 empty] | Removed from Ground | Gas (Historical Use) | 1000 | Composite | 1969-04-26 | 1994-06-13 | Galvanized Steel
ELLIJAY ELEM SCHOOL | 500 LIBRARY ST | ELLIJAY | Gilmer | 610013 | 2 | [5 empty] | Removed from Ground | Empty | 1000 | Bare Steel | 1968-04-26 | 1987-05-01 | Galvanized Steel
KIKER SUPPLY CO INC | GA HWY 5 ALTERNATE SOUTH | ELLIJAY | Gilmer | 610004 | 1 | [5 empty] | Closed in Ground | Gas (Historical Use) | 1000 | Bare Steel | 1961-03-02 | 1988-01-01 | Galvanized Steel
AMERICAN FOOD MART | 731 1ST AVE | EAST ELLIJAY | Gilmer | 9061011 | 5402 | Flapper Valve | 2023-12-08 | FALSE | 1995-01-15 | FALSE | Currently in Use | Regular | 12000 | Composite | 1995-01-15 |  | Double-Walled Fiberglass | Pressurized
LSI ELLIJAY LLC | 658 INDUSTRIAL BLVD | ELLIJAY | Gilmer | 610060 | 4 |  | 1998-10-15 | FALSE | 1998-10-15 | FALSE | Permanently Out of Use - historical purposes | Kerosene | 10000 | Steel-Impressed Current | 1977-01-03 |  | Fiberglass Reinforced Plastic | Pressurized
LSI ELLIJAY LLC | 658 INDUSTRIAL BLVD | ELLIJAY | Gilmer | 610060 | 5 |  | 1998-10-15 | FALSE | 1998-10-15 | FALSE | Permanently Out of Use - historical purposes | Diesel | 10000 | Steel-Impressed Current | 1977-01-03 |  | Fiberglass Reinforced Plastic | Pressurized
STANLEYS GROCERY | 7499 HWY 52 EAST | ELLIJAY | Gilmer | 610055 | 3B | Ball Float |  | FALSE |  | FALSE | Currently in Use | Premium | 3000 | Composite | 2000-10-01
COUNTRY BOY STORE | GA HWY 282 W | ELLIJAY | Gilmer | 610057 | 1 | [5 empty] | Removed from Ground | Gas (Historical Use) | 560 | Bare Steel | 1984-01-02 | 1986-06-01 | Unknown
LANDS DEPOT SVC/FORMER DEPOT EXX | 145 RIVER ST | ELLIJAY | Gilmer | 610037 | 5 | [5 empty] | Removed from Ground | Diesel | 1000 | Bare Steel | 1976-05-10 | 1998-12-01 | Galvanized Steel
HOLTS FOOD MART | 920 INDUSTRIAL BLVD | ELLIJAY | Gilmer | 610050 | 3 | Flapper Valve | 1998-12-08 | FALSE | 1998-12-08 | FALSE | Currently in Use | Diesel | 10000 | Steel-Impressed Current | 1980-05-09 |  | Steel (Impressed Current) | Pressurized
CROSSROAD'S GROCERY | 8994 HWY 52 EAST | ELLIJAY | Gilmer | 610044 | 3 | [5 empty] | Removed from Ground | Gas (Historical Use) | 1000 | Bare Steel |  | 1899-12-31 | Galvanized Steel
TIM BUK TU | 2170 S MAIN ST | ELLIJAY | Gilmer | 610032 | 4B | Ball Float | 1998-09-12 | FALSE | 1998-09-12 | FALSE | Currently in Use | Diesel Off Road | 2000 | Composite | 1998-09-10 |  | Double-Walled Flex | Pressurized
GRANTS GROCERY | GA HWY 52 E | ELLIJAY | Gilmer | 610059 | 1 | [5 empty] | Closed in Ground | Gas (Historical Use) | 1500 | Bare Steel | 1967-01-06 | 1899-12-31 | Unknown
PRIEST GROCERY | RT 2 | ELLIJAY | Gilmer | 610058 | 3 | [5 empty] | Removed from Ground | Gas (Historical Use) | 1000 | Bare Steel | 1984-01-02 | 2000-06-21 | Unknown
ORCHARD JUNCTION | 2138 TAILS CREEK ROAD | ELLIJAY | Gilmer | 9061035 | 3 | Ball Float | 2000-03-24 | FALSE | 2000-03-24 | FALSE | Currently in Use | Diesel | 6000 | Composite | 2000-03-22 |  | Fiberglass Reinforced Plastic | Pressurized
ELLIJAY CHURCH OF CHRIST | 133 NORTH DODGE | ELLIJAY | Gilmer | 610048 | 2 | [5 empty] | Removed from Ground | Gas (Historical Use) | 3000 | Bare Steel | 1971-05-11 | 1999-07-29 | Galvanized Steel
NEW HOPE GROCERY | 3140 CHATSWORTH HWY | ELLIJAY | Gilmer | 610042 | 6 | Flapper Valve | 1998-09-02 | FALSE | 1998-09-02 | FALSE | Currently in Use | Regular | 3000 | Galvanic (STIP-3) | 1991-04-01 |  | Flex | Pressurized
PRIEST GROCERY | RT 2 | ELLIJAY | Gilmer | 610058 | 2 | [5 empty] | Removed from Ground | Gas (Historical Use) | 1000 | Bare Steel | 1975-01-04 | 2000-06-21 | Unknown
STANLEYS GROCERY | 7499 HWY 52 EAST | ELLIJAY | Gilmer | 610055 | 4A | Flapper Valve | 2000-10-01 | FALSE | 2000-10-01 | FALSE | Currently in Use | Diesel | 3000 | Composite | 2000-10-01
COUNTRY BOY STORE | GA HWY 282 W | ELLIJAY | Gilmer | 610057 | 2 | [5 empty] | Removed from Ground | Gas (Historical Use) | 560 | Bare Steel | 1984-01-02 | 1986-06-01 | Unknown
PARK PLAZA SHOPETTE | 1060 S MAIN ST | ELLIJAY | Gilmer | 610040 | 5 | Ball Float | 1994-04-21 | FALSE | 1994-04-21 | FALSE | Currently in Use | Premium | 6000 | Composite | 1994-04-21 |  | Double-Walled Fiberglass | Pressurized
LSI ELLIJAY LLC | 658 INDUSTRIAL BLVD | ELLIJAY | Gilmer | 610060 | 2 |  | 1998-10-15 | FALSE | 1998-10-15 | FALSE | Permanently Out of Use - historical purposes | Gas (Historical Use) | 20000 | Steel-Impressed Current | 1977-01-03 |  | Fiberglass Reinforced Plastic | Pressurized
GOLD KIST LIVE HAUL | 75 INDUSTRIAL BLVD | ELLIJAY | Gilmer | 9000348 | 1 | [5 empty] | Removed from Ground | Gas (Historical Use) | 7144 | Bare Steel | 1968-05-09 | 1992-01-22 | Unknown | Suction (American)
CONNER'S GROCERY | RT 1 | ELLIJAY | Gilmer | 610052 | 1 | [5 empty] | Removed from Ground | Gas (Historical Use) | 1000 | Bare Steel | 1971-08-22 | 1899-12-31 | Galvanized Steel
ELLIJAY CHURCH OF CHRIST | 133 NORTH DODGE | ELLIJAY | Gilmer | 610048 | 3 | [5 empty] | Removed from Ground | Gas (Historical Use) | 3000 | Bare Steel | 1971-05-11 | 1999-07-29 | Galvanized Steel
CITGO FOOD MART | 595 S MAIN ST | ELLIJAY | Gilmer | 610047 | 3 | [5 empty] | Removed from Ground | Gas (Historical Use) | 6000 | Bare Steel | 1967-05-13 | 1998-08-17 | Galvanized Steel | Suction (American)
NEW HOPE GROCERY | 3140 CHATSWORTH HWY | ELLIJAY | Gilmer | 610042 | 5 | Flapper Valve | 1998-09-02 | FALSE | 1998-09-02 | FALSE | Currently in Use | Regular | 3000 | Galvanic (STIP-3) | 1991-04-01 |  | Flex | Pressurized
NEW HOPE GROCERY | 3140 CHATSWORTH HWY | ELLIJAY | Gilmer | 610042 | 4 | Flapper Valve | 1998-09-02 | FALSE | 1998-09-02 | FALSE | Currently in Use | Premium | 3000 | Galvanic (STIP-3) | 1991-04-01 |  | Flex | Pressurized
STANLEYS GROCERY | 7499 HWY 52 EAST | ELLIJAY | Gilmer | 610055 | 1 |  |  | FALSE |  | FALSE | Removed from Ground | Gas (Historical Use) | 1000 | Bare Steel | 1956-05-15 | 2003-01-15 | Galvanized Steel
TIM BUK TU | 2170 S MAIN ST | ELLIJAY | Gilmer | 610032 | 2 | Ball Float | 1998-09-12 | FALSE | 1998-09-12 | FALSE | Currently in Use | Regular | 6000 | Steel-Impressed Current | 1984-05-08 |  | Double-Walled Flex | Pressurized
CITGO FOOD MART | 595 S MAIN ST | ELLIJAY | Gilmer | 610047 | 1 | [5 empty] | Removed from Ground | Gas (Historical Use) | 6000 | Bare Steel | 1967-05-13 | 1998-08-17 | Galvanized Steel | Suction (American)
PARK PLAZA SHOPETTE | 1060 S MAIN ST | ELLIJAY | Gilmer | 610040 | 2 | [5 empty] | Removed from Ground | Gas (Historical Use) | 6000 | Bare Steel | 1976-05-10 | 1994-04-21 | Galvanized Steel
NELSON CHEVRON | S MAIN ST | ELLIJAY | Gilmer | 610045 | 1 | [5 empty] | Removed from Ground | Gas (Historical Use) | 1000 | Bare Steel | 1999-05-18 | 1999-05-18 | Galvanized Steel
NELSON CHEVRON | S MAIN ST | ELLIJAY | Gilmer | 610045 | 4 |  | 1999-06-01 |  | 1986-01-01 |  | Removed from Ground | Gas (Historical Use) | 6000 | Cathodically Protected Steel | 1986-01-01 | 2012-11-02 | Fiberglass Reinforced Plastic | Pressurized
CROSSROAD'S GROCERY | 8994 HWY 52 EAST | ELLIJAY | Gilmer | 610044 | 7A | Flapper Valve | 2018-08-07 | FALSE | 2018-06-26 | FALSE | Currently in Use | Regular | 8000 | Composite Double Walled | 2018-06-21 |  | Double-Walled Fiberglass | Pressurized
NELSONS | 25 S MAIN ST | ELLIJAY | Gilmer | 610061 | 1 |  |  | FALSE |  | FALSE | Permanently Out of Use - historical purposes | Gas (Historical Use) | 2000 | Bare Steel | 1967-01-06 |  | Galvanized Steel
TIM BUK TU | 2170 S MAIN ST | ELLIJAY | Gilmer | 610032 | 4A | Ball Float | 1998-09-12 | FALSE | 1998-09-12 | FALSE | Currently in Use | Diesel | 4000 | Composite | 1998-09-10 |  | Double-Walled Flex | Pressurized
BLUE RIDGE CARPET MILLS DIV/LOWY | 100 PROGRESS RD | ELLIJAY | Gilmer | 610046 | 2 |  | 1998-08-20 |  | 1998-08-20 |  | Removed from Ground | Diesel | 2000 | Steel-Impressed Current | 1976-05-08 | 2012-08-28 | Cathodically Protected | Suction (American)
CONNER'S GROCERY | RT 1 | ELLIJAY | Gilmer | 610052 | 2 | [5 empty] | Removed from Ground | Gas (Historical Use) | 560 | Bare Steel | 1971-08-22 | 1899-12-31 | Galvanized Steel
HOLTS FOOD MART | 920 INDUSTRIAL BLVD | ELLIJAY | Gilmer | 610050 | 6 | Flapper Valve | 2000-01-01 | FALSE | 2000-01-01 | FALSE | Currently in Use | Diesel | 3000 | Composite | 2000-01-01 |  | Fiberglass Reinforced Plastic | Pressurized
KIKER SUPPLY CO | GA HWY 5 | ELLIJAY | Gilmer | 610043 | 1 | [5 empty] | Closed in Ground | Gas (Historical Use) | 1000 | Bare Steel | 1989-04-20 | 1989-04-20 | Galvanized Steel
NEW HOPE GROCERY | 3140 CHATSWORTH HWY | ELLIJAY | Gilmer | 610042 | 3 | [5 empty] | Removed from Ground | Gas (Historical Use) | 560 | Bare Steel | 1989-06-03 | 1989-06-03 | Galvanized Steel | Suction (American)
J G ROGERS | GA HWY 5 & US HWY 76 EAST | ELLIJAY | Gilmer | 610041 | 1 | [5 empty] | Removed from Ground | Gas (Historical Use) | 1000 | Bare Steel | 1974-05-11 | 1994-05-27 | Galvanized Steel
J G ROGERS | GA HWY 5 & US HWY 76 EAST | ELLIJAY | Gilmer | 610041 | 4 | [5 empty] | Removed from Ground | Gas (Historical Use) | 550 | Bare Steel | 1974-05-11 | 1994-05-27 | Galvanized Steel
CROSSROAD'S GROCERY | 8994 HWY 52 EAST | ELLIJAY | Gilmer | 610044 | 2 | [5 empty] | Removed from Ground | Gas (Historical Use) | 1000 | Bare Steel |  | 1899-12-31 | Galvanized Steel
NELSON CHEVRON | S MAIN ST | ELLIJAY | Gilmer | 610045 | 5 |  | 1993-03-10 | FALSE | 1993-03-10 | FALSE | Removed from Ground | Diesel | 2000 |  | 1993-03-10 | 2012-11-02 | Fiberglass Reinforced Plastic | Suction (American)
GRANTS GROCERY | GA HWY 52 E | ELLIJAY | Gilmer | 610059 | 3 | [5 empty] | Closed in Ground | Gas (Historical Use) | 1500 | Bare Steel | 1967-01-06 | 1899-12-31 | Unknown
PRIEST GROCERY | RT 2 | ELLIJAY | Gilmer | 610058 | 1 | [5 empty] | Removed from Ground | Diesel | 1000 | Bare Steel | 1975-01-04 | 2000-06-21 | Unknown
Ellijay BP | 990 South MAIN ST | ELLIJAY | Gilmer | 610019 | 6 | Ball Float | 1992-09-15 | FALSE | 1992-09-15 | FALSE | Currently in Use | Regular | 10000 | Composite | 1992-09-15 |  | Fiberglass Reinforced Plastic | Pressurized
KING'S OIL#375 | 600 HOWARD SIMMONS RD | EAST ELLIJAY | Gilmer | 10002150 | 4 | Ball Float | 2012-01-01 | FALSE | 2012-01-01 | FALSE | Currently in Use | Diesel Off Road | 4000 | Epoxy Double-Walled | 2012-01-01 |  | Double-Walled Flex | Pressurized
B&B GROCERY | GA HWY 282 | ELLIJAY | Gilmer | 610034 | 1 | [5 empty] | Removed from Ground | Gas (Historical Use) | 2000 | Bare Steel | 1984-05-08 | 1899-12-31 | Galvanized Steel
HARPER'S GROCERY | US HWY 76 W | ELLIJAY | Gilmer | 610049 | 3 |  |  | FALSE |  | FALSE | Permanently Out of Use - historical purposes | Empty | 550 | Bare Steel | 1974-05-11 |  | Galvanized Steel
PARKS PLACE CONVENIENCE STORE | 3178 OLD HWY 5 S | ELLIJAY | Gilmer | 9069226 | 212732 | Flapper Valve | 1993-05-14 | FALSE | 1993-05-14 | FALSE | Currently in Use | E-0 | 4000 | Steel-Impressed Current | 1993-05-14 |  | Fiberglass Reinforced Plastic | Safe Suction (Euro)
ELLIJAY TELEPHONE COMPANY | 497 PROGRESS RD | ELLIJAY | Gilmer | 10002156 | 2 | Ball Float | 2009-06-01 | FALSE | 2009-06-01 | FALSE | Currently in Use | Diesel | 10000 | Fiberglass Double Walled | 2001-06-09 |  | Fiberglass Reinforced Plastic | Pressurized
POA ADMIN BLDG(ROADS & GROUNDS M | 160 BEAVER LAKE RD | ELLIJAY | Gilmer | 9061021 | 2 | [5 empty] | Removed from Ground | Diesel | 1000 | Bare Steel | 1998-08-01 | 1998-08-01 | Bare Steel | Safe Suction (Euro)
Ideal Mart | 31 OLD NORTHCUTT ROAD | ELLIJAY | Gilmer | 9061026 | 2 | Flapper Valve | 1996-09-24 | FALSE | 1996-09-24 | FALSE | Currently in Use | Premium | 10000 | Fiberglass | 1996-09-24 |  | Fiberglass Reinforced Plastic | Pressurized
Rebelâ€™s Food Mart | 6285 TAILS CREEK RD | ELLIJAY | Gilmer | 9061034 | 2 | Flapper Valve | 1998-11-01 | FALSE | 1998-11-01 | FALSE | Temporarily out of use | Premium | 4000 | Steel-Impressed Current | 1998-11-01 |  | Steel (Impressed Current) | Safe Suction (Euro)
KIKER SUPPLY CO | GA HWY 5 | ELLIJAY | Gilmer | 610043 | 2 | [5 empty] | Closed in Ground | Gas (Historical Use) | 1000 | Bare Steel | 1989-04-20 | 1989-04-20 | Galvanized Steel
CROSSROAD'S GROCERY | 8994 HWY 52 EAST | ELLIJAY | Gilmer | 610044 | 1 | [5 empty] | Removed from Ground | Gas (Historical Use) | 1000 | Bare Steel |  | 1899-12-31 | Galvanized Steel
BLUE RIDGE CARPET MILLS DIV/LOWY | 100 PROGRESS RD | ELLIJAY | Gilmer | 610046 | 3 |  | 1998-08-20 |  | 1998-08-20 |  | Removed from Ground | Gas (Historical Use) | 2000 | Steel-Impressed Current | 1976-05-08 | 2012-08-28 | Cathodically Protected | Suction (American)
LSI ELLIJAY LLC | 658 INDUSTRIAL BLVD | ELLIJAY | Gilmer | 610060 | 1 |  | 1998-10-15 | FALSE | 1998-10-15 | FALSE | Permanently Out of Use - historical purposes | Gas (Historical Use) | 20000 | Steel-Impressed Current | 1977-01-03 |  | Fiberglass Reinforced Plastic | Pressurized
STANLEYS GROCERY | 7499 HWY 52 EAST | ELLIJAY | Gilmer | 610055 | 2 |  |  | FALSE |  | FALSE |  | Gas (Historical Use) | 1060 | Bare Steel | 1956-05-15 | 2003-01-15 | Galvanized Steel
TIM BUK TU | 2170 S MAIN ST | ELLIJAY | Gilmer | 610032 | 3 | Ball Float | 1998-09-12 | FALSE | 1998-09-12 | FALSE | Currently in Use | Premium | 8000 | Steel-Impressed Current | 1984-05-08 |  | Double-Walled Flex | Pressurized
GILMER CO ROAD DEPT | GA HWY 52 | ELLIJAY | Gilmer | 610025 | 3 | [5 empty] | Removed from Ground | Diesel | 0 | Bare Steel |  | 1899-12-31 | Galvanized Steel
GA DNR/COOSAWATTEE WMA EQUIP BLD | COOSAWATTEE BLDG | ELLIJAY | Gilmer | 610020 | 1 | [5 empty] | Removed from Ground | Gas (Historical Use) | 550 | Bare Steel | 1970-04-13 | 1992-01-01 | Galvanized Steel
ELLIJAY MAINT SHOP | 173 MADDOX DR | ELLIJAY | Gilmer | 610018 | 622G1 | [5 empty] | Removed from Ground | Gas (Historical Use) | 1000 | Bare Steel | 1966-05-04 | 1993-11-17 | Galvanized Steel | Safe Suction (Euro)
MOUNTAIN EXPRESS #13 | 700 INDUSTRIAL BLVD | ELLIJAY | Gilmer | 610002 | 102 | Ball Float | 1996-05-01 | FALSE | 1996-05-01 | FALSE | Currently in Use | Premium | 10000 | Steel-Impressed Current | 1977-01-03 |  | Steel (Impressed Current) | Pressurized
RIVERVIEW FORD MERCURY INC | 300 INDUSTRIAL BLVD | ELLIJAY | Gilmer | 610005 | 1 |  |  | TRUE |  | TRUE | Removed from Ground | Used Oil | 500 | Marked Unknown | 1973-03-03 | 1999-05-05 | Unknown
CHARLES F DAVIS | GA HWY 52 E | EAST ELLIJAY | Gilmer | 610027 | 1 | [5 empty] | Closed in Ground | Diesel | 0 | Cathodically Protected Steel | 1951-05-09 | 1976-01-01 | Galvanized Steel
CARTERS BLUE RIDGE MOUNTAIN MARI | 575 MARINA RD | CHATSWORTH | Gilmer | 610054 | 1 | [5 empty] | Removed from Ground | Gas (Historical Use) | 4000 | Bare Steel | 1981-05-19 | 2001-12-18 | Galvanized Steel
DOLLAR DAWG WALKERS CORNER | 2179 GA HWY 52 E | ELLIJAY | Gilmer | 610056 | 3 | Flapper Valve | 1999-02-01 | FALSE | 1986-01-01 | FALSE | Currently in Use | Premium | 10000 | Steel-Impressed Current | 1986-01-01 |  | Fiberglass Reinforced Plastic | Pressurized
DOLLAR DAWG WALKERS CORNER | 2179 GA HWY 52 E | ELLIJAY | Gilmer | 610056 | 1 | Flapper Valve | 1999-02-01 | FALSE | 1986-01-01 | FALSE | Currently in Use | Regular | 10000 | Steel-Impressed Current | 1986-01-01 |  | Fiberglass Reinforced Plastic | Pressurized
ELLIJAY MINI MART | 5185 YUKON Road | ELLIJAY | Gilmer | 9061015 | 2 | Flapper Valve | 1998-08-31 | FALSE | 1998-08-31 | FALSE | Currently in Use | E-0 | 6016 | Epoxy | 1989-01-01 |  | Double-Walled Flex | Pressurized
DOLLAR DAWG WALKERS CORNER | 2179 GA HWY 52 E | ELLIJAY | Gilmer | 610056 | 2 | Flapper Valve | 1999-08-01 | FALSE | 1986-01-01 | FALSE | Currently in Use | Diesel | 10000 | Steel-Impressed Current | 1986-01-01 |  | Fiberglass Reinforced Plastic | Pressurized
CARTERS BLUE RIDGE MOUNTAIN MARI | 575 MARINA RD | CHATSWORTH | Gilmer | 610054 | 2 | [5 empty] | Removed from Ground | Gas (Historical Use) | 4000 | Bare Steel | 1981-05-19 | 2001-12-18 | Galvanized Steel
GILMER COUNTY SCHOOL OPERATION | 192 CLEAR CREEK SCHOOL DR | ELLIJAY | Gilmer | 10002455 | 2 | Flapper Valve | 2015-05-01 | FALSE | 2015-05-01 | FALSE | Currently in Use | Regular | 4000 | Composite Double Walled | 2015-03-01 |  | Double-Walled Flex | Pressurized
ELLIJAY MINI MART | 5185 YUKON Road | ELLIJAY | Gilmer | 9061015 | 1 | Flapper Valve | 1998-08-31 | FALSE | 1998-08-31 | FALSE | Currently in Use | Regular | 6016 | Epoxy | 1989-01-01 |  | Double-Walled Flex | Pressurized
GILMER COUNTY SCHOOL OPERATION | 192 CLEAR CREEK SCHOOL DR | ELLIJAY | Gilmer | 10002455 | 1 | Flapper Valve | 2015-05-01 | FALSE | 2015-05-01 | FALSE | Currently in Use | Diesel | 12000 | Composite Double Walled | 2015-03-01 |  | Double-Walled Flex | Pressurized
PAUL RAYS /DBA: TOWN CREEK GROC | OLD HWY 5 S | TALKING ROCK | Gilmer | 9028038 | 4 | [5 empty] | Permanently Out of Use - historical purposes | Diesel | 4000 | Bare Steel | 1971-05-09 | 1899-12-31 | Galvanized Steel | Safe Suction (Euro)
PAUL RAYS /DBA: TOWN CREEK GROC | OLD HWY 5 S | TALKING ROCK | Gilmer | 9028038 | 1 | [5 empty] | Permanently Out of Use - historical purposes | Gas (Historical Use) | 4000 | Bare Steel | 1971-05-09 | 1899-12-31 | Galvanized Steel | Safe Suction (Euro)
PAUL RAYS /DBA: TOWN CREEK GROC | OLD HWY 5 S | TALKING ROCK | Gilmer | 9028038 | 3 | [5 empty] | Permanently Out of Use - historical purposes | Gas (Historical Use) | 4000 | Bare Steel | 1971-05-09 | 1899-12-31 | Galvanized Steel | Safe Suction (Euro)
PAUL RAYS /DBA: TOWN CREEK GROC | OLD HWY 5 S | TALKING ROCK | Gilmer | 9028038 | 2 | [5 empty] | Permanently Out of Use - historical purposes | Gas (Historical Use) | 4000 | Bare Steel | 1971-05-09 | 1899-12-31 | Galvanized Steel | Safe Suction (Euro)
PARKWAY CONOCO | 15 OAK ST | EAST ELLIJAY | Gilmer | 9061013 | 6 | Flapper Valve | 2011-05-01 | FALSE | 2011-06-30 | FALSE | Currently in Use | Premium | 3000 | Fiberglass | 2011-05-01 |  | Double-Walled Flex | Pressurized
RIGHT STUFF-ELLIJAY | 11 MADDOX DR | EAST ELLIJAY | Gilmer | 9061002 | 1 | Flapper Valve | 1989-01-01 | FALSE | 1989-01-01 | FALSE | Currently in Use | Regular | 10000 | Galvanic (STIP-3) | 1989-01-01 |  | Fiberglass Reinforced Plastic | Pressurized
PARKWAY CONOCO | 15 OAK ST | EAST ELLIJAY | Gilmer | 9061013 | 8 | Flapper Valve | 2011-05-01 | FALSE | 2011-06-30 | FALSE | Currently in Use | E-0 | 2500 | Fiberglass | 2011-05-01 |  | Double-Walled Flex | Pressurized
RIGHT STUFF-ELLIJAY | 11 MADDOX DR | EAST ELLIJAY | Gilmer | 9061002 | 2 | Flapper Valve |  | FALSE |  | FALSE | Currently in Use | Regular | 10000 | Galvanic (STIP-3) |  |  | Fiberglass Reinforced Plastic | Pressurized
PARKWAY CONOCO | 15 OAK ST | EAST ELLIJAY | Gilmer | 9061013 | 1 | Ball Float | 1991-06-01 | FALSE | 1991-06-01 | FALSE | Removed from Ground | Gas (Historical Use) | 8000 | Steel-Impressed Current | 1987-03-10 |  | Flex | Pressurized
NO FACILITY NAME | RIVER ST | EAST ELLIJAY | Gilmer | 9061006 | 1 | [5 empty] | Removed from Ground | Other | 0 | Not Marked/Unknown | 1994-08-15 | 1994-08-15 | Not Marked
MTN. VIEW CONVENIENCE STORE | 35 MOUNTAIN VIEW DR | EAST ELLIJAY | Gilmer | 10000525 | 2 |  | 2003-12-01 | FALSE | 2003-12-01 | FALSE | Temporarily out of use | Gas (Historical Use) | 8000 | Epoxy | 2003-12-01 |  | Double Walled | Pressurized
NO FACILITY NAME | RIVER ST | EAST ELLIJAY | Gilmer | 9061006 | 2 | [5 empty] | Removed from Ground | Other | 0 | Not Marked/Unknown | 1994-08-15 | 1994-08-15 | Not Marked
RIGHT STUFF-ELLIJAY | 11 MADDOX DR | EAST ELLIJAY | Gilmer | 9061002 | 4 | Flapper Valve |  | FALSE |  | FALSE | Currently in Use | Diesel | 5000 | Galvanic (STIP-3) |  |  | Fiberglass Reinforced Plastic | Pressurized
RIGHT STUFF-ELLIJAY | 11 MADDOX DR | EAST ELLIJAY | Gilmer | 9061002 | 5 | Flapper Valve | 1989-01-01 | FALSE | 1989-01-01 | FALSE | Currently in Use | Diesel | 5000 | Galvanic (STIP-3) | 1989-01-01 |  | Fiberglass Reinforced Plastic | Pressurized
RIGHT STUFF-ELLIJAY | 11 MADDOX DR | EAST ELLIJAY | Gilmer | 9061002 | 3 | Flapper Valve | 1989-01-01 | FALSE | 1989-01-01 | FALSE | Currently in Use | Premium | 10000 | Galvanic (STIP-3) | 1989-01-01 |  | Fiberglass Reinforced Plastic | Pressurized
PARKWAY CONOCO | 15 OAK ST | EAST ELLIJAY | Gilmer | 9061013 | 3 | Ball Float | 1991-06-01 | FALSE | 1991-06-01 | FALSE | Removed from Ground | Gas (Historical Use) | 5000 | Steel-Impressed Current | 1987-03-10 |  | Flex | Pressurized
PARKWAY CONOCO | 15 OAK ST | EAST ELLIJAY | Gilmer | 9061013 | 4 | Flapper Valve | 1991-06-01 | FALSE | 1991-06-01 | FALSE | Removed from Ground | Diesel | 2000 | Steel-Impressed Current | 1987-03-10 |  | Flex | Pressurized
PARKWAY CONOCO | 15 OAK ST | EAST ELLIJAY | Gilmer | 9061013 | 7 | Flapper Valve | 2011-05-01 | FALSE | 2011-06-30 | FALSE | Currently in Use | Diesel | 3000 | Fiberglass | 2011-05-01 |  | Double-Walled Flex | Pressurized
PARKWAY CONOCO | 15 OAK ST | EAST ELLIJAY | Gilmer | 9061013 | 5 | Flapper Valve | 2011-05-01 | FALSE | 2011-06-30 | FALSE | Currently in Use | Regular | 10000 | Fiberglass | 2011-05-01 |  | Double-Walled Flex | Pressurized
ELLIJAY LUMBER CO | 143 OLD HWY 5 | ELLIJAY | Gilmer | 9061030 | 1 | [5 empty] | Permanently Out of Use - historical purposes | Diesel | 0 | Not Marked/Unknown |  | 1899-12-31 | Not Marked
MTN. VIEW CONVENIENCE STORE | 35 MOUNTAIN VIEW DR | EAST ELLIJAY | Gilmer | 10000525 | 1 |  | 2003-12-01 | FALSE | 2003-12-01 | FALSE | Temporarily out of use | Gas (Historical Use) | 12000 | Epoxy | 2003-12-01 |  | Double Walled | Pressurized
PARKWAY CONOCO | 15 OAK ST | EAST ELLIJAY | Gilmer | 9061013 | 2 | Ball Float | 1991-06-01 | FALSE | 1991-06-01 | FALSE | Removed from Ground | Gas (Historical Use) | 5000 | Steel-Impressed Current | 1987-03-10 |  | Flex | Pressurized
MTN. VIEW CONVENIENCE STORE | 35 MOUNTAIN VIEW DR | EAST ELLIJAY | Gilmer | 10000525 | 3 |  | 2003-12-01 | FALSE | 2003-12-01 | FALSE | Temporarily out of use | Diesel | 4000 | Epoxy | 2003-12-01 |  | Double Walled | Pressurized
RALEY'S SVC STA | MAIN ST | MITCHELL | Glascock | 620008 | 1 | [5 empty] | Closed in Ground | Gas (Historical Use) | 550 | Bare Steel | 1951-05-17 | 1972-03-01 | Galvanized Steel | Suction (American)
GA DOT #10211 GLASCOCK CO MAINT | BELL SPRINGS RD 3/4 MI WEST OF S | GIBSON | Glascock | 9062001 | 211G1 | [5 empty] | Removed from Ground | Gas (Historical Use) | 2000 | Cathodically Protected Steel | 1988-01-01 | 1999-10-05 | Galvanized Steel | Suction (American)
GIBSON MINI MART | WARRENTON HWY (213 E MAIN ST) | GIBSON | Glascock | 620007 | 3 | Flapper Valve | 1997-08-02 | FALSE | 1997-08-02 | FALSE | Temporarily out of use | Diesel On Road | 6000 | Steel-Impressed Current | 1978-05-09 |  | Steel (Impressed Current) | Pressurized
GIBSON MINI MART | WARRENTON HWY (213 E MAIN ST) | GIBSON | Glascock | 620007 | 1 | Flapper Valve | 1997-08-02 | FALSE | 1997-08-02 | FALSE | Currently in Use | Gas (Historical Use) | 10000 | Steel-Impressed Current | 1978-05-09 |  | Steel (Impressed Current) | Pressurized
USRYS SERVICE STATION | 11 W MAIN ST | GIBSON | Glascock | 620010 | 2 |  | 1998-01-31 |  | 1998-01-31 |  | Removed from Ground | Gas (Historical Use) | 1000 | Cathodically Protected Steel | 1998-01-31 | 2013-06-04 | Fiberglass Reinforced Plastic | Suction (American)
ROCKET FOOD & FUEL | 6551 HWY 102 WEST | MITCHELL | Glascock | 620005 | 1 | [5 empty] | Removed from Ground | Gas (Historical Use) | 1000 | Bare Steel | 1970-05-11 | 1998-07-14 | Galvanized Steel | Suction (American)
GA DOT #10211 GLASCOCK CO MAINT | BELL SPRINGS RD 3/4 MI WEST OF S | GIBSON | Glascock | 9062001 | 211D1 | [5 empty] | Removed from Ground | Diesel | 2000 | Cathodically Protected Steel | 1988-01-01 | 1999-10-05 | Galvanized Steel | Suction (American)
USRYS SERVICE STATION | 11 W MAIN ST | GIBSON | Glascock | 620010 | 5 |  | 1998-01-31 |  | 1998-01-01 |  | Removed from Ground | Gas (Historical Use) | 2000 | Fiberglass | 1998-01-30 | 2013-06-04 | Fiberglass Reinforced Plastic | Suction (American)
ROCKET FOOD & FUEL | 6551 HWY 102 WEST | MITCHELL | Glascock | 620005 | 2 | [5 empty] | Removed from Ground | Gas (Historical Use) | 2000 | Bare Steel | 1970-05-11 | 1998-07-14 | Galvanized Steel | Suction (American)
GA FC-GLASCOCK CO UNIT | RT 1 BOX 26 | GIBSON | Glascock | 620003 | 4 |  | 1991-01-01 |  | 1991-01-01 |  | Removed from Ground | Diesel | 1000 | Galvanic (STIP-3) | 1991-01-01 | 1998-09-15 | Cathodically Protected | Safe Suction (Euro)
RALEY'S SVC STA | MAIN ST | MITCHELL | Glascock | 620008 | 2 | [5 empty] | Closed in Ground | Gas (Historical Use) | 550 | Bare Steel | 1951-05-17 | 1972-03-01 | Galvanized Steel | Suction (American)
ROCKET FOOD & FUEL | 6551 HWY 102 WEST | MITCHELL | Glascock | 620005 | 4 | Ball Float | 1998-07-01 | FALSE | 1998-07-01 | FALSE | Currently in Use | Premium | 1000 | Fiberglass | 1998-07-01 |  | Fiberglass Reinforced Plastic | Suction (American)
ROCKET FOOD & FUEL | 6551 HWY 102 WEST | MITCHELL | Glascock | 620005 | 5 | Ball Float | 1998-07-01 | FALSE | 1998-07-01 | FALSE | Currently in Use | Regular | 2000 | Fiberglass | 1998-07-01 |  | Fiberglass Reinforced Plastic | Suction (American)
USRYS SERVICE STATION | 11 W MAIN ST | GIBSON | Glascock | 620010 | 1 | [5 empty] | Removed from Ground | Gas (Historical Use) | 2000 | Bare Steel | 1976-01-01 | 1998-05-01 | Galvanized Steel | Suction (American)
GA FC-GLASCOCK CO UNIT | RT 1 BOX 26 | GIBSON | Glascock | 620003 | 3 |  | 1991-01-01 |  | 1991-01-01 |  | Removed from Ground | Gas (Historical Use) | 1000 | Galvanic (STIP-3) | 1991-01-01 | 1998-09-15 | Cathodically Protected | Safe Suction (Euro)
PULLIAM LUMBER CO INC | EDGEHILL RD | MITCHELL | Glascock | 620011 | 1 | [5 empty] | Removed from Ground | Diesel | 12000 | Bare Steel | 1981-05-09 | 1899-12-31 | Bare Steel
GIBSON MINI MART | WARRENTON HWY (213 E MAIN ST) | GIBSON | Glascock | 620007 | 2 | Flapper Valve | 1997-08-02 | FALSE | 1997-08-02 | FALSE | Currently in Use | Gas (Historical Use) | 6000 | Steel-Impressed Current | 1978-05-09 |  | Steel (Impressed Current) | Pressurized
GA FC-GLASCOCK CO UNIT | RT 1 BOX 26 | GIBSON | Glascock | 620003 | 2 | [5 empty] | Removed from Ground | Diesel | 560 | Bare Steel | 1984-04-22 | 1990-12-21 | Galvanized Steel
USRYS SERVICE STATION | 11 W MAIN ST | GIBSON | Glascock | 620010 | 3 | [5 empty] | Removed from Ground | Gas (Historical Use) | 550 | Bare Steel | 1992-01-01 | 1992-01-01 | Galvanized Steel | Suction (American)
GLASCOCK COUNTY HIGH SCHOOL | MAIN ST/BOX 35 | GIBSON | Glascock | 620002 | 2 | [5 empty] | Removed from Ground | Gas (Historical Use) | 6000 | Bare Steel | 1954-01-29 | 1997-08-01 | Galvanized Steel
GA FC-GLASCOCK CO UNIT | RT 1 BOX 26 | GIBSON | Glascock | 620003 | 1 | [5 empty] | Removed from Ground | Gas (Historical Use) | 2000 | Bare Steel | 1984-04-22 | 1990-12-21 | Galvanized Steel
AT&T MITCHELL COMM RADIO TOWER | WARRINGTON RD | MITCHELL | Glascock | 620006 | 1 | [5 empty] | Removed from Ground | Kerosene | 3000 | Bare Steel | 1963-05-14 | 1994-12-01 | Copper
PULLIAM LUMBER CO INC | EDGEHILL RD | MITCHELL | Glascock | 620011 | 2 | [5 empty] | Removed from Ground | Diesel | 7000 | Bare Steel | 1978-05-10 | 1899-12-31 | Bare Steel
RALEY'S SVC STA | MAIN ST | MITCHELL | Glascock | 620008 | 3 | [5 empty] | Closed in Ground | Gas (Historical Use) | 550 | Bare Steel | 1951-05-17 | 1972-03-01 | Galvanized Steel | Suction (American)
ROCKET FOOD & FUEL | 6551 HWY 102 WEST | MITCHELL | Glascock | 620005 | 3 | [5 empty] | Removed from Ground | Diesel | 1000 | Bare Steel | 1984-07-01 | 1998-07-14 | Galvanized Steel | Suction (American)
JET FOODS #30 | RT 2 BOX 1 MAIN STREET | GIBSON | Glascock | 9062002 | 3 | Ball Float | 1990-02-01 | FALSE | 1990-02-01 | FALSE | Currently in Use | Gas (Historical Use) | 6000 | Composite | 1990-07-01 |  | Fiberglass Reinforced Plastic | Pressurized
JET FOODS #30 | RT 2 BOX 1 MAIN STREET | GIBSON | Glascock | 9062002 | 1 | Ball Float | 1990-02-01 | FALSE | 1990-02-01 | FALSE | Currently in Use | Diesel | 6000 | Composite | 1990-07-01 |  | Fiberglass Reinforced Plastic | Pressurized
JET FOODS #30 | RT 2 BOX 1 MAIN STREET | GIBSON | Glascock | 9062002 | 2 | Ball Float | 1990-02-01 | FALSE | 1990-02-01 | FALSE | Currently in Use | Gas (Historical Use) | 6000 | Composite | 1990-07-01 |  | Fiberglass Reinforced Plastic | Pressurized
2304 Glynn Avenue- Marshside Market Shell | 2304 Glynn Avenue | Brunswick | Glynn | 10003099 | 2C | Flapper Valve | 2020-12-15 | FALSE | 2020-10-13 | FALSE | Currently in Use | E-10 | 4000 | Composite Double Walled | 2020-10-10 |  | Double-Walled Flex | Pressurized
2304 Glynn Avenue- Marshside Market Shell | 2304 Glynn Avenue | Brunswick | Glynn | 10003099 | 2B | Flapper Valve | 2020-12-15 | FALSE | 2020-10-13 | FALSE | Currently in Use | Premium | 4000 | Composite Double Walled | 2020-10-10 |  | Double-Walled Flex | Pressurized
2304 Glynn Avenue- Marshside Market Shell | 2304 Glynn Avenue | Brunswick | Glynn | 10003099 | 1 | Flapper Valve | 2020-12-15 | FALSE | 2020-10-13 | FALSE | Currently in Use | Regular | 12000 | Composite Double Walled | 2020-10-10 |  | Double-Walled Flex | Pressurized
2304 Glynn Avenue- Marshside Market Shell | 2304 Glynn Avenue | Brunswick | Glynn | 10003099 | 2A | Flapper Valve | 2020-12-15 | FALSE | 2020-10-13 | FALSE | Currently in Use | Diesel | 4000 | Composite Double Walled | 2020-10-10 |  | Double-Walled Flex | Pressurized
KUT-KWICK CORP | 1927 NEWCASTLE ST | BRUNSWICK | Glynn | 630065 | 2 | [5 empty] | Removed from Ground | Kerosene | 250 | Bare Steel | 1966-03-29 | 1986-05-01 | Unknown | Suction (American)
PARKER-HELMS SUPPLY INC | 6009 HABERSHAM ST. | BRUNSWICK | Glynn | 630061 | 1 | [5 empty] | Removed from Ground | Gas (Historical Use) | 500 | Bare Steel | 1975-03-07 | 1989-06-01 | Galvanized Steel
IN & OUT MINIT MARKET | 1603 L ST | BRUNSWICK | Glynn | 630067 | 1 | [5 empty] | Closed in Ground | Gas (Historical Use) | 4000 | Bare Steel | 1978-03-15 | 1998-06-01 | Galvanized Steel
BALLARDE ELEM SCHOOL | 169 OLD JESSUP RD | BRUNSWICK | Glynn | 630024 | 2 | [5 empty] | Permanently Out of Use - historical purposes | Empty | 1000 | Bare Steel | 1962-01-07 | 1899-12-31 | Bare Steel
GLYNN CO AIRPORT COMM | 500 CONNOLE ST | BRUNSWICK | Glynn | 630020 | 3 | [5 empty] | Removed from Ground | Kerosene | 10000 | Cathodically Protected Steel | 1972-03-06 | 1989-03-07 | Unknown
GLYNN CO AIRPORT COMM | 500 CONNOLE ST | BRUNSWICK | Glynn | 630020 | A |  |  | FALSE |  | FALSE | Removed from Ground | Gas (Historical Use) | 550 | Unknown | 1995-12-12 | 1995-12-12
FRIENDLY EXPRESS #55 | 153 DARIEN HWY | BRUNSWICK | Glynn | 630044 | 1 |  | 1997-03-01 |  | 1997-03-01 |  | Removed from Ground | Gas (Historical Use) | 6000 | Steel-Impressed Current | 1977-02-26 | 2015-09-24 | Double Walled | Pressurized
LIL CHAMP #323 | 2408 NEWCASTLE ST | BRUNSWICK | Glynn | 630041 | 3 |  | 1998-01-01 |  | 1998-01-01 |  | Removed from Ground | Gas (Historical Use) | 6000 | Steel-Impressed Current | 1976-02-27 | 1999-06-02 | Galvanized Steel | Suction (American)
LIL CHAMP FOOD STORE #310 | US HWY 341 RT 5 | BRUNSWICK | Glynn | 630035 | 2 | [5 empty] | Removed from Ground | Gas (Historical Use) | 6000 | Bare Steel | 1973-02-27 | 1996-12-11 | Galvanized Steel | Suction (American)
LIL CHAMP #324 | 803 ALBERMARLE ST | BRUNSWICK | Glynn | 630042 | 1 | [5 empty] | Removed from Ground | Gas (Historical Use) | 6000 | Bare Steel | 1977-02-26 | 1997-11-01 | Galvanized Steel | Suction (American)
FRIENDLY EXPRESS #54 | 2401 GLOUCESTER ST | BRUNSWICK | Glynn | 630043 | 3 | Flapper Valve | 1998-03-01 | FALSE | 1998-03-01 | FALSE | Currently in Use | Premium | 6000 | Steel-Impressed Current | 1977-02-26 |  | Double-Walled Flex | Pressurized
FRIENDLY EXPRESS #70 | 3319 GLYNN AVE | BRUNSWICK | Glynn | 630135 | 3 | [5 empty] | Removed from Ground | Gas (Historical Use) | 10000 | Cathodically Protected Steel | 1981-05-06 | 1993-07-02 | Fiberglass Reinforced Plastic | Pressurized
Friendly Express #71 | 4341 NEW JESUP HWY | BRUNSWICK | Glynn | 630136 | 4 | [5 empty] | Removed from Ground | Diesel | 10000 | Cathodically Protected Steel | 1980-05-06 | 1993-07-13 | Galvanized Steel | Pressurized
Friendly Express #71 | 4341 NEW JESUP HWY | BRUNSWICK | Glynn | 630136 | 5 |  | 1993-07-12 | FALSE | 1993-07-12 | FALSE | Removed from Ground | Kerosene | 4000 | Steel-Impressed Current | 1985-05-05 | 2017-12-04 | Fiberglass Reinforced Plastic | Pressurized
Friendly Express #71 | 4341 NEW JESUP HWY | BRUNSWICK | Glynn | 630136 | 7 |  | 1993-07-12 | FALSE | 1993-07-12 | FALSE | Removed from Ground | Gas (Historical Use) | 10000 | Composite | 1993-08-12 | 2017-12-04 | Fiberglass Reinforced Plastic | Pressurized
GA POWER/BRUNSWICK OPERATING HQ | 3951 COMMUNITY RD | BRUNSWICK | Glynn | 630134 | 1 | Flapper Valve | 1991-03-04 | FALSE | 1991-03-04 | FALSE | Removed from Ground | Diesel | 6000 | Fiberglass | 1991-03-04 |  | Double-Walled Flex | Pressurized
ANDERSONS TEXACO | 2204 GLYNN AVE | BRUNSWICK | Glynn | 9000571 | PLUS |  | 1995-03-01 |  | 1995-03-01 |  | Removed from Ground | Gas (Historical Use) | 4000 | Cathodically Protected Steel | 1984-01-01 | 2003-06-26 | Cathodically Protected | Pressurized
ANDERSONS TEXACO | 2204 GLYNN AVE | BRUNSWICK | Glynn | 9000571 | RNL |  | 1995-03-01 |  | 1995-03-01 |  | Removed from Ground | Gas (Historical Use) | 4000 | Cathodically Protected Steel | 1984-01-01 | 2003-06-23 | Cathodically Protected | Pressurized
FRIENDLY EXPRESS #66 | 483 NEW JESUP HWY | BRUNSWICK | Glynn | 9000725 | 1 |  | 1998-09-01 |  | 1998-09-01 |  | Removed from Ground | Gas (Historical Use) | 8000 | Steel-Impressed Current | 1978-02-26 | 1999-01-13 | Fiberglass Reinforced Plastic | Pressurized
FRIENDLY EXPRESS #48 | 4230 US HWY 17 N | BRUNSWICK | Glynn | 630033 | 4A |  | 2008-03-17 | FALSE | 2008-03-17 | FALSE | Currently in Use | Premium | 6000 | Composite Double Walled | 2008-03-17 |  | Double-Walled Flex | Pressurized
FRIENDLY EXPRESS #53 | 6215 BLYTHE ISLAND DR | BRUNSWICK | Glynn | 630040 | 1 |  | 1998-02-01 | FALSE | 1998-02-01 | FALSE | Currently in Use | Regular | 6000 | Steel-Impressed Current | 1976-02-27 |  | Cathodically Protected | Suction (American)
CHEVRON 401331/ATKINSON'S CHEVRO | 2727 ALTAMA AVE | BRUNSWICK | Glynn | 630003 | 3 | [5 empty] | Removed from Ground | Gas (Historical Use) | 1000 | Bare Steel | 1977-05-10 | 1992-01-01 | Galvanized Steel
HUNTLEY JIFFY STORE INC | 4601 ALTAMA | BRUNSWICK | Glynn | 630008 | 1 | [5 empty] | Removed from Ground | Gas (Historical Use) | 10000 | Bare Steel | 1980-02-26 | 1899-12-31 | Galvanized Steel
Friendly Express #71 | 4341 NEW JESUP HWY | BRUNSWICK | Glynn | 630136 | 8 |  | 1993-07-12 | FALSE | 1993-07-12 | FALSE | Removed from Ground | Gas (Historical Use) | 10000 | Composite | 1993-08-12 | 2017-12-04 | Fiberglass Reinforced Plastic | Pressurized
Friendly Express #71 | 4341 NEW JESUP HWY | BRUNSWICK | Glynn | 630136 | 9 |  | 1993-07-12 | FALSE | 1993-07-12 | FALSE | Removed from Ground | Diesel | 10000 | Composite | 1993-08-12 | 2017-12-04 | Fiberglass Reinforced Plastic | Pressurized
GLYNN AVE. EXXON | 2935 GLYNN AVE. | BRUNSWICK | Glynn | 630105 | C | [5 empty] | Removed from Ground | Gas (Historical Use) | 8000 | Fiberglass | 1991-12-01 | 2000-06-07 | Fiberglass Reinforced Plastic | Suction (American)
BUDDY NESMITH OIL CO INC | 2696 GLYNN AVE | BRUNSWICK | Glynn | 630114 | 2 | [5 empty] | Removed from Ground | Gas (Historical Use) | 4000 | Cathodically Protected Steel | 1986-12-01 | 2000-02-17 | Galvanized Steel | Suction (American)
BRUNSWEIC [D [D [DICK RADIO TOWE | 251 NEW JESSUP RD | BRUNSWICK | Glynn | 630117 | 1 | [5 empty] | Closed in Ground | Kerosene | 3000 | Composite | 1981-04-30 | 1991-10-01 | Copper
HUNTLEY JIFFY STORE #317 | 2905 /2909 GLYNN AVE | BRUNSWICK | Glynn | 9000623 | 1 | [5 empty] | Removed from Ground | Gas (Historical Use) | 10000 | Bare Steel | 1975-02-27 | 1993-10-27 | Galvanized Steel | Suction (American)
SHELL FOOD MART | 6090 ALTAMA AVE | BRUNSWICK | Glynn | 630031 | 1 | Flapper Valve | 1987-08-01 | FALSE | 1997-08-01 | FALSE | Currently in Use | Regular | 8000 | Steel-Impressed Current | 1975-02-27 |  |  | Pressurized
FRIENDLY EXPRESS #55 | 153 DARIEN HWY | BRUNSWICK | Glynn | 630044 | 3 |  | 1997-03-01 |  | 1997-03-01 |  | Removed from Ground | Gas (Historical Use) | 6000 | Steel-Impressed Current | 1977-02-26 | 2015-09-24 | Double Walled | Pressurized
FRIENDLY EXPRESS #54 | 2401 GLOUCESTER ST | BRUNSWICK | Glynn | 630043 | 1 | Flapper Valve | 1998-03-01 | FALSE | 1998-03-01 | FALSE | Currently in Use | Regular | 6000 | Steel-Impressed Current | 1977-02-26 |  | Double-Walled Flex | Pressurized
MANKI FOOD MART | 3879 ALTAMA AVE | BRUNSWICK | Glynn | 630006 | 3 |  | 1988-04-01 | FALSE | 1986-08-01 | FALSE | Currently in Use | Gas (Historical Use) | 10000 | Fiberglass | 1984-04-17 |  | Fiberglass Reinforced Plastic | Pressurized
DAVEYS DISCOUNT STOP | 3001 ALTAMA AVE | BRUNSWICK | Glynn | 630011 | 2 | [5 empty] | Removed from Ground | Gas (Historical Use) | 4000 | Bare Steel | 1984-02-25 | 1997-09-03 | Galvanized Steel | Suction (American)
ANDERSONS TEXACO | 2204 GLYNN AVE | BRUNSWICK | Glynn | 9000571 | OILWASTE |  |  | TRUE |  | TRUE | Removed from Ground | Used Oil | 500 | Cathodically Protected Steel | 1962-01-01 | 2003-06-26 | Cathodically Protected | Gravity Fed
FRIENDLY EXPRESS #51 | 3224 US HWY 17 S | BRUNSWICK | Glynn | 9000555 | 3 |  | 1997-03-01 |  | 1997-03-01 |  | Removed from Ground | Gas (Historical Use) | 8000 | Steel-Impressed Current | 1981-02-25 | 2016-03-24 | Double Walled | Pressurized
HUNTLEY JIFFY STORE #302 | 5000 ALTAMA AVE | BRUNSWICK | Glynn | 630009 | 2 | [5 empty] | Removed from Ground | Gas (Historical Use) | 6000 | Bare Steel | 1974-02-27 | 1899-12-31 | Galvanized Steel
FRIENDLY EXPRESS #70 | 3319 GLYNN AVE | BRUNSWICK | Glynn | 630135 | 4 | [5 empty] | Removed from Ground | Diesel | 10000 | Cathodically Protected Steel | 1981-05-06 | 1993-07-02 | Fiberglass Reinforced Plastic | Pressurized
FRIENDLY EXPRESS #70 | 3319 GLYNN AVE | BRUNSWICK | Glynn | 630135 | 7 |  | 1993-07-12 | FALSE | 1993-07-12 | FALSE | Removed from Ground | Regular | 10000 | Composite | 1993-07-12 |  | Fiberglass Reinforced Plastic | Pressurized
FRIENDLY EXPRESS #70 | 3319 GLYNN AVE | BRUNSWICK | Glynn | 630135 | 5 |  | 1993-07-12 | FALSE | 1993-07-12 | FALSE | Removed from Ground | E-0 | 4000 |  | 1986-01-01 |  | Fiberglass Reinforced Plastic | Suction (American)
GLYNN AVE. EXXON | 2935 GLYNN AVE. | BRUNSWICK | Glynn | 630105 | 3 | [5 empty] | Removed from Ground | Gas (Historical Use) | 3000 | Bare Steel | 1966-04-28 | 1991-03-01 | Galvanized Steel
MIKES EASTSIDE BP | 3000 GLYNN AVE | BRUNSWICK | Glynn | 630082 | 4 |  |  | TRUE |  | TRUE | Permanently Out of Use - historical purposes | Used Oil | 500 | Bare Steel | 1972-04-26 | 1899-12-31 | Galvanized Steel | Gravity Fed
JACK RABBIT #3 | 4902 US HWY 17 N | BRUNSWICK | Glynn | 9000504 | 2 | Flapper Valve | 1997-08-01 | FALSE | 1997-08-01 | FALSE | Currently in Use | Regular | 8000 | Steel-Impressed Current | 1981-02-25 |  |  | Pressurized
HUNTLEY JIFFY STORE #317 | 2905 /2909 GLYNN AVE | BRUNSWICK | Glynn | 9000623 | 3 | [5 empty] | Removed from Ground | Gas (Historical Use) | 6000 | Bare Steel | 1975-02-27 | 1993-10-27 | Galvanized Steel | Suction (American)
ANDERSONS TEXACO | 2204 GLYNN AVE | BRUNSWICK | Glynn | 9000571 | PR |  | 1995-03-01 |  | 1995-03-01 |  | Removed from Ground | Gas (Historical Use) | 4000 | Cathodically Protected Steel | 1984-01-01 | 2003-06-26 | Cathodically Protected | Pressurized
LIL CHAMP #324 | 803 ALBERMARLE ST | BRUNSWICK | Glynn | 630042 | 2 | [5 empty] | Removed from Ground | Gas (Historical Use) | 6000 | Bare Steel | 1977-02-26 | 1997-11-01 | Galvanized Steel | Suction (American)
MANKI FOOD MART | 3879 ALTAMA AVE | BRUNSWICK | Glynn | 630006 | 2 |  | 1988-04-01 |  | 1986-08-01 |  | Currently in Use | Gas (Historical Use) | 10000 | Fiberglass | 1984-04-17 |  | Fiberglass Reinforced Plastic | Pressurized
DAVEYS DISCOUNT STOP | 3001 ALTAMA AVE | BRUNSWICK | Glynn | 630011 | 1 | [5 empty] | Removed from Ground | Gas (Historical Use) | 4000 | Bare Steel | 1984-02-25 | 1997-09-03 | Galvanized Steel | Suction (American)
FRIENDLY EXPRESS #66 | 483 NEW JESUP HWY | BRUNSWICK | Glynn | 9000725 | 3 |  | 1998-09-01 |  | 1998-09-01 |  | Removed from Ground | Gas (Historical Use) | 6000 | Steel-Impressed Current | 1978-02-26 | 1999-01-13 | Fiberglass Reinforced Plastic | Pressurized
DAVEYS DISCOUNT STOP | 3001 ALTAMA AVE | BRUNSWICK | Glynn | 630011 | 3 | [5 empty] | Removed from Ground | Gas (Historical Use) | 2000 | Bare Steel | 1984-02-25 | 1997-09-03 | Galvanized Steel | Suction (American)
HUNTLEY JIFFY STORE INC | 4601 ALTAMA | BRUNSWICK | Glynn | 630008 | 3 | [5 empty] | Removed from Ground | Gas (Historical Use) | 10000 | Bare Steel | 1980-02-26 | 1899-12-31 | Galvanized Steel
SNYDER PLUMBING CO INC | 1921 4TH ST | BRUNSWICK | Glynn | 630015 | 2 | [5 empty] | Removed from Ground | Diesel | 200 | Bare Steel | 1975-03-01 | 1996-01-10 | Galvanized Steel
Friendly Express #71 | 4341 NEW JESUP HWY | BRUNSWICK | Glynn | 630136 | 11A | Flapper Valve | 2018-06-20 | FALSE | 2018-06-20 | FALSE | Currently in Use | Diesel | 15000 | Composite Double Walled | 2018-06-20 |  | Double-Walled Flex | Pressurized
GA POWER/BRUNSWICK OPERATING HQ | 3951 COMMUNITY RD | BRUNSWICK | Glynn | 630134 | BK2 | [5 empty] | Closed in Ground | Diesel | 6000 | Bare Steel | 1971-05-11 | 1991-02-13 | Galvanized Steel
EL CHEAPO BRUNSWICK | 2744 US HWY 17 S | BRUNSWICK | Glynn | 630130 | 2 |  | 1998-08-01 |  | 1998-08-01 |  | Removed from Ground | Gas (Historical Use) | 6000 | Steel-Impressed Current | 1971-05-10 | 2007-07-18 | Cathodically Protected | Pressurized
Vansh Corner | 310 OLD JESUP RD | BRUNSWICK | Glynn | 630128 | 2 |  | 1994-06-01 |  | 1994-06-01 |  | Removed from Ground | Gas (Historical Use) | 4000 | Steel-Impressed Current | 1971-05-10 | 2009-06-29 | Cathodically Protected
CRAWFORDS EASTVIEW SHELL | 3221 GLYNN AVE | BRUNSWICK | Glynn | 630125 | 5 |  |  | TRUE |  | TRUE | Removed from Ground | Used Oil | 550 | Bare Steel |  | 1899-12-31 | Galvanized Steel
FRIENDLY EXPRESS #51 | 3224 US HWY 17 S | BRUNSWICK | Glynn | 9000555 | 5A |  | 2016-06-26 | FALSE | 2016-06-26 | FALSE | Currently in Use | Premium | 5000 | Composite Double Walled | 2016-06-26 |  | Double-Walled Flex | Pressurized
TRANSUS INC (BRUNSWICK TERMINAL) | 107 KEY DR | BRUNSWICK | Glynn | 9000554 | 1 | [5 empty] | Removed from Ground | Diesel | 8000 | Bare Steel | 1971-04-13 | 1990-03-20 | Galvanized Steel
FRIENDLY EXPRESS #48 | 4230 US HWY 17 N | BRUNSWICK | Glynn | 630033 | 3 |  | 2008-03-17 | FALSE | 2008-03-17 | FALSE | Currently in Use | Regular | 12000 | Composite Double Walled | 2008-03-17 |  | Double-Walled Flex | Pressurized
LIL CHAMP #323 | 2408 NEWCASTLE ST | BRUNSWICK | Glynn | 630041 | 2 |  | 1998-01-01 |  | 1998-01-01 |  | Removed from Ground | Gas (Historical Use) | 6000 | Steel-Impressed Current | 1976-02-27 | 1999-06-02 | Galvanized Steel | Suction (American)
LIL CHAMP FOOD STORE #310 | US HWY 341 RT 5 | BRUNSWICK | Glynn | 630035 | 1 | [5 empty] | Removed from Ground | Gas (Historical Use) | 8000 | Bare Steel | 1973-02-27 | 1996-12-11 | Galvanized Steel | Suction (American)
FAMILY STORE #2 | 4528 ALTAMA AVE | BRUNSWICK | Glynn | 630004 | 1 |  | 1994-12-01 |  | 1994-12-01 |  | Currently in Use | Gas (Historical Use) | 4000 | Bare Steel | 1971-05-10 |  | Cathodically Protected | Pressurized
Friendly Express #71 | 4341 NEW JESUP HWY | BRUNSWICK | Glynn | 630136 | 6 |  | 1993-07-12 | FALSE | 1993-07-12 | FALSE | Removed from Ground | Gas (Historical Use) | 4000 | Steel-Impressed Current | 1988-06-01 | 2017-12-04 | Fiberglass Reinforced Plastic | Suction (American)
341 CITGO | 4192 NORWICH EXT. | BRUNSWICK | Glynn | 630126 | 3 | [5 empty] | Removed from Ground | Gas (Historical Use) | 10000 | Cathodically Protected Steel | 1971-05-10 | 1998-04-22 | Galvanized Steel | Suction (American)
EXXON | 5055 NEW JESUP HWY | BRUNSWICK | Glynn | 630103 | 1 |  | 1998-05-01 | FALSE | 1998-05-01 | FALSE | Currently in Use | Regular | 8000 | Fiberglass | 1974-05-09 |  | Fiberglass Reinforced Plastic | Pressurized
MANKI FOOD MART | 3879 ALTAMA AVE | BRUNSWICK | Glynn | 630006 | 1 |  | 1988-04-01 |  | 1986-08-01 |  | Currently in Use | Gas (Historical Use) | 10000 | Fiberglass | 1984-04-17 |  | Fiberglass Reinforced Plastic | Pressurized
DAVEYS DISCOUNT STOP | 3001 ALTAMA AVE | BRUNSWICK | Glynn | 630011 | 5 |  |  | TRUE |  | TRUE | Removed from Ground | Used Oil | 550 | Bare Steel | 1983-01-01 | 1997-09-03 | Not Marked
DAVEYS DISCOUNT STOP | 3001 ALTAMA AVE | BRUNSWICK | Glynn | 630011 | 4 | [5 empty] | Removed from Ground | Gas (Historical Use) | 4000 | Bare Steel | 1984-02-25 | 1997-09-03 | Galvanized Steel | Suction (American)
FRIENDLY EXPRESS #51 | 3224 US HWY 17 S | BRUNSWICK | Glynn | 9000555 | 1 |  | 1997-03-01 |  | 1997-03-01 |  | Removed from Ground | Gas (Historical Use) | 8000 | Steel-Impressed Current | 1981-02-25 | 2016-03-24 | Double Walled | Pressurized
JACK RABBIT #3 | 4902 US HWY 17 N | BRUNSWICK | Glynn | 9000504 | 3 | Flapper Valve | 1997-08-01 | FALSE | 1997-08-01 | FALSE | Currently in Use | Diesel | 8000 | Steel-Impressed Current | 1981-02-25 |  |  | Pressurized
FRIENDLY EXPRESS #66 | 483 NEW JESUP HWY | BRUNSWICK | Glynn | 9000725 | 4 |  |  | FALSE |  | FALSE | Removed from Ground | Kerosene | 1000 | Unknown | 2009-01-11 | 2009-01-11 | Unknown
GLYNN CO AIRPORT COMM | 500 CONNOLE ST | BRUNSWICK | Glynn | 630020 | 5 |  |  | FALSE |  | FALSE | Removed from Ground | Jet Fuel | 10000 | Unknown | 1958-01-01 | 2001-10-10
FRIENDLY EXPRESS #51 | 3224 US HWY 17 S | BRUNSWICK | Glynn | 9000555 | 5B |  | 2016-06-26 | FALSE | 2016-06-26 | FALSE | Currently in Use | E-0 | 5000 | Composite Double Walled | 2016-06-26 |  | Double-Walled Flex | Pressurized
UNITED PARCEL SERVICE/BRUNSWICK | 101 DARIEN HWY | BRUNSWICK | Glynn | 9000515 | 1 | [5 empty] | Removed from Ground | Gas (Historical Use) | 10000 | Bare Steel | 1980-05-06 | 1989-10-01 | Unknown
GLYNN CO AIRPORT COMM | 500 CONNOLE ST | BRUNSWICK | Glynn | 630020 | 1 | [5 empty] | Removed from Ground | Gas (Historical Use) | 10000 | Cathodically Protected Steel | 1972-03-06 | 1989-03-07 | Unknown
DEPT PUBLIC SAFETY/GA STATE PATR | RT 5 BOX 3-P | BRUNSWICK | Glynn | 630019 | 1 | [5 empty] | Removed from Ground | Gas (Historical Use) | 3000 | Cathodically Protected Steel | 1966-03-11 | 2008-06-02 | Galvanized Steel
FRIENDLY EXPRESS #48 | 4230 US HWY 17 N | BRUNSWICK | Glynn | 630033 | 1 |  | 1998-02-01 |  | 1998-02-01 |  | Removed from Ground | Gas (Historical Use) | 8000 | Steel-Impressed Current | 1973-02-27 | 2008-01-07 | Cathodically Protected | Suction (American)
LIL CHAMP #323 | 2408 NEWCASTLE ST | BRUNSWICK | Glynn | 630041 | 1 |  | 1998-01-01 |  | 1998-01-01 |  | Removed from Ground | Gas (Historical Use) | 6000 | Steel-Impressed Current | 1976-02-27 | 1999-06-02 | Galvanized Steel | Suction (American)
FAMILY STORE #2 | 4528 ALTAMA AVE | BRUNSWICK | Glynn | 630004 | 3 |  | 1994-12-01 |  | 1994-12-01 |  | Currently in Use | Gas (Historical Use) | 8000 | Bare Steel | 1971-05-10 |  | Cathodically Protected | Pressurized
CHEVRON 401331/ATKINSON'S CHEVRO | 2727 ALTAMA AVE | BRUNSWICK | Glynn | 630003 | 2 | [5 empty] | Removed from Ground | Gas (Historical Use) | 1000 | Bare Steel | 1970-05-12 | 1992-01-01 | Galvanized Steel | Suction (American)
Friendly Express #71 | 4341 NEW JESUP HWY | BRUNSWICK | Glynn | 630136 | 10B | Flapper Valve | 2018-06-20 | FALSE | 2018-06-20 | FALSE | Currently in Use | Premium | 5000 | Composite Double Walled | 2018-06-20 |  | Double-Walled Flex | Pressurized
Friendly Express #71 | 4341 NEW JESUP HWY | BRUNSWICK | Glynn | 630136 | 3 | [5 empty] | Removed from Ground | Gas (Historical Use) | 10000 | Cathodically Protected Steel | 1980-05-06 | 1993-07-13 | Galvanized Steel | Pressurized
Vansh Corner | 310 OLD JESUP RD | BRUNSWICK | Glynn | 630128 | 1 |  | 1994-06-01 |  | 1994-06-01 |  | Removed from Ground | Gas (Historical Use) | 4000 | Steel-Impressed Current | 1971-05-10 | 2009-06-29 | Cathodically Protected
FRIENDLY EXPRESS #66 | 483 NEW JESUP HWY | BRUNSWICK | Glynn | 9000725 | 2 |  | 1998-09-01 |  | 1998-09-01 |  | Removed from Ground | Gas (Historical Use) | 8000 | Steel-Impressed Current | 1978-02-26 | 1999-01-13 | Fiberglass Reinforced Plastic | Pressurized
GLYNN CO AIRPORT COMM | 500 CONNOLE ST | BRUNSWICK | Glynn | 630020 | 2 | [5 empty] | Removed from Ground | Kerosene | 10000 | Cathodically Protected Steel | 1972-03-06 | 1989-03-07 | Unknown
FRIENDLY EXPRESS #55 | 153 DARIEN HWY | BRUNSWICK | Glynn | 630044 | 2 |  | 1997-03-01 |  | 1997-03-01 |  | Removed from Ground | Gas (Historical Use) | 6000 | Steel-Impressed Current | 1977-02-26 | 2015-09-24 | Double Walled | Pressurized
Vansh Corner | 310 OLD JESUP RD | BRUNSWICK | Glynn | 630128 | 4 |  | 1994-06-01 |  | 1994-06-01 |  | Removed from Ground | Gas (Historical Use) | 4000 | Steel-Impressed Current | 1971-05-10 | 2009-06-29 | Cathodically Protected
EXXON | 5055 NEW JESUP HWY | BRUNSWICK | Glynn | 630103 | 3 | Flapper Valve | 1998-05-01 | FALSE | 1998-05-01 | FALSE | Currently in Use | Premium | 8000 | Fiberglass | 1974-05-09 |  | Fiberglass Reinforced Plastic | Pressurized
BUDDY NESMITH OIL CO INC | 2696 GLYNN AVE | BRUNSWICK | Glynn | 630114 | 1 |  | 1989-01-01 |  | 1989-01-01 |  | Removed from Ground | Kerosene | 4000 | Galvanic (STIP-3) | 1986-12-01 | 1899-12-31 | Galvanized Steel | Suction (American)
CRAWFORDS EASTVIEW SHELL | 3221 GLYNN AVE | BRUNSWICK | Glynn | 630125 | 4 | [5 empty] | Removed from Ground | Diesel | 10000 | Bare Steel | 1985-05-06 | 2001-03-22 | Galvanized Steel | Pressurized
BUILDERS SUPPLY CORP. | 1400 4TH AVE. | BRUNSWICK | Glynn | 630108 | 1 | [5 empty] | Removed from Ground | Gas (Historical Use) | 1000 | Bare Steel | 1983-05-01 | 1999-07-19 | Galvanized Steel
FIRESTONE STORE #7929 | 2705 CYPRESS MILL RD | BRUNSWICK | Glynn | 630118 | 1 |  |  | TRUE |  | TRUE | Removed from Ground | Used Oil | 300 | Bare Steel | 1980-04-30 | 1995-01-30 | Bare Steel | Gravity Fed
GA FC/GLYNN CO FORESTRY UNIT | GA HWY 32 10 MI WEST OF BRUNSWIC | BRUNSWICK | Glynn | 630086 | 4 |  | 1994-04-17 |  | 1994-04-17 |  | Removed from Ground | Diesel | 1000 | Galvanic (STIP-3) | 1994-02-17 | 2008-06-02 | Cathodically Protected | Safe Suction (Euro)
FRIENDLY EXPRESS #51 | 3224 US HWY 17 S | BRUNSWICK | Glynn | 9000555 | 4 |  | 2016-06-26 | FALSE | 2016-06-26 | FALSE | Currently in Use | Regular | 20000 | Composite Double Walled | 2016-06-26 |  | Double-Walled Flex | Pressurized
GLYNN CO AIRPORT COMM | 500 CONNOLE ST | BRUNSWICK | Glynn | 630020 | 4 |  |  | FALSE |  | FALSE | Removed from Ground | Jet Fuel | 10000 | Unknown | 1958-01-01 | 2001-10-10
FRIENDLY EXPRESS #53 | 6215 BLYTHE ISLAND DR | BRUNSWICK | Glynn | 630040 | 3 | Flapper Valve | 1998-02-01 | FALSE | 1998-02-01 | FALSE | Currently in Use | Premium | 6000 | Steel-Impressed Current | 1976-02-27 |  | Cathodically Protected | Suction (American)
SNYDER PLUMBING CO INC | 1921 4TH ST | BRUNSWICK | Glynn | 630015 | 1 | [5 empty] | Removed from Ground | Gas (Historical Use) | 560 | Bare Steel | 1975-03-01 | 1996-01-10 | Galvanized Steel
HUNTLEY JIFFY STORE #302 | 5000 ALTAMA AVE | BRUNSWICK | Glynn | 630009 | 1 | [5 empty] | Removed from Ground | Gas (Historical Use) | 8000 | Bare Steel | 1974-02-27 | 1899-12-31 | Galvanized Steel
FRIENDLY EXPRESS #70 | 3319 GLYNN AVE | BRUNSWICK | Glynn | 630135 | 6 |  | 1993-07-12 | FALSE | 1993-07-12 | FALSE | Removed from Ground |  | 4000 |  | 1999-06-30 |  | Fiberglass Reinforced Plastic | Pressurized
FRIENDLY EXPRESS #70 | 3319 GLYNN AVE | BRUNSWICK | Glynn | 630135 | 9 |  | 1993-07-12 | FALSE | 1993-07-12 | FALSE | Removed from Ground | Gas (Historical Use) | 10000 | Composite | 1993-07-12 |  | Fiberglass Reinforced Plastic | Pressurized
FRIENDLY EXPRESS #70 | 3319 GLYNN AVE | BRUNSWICK | Glynn | 630135 | 8 |  | 1993-07-12 | FALSE | 1993-07-12 | FALSE | Removed from Ground | Premium | 10000 | Composite | 1993-07-12 |  | Fiberglass Reinforced Plastic | Pressurized
UNITED PARCEL SERVICE | 101 DARIED HWY. | BRUNSWICK | Glynn | 630140 | 1 | [5 empty] | Removed from Ground | Gas (Historical Use) | 10000 | Bare Steel | 1980-05-06 | 1989-11-01 | Unknown
RUSSELLS UNION 76 | 503 NEW JESUP HWY/US HWY 341 | BRUNSWICK | Glynn | 630124 | 1 | [5 empty] | Currently in Use | Gas (Historical Use) | 4000 | Bare Steel | 1971-05-10 |  | Galvanized Steel
GLYNN AVE. EXXON | 2935 GLYNN AVE. | BRUNSWICK | Glynn | 630105 | 2 | [5 empty] | Removed from Ground | Gas (Historical Use) | 3000 | Bare Steel | 1966-04-28 | 1991-03-01 | Galvanized Steel
GA FC/GLYNN CO FORESTRY UNIT | GA HWY 32 10 MI WEST OF BRUNSWIC | BRUNSWICK | Glynn | 630086 | 2 | [5 empty] | Removed from Ground | Other | 560 | Bare Steel | 1961-04-28 | 1994-04-01 | Galvanized Steel
BROOKMAN | RT 5 BOX 938 | BRUNSWICK | Glynn | 630098 | 1 | [5 empty] | Removed from Ground | Diesel | 7200 | Bare Steel | 1976-04-12 | 1988-01-01 | Unknown
AMERICAN JACKS #34 | 5004 NEW JESUP HWY | BRUNSWICK | Glynn | 630093 | 3 |  | 1982-03-29 |  | 1982-03-29 |  | Removed from Ground | Gas (Historical Use) | 10000 | Fiberglass | 1982-03-29 | 2006-12-12 | Fiberglass Reinforced Plastic | Pressurized
JIMS CONVENIENCE STORE/DORIS THO | 436 COMMUNITY RD | BRUNSWICK | Glynn | 630071 | 2 | [5 empty] | Removed from Ground | Gas (Historical Use) | 4000 | Bare Steel | 1978-03-15 | 1992-01-15 | Galvanized Steel
DAVEYS DISCOUNT STOP | 3001 ALTAMA AVE | BRUNSWICK | Glynn | 630011 | 7 | Ball Float | 1997-08-01 | FALSE | 1997-08-01 | FALSE | Currently in Use | E-10 | 10000 |  | 1997-08-01 |  | Double Walled | Pressurized
FRIENDLY EXPRESS #70 | 3319 GLYNN AVE | BRUNSWICK | Glynn | 630135 | 2 | [5 empty] | Removed from Ground | Gas (Historical Use) | 10000 | Cathodically Protected Steel | 1981-05-06 | 1993-07-02 | Fiberglass Reinforced Plastic | Pressurized
Friendly Express #71 | 4341 NEW JESUP HWY | BRUNSWICK | Glynn | 630136 | 11B | Flapper Valve | 2018-06-20 | FALSE | 2018-06-20 | FALSE | Currently in Use | E-0 | 5000 | Composite Double Walled | 2018-06-20 |  | Double-Walled Flex | Pressurized
GA POWER/BRUNSWICK OPERATING HQ | 3951 COMMUNITY RD | BRUNSWICK | Glynn | 630134 | BK3 |  |  | TRUE |  | TRUE | Closed in Ground | Used Oil | 500 | Bare Steel | 1981-05-08 | 1988-10-01 | Bare Steel
CRAWFORDS EASTVIEW SHELL | 3221 GLYNN AVE | BRUNSWICK | Glynn | 630125 | 2 | [5 empty] | Removed from Ground | Gas (Historical Use) | 10000 | Not Marked/Unknown | 1985-05-06 | 2001-03-22 | Galvanized Steel | Pressurized
BALLARDE ELEM SCHOOL | 169 OLD JESSUP RD | BRUNSWICK | Glynn | 630024 | 1 | [5 empty] | Permanently Out of Use - historical purposes | Empty | 3000 | Bare Steel | 1962-01-07 | 1899-12-31 | Galvanized Steel
FRIENDLY EXPRESS #54 | 2401 GLOUCESTER ST | BRUNSWICK | Glynn | 630043 | 2 | Flapper Valve | 1998-03-01 | FALSE | 1998-03-01 | FALSE | Currently in Use | Premium | 6000 | Steel-Impressed Current | 1977-02-26 |  | Double-Walled Flex | Pressurized
FRIENDLY EXPRESS #53 | 6215 BLYTHE ISLAND DR | BRUNSWICK | Glynn | 630040 | 2 | Flapper Valve | 1998-02-01 | FALSE | 1998-02-01 | FALSE | Currently in Use | Regular | 6000 | Steel-Impressed Current | 1976-02-27 |  | Cathodically Protected | Suction (American)
MANKI FOOD MART | 3879 ALTAMA AVE | BRUNSWICK | Glynn | 630006 | 5 |  | 1989-10-01 |  | 1989-10-01 |  | Permanently Out of Use - historical purposes | Kerosene | 4000 | Fiberglass | 1989-10-01 | 1899-12-31 | Fiberglass Reinforced Plastic
Friendly Express #71 | 4341 NEW JESUP HWY | BRUNSWICK | Glynn | 630136 | 2 | [5 empty] | Removed from Ground | Gas (Historical Use) | 10000 | Cathodically Protected Steel | 1980-05-06 | 1993-07-13 | Galvanized Steel | Pressurized
H F HARPER/SOUTH GA TOWER & TANK | 328 BANKS DR/BLYTHE ISLAND | BRUNSWICK | Glynn | 630119 | 1 | [5 empty] | Removed from Ground | Gas (Historical Use) | 500 | Bare Steel | 1985-04-29 | 1990-12-14 | Galvanized Steel
JACK'S CITGO FOODMART | 3424 CYPRESS MILL ROAD | BRUNSWICK | Glynn | 630083 | 2 | Flapper Valve | 1998-10-01 | FALSE | 1998-10-01 | FALSE | Currently in Use | Regular | 8000 | Steel-Impressed Current | 1983-04-24 |  | Fiberglass Reinforced Plastic | Pressurized
SATILLA | RT 5 BOX 938 | BRUNSWICK | Glynn | 630097 | 1 |  |  | TRUE |  | TRUE | Removed from Ground | Used Oil | 1000 | Bare Steel | 1979-04-12 | 1988-01-01 | Unknown
THALMANN | RT 5 BOX 374J | BRUNSWICK | Glynn | 630096 | 2 | [5 empty] | Removed from Ground | Diesel | 8000 | Bare Steel | 1978-04-12 | 1987-07-01 | Unknown
DEES AUTO SERVICE | 2200 NORWICH ST | BRUNSWICK | Glynn | 630074 | 2 | [5 empty] | Removed from Ground | Gas (Historical Use) | 3000 | Marked Unknown | 1961-03-26 | 1997-01-01 | Galvanized Steel
SOLAR #108 | 1008 BAY ST | BRUNSWICK | Glynn | 630056 | 3 | Flapper Valve | 1998-02-01 | FALSE | 1998-02-01 | FALSE | Currently in Use | E-0 | 6000 | Steel-Impressed Current | 1984-02-25 |  | Steel (Impressed Current) | Suction (American)
EXXON | 5055 NEW JESUP HWY | BRUNSWICK | Glynn | 630103 | 4 | Flapper Valve | 1998-05-01 | FALSE | 1998-05-01 | FALSE | Temporarily out of use |  | 10000 | Fiberglass | 1985-05-06 |  | Fiberglass Reinforced Plastic | Pressurized
HUNTLEY JIFFY STORE #317 | 2905 /2909 GLYNN AVE | BRUNSWICK | Glynn | 9000623 | 4 | [5 empty] | Removed from Ground | Gas (Historical Use) | 2000 | Bare Steel | 1993-10-27 | 1993-10-27 | Galvanized Steel | Suction (American)
LIL CHAMP #324 | 803 ALBERMARLE ST | BRUNSWICK | Glynn | 630042 | 3 | [5 empty] | Removed from Ground | Gas (Historical Use) | 6000 | Bare Steel | 1977-02-26 | 1997-11-01 | Galvanized Steel | Suction (American)
DAVEYS DISCOUNT STOP | 3001 ALTAMA AVE | BRUNSWICK | Glynn | 630011 | 8 | Ball Float | 1997-08-01 | FALSE | 1997-08-01 | FALSE | Currently in Use | Premium | 8000 |  | 1997-08-01 |  |  | Pressurized
DAVEYS DISCOUNT STOP | 3001 ALTAMA AVE | BRUNSWICK | Glynn | 630011 | 6 | [5 empty] | Removed from Ground | Gas (Historical Use) | 1000 | Not Marked/Unknown |  | 1899-12-31 | Unknown
FRIENDLY EXPRESS #70 | 3319 GLYNN AVE | BRUNSWICK | Glynn | 630135 | 1 | [5 empty] | Removed from Ground | Gas (Historical Use) | 10000 | Cathodically Protected Steel | 1981-05-06 | 1993-07-02 | Fiberglass Reinforced Plastic | Pressurized
EL CHEAPO BRUNSWICK | 2744 US HWY 17 S | BRUNSWICK | Glynn | 630130 | 3 |  | 1998-08-01 |  | 1998-08-01 |  | Removed from Ground | Gas (Historical Use) | 8000 | Steel-Impressed Current | 1971-05-10 | 2007-07-18 | Cathodically Protected | Pressurized
GLYNN AVE. EXXON | 2935 GLYNN AVE. | BRUNSWICK | Glynn | 630105 | A | [5 empty] | Removed from Ground | Gas (Historical Use) | 8000 | Fiberglass | 1991-12-01 | 2000-06-07 | Fiberglass Reinforced Plastic | Suction (American)
GLYNN AVE. EXXON | 2935 GLYNN AVE. | BRUNSWICK | Glynn | 630105 | 1 | [5 empty] | Removed from Ground | Gas (Historical Use) | 4000 | Bare Steel | 1966-04-28 | 1991-03-01 | Galvanized Steel
BUDDY NESMITH OIL CO INC | 2696 GLYNN AVE | BRUNSWICK | Glynn | 630114 | 3 | [5 empty] | Removed from Ground | Diesel | 2000 | Cathodically Protected Steel | 1981-05-02 | 2000-02-17 | Galvanized Steel | Pressurized
MIKES EASTSIDE BP | 3000 GLYNN AVE | BRUNSWICK | Glynn | 630082 | 2 | [5 empty] | Permanently Out of Use - historical purposes | Gas (Historical Use) | 10000 | Bare Steel | 1972-04-26 | 1899-12-31 | Galvanized Steel
GA FC/GLYNN CO FORESTRY UNIT | GA HWY 32 10 MI WEST OF BRUNSWIC | BRUNSWICK | Glynn | 630086 | 3 | [5 empty] | Removed from Ground | Empty | 560 | Bare Steel | 1956-04-29 | 1994-04-01 | Galvanized Steel
PHILLIPS 66 CO | US HWY 17 & J ST | BRUNSWICK | Glynn | 630095 | 3 | [5 empty] | Removed from Ground | Gas (Historical Use) | 550 | Bare Steel | 1966-04-27 | 1992-01-06 | Bare Steel
CITY OF BRUNSWICK PUBLIC WORKS D | 300 PRINCE ST. | BRUNSWICK | Glynn | 630075 | 3 | [5 empty] | Removed from Ground | Diesel | 1000 | Bare Steel | 1966-03-24 | 1999-04-01 | Unknown | Safe Suction (Euro)
E.M. CHAMPION MEAT CO. | 1501 T ST | BRUNSWICK | Glynn | 630070 | 1 | [5 empty] | Removed from Ground | Empty | 560 | Bare Steel | 1921-03-29 | 1981-12-15 | Galvanized Steel
POWELL'S MINIT MARKET | RT. 3 BOX 457 HWY. 341 | BRUNSWICK | Glynn | 630068 | 1 | [5 empty] | Removed from Ground | Gas (Historical Use) | 1000 | Bare Steel | 1956-03-20 | 1989-01-01 | Galvanized Steel
JENKINS ENTERPRISES DIXIE SERVIC | 4262 NORWICH ST | BRUNSWICK | Glynn | 630066 | 1 | [5 empty] | Removed from Ground | Gas (Historical Use) | 8000 | Bare Steel | 1973-03-16 | 1997-02-01 | Galvanized Steel
HUNTLEY JIFFY STORE #378 | 1163 CATE RD | BRUNSWICK | Glynn | 630055 | 3 | [5 empty] | Removed from Ground | Gas (Historical Use) | 4000 | Bare Steel | 1983-02-25 | 1993-09-02 | Galvanized Steel
BILLS AMOCO #2 | 3329 NORWICH ST | BRUNSWICK | Glynn | 630231 | L163064 |  | 1992-04-23 | FALSE | 1992-04-23 | FALSE | Temporarily out of use | Gas (Historical Use) | 3000 |  | 1992-04-23 |  | Fiberglass Reinforced Plastic | Safe Suction (Euro)
SHEFFIELD DISTRIBUTING CO | 2129 LINE ST | BRUNSWICK | Glynn | 630146 | 2 | [5 empty] | Removed from Ground | Gas (Historical Use) | 2000 | Not Marked/Unknown |  | 1899-12-31 | Not Marked
Brunswick Wood Preserving | 780 Perry Lane Rd., | BRUNSWICK | Glynn | 630162 | 1 | [5 empty] | Removed from Ground | Empty | 1000 | Bare Steel | 1971-05-12 | 1990-01-01 | Galvanized Steel
JD MOORE INC GASCARD | 4161 NORWICH ST. EXT. | BRUNSWICK | Glynn | 630156 | 4 | Flapper Valve | 1996-05-01 | FALSE | 1996-05-01 | FALSE | Currently in Use | Diesel | 4000 | Steel-Impressed Current | 2001-08-23 |  | Steel (Impressed Current) | Pressurized
JD MOORE INC GASCARD | 4161 NORWICH ST. EXT. | BRUNSWICK | Glynn | 630156 | 1 | Flapper Valve | 1996-05-01 | FALSE | 1996-05-01 | FALSE | Currently in Use |  | 6000 | Steel-Impressed Current | 2001-08-23 |  | Steel (Impressed Current) | Pressurized
LOLO MART #2 | 2722 NORWICH ST | BRUNSWICK | Glynn | 630051 | 1 | Flapper Valve | 1998-02-01 | FALSE | 1998-02-01 | FALSE | Currently in Use | Gas (Historical Use) | 10000 | Steel-Impressed Current | 1983-02-25 |  |  | Safe Suction (Euro)
ONE STOP #42 | 4544 OLD CYPRESS MILL RD | BRUNSWICK | Glynn | 630054 | 1 | [5 empty] | Removed from Ground | Gas (Historical Use) | 8000 | Bare Steel | 1983-02-25 | 1899-12-31 | Galvanized Steel | Suction (American)
FIVE TRANSPORTATION CO | 5055 COMMUNITY RD | BRUNSWICK | Glynn | 630229 | 3 |  |  | TRUE |  | TRUE | Removed from Ground | Used Oil | 1000 | Bare Steel | 1971-05-12 | 1989-06-15 | Bare Steel
I-95 SHELL | I-95 & US HWY 341 | BRUNSWICK | Glynn | 630230 | 1 | [5 empty] | Removed from Ground | Gas (Historical Use) | 6000 | Fiberglass | 1974-05-11 | 1998-11-11 | Galvanized Steel | Pressurized
I-95 SHELL | I-95 & US HWY 341 | BRUNSWICK | Glynn | 630230 | 4 | [5 empty] | Removed from Ground | Diesel | 10000 | Bare Steel | 1983-05-09 | 2001-11-12 | Galvanized Steel | Pressurized
PLANT MCMANUS | #1 CRISPEN ISLAND | BRUNSWICK | Glynn | 630133 | 2 | [5 empty] | Removed from Ground | Gas (Historical Use) | 275 | Cathodically Protected Steel | 1966-05-12 | 1987-08-20 | Unknown | Gravity Fed
TIDEWATER EQUIPMENT CO. | HWY 303 | BRUNSWICK | Glynn | 630144 | 2 |  |  | TRUE |  | TRUE | Removed from Ground | Used Oil | 1000 | Bare Steel | 1974-05-11 | 1984-01-01 | Galvanized Steel
DICKEYS CHEVRON | 1965 GLYNN AVE | BRUNSWICK | Glynn | 630169 | 2 |  | 1997-09-26 |  | 1984-05-08 |  | Removed from Ground | Gas (Historical Use) | 10000 | Composite | 1984-05-08 | 2011-08-11 | Fiberglass Reinforced Plastic | Pressurized
MIKES EASTSIDE BP | 3000 GLYNN AVE | BRUNSWICK | Glynn | 630082 | 1 | [5 empty] | Permanently Out of Use - historical purposes | Gas (Historical Use) | 10000 | Bare Steel | 1972-04-26 | 1899-12-31 | Galvanized Steel | Pressurized
AMERICAN JACKS #34 | 5004 NEW JESUP HWY | BRUNSWICK | Glynn | 630093 | 5 |  |  | TRUE |  | TRUE | Removed from Ground | Used Oil | 1000 | Fiberglass | 1982-03-29 | 1987-10-01 | Fiberglass Reinforced Plastic | Pressurized
JENKINS ENTERPRISES DIXIE SERVIC | 4262 NORWICH ST | BRUNSWICK | Glynn | 630066 | 3 | [5 empty] | Removed from Ground | Diesel | 10000 | Bare Steel | 1974-03-16 | 1997-02-01 | Galvanized Steel
GLYNN CO BOARD OF EDUCATION TRANSPORATION COMPLEX | 137 JACK HARTMAN BLVD | BRUNSWICK | Glynn | 10002145 | 1A | Flapper Valve | 2012-07-20 | FALSE | 2012-07-20 | FALSE | Currently in Use | Diesel | 20000 | Composite Double Walled | 2012-07-20 |  | Double-Walled Flex | Pressurized
GLYNCO MANNING AVIATION | 425 Aviation Parkway | BRUNSWICK | Glynn | 9063067 | 1 | Ball Float | 1995-05-01 | FALSE | 1995-05-01 | FALSE | Removed from Ground | Jet fuel | 10000 | Epoxy Double-Walled | 1995-04-07 |  |  | Safe Suction (Euro)
SOLAR #108 | 1008 BAY ST | BRUNSWICK | Glynn | 630056 | 2 | Flapper Valve | 1998-02-01 | FALSE | 1998-02-01 | FALSE | Currently in Use | Diesel | 6000 | Steel-Impressed Current | 1984-02-25 |  | Steel (Impressed Current) | Suction (American)
DISCOUNT STOP #5 | 1409 GLOUCESTER ST | BRUNSWICK | Glynn | 630050 | 1A | Flapper Valve | 1997-07-01 |  | 1997-07-01 |  | Currently in Use | Gas (Historical Use) | 3000 | Steel-Impressed Current | 1984-02-25 |  | Double-Walled Fiberglass | Pressurized
PLANT MCMANUS | #1 CRISPEN ISLAND | BRUNSWICK | Glynn | 630133 | GAS1 | [5 empty] | Removed from Ground | Gas (Historical Use) | 540 | Bare Steel | 1966-05-12 | 1988-02-01 | Bare Steel
TIDEWATER EQUIPMENT CO. | HWY 303 | BRUNSWICK | Glynn | 630144 | 3 | [5 empty] | Removed from Ground | Empty | 1000 | Bare Steel | 1974-05-11 | 1984-03-15 | Galvanized Steel
ST. FRANCIS XAVIER SCHOOL | 1124 REYNOLDS ST | BRUNSWICK | Glynn | 630147 | 1 | [5 empty] | Removed from Ground | Gas (Historical Use) | 1000 | Bare Steel | 1966-05-13 | 1988-01-01 | Galvanized Steel
CHEVRON 401331/ATKINSON'S CHEVRO | 2727 ALTAMA AVE | BRUNSWICK | Glynn | 630003 | 1 | [5 empty] | Removed from Ground | Gas (Historical Use) | 1000 | Bare Steel | 1970-05-12 | 1992-01-01 | Galvanized Steel | Suction (American)
HUNTLEY JIFFY STORE #302 | 5000 ALTAMA AVE | BRUNSWICK | Glynn | 630009 | 3 | [5 empty] | Removed from Ground | Gas (Historical Use) | 6000 | Composite | 1986-02-28 | 1899-12-31 | Fiberglass Reinforced Plastic
GA POWER/BRUNSWICK OPERATING HQ | 3951 COMMUNITY RD | BRUNSWICK | Glynn | 630134 | 2 | Flapper Valve | 1991-09-26 | FALSE | 1991-09-26 | FALSE | Removed from Ground | Gas (Historical Use) | 10000 | Composite | 1991-09-26 |  | Double-Walled Flex | Pressurized
UNITED PARCEL SERVICE | 101 DARIED HWY. | BRUNSWICK | Glynn | 630140 | 2 |  |  | TRUE |  | TRUE | Removed from Ground | Used Oil | 500 | Bare Steel | 1980-05-06 | 1989-11-01 | Unknown
RUSSELLS UNION 76 | 503 NEW JESUP HWY/US HWY 341 | BRUNSWICK | Glynn | 630124 | 2 | [5 empty] | Currently in Use | Gas (Historical Use) | 4000 | Bare Steel | 1971-05-10 |  | Galvanized Steel
341 CITGO | 4192 NORWICH EXT. | BRUNSWICK | Glynn | 630126 | 4 | [5 empty] | Removed from Ground | Diesel | 10000 | Cathodically Protected Steel | 1971-05-10 | 1998-04-22 | Galvanized Steel | Suction (American)
341 CITGO | 4192 NORWICH EXT. | BRUNSWICK | Glynn | 630126 | 5 | Ball Float | 1998-04-01 |  | 1998-04-01 |  | Currently in Use | Gas (Historical Use) | 10000 | Composite | 1998-04-01 |  | Fiberglass Reinforced Plastic | Pressurized
341 CITGO | 4192 NORWICH EXT. | BRUNSWICK | Glynn | 630126 | 7 | Ball Float | 1998-04-01 |  | 1998-04-01 |  | Currently in Use | Diesel | 4000 | Composite | 1998-04-01 |  | Fiberglass Reinforced Plastic | Pressurized
KUT-KWICK CORP | 1927 NEWCASTLE ST | BRUNSWICK | Glynn | 630065 | 1 | [5 empty] | Removed from Ground | Gas (Historical Use) | 500 | Bare Steel | 1976-03-26 | 1986-04-01 | Galvanized Steel | Suction (American)
KUT KWICK CORP. | 1927 NEWCASTLE ST. | BRUNSWICK | Glynn | 630157 | 1 | [5 empty] | Removed from Ground | Gas (Historical Use) | 560 | Bare Steel | 1976-05-10 | 1984-01-01 | Galvanized Steel
JD MOORE INC | 2412 NEWCASTLE ST. | BRUNSWICK | Glynn | 630154 | 2AST | [5 empty] | Currently in Use | Diesel | 1000 | Bare Steel | 1979-05-10 |  | Galvanized Steel
CARLTON CO | 106 PERRY LANE RD | BRUNSWICK | Glynn | 630176 | 1 | [5 empty] | Removed from Ground | Gas (Historical Use) | 1000 | Bare Steel | 1978-05-10 | 1996-04-15 | Galvanized Steel
CARLTON CO | 106 PERRY LANE RD | BRUNSWICK | Glynn | 630176 | 4 |  |  | TRUE |  | TRUE | Removed from Ground | Used Oil | 1000 | Not Marked/Unknown | 1996-04-15 | 1996-04-15 | Not Marked
LILES AUTO SERVICE | 2938 NORWICH ST | BRUNSWICK | Glynn | 630190 | 3 | [5 empty] | Permanently Out Of Use | Gas (Historical Use) | 3000 | Bare Steel | 1986-05-08 | 2000-09-07 | Galvanized Steel
DISCOUNT STOP #5 | 1409 GLOUCESTER ST | BRUNSWICK | Glynn | 630050 | 3 | Flapper Valve | 1997-07-01 |  | 1997-07-01 |  | Currently in Use | Gas (Historical Use) | 3000 | Steel-Impressed Current | 1984-02-25 |  | Double-Walled Fiberglass | Pressurized
RENT ALL OF GEORGIA | 2723 CARRIE ST | BRUNSWICK | Glynn | 630062 | 2 | [5 empty] | Removed from Ground | Empty | 500 | Bare Steel | 1982-02-25 | 1995-11-21 | Galvanized Steel | Suction (American)
LOLO MART #2 | 2722 NORWICH ST | BRUNSWICK | Glynn | 630051 | 2 | Flapper Valve | 1998-02-01 | FALSE | 1998-02-01 | FALSE | Currently in Use | Gas (Historical Use) | 10000 | Steel-Impressed Current | 1983-02-25 |  |  | Safe Suction (Euro)
FIVE TRANSPORTATION CO | 5055 COMMUNITY RD | BRUNSWICK | Glynn | 630229 | 1 | [5 empty] | Removed from Ground | Diesel | 10000 | Bare Steel | 1974-05-11 | 1989-06-15 | Bare Steel
GA PACIFIC CORP. | SOUTH YARDS | BRUNSWICK | Glynn | 630163 | 1 | [5 empty] | Removed from Ground | Empty | 560 | Bare Steel | 1966-05-13 | 1899-12-31 | Galvanized Steel
ATLANTIC MOTORS | 2814 NORWICH ST. | BRUNSWICK | Glynn | 630177 | 1 | [5 empty] | Removed from Ground | Gas (Historical Use) | 1000 | Bare Steel | 1971-05-12 | 1998-11-30 | Galvanized Steel
BIG A AUTO PARTS | 4600 ALTAMA AVE | BRUNSWICK | Glynn | 630185 | 3 | [5 empty] | Permanently Out of Use - historical purposes | Gas (Historical Use) | 4000 | Bare Steel | 1976-05-10 | 1899-12-31 | Galvanized Steel
COLONIAL FORD INC | 2615 COMMUNITY RD. | BRUNSWICK | Glynn | 630206 | 2 |  |  | TRUE |  | TRUE | Removed from Ground | Used Oil | 500 | Not Marked/Unknown | 1997-08-13 | 1997-08-13 | Not Marked
BST/R2257 | 800 G ST | BRUNSWICK | Glynn | 630198 | 1 | [5 empty] | Removed from Ground | Gas (Historical Use) | 12000 | Bare Steel | 1981-01-02 | 1991-06-05 | Galvanized Steel | Pressurized
BRUNSWICK TEXACO | 4933 NEW JESSUP HWY | BRUNSWICK | Glynn | 9063116 | 1 |  | 1990-07-01 |  | 1990-07-01 |  | Removed from Ground | Gas (Historical Use) | 10000 | Cathodically Protected Steel | 1990-07-01 | 2006-04-11 | Fiberglass Reinforced Plastic | Pressurized
LOLO MART #2 | 2722 NORWICH ST | BRUNSWICK | Glynn | 630051 | 3 | Flapper Valve | 1998-02-01 | FALSE | 1998-02-01 | FALSE | Currently in Use | Gas (Historical Use) | 10000 | Steel-Impressed Current | 1983-02-25 |  |  | Safe Suction (Euro)
BILLS AMOCO #2 | 3329 NORWICH ST | BRUNSWICK | Glynn | 630231 | L163065 |  | 1992-04-23 | FALSE | 1992-04-23 | FALSE | Temporarily out of use | Gas (Historical Use) | 3000 |  | 1992-04-23 |  | Fiberglass Reinforced Plastic | Safe Suction (Euro)
DICKEYS CHEVRON | 1965 GLYNN AVE | BRUNSWICK | Glynn | 630169 | 1 |  | 1997-09-26 |  | 1984-05-08 |  | Removed from Ground | Gas (Historical Use) | 10000 | Composite | 1984-05-08 | 2011-08-11 | Fiberglass Reinforced Plastic | Pressurized
CONSOLIDATED DISTRUBTORS | 187 GLYNDALE ROAD | BRUNSWICK | Glynn | 630171 | 1 | [5 empty] | Removed from Ground | Gas (Historical Use) | 1000 | Bare Steel | 1977-05-01 | 1899-12-31 | Galvanized Steel
GEORGIA CROWN DISTIBUTING | 7 PERRYLANE RD | BRUNSWICK | Glynn | 630164 | 2 | [5 empty] | Removed from Ground | Diesel | 2000 | Bare Steel | 1978-05-10 | 1899-12-31 | Galvanized Steel
GLYNN ELECTRIC CO. | 1612 T ST. | BRUNSWICK | Glynn | 630165 | 1 | [5 empty] | Removed from Ground | Gas (Historical Use) | 560 | Bare Steel | 1983-05-09 | 1899-12-31 | Galvanized Steel
DAYS INN MOTEL | 409 NEW JESUP HWY | BRUNSWICK | Glynn | 630217 | 3 | [5 empty] | Closed in Ground | Gas (Historical Use) | 10000 | Bare Steel | 1972-01-05 | 1984-07-15 | Galvanized Steel
BST/R2257 | 800 G ST | BRUNSWICK | Glynn | 630198 | 3 | [5 empty] | Removed from Ground | Gas (Historical Use) | 1000 | Bare Steel | 1974-01-01 | 1987-07-27 | Not Marked | Pressurized
DASH FOOD MART | 3900 NEWCASTLE ST | BRUNSWICK | Glynn | 9000427 | 6 | Ball Float | 1989-10-10 | FALSE | 1989-10-10 | FALSE | Currently in Use | Diesel | 10000 | Composite | 1989-10-19 |  | Fiberglass Reinforced Plastic | Pressurized
FRIENDLY EXPRESS #56 | 3320 GLYNN AVE | BRUNSWICK | Glynn | 9000408 | 5 |  | 1989-08-24 |  | 1989-08-24 |  | Removed from Ground | Gas (Historical Use) | 10000 | Composite | 1989-08-24 | 2004-10-14 | Fiberglass Reinforced Plastic | Pressurized
GLYNN AVE. EXXON | 2935 GLYNN AVE. | BRUNSWICK | Glynn | 630105 | B | [5 empty] | Removed from Ground | Gas (Historical Use) | 8000 | Fiberglass | 1991-12-01 | 2000-06-07 | Fiberglass Reinforced Plastic | Suction (American)
COASTAL GEORGIA COMMUNITY COLLEGE | 3700 ALTAMA AVE | BRUNSWICK | Glynn | 630091 | 4 | [5 empty] | Removed from Ground | Gas (Historical Use) | 1000 | Bare Steel | 1984-04-04 | 2002-10-25 | Galvanized Steel | Suction (American)
SEARS #2065 | 3 MALL BLVD | BRUNSWICK | Glynn | 630078 | 1 | [5 empty] | Removed from Ground | Gas (Historical Use) | 2000 | Fiberglass | 1985-01-01 | 1993-11-11 | Galvanized Steel
PUMP N GO | 5004 NEW JESUP HWY | BRUNSWICK | Glynn | 10001402 | 3 |  | 2007-04-01 | FALSE | 2007-04-01 | FALSE | Currently in Use | Diesel | 8000 | Composite | 2007-04-24 |  | Double-Walled Fiberglass | Pressurized
CAR WASH/GAS STATION (FORMER) | 1410 L ST | BRUNSWICK | Glynn | 9063050 | 2 | [5 empty] | Removed from Ground | Gas (Historical Use) | 0 | Bare Steel | 1992-04-27 | 1992-04-27 | Unknown
PARKERS PERRY LANE | 2500 PERRY LANE RD UNIT 101 | BRUNSWICK | Glynn | 9063024 | 1 | Ball Float | 1996-02-01 | FALSE | 1996-02-01 | FALSE | Currently in Use | Premium | 10000 | Steel-Impressed Current | 1991-07-24 |  | Fiberglass Reinforced Plastic | Pressurized
HUNTLEY JIFFY STORE #378 | 1163 CATE RD | BRUNSWICK | Glynn | 630055 | 1 | [5 empty] | Removed from Ground | Gas (Historical Use) | 4000 | Bare Steel | 1983-02-25 | 1993-09-01 | Galvanized Steel
BILLS AMOCO #2 | 3329 NORWICH ST | BRUNSWICK | Glynn | 630231 | 3 | [5 empty] | Removed from Ground | Gas (Historical Use) | 4000 | Bare Steel | 1974-05-11 | 1992-04-23 | Galvanized Steel
SEAPAK CORP. | GLYNDALE DR | BRUNSWICK | Glynn | 630145 | 1 | [5 empty] | Removed from Ground | Gas (Historical Use) | 1000 | Bare Steel | 1976-05-10 | 1994-05-01 | Galvanized Steel
EDGY WOOTEN LUMBER CO. | 132 OLD JESUP RD. | BRUNSWICK | Glynn | 630161 | 1 | [5 empty] | Removed from Ground | Gas (Historical Use) | 560 | Bare Steel | 1976-05-10 | 1987-12-31 | Galvanized Steel
JD MOORE INC GASCARD | 4161 NORWICH ST. EXT. | BRUNSWICK | Glynn | 630156 | 2 | Flapper Valve | 1996-05-01 | FALSE | 1996-05-01 | FALSE | Currently in Use |  | 6000 | Steel-Impressed Current | 2001-08-23 |  | Steel (Impressed Current) | Pressurized
BRUNSWICK HOUSING AUTHORITY | 1126 ALBANY ST | BRUNSWICK | Glynn | 630168 | 2 | [5 empty] | Removed from Ground | Gas (Historical Use) | 560 | Bare Steel | 1981-05-09 | 1995-01-27 | Galvanized Steel
COUNTRY STORE | RT. 5 BOX 800 | BRUNSWICK | Glynn | 630159 | 2 | [5 empty] | Removed from Ground | Gas (Historical Use) | 1000 | Bare Steel | 1978-05-10 | 2002-05-15 | Galvanized Steel
JD MOORE INC GASCARD | 4161 NORWICH ST. EXT. | BRUNSWICK | Glynn | 630156 | 3 | Flapper Valve | 1996-05-01 | FALSE | 1996-05-01 | FALSE | Currently in Use |  | 4000 | Steel-Impressed Current | 2001-08-23 |  | Steel (Impressed Current) | Pressurized
CITY MARKET INC | 1508 GLOUCESTER ST. | BRUNSWICK | Glynn | 630172 | 1 | [5 empty] | Removed from Ground | Empty | 1000 | Bare Steel | 1979-05-10 | 1998-09-15 | Galvanized Steel
GOLDEN ISLES FOOD EQPT. CO. | HWY. 17 NORTH | BRUNSWICK | Glynn | 630166 | 1 | [5 empty] | Removed from Ground | Gas (Historical Use) | 1000 | Bare Steel | 1976-05-10 | 1988-01-01 | Galvanized Steel
LILES AUTO SERVICE | 2938 NORWICH ST | BRUNSWICK | Glynn | 630190 | 1 | [5 empty] | Permanently Out Of Use | Gas (Historical Use) | 4000 | Bare Steel | 1961-05-14 | 2000-09-07 | Galvanized Steel
I-95 SHELL | I-95 & US HWY 341 | BRUNSWICK | Glynn | 630230 | 2 | [5 empty] | Removed from Ground | Gas (Historical Use) | 8000 | Fiberglass | 1974-05-11 | 1998-11-11 | Galvanized Steel | Pressurized
BILLS AMOCO #2 | 3329 NORWICH ST | BRUNSWICK | Glynn | 630231 | 1 | [5 empty] | Removed from Ground | Gas (Historical Use) | 3000 | Bare Steel | 1974-05-11 | 1992-04-23 | Galvanized Steel
TRRI STATE TRACTOR CO | GREEN SWAMP RD. | BRUNSWICK | Glynn | 630143 | 1 | [5 empty] | Removed from Ground | Gas (Historical Use) | 1000 | Bare Steel | 1976-05-10 | 1899-12-31 | Galvanized Steel
MILLER FUNERAL HOME | 1107 GLOUCESTER ST. | BRUNSWICK | Glynn | 630153 | 1 | [5 empty] | Removed from Ground | Gas (Historical Use) | 560 | Bare Steel | 1966-05-13 | 1975-01-01 | Galvanized Steel
STERLING WOOD PRODUCTS | HWY. 99 | BRUNSWICK | Glynn | 630149 | 2 | [5 empty] | Removed from Ground | Diesel | 1000 | Bare Steel | 1983-05-09 | 1992-01-01 | Galvanized Steel
KWICK CLEAN CAR WASH | 2109 NORWICH ST | BRUNSWICK | Glynn | 630158 | 2 | [5 empty] | Removed from Ground | Gas (Historical Use) | 1000 | Bare Steel | 1974-05-11 | 1995-07-24 | Galvanized Steel
CONCRETE PRODUCTS INC | DARTMOUTH ST | BRUNSWICK | Glynn | 630170 | 1 | [5 empty] | Permanently Out of Use - historical purposes | Gas (Historical Use) | 1000 | Bare Steel | 1966-05-13 | 1899-12-31 | Galvanized Steel
RENTZ SERVICE STATION | US HWY 341 NORTH | BRUNSWICK | Glynn | 630194 | 3 | [5 empty] | Permanently Out of Use - historical purposes | Empty | 4000 | Bare Steel | 1976-05-10 | 1899-12-31 | Galvanized Steel
EZ-SERVE #631 | 3227 NORWICH ST | BRUNSWICK | Glynn | 630210 | 2 |  | 1993-09-30 |  | 1993-09-30 |  | Removed from Ground | Gas (Historical Use) | 4000 | Steel-Impressed Current | 1984-05-13 | 2001-06-22 | Galvanized Steel | Safe Suction (Euro)
ONE STOP #63 | 1906 /1900 NEWCASTLE ST | BRUNSWICK | Glynn | 630214 | 2 |  | 1996-09-01 |  | 1996-09-01 |  | Removed from Ground | Gas (Historical Use) | 10000 | Composite | 1986-06-02 | 2008-09-22 | Fiberglass Reinforced Plastic | Pressurized
BRUNSWICK LANDING MARINA | 1701 NEWCASTLE ST | BRUNSWICK | Glynn | 9063153 | 2 | Ball Float | 1994-05-01 | FALSE | 1994-05-01 | FALSE | Currently in Use | Diesel | 12000 | Composite | 1994-05-01 |  | Fiberglass Reinforced Plastic | Pressurized
LOVES TRAVEL STOP #405 | 2766 US HWY 17 S | BRUNSWICK | Glynn | 9063140 | 6 | Ball Float | 1995-12-01 | FALSE | 1995-12-01 | FALSE | Currently in Use | Premium | 10000 | Fiberglass | 1995-12-01 |  | Double-Walled Fiberglass | Pressurized
DICKEYS CHEVRON | 1965 GLYNN AVE | BRUNSWICK | Glynn | 630169 | 4 |  |  | TRUE | 1984-05-08 | TRUE | Removed from Ground | Used Oil | 270 | Composite | 1980-02-05 | 2011-08-11 | Fiberglass Reinforced Plastic | Gravity Fed
BIG A AUTO PARTS | 4600 ALTAMA AVE | BRUNSWICK | Glynn | 630185 | 2 | [5 empty] | Permanently Out of Use - historical purposes | Gas (Historical Use) | 10000 | Bare Steel | 1976-05-10 | 1899-12-31 | Galvanized Steel
CSX FREIGHT OFFICE | 1810 COAST ST | BRUNSWICK | Glynn | 630182 | 1 | [5 empty] | Removed from Ground | Diesel | 500 | Marked Unknown | 1975-05-11 | 1994-11-30 | Unknown
BST/BRUNSWICK/R2240 | 2627 NORWICH ST | BRUNSWICK | Glynn | 630199 | 1 | [5 empty] | Removed from Ground | Diesel | 2000 | Bare Steel | 1977-01-03 | 1994-03-29 | Copper | Suction (American)
SHELL FOOD MART | 6090 ALTAMA AVE | BRUNSWICK | Glynn | 630031 | 2 | Flapper Valve | 1997-08-01 | FALSE | 1997-08-01 | FALSE | Currently in Use | Premium | 6000 | Steel-Impressed Current | 1975-01-01 |  |  | Pressurized
FRIENDLY EXPRESS #70 | 3319 GLYNN AVE | BRUNSWICK | Glynn | 630135 | 10 |  | 1993-07-12 | FALSE | 1993-07-12 | FALSE | Removed from Ground | Diesel | 6000 | Composite | 1993-07-12 |  | Fiberglass Reinforced Plastic | Pressurized
DISCOUNT STOP #5 | 1409 GLOUCESTER ST | BRUNSWICK | Glynn | 630050 | 6 |  |  | TRUE |  | TRUE | Removed from Ground | Used Oil | 550 | Marked Unknown | 1992-08-10 | 1992-08-10 | Unknown
ONE STOP #42 | 4544 OLD CYPRESS MILL RD | BRUNSWICK | Glynn | 630054 | 2 | [5 empty] | Removed from Ground | Gas (Historical Use) | 8000 | Bare Steel | 1983-02-25 | 1899-12-31 | Galvanized Steel | Suction (American)
I-95 SHELL | I-95 & US HWY 341 | BRUNSWICK | Glynn | 630230 | 3 | [5 empty] | Removed from Ground | Gas (Historical Use) | 10000 | Fiberglass | 1974-05-11 | 1998-11-11 | Galvanized Steel | Pressurized
BILLS AMOCO #2 | 3329 NORWICH ST | BRUNSWICK | Glynn | 630231 | 2 | [5 empty] | Removed from Ground | Gas (Historical Use) | 3000 | Bare Steel | 1974-05-11 | 1992-04-23 | Galvanized Steel
JD MOORE INC | 2412 NEWCASTLE ST. | BRUNSWICK | Glynn | 630154 | 1AST | [5 empty] | Currently in Use | Gas (Historical Use) | 560 | Bare Steel | 1971-05-12 |  | Galvanized Steel
CARLTON CO | 106 PERRY LANE RD | BRUNSWICK | Glynn | 630176 | 3 | [5 empty] | Removed from Ground | Diesel | 1000 | Bare Steel | 1966-05-13 | 1996-04-15 | Galvanized Steel
RENTZ SERVICE STATION | US HWY 341 NORTH | BRUNSWICK | Glynn | 630194 | 2 | [5 empty] | Removed from Ground | Kerosene | 4000 | Bare Steel | 1976-05-10 | 1996-02-20 | Galvanized Steel
RYDER TRUCK RENTAL LOC 0252 | 550 YOUNG LANE | BRUNSWICK | Glynn | 630204 | 1 | [5 empty] | Removed from Ground | Diesel | 12000 | Fiberglass | 1974-01-04 | 1996-03-11 | Bare Steel | Pressurized
ONE STOP #63 | 1906 /1900 NEWCASTLE ST | BRUNSWICK | Glynn | 630214 | 1 |  | 1996-09-01 |  | 1996-09-01 |  | Removed from Ground | Gas (Historical Use) | 6000 | Composite | 1986-06-01 | 2008-09-22 | Fiberglass Reinforced Plastic | Pressurized
CAPTAIN MORGANS | 5090 BLYTHE ISLAND HWY | BRUNSWICK | Glynn | 9063121 | 2P | [5 empty] | Removed from Ground | Gas (Historical Use) | 4000 | Not Marked/Unknown | 1998-06-26 | 1998-06-26 | Not Marked
GLYNN COUNTY FIRE DEPARTMENT #1 | 235 OLD JESUP RD | BRUNSWICK | Glynn | 9063099 | 1 | [5 empty] | Removed from Ground | Gas (Historical Use) | 1000 | Bare Steel | 1998-02-10 | 1998-02-10 | Galvanized Steel | Suction (American)
DASH FOOD MART | 3900 NEWCASTLE ST | BRUNSWICK | Glynn | 9000427 | 5 | Ball Float | 1989-10-10 | FALSE | 1989-10-10 | FALSE | Currently in Use | Regular | 10000 | Composite | 1989-10-19 |  | Fiberglass Reinforced Plastic | Pressurized
GA FC/GLYNN CO FORESTRY UNIT | GA HWY 32 10 MI WEST OF BRUNSWIC | BRUNSWICK | Glynn | 630086 | 5 |  | 1994-04-17 |  | 1994-04-17 |  | Removed from Ground | Gas (Historical Use) | 1000 | Galvanic (STIP-3) | 1994-02-17 | 2008-06-02 | Cathodically Protected | Safe Suction (Euro)
CITY OF BRUNSWICK PUBLIC WORKS D | 300 PRINCE ST. | BRUNSWICK | Glynn | 630075 | 1 | [5 empty] | Removed from Ground | Gas (Historical Use) | 10000 | Bare Steel | 1982-03-20 | 1999-04-01 | Galvanized Steel | Suction (American)
CITY OF BRUNSWICK PUBLIC WORKS D | 300 PRINCE ST. | BRUNSWICK | Glynn | 630075 | 4 | [5 empty] | Removed from Ground | Diesel | 1000 | Bare Steel | 1966-03-24 | 1999-04-01 | Unknown | Safe Suction (Euro)
NO FACILITY NAME GIVEN/FORMERLY | CRN MAY RD & OLD JESUP RD (BASSW | BRUNSWICK | Glynn | 9063080 | 2 | [5 empty] | Removed from Ground | Gas (Historical Use) | 2000 | Bare Steel | 1975-03-05 | 1994-09-22 | Bare Steel | Safe Suction (Euro)
GLYNN COUNTY FIRE DEPARTMENT #3 | 127 GRANTS FERRY RD | BRUNSWICK | Glynn | 9063101 | 4 |  | 1998-05-01 |  | 1998-05-01 |  | Removed from Ground | Diesel | 2000 | Composite | 1998-05-01 | 2013-03-05 | Double-Walled Flex | Safe Suction (Euro)
STANLEY SMITH RADIATOR | 3805 DARIAN HWY | BRUNSWICK | Glynn | 9063142 | 2 | [5 empty] | Removed from Ground | Empty | 2000 | Bare Steel | 1997-09-01 | 1997-09-01 | Galvanized Steel
FLYING J TRAVEL PLAZA #627 | 2990 US HWY 17 SOUTH | BRUNSWICK | Glynn | 9063138 | 3 | Flapper Valve | 1996-09-01 | FALSE | 1996-09-01 | FALSE | Currently in Use | Diesel | 20000 | Fiberglass Double Walled | 1996-08-01 |  | Double-Walled Fiberglass | Pressurized
GLYNCO AIRPORT | 500 CONNOLE STREET | BRUNSWICK | Glynn | 9063148 | 3 |  |  | FALSE |  | FALSE | Removed from Ground | Diesel | 500 | Unknown |  | 1899-12-31 | Unknown
GARY LEE'S MARKET | 3636 HWY 82 | BRUNSWICK | Glynn | 630160 | 1 | [5 empty] | Removed from Ground | Gas (Historical Use) | 1000 | Bare Steel | 1986-01-15 | 2000-03-01 | Galvanized Steel | Safe Suction (Euro)
GA FC/GLYNN CO FORESTRY UNIT | GA HWY 32 10 MI WEST OF BRUNSWIC | BRUNSWICK | Glynn | 630086 | 1 | [5 empty] | Removed from Ground | Gas (Historical Use) | 2000 | Bare Steel | 1975-04-25 | 1994-04-01 | Galvanized Steel
AMERICAN JACKS #34 | 5004 NEW JESUP HWY | BRUNSWICK | Glynn | 630093 | 1 |  | 1982-03-29 |  | 1982-03-29 |  | Removed from Ground | Gas (Historical Use) | 10000 | Fiberglass | 1982-03-29 | 2006-12-12 | Fiberglass Reinforced Plastic | Pressurized
AMERICAN JACKS #34 | 5004 NEW JESUP HWY | BRUNSWICK | Glynn | 630093 | 4 | [5 empty] | Removed from Ground | Diesel | 10000 | Fiberglass | 1982-03-29 | 1988-02-01 | Fiberglass Reinforced Plastic | Pressurized
JIMS CONVENIENCE STORE/DORIS THO | 436 COMMUNITY RD | BRUNSWICK | Glynn | 630071 | 4 | [5 empty] | Removed from Ground | Gas (Historical Use) | 4000 | Bare Steel | 1978-03-15 | 1992-01-15 | Galvanized Steel
JIMS CONVENIENCE STORE/DORIS THO | 436 COMMUNITY RD | BRUNSWICK | Glynn | 630071 | 1 | [5 empty] | Removed from Ground | Gas (Historical Use) | 4000 | Bare Steel | 1978-03-15 | 1992-01-15 | Galvanized Steel
PUMP N GO | 5004 NEW JESUP HWY | BRUNSWICK | Glynn | 10001402 | 2 | Flapper Valve | 2007-04-01 | FALSE | 2007-04-01 | FALSE | Currently in Use | E-0 | 8000 | Composite | 2007-04-24 |  | Double-Walled Fiberglass | Pressurized
FIVE TRANSPORTATION CO | 5055 COMMUNITY RD | BRUNSWICK | Glynn | 630229 | 2 | [5 empty] | Removed from Ground | Gas (Historical Use) | 4000 | Bare Steel | 1971-05-12 | 1989-06-15 | Bare Steel
SHEFFIELD DISTRIBUTING CO | 2129 LINE ST | BRUNSWICK | Glynn | 630146 | 1 | [5 empty] | Removed from Ground | Gas (Historical Use) | 560 | Bare Steel | 1980-05-09 | 1988-01-01 | Galvanized Steel
RENTAVISION OF BRUNSWICK INC | 1967 GLYNN AVE. | BRUNSWICK | Glynn | 630151 | 1 | [5 empty] | Removed from Ground | Gas (Historical Use) | 1000 | Bare Steel | 1980-05-09 | 1899-12-31 | Galvanized Steel
DICKEYS CHEVRON | 1965 GLYNN AVE | BRUNSWICK | Glynn | 630169 | 3 |  | 1997-09-26 |  | 1984-05-08 |  | Removed from Ground | Gas (Historical Use) | 10000 | Composite | 1984-05-08 | 2011-08-11 | Fiberglass Reinforced Plastic | Pressurized
BIG A AUTO PARTS | 4600 ALTAMA AVE | BRUNSWICK | Glynn | 630185 | 1 | [5 empty] | Permanently Out of Use - historical purposes | Gas (Historical Use) | 10000 | Bare Steel | 1976-05-10 | 1899-12-31 | Galvanized Steel
RENT ALL OF GEORGIA | 2723 CARRIE ST | BRUNSWICK | Glynn | 630062 | 1 | [5 empty] | Removed from Ground | Gas (Historical Use) | 500 | Bare Steel | 1982-02-25 | 1995-11-21 | Galvanized Steel | Suction (American)
WOMETCO FOOD SVS/VENDING CO | 3110 LEE ST | BRUNSWICK | Glynn | 630064 | 1 | [5 empty] | Removed from Ground | Gas (Historical Use) | 900 | Bare Steel | 1971-03-10 | 1988-01-01 | Galvanized Steel
HUNTLEY JIFFY STORE #378 | 1163 CATE RD | BRUNSWICK | Glynn | 630055 | 2 | [5 empty] | Removed from Ground | Gas (Historical Use) | 4000 | Bare Steel | 1983-02-25 | 1993-09-02 | Galvanized Steel
EDGY WOOTEN LUMBER CO. | 132 OLD JESUP RD. | BRUNSWICK | Glynn | 630161 | 2 | [5 empty] | Removed from Ground | Diesel | 1000 | Bare Steel | 1981-05-09 | 1899-12-31 | Galvanized Steel
BYERS BUILDING SUPPLY | COMMUNITY RD | BRUNSWICK | Glynn | 630174 | 1 | [5 empty] | Removed from Ground | Gas (Historical Use) | 1000 | Bare Steel | 1980-05-09 | 1988-01-01 | Galvanized Steel
BRUNSWICK HOUSING AUTHORITY | 1126 ALBANY ST | BRUNSWICK | Glynn | 630168 | 1 | [5 empty] | Removed from Ground | Gas (Historical Use) | 280 | Bare Steel | 1974-05-11 | 1995-01-27 | Galvanized Steel
LILES AUTO SERVICE | 2938 NORWICH ST | BRUNSWICK | Glynn | 630190 | 4 | [5 empty] | Permanently Out Of Use | Gas (Historical Use) | 3000 | Bare Steel | 1986-05-08 | 2000-09-07 | Galvanized Steel
LILES AUTO SERVICE | 2938 NORWICH ST | BRUNSWICK | Glynn | 630190 | 5 | [5 empty] | Permanently Out Of Use | Gas (Historical Use) | 550 | Bare Steel | 1986-05-08 | 2000-09-07 | Galvanized Steel
EL CHEAPO BRUNSWICK | 2744 US HWY 17 S | BRUNSWICK | Glynn | 630130 | 1 |  | 1998-08-01 |  | 1998-08-01 |  | Removed from Ground | Gas (Historical Use) | 8000 | Steel-Impressed Current | 1971-05-10 | 2007-07-18 | Cathodically Protected | Pressurized
EL CHEAPO BRUNSWICK | 2744 US HWY 17 S | BRUNSWICK | Glynn | 630130 | 4 |  | 1998-08-01 |  | 1998-08-01 |  | Removed from Ground | Diesel | 4000 | Steel-Impressed Current | 1971-05-10 | 2007-07-18 | Cathodically Protected | Pressurized
CRAWFORDS EASTVIEW SHELL | 3221 GLYNN AVE | BRUNSWICK | Glynn | 630125 | 3 | [5 empty] | Removed from Ground | Gas (Historical Use) | 10000 | Bare Steel | 1985-05-06 | 2001-03-22 | Galvanized Steel | Pressurized
341 CITGO | 4192 NORWICH EXT. | BRUNSWICK | Glynn | 630126 | 2 | [5 empty] | Removed from Ground | Gas (Historical Use) | 8000 | Cathodically Protected Steel | 1971-05-10 | 1998-04-22 | Galvanized Steel | Suction (American)
CITY OF BRUNSWICK PUBLIC WORKS D | 300 PRINCE ST. | BRUNSWICK | Glynn | 630075 | 2 | [5 empty] | Removed from Ground | Diesel | 1000 | Bare Steel | 1974-03-22 | 1999-04-01 | Unknown | Safe Suction (Euro)
PEPSI COLA BOTLRS OF BRUNSWICK | SPUR 25 & CANAL RD | BRUNSWICK | Glynn | 630076 | 1 | [5 empty] | Removed from Ground | Gas (Historical Use) | 10000 | Bare Steel | 1979-03-23 | 1991-04-16 | Galvanized Steel
PUMP N GO | 5004 NEW JESUP HWY | BRUNSWICK | Glynn | 10001402 | 1 | Flapper Valve | 2007-04-01 | FALSE | 2007-04-01 | FALSE | Currently in Use | Regular | 12000 | Composite | 2007-04-24 |  | Double-Walled Fiberglass | Pressurized
PARKERS PERRY LANE | 2500 PERRY LANE RD UNIT 101 | BRUNSWICK | Glynn | 9063024 | 3 | Ball Float | 1996-02-01 | FALSE | 1996-02-01 | FALSE | Currently in Use | Regular | 10000 | Steel-Impressed Current | 1991-07-24 |  | Fiberglass Reinforced Plastic | Pressurized
GLYNN CO JET PORT | 590 CONNOLE ST | BRUNSWICK | Glynn | 9063085 | 1 | [5 empty] | Removed from Ground | Other | 15000 | Bare Steel | 1975-01-01 | 1994-10-13 | Bare Steel | Safe Suction (Euro)
FLYING J TRAVEL PLAZA #627 | 2990 US HWY 17 SOUTH | BRUNSWICK | Glynn | 9063138 | 6 | Flapper Valve | 1996-09-01 | FALSE | 1996-09-01 | FALSE | Currently in Use | Premium | 12000 | Fiberglass Double Walled | 1996-08-01 |  | Double-Walled Fiberglass | Pressurized
Circle K 2745131 | 160 MILLENNIUM BLVD | BRUNSWICK | Glynn | 9063158 | 2 | Flapper Valve | 2000-10-02 | FALSE | 2000-10-02 | FALSE | Currently in Use | Premium | 12000 | Composite Double Walled | 2000-10-02 |  | Double-Walled Flex | Pressurized
Circle K 2745132 | 127 FLASH FOOD RD PE | BRUNSWICK | Glynn | 9063165 | 3B | Flapper Valve | 2021-07-06 | FALSE | 2021-07-06 | FALSE | Currently in Use | Diesel | 12000 | Fiberglass Double Walled | 2021-06-06 |  | Double-Walled Fiberglass | Pressurized
MR PETE'S | 5264 NEW JESUP HWY | BRUNSWICK | Glynn | 630232 | 3 |  | 1997-06-25 |  | 1997-06-25 |  | Currently in Use | Gas (Historical Use) | 10000 | Steel-Impressed Current | 1984-05-08 |  | Fiberglass Reinforced Plastic | Pressurized
PRECISION PLUMBING CO | 104 ELM RD | BRUNSWICK | Glynn | 630228 | 1 | [5 empty] | Permanently Out of Use - historical purposes | Gas (Historical Use) | 2000 | Bare Steel | 1971-05-12 | 1899-12-31 | Unknown
STOP N SHOP FKA R & S BP | 5248 JESSUP HWY | BRUNSWICK | Glynn | 630085 | 2 |  | 1998-12-23 |  | 1998-12-23 |  | Removed from Ground | Gas (Historical Use) | 8000 | Steel-Impressed Current | 1982-04-24 | 2000-03-28 | Cathodically Protected | Pressurized
GORDON ROGERS IV | 4406 US HWY 17 N | BRUNSWICK | Glynn | 630012 | 157493 |  | 1990-01-09 |  | 1990-01-09 |  | Removed from Ground | Gas (Historical Use) | 10000 | Cathodically Protected Steel | 1990-01-09 | 2002-09-30 | Fiberglass Reinforced Plastic | Suction (American)
FLAV-O-RICH INC | CYPRESS MILL RD | BRUNSWICK | Glynn | 630213 | 1 | [5 empty] | Removed from Ground | Gas (Historical Use) | 1000 | Bare Steel | 1966-05-13 | 1899-12-31 | Galvanized Steel
BRUNSWICK WOOD PRESERVING | RT. 5 BOX 2K | BRUNSWICK | Glynn | 630179 | 1 | [5 empty] | Removed from Ground | Gas (Historical Use) | 550 | Bare Steel | 1978-05-10 | 1988-03-01 | Galvanized Steel
RYDER TRUCK RENTAL LOC 0252 | 550 YOUNG LANE | BRUNSWICK | Glynn | 630204 | 2 | [5 empty] | Removed from Ground | Diesel | 12000 | Fiberglass | 1974-01-04 | 1996-03-11 | Bare Steel | Pressurized
GLYNN CONCRETE CO | 4500 HABERSHAM ST | BRUNSWICK | Glynn | 630209 | 3 | [5 empty] | Closed in Ground | Diesel | 10000 | Bare Steel | 1979-06-15 | 1989-04-01 | Galvanized Steel
COLONIAL FORD INC | 2615 COMMUNITY RD. | BRUNSWICK | Glynn | 630206 | 1 | [5 empty] | Removed from Ground | Gas (Historical Use) | 500 | Bare Steel | 1977-05-16 | 1997-08-13 | Galvanized Steel
ONE STOP #63 | 1906 /1900 NEWCASTLE ST | BRUNSWICK | Glynn | 630214 | 4 |  | 1996-09-01 |  | 1996-09-01 |  | Removed from Ground | Kerosene | 6000 | Composite | 1986-06-02 | 2008-09-22 | Fiberglass Reinforced Plastic | Pressurized
GANESH BRUNSWICK PROPERTIES LLC | 161 MILLENIUM BLVD | BRUNSWICK | Glynn | 9063160 | 1 | Flapper Valve | 2001-04-01 | FALSE | 2001-01-01 | FALSE | Currently in Use | Regular | 12000 | Composite | 2001-04-01 |  | Double-Walled Flex | Pressurized
LOVES TRAVEL STOP #405 | 2766 US HWY 17 S | BRUNSWICK | Glynn | 9063140 | 7 | Overfill Alarm | 2012-01-01 | FALSE | 2012-01-01 | FALSE | Currently in Use | Biodiesel | 20000 | Fiberglass Double Walled | 2012-01-01 |  | Double-Walled Fiberglass | Pressurized
LIFT STATION 4006 | 3700 ALTAMA BLVD | BRUNSWICK | Glynn | 10001838 | 1 |  | 2010-07-01 | FALSE | 2010-07-01 | FALSE | Removed from Ground | Diesel | 500 | Fiberglass | 1987-01-01 | 2017-09-26 | Bare Steel
LANIER PLAZA | 1919 GLYNN AVENUE | BRUNSWICK | Glynn | 10002648 | 1 |  |  | FALSE |  | FALSE | Removed from Ground | Used Oil | 500 | Unknown | 1994-10-01 | 1994-10-01
Coastal Mart | 7552 Blythe Island Hwy | Brunswick | Glynn | 9063107 | 1 | [5 empty] | Removed from Ground | Gas (Historical Use) | 3000 | Marked Unknown | 1999-02-01 | 1999-02-01 | Unknown
Coastal Mart | 7552 Blythe Island Hwy | Brunswick | Glynn | 9063107 | 1 | [5 empty] | Removed from Ground | Gas (Historical Use) | 3000 | Marked Unknown | 1999-02-01 | 1999-02-01 | Unknown
Coastal Mart | 7552 Blythe Island Hwy | Brunswick | Glynn | 9063107 | 1 | [5 empty] | Removed from Ground | Gas (Historical Use) | 3000 | Marked Unknown | 1999-02-01 | 1999-02-01 | Unknown
Coastal Mart | 7552 Blythe Island Hwy | Brunswick | Glynn | 9063107 | 1 | [5 empty] | Removed from Ground | Gas (Historical Use) | 3000 | Marked Unknown | 1999-02-01 | 1999-02-01 | Unknown
STANLEY SMITH RADIATOR | 3805 DARIAN HWY | BRUNSWICK | Glynn | 9063142 | 1 | [5 empty] | Removed from Ground | Empty | 3000 | Bare Steel | 1997-09-01 | 1997-09-01 | Galvanized Steel
STANLEY SMITH RADIATOR | 3805 DARIAN HWY | BRUNSWICK | Glynn | 9063142 | 4 | [5 empty] | Removed from Ground | Empty | 500 | Bare Steel | 1997-09-01 | 1997-09-01 | Galvanized Steel
RaceTrac #2470 - Brunswick | 5052 NEW JESUP HWY | BRUNSWICK | Glynn | 9063159 | 2 |  | 2000-06-01 | FALSE | 2000-06-01 | TRUE | Currently in Use | Diesel | 12000 | Composite Double Walled | 2000-06-01 |  | Double-Walled Fiberglass | Pressurized
Circle K 2745132 | 127 FLASH FOOD RD PE | BRUNSWICK | Glynn | 9063165 | 2 | Flapper Valve | 2001-12-07 | FALSE | 2001-12-07 | FALSE | Currently in Use | Premium | 10000 | Composite Double Walled | 2001-12-07 |  |  | Pressurized
SOLAR #108 | 1008 BAY ST | BRUNSWICK | Glynn | 630056 | 1 | Flapper Valve | 1998-02-01 | FALSE | 1998-02-01 | FALSE | Currently in Use | Regular | 6000 | Steel-Impressed Current | 1984-02-25 |  | Steel (Impressed Current) | Suction (American)
SOLAR #108 | 1008 BAY ST | BRUNSWICK | Glynn | 630056 | 4 |  | 1998-02-01 | FALSE | 1998-02-01 | FALSE | Temporarily out of use | Diesel | 6000 | Steel-Impressed Current | 1984-02-25 |  | Steel (Impressed Current) | Suction (American)
BILLS AMOCO #2 | 3329 NORWICH ST | BRUNSWICK | Glynn | 630231 | L161154 |  | 1992-04-23 | FALSE | 1992-04-23 | FALSE | Temporarily out of use | Gas (Historical Use) | 4000 |  | 1992-04-23 |  | Fiberglass Reinforced Plastic | Safe Suction (Euro)
TIDEWATER EQUIPMENT CO. | HWY 303 | BRUNSWICK | Glynn | 630144 | 1 | [5 empty] | Removed from Ground | Diesel | 1000 | Bare Steel | 1983-05-09 | 1984-01-01 | Galvanized Steel
E.W.L MERRITT TRUCKING CO. | 2214 CANAL RD. | BRUNSWICK | Glynn | 630155 | 2 | [5 empty] | Removed from Ground | Diesel | 560 | Bare Steel | 1976-05-10 | 1988-01-01 | Galvanized Steel
ROADSIDE GROCERY & MARKET | RT. 3 BOX 56 | BRUNSWICK | Glynn | 630150 | 2 | [5 empty] | Removed from Ground | Empty | 1000 | Bare Steel | 1966-05-13 | 1987-01-01 | Galvanized Steel
GEORGIA CROWN DISTIBUTING | 7 PERRYLANE RD | BRUNSWICK | Glynn | 630164 | 1 | [5 empty] | Removed from Ground | Gas (Historical Use) | 2000 | Bare Steel | 1978-05-10 | 1899-12-31 | Galvanized Steel
BIG A AUTO PARTS | 4600 ALTAMA AVE | BRUNSWICK | Glynn | 630185 | 4 | [5 empty] | Permanently Out of Use - historical purposes | Diesel | 2000 | Bare Steel | 1984-05-08 | 1899-12-31 | Galvanized Steel
RYDER TRUCK RENTAL LOC 0252 | 550 YOUNG LANE | BRUNSWICK | Glynn | 630204 | 3 | [5 empty] | Removed from Ground | Other | 6000 | Fiberglass | 1987-01-01 | 1996-03-11 | Bare Steel | Suction (American)
ONE STOP #63 | 1906 /1900 NEWCASTLE ST | BRUNSWICK | Glynn | 630214 | 3 |  | 1996-09-01 |  | 1996-09-01 |  | Removed from Ground | Gas (Historical Use) | 10000 | Composite | 1986-06-02 | 2008-09-22 | Fiberglass Reinforced Plastic | Pressurized
PARKERS PARK PLACE | 4412 NEW JESUP HWY | BRUNSWICK | Glynn | 9063162 | 2 | Ball Float | 1999-09-01 | FALSE | 1999-09-01 | FALSE | Currently in Use | Premium | 8178 | Composite | 1999-09-01 |  | Fiberglass Reinforced Plastic | Pressurized
BRUNSWICK LANDING MARINA | 1701 NEWCASTLE ST | BRUNSWICK | Glynn | 9063153 | 1 | Ball Float | 1994-05-01 | FALSE | 1994-05-01 | FALSE | Currently in Use | Regular | 12000 | Composite | 1994-05-01 |  | Fiberglass Reinforced Plastic | Pressurized
BST/BRUNSWICK/R2240 | 2627 NORWICH ST | BRUNSWICK | Glynn | 630199 | 3 |  | 1994-04-26 |  | 1994-04-26 |  | Currently in Use | Diesel | 4000 | Double Walled | 1994-04-07 |  | Fiberglass Reinforced Plastic | Suction (American)
USPS/BRUNSWICK MPO/FRANK SCARLET | 805 GLOUCESTER ST | BRUNSWICK | Glynn | 630212 | 30 | [5 empty] | Removed from Ground | Gas (Historical Use) | 10000 | Bare Steel | 1974-01-01 | 1997-02-18 | Unknown | Safe Suction (Euro)
RAMADA INN | 3241 GLYNN AVE | BRUNSWICK | Glynn | 9063126 | 4 | [5 empty] | Removed from Ground | Other | 0 | Marked Unknown |  | 1899-12-31 | Unknown
MANKI FOOD MART | 3879 ALTAMA AVE | BRUNSWICK | Glynn | 630006 | 4 |  | 1989-10-01 |  | 1989-10-01 |  | Currently in Use | Kerosene | 4000 | Fiberglass | 1984-04-17 |  | Fiberglass Reinforced Plastic | Pressurized
341 CITGO | 4192 NORWICH EXT. | BRUNSWICK | Glynn | 630126 | 1 | [5 empty] | Removed from Ground | Gas (Historical Use) | 10000 | Cathodically Protected Steel | 1971-05-10 | 1998-04-22 | Galvanized Steel | Suction (American)
GLYNN AVE. EXXON | 2935 GLYNN AVE. | BRUNSWICK | Glynn | 630105 | 4 | [5 empty] | Removed from Ground | Gas (Historical Use) | 3000 | Bare Steel | 1966-04-28 | 1991-03-01 | Galvanized Steel
GLYNN AVE. EXXON | 2935 GLYNN AVE. | BRUNSWICK | Glynn | 630105 | 5 | [5 empty] | Removed from Ground | Gas (Historical Use) | 3000 | Bare Steel | 1966-04-28 | 1991-03-01 | Galvanized Steel
GA DOT 10563 RESIDENT ENG OFFICE | 1 GLYNN AVE | BRUNSWICK | Glynn | 630099 | 10563-2 | [5 empty] | Removed from Ground | Gas (Historical Use) | 1061 | Bare Steel | 1981-04-30 | 1993-06-01 | Galvanized Steel | Safe Suction (Euro)
GA DOT 10563 RESIDENT ENG OFFICE | 1 GLYNN AVE | BRUNSWICK | Glynn | 630099 | 10563-1 | [5 empty] | Removed from Ground | Gas (Historical Use) | 1061 | Bare Steel | 1981-04-30 | 1993-06-01 | Galvanized Steel | Safe Suction (Euro)
THALMANN | RT 5 BOX 374J | BRUNSWICK | Glynn | 630096 | 1 | [5 empty] | Removed from Ground | Gas (Historical Use) | 1500 | Bare Steel | 1978-04-12 | 1987-07-01 | Unknown
EMERY ENTERPRISES INC | RT. 2 BOX 19C US 17N | BRUNSWICK | Glynn | 630200 | 1 | [5 empty] | Removed from Ground | Empty | 1000 | Bare Steel | 1973-01-04 | 1995-11-05 | Galvanized Steel
GLYNN CONCRETE CO | 4500 HABERSHAM ST | BRUNSWICK | Glynn | 630209 | 2 | [5 empty] | Removed from Ground | Gas (Historical Use) | 1000 | Bare Steel | 1972-06-16 | 1988-11-01 | Galvanized Steel
ANDERSONS TEXACO | 2204 GLYNN AVE | BRUNSWICK | Glynn | 9000571 | DIESEL |  | 1995-03-01 |  | 1995-03-01 |  | Removed from Ground | Diesel | 2000 | Cathodically Protected Steel | 1982-01-01 | 2003-06-26 | Cathodically Protected | Suction (American)
FRIENDLY EXPRESS #51 | 3224 US HWY 17 S | BRUNSWICK | Glynn | 9000555 | 2 |  | 1997-03-01 |  | 1997-03-01 |  | Removed from Ground | Gas (Historical Use) | 8000 | Steel-Impressed Current | 1981-02-25 | 2016-03-24 | Double Walled | Pressurized
UNITED PARCEL SERVICE/BRUNSWICK | 101 DARIEN HWY | BRUNSWICK | Glynn | 9000515 | 2 |  |  | TRUE |  | TRUE | Removed from Ground | Used Oil | 250 | Bare Steel | 1980-05-06 | 1989-10-01 | Unknown
HUNTLEY JIFFY STORE #317 | 2905 /2909 GLYNN AVE | BRUNSWICK | Glynn | 9000623 | 2 | [5 empty] | Removed from Ground | Gas (Historical Use) | 8000 | Bare Steel | 1975-02-27 | 1993-10-27 | Galvanized Steel | Suction (American)
FRIENDLY EXPRESS #48 | 4230 US HWY 17 N | BRUNSWICK | Glynn | 630033 | 2 |  | 1998-02-01 |  | 1998-02-01 |  | Removed from Ground | Gas (Historical Use) | 6000 | Steel-Impressed Current | 1973-02-27 | 2008-01-07 | Cathodically Protected | Suction (American)
HUNTLEY JIFFY STORE INC | 4601 ALTAMA | BRUNSWICK | Glynn | 630008 | 2 | [5 empty] | Removed from Ground | Gas (Historical Use) | 10000 | Bare Steel | 1980-02-26 | 1899-12-31 | Galvanized Steel
Vansh Corner | 310 OLD JESUP RD | BRUNSWICK | Glynn | 630128 | 3 |  | 1994-06-01 |  | 1994-06-01 |  | Removed from Ground | Gas (Historical Use) | 4000 | Steel-Impressed Current | 1971-05-10 | 2009-06-29 | Cathodically Protected
CAPTAIN MORGANS | 5090 BLYTHE ISLAND HWY | BRUNSWICK | Glynn | 9063121 | 1U | [5 empty] | Removed from Ground | Gas (Historical Use) | 4000 | Not Marked/Unknown | 1998-06-26 | 1998-06-26 | Not Marked
CAPTAIN MORGANS | 5090 BLYTHE ISLAND HWY | BRUNSWICK | Glynn | 9063121 | 3S | [5 empty] | Removed from Ground | Diesel | 4000 | Not Marked/Unknown | 1998-06-26 | 1998-06-26 | Not Marked
FRIENDLY EXPRESS #38 | 7208 NEW JESUP HWY | BRUNSWICK | Glynn | 9063083 | 1 |  | 1998-09-30 | FALSE | 1998-09-30 | FALSE | Currently in Use | Regular | 6000 | Steel-Impressed Current | 1977-01-01 |  |  | Pressurized
BAGGETTS AMOCO | 5020 NEW JESUP HWY | BRUNSWICK | Glynn | 9063021 | 3 |  | 1974-01-01 |  | 1974-01-01 |  | Removed from Ground | Gas (Historical Use) | 8000 | Bare Steel | 1974-01-01 | 1996-06-17 | Galvanized Steel | Pressurized
FRIENDLY EXPRESS #23 | 2501 PERRY LANE RD | BRUNSWICK | Glynn | 9063046 | 2 |  | 1992-04-25 |  | 1992-04-25 |  | Currently in Use | Gas (Historical Use) | 8000 | Composite | 1992-04-25 |  | Fiberglass Reinforced Plastic | Pressurized
BST/BRWKGAWC/R2257 | 800 Q ST | BRUNSWICK | Glynn | 9063018 | 1 | [5 empty] | Removed from Ground | Gas (Historical Use) | 1000 | Not Marked/Unknown | 1974-01-01 | 1987-07-27 | Not Marked
JEKYLL ISLAND/VEHICLE MAINT SHOP | VEHICLE MAINT SHOP | JEKYLL ISLAND | Glynn | 9063013 | 2 | [5 empty] | Removed from Ground | Gas (Historical Use) | 4000 | Bare Steel | 1980-01-01 | 1996-05-22 | Galvanized Steel
Friendly Express #71 | 4341 NEW JESUP HWY | BRUNSWICK | Glynn | 630136 | 1 | [5 empty] | Removed from Ground | Gas (Historical Use) | 10000 | Cathodically Protected Steel | 1980-05-06 | 1993-07-13 | Galvanized Steel | Pressurized
WELLS PRODUCE CO. | 101 C101 COMMUNITY RD. | BRUNSWICK | Glynn | 630142 | 1 | [5 empty] | Removed from Ground | Gas (Historical Use) | 1000 | Bare Steel | 1978-05-10 | 1985-01-01 | Galvanized Steel
RUSSELLS UNION 76 | 503 NEW JESUP HWY/US HWY 341 | BRUNSWICK | Glynn | 630124 | 3 | [5 empty] | Currently in Use | Gas (Historical Use) | 4000 | Bare Steel | 1971-05-10 |  | Galvanized Steel
JACK'S CITGO FOODMART | 3424 CYPRESS MILL ROAD | BRUNSWICK | Glynn | 630083 | 1 | Flapper Valve | 1998-10-01 | FALSE | 1998-10-01 | FALSE | Currently in Use | Regular | 8000 | Steel-Impressed Current | 1983-04-24 |  | Fiberglass Reinforced Plastic | Pressurized
PEPSI COLA BOTLRS OF BRUNSWICK | SPUR 25 & CANAL RD | BRUNSWICK | Glynn | 630076 | 2 | [5 empty] | Removed from Ground | Diesel | 10000 | Bare Steel | 1979-03-23 | 1991-04-16 | Galvanized Steel
EXIT 29 WATER POLLUTION CONTROL PLANT | 314 S PORT PKWY | BRUNSWICK | Glynn | 10001856 | 1 |  |  | FALSE |  | FALSE | Removed from Ground | Diesel | 1200 | Concrete | 2010-04-20 | 2010-04-20 | Not Marked
PARKERS ST SIMONS CAUSEWAY | 25 TORRAS DR | BRUNSWICK | Glynn | 10000130 | 2B | Ball Float | 2002-06-01 | FALSE | 2002-06-01 | FALSE | Currently in Use | Premium | 6000 | Composite | 2002-06-01 |  | Double-Walled Flex | Pressurized
CERTIFIED ELECTRIC CO. | 109 KEEY [D [DY DR | BRUNSWICK | Glynn | 630175 | 1 | [5 empty] | Permanently Out of Use - historical purposes | Gas (Historical Use) | 1000 | Bare Steel | 1979-05-10 | 1899-12-31 | Galvanized Steel
LILES AUTO SERVICE | 2938 NORWICH ST | BRUNSWICK | Glynn | 630190 | 6 | [5 empty] | Permanently Out Of Use | Gas (Historical Use) | 550 | Bare Steel | 1986-05-08 | 2000-09-07 | Galvanized Steel
EZ-SERVE #631 | 3227 NORWICH ST | BRUNSWICK | Glynn | 630210 | 4 |  | 1993-09-30 |  | 1993-09-30 |  | Removed from Ground | Gas (Historical Use) | 8000 | Steel-Impressed Current | 1984-05-13 | 2001-06-22 | Galvanized Steel | Safe Suction (Euro)
USPS/BRUNSWICK MPO/FRANK SCARLET | 805 GLOUCESTER ST | BRUNSWICK | Glynn | 630212 | 2 | [5 empty] | Removed from Ground | Diesel | 12000 | Not Marked/Unknown |  | 1899-12-31 | Not Marked
DAYS INN MOTEL | 409 NEW JESUP HWY | BRUNSWICK | Glynn | 630217 | 1 | [5 empty] | Removed from Ground | Gas (Historical Use) | 10000 | Bare Steel | 1972-01-05 | 1991-05-11 | Galvanized Steel
DASH FOOD MART | 3900 NEWCASTLE ST | BRUNSWICK | Glynn | 9000427 | 3 |  |  | FALSE |  | FALSE | Removed from Ground | Gas (Historical Use) | 6000 | Bare Steel | 1984-02-25 | 1899-12-31 | Galvanized Steel
FRIENDLY EXPRESS #56 | 3320 GLYNN AVE | BRUNSWICK | Glynn | 9000408 | 6 |  | 1989-08-24 |  | 1989-08-24 |  | Removed from Ground | Gas (Historical Use) | 10000 | Composite | 1989-08-24 | 2004-10-14 | Fiberglass Reinforced Plastic | Pressurized
GANESH BRUNSWICK PROPERTIES LLC | 161 MILLENIUM BLVD | BRUNSWICK | Glynn | 9063160 | 2B | Flapper Valve | 2001-04-01 | FALSE | 2001-01-01 | FALSE | Currently in Use | Diesel | 3500 | Composite | 2001-04-01 |  | Double-Walled Flex | Pressurized
CAR WASH/GAS STATION (FORMER) | 1410 L ST | BRUNSWICK | Glynn | 9063050 | 1 | [5 empty] | Removed from Ground | Gas (Historical Use) | 0 | Bare Steel | 1992-04-27 | 1992-04-27 | Unknown
ALTAMAHA PARK | 1605 ALTAMAHA PARK RD | BRUNSWICK | Glynn | 9063035 | 1 | [5 empty] | Removed from Ground | Gas (Historical Use) | 1000 | Bare Steel | 1984-02-01 | 1998-07-01 | Galvanized Steel
PARKERS PERRY LANE | 2500 PERRY LANE RD UNIT 101 | BRUNSWICK | Glynn | 9063024 | 2 | Ball Float | 1996-02-01 | FALSE | 1996-02-01 | FALSE | Currently in Use | Plus | 10000 | Steel-Impressed Current | 1991-07-24 |  | Fiberglass Reinforced Plastic | Pressurized
GOLDEN ISLES MINIT MART | 531 WALKER RD | BRUNSWICK | Glynn | 9063123 | 3 | [5 empty] | Removed from Ground | Gas (Historical Use) | 6000 | Bare Steel | 1984-06-01 | 1998-11-20 | Galvanized Steel | Suction (American)
TEXACO FOOD MART | 2002 S COMMERICAL DR | BRUNSWICK | Glynn | 9063115 | 1 |  | 1990-09-01 | FALSE | 1990-09-01 | FALSE | Currently in Use | Regular | 10000 | Galvanic (STIP-3) | 1990-09-01 |  | Fiberglass Reinforced Plastic | Pressurized
Circle K 2745131 | 160 MILLENNIUM BLVD | BRUNSWICK | Glynn | 9063158 | 3B | Flapper Valve |  | FALSE |  | FALSE | Currently in Use | Regular | 4000 | Steel-Impressed Current | 2022-11-18 |  | Double-Walled Fiberglass
BRUNSWICK TA | 185 DUNGENESS DR | BRUNSWICK | Glynn | 630196 | 10 | Flapper Valve | 2007-03-23 | FALSE | 2007-03-23 | FALSE | Currently in Use | Diesel | 7000 | Fiberglass Double Walled | 2007-03-23 |  | Double-Walled Fiberglass | Pressurized
JACK'S CITGO FOODMART | 3424 CYPRESS MILL ROAD | BRUNSWICK | Glynn | 630083 | 4 | Flapper Valve | 1998-10-01 | FALSE | 1998-10-01 | FALSE | Currently in Use | Diesel | 8000 | Steel-Impressed Current | 1983-04-24 |  | Fiberglass Reinforced Plastic | Pressurized
MIKES EASTSIDE BP | 3000 GLYNN AVE | BRUNSWICK | Glynn | 630082 | 3 | [5 empty] | Permanently Out of Use - historical purposes | Gas (Historical Use) | 10000 | Fiberglass | 1972-04-26 | 1899-12-31 | Galvanized Steel | Pressurized
PHILLIPS 66 CO | US HWY 17 & J ST | BRUNSWICK | Glynn | 630095 | 2 | [5 empty] | Removed from Ground | Gas (Historical Use) | 6000 | Bare Steel | 1966-04-27 | 1992-01-06 | Bare Steel
COASTAL GEORGIA COMMUNITY COLLEGE | 3700 ALTAMA AVE | BRUNSWICK | Glynn | 630091 | 3 | [5 empty] | Removed from Ground | Gas (Historical Use) | 1000 | Bare Steel | 1984-04-04 | 2002-10-25 | Galvanized Steel | Suction (American)
AMERICAN JACKS #34 | 5004 NEW JESUP HWY | BRUNSWICK | Glynn | 630093 | 2 |  | 1982-03-29 |  | 1982-03-02 |  | Removed from Ground | Gas (Historical Use) | 10000 | Fiberglass | 1982-03-29 | 2006-12-12 | Fiberglass Reinforced Plastic | Pressurized
DEES AUTO SERVICE | 2200 NORWICH ST | BRUNSWICK | Glynn | 630074 | 1 | [5 empty] | Removed from Ground | Gas (Historical Use) | 3000 | Marked Unknown | 1961-03-26 | 1997-01-01 | Galvanized Steel
JIMS CONVENIENCE STORE/DORIS THO | 436 COMMUNITY RD | BRUNSWICK | Glynn | 630071 | 3 | [5 empty] | Removed from Ground | Gas (Historical Use) | 4000 | Bare Steel | 1978-03-15 | 1992-01-15 | Galvanized Steel
JENKINS ENTERPRISES DIXIE SERVIC | 4262 NORWICH ST | BRUNSWICK | Glynn | 630066 | 4 | [5 empty] | Removed from Ground | Diesel | 10000 | Bare Steel | 1974-03-16 | 1997-02-01 | Galvanized Steel
JENKINS ENTERPRISES DIXIE SERVIC | 4262 NORWICH ST | BRUNSWICK | Glynn | 630066 | 5 | [5 empty] | Removed from Ground | Diesel | 4000 | Bare Steel | 1966-03-18 | 1995-12-13 | Galvanized Steel
JENKINS ENTERPRISES DIXIE SERVIC | 4262 NORWICH ST | BRUNSWICK | Glynn | 630066 | 6AST |  |  | TRUE |  | TRUE | Closed in Ground | Used Oil | 500 | Bare Steel | 1974-03-16 | 1980-01-01 | Galvanized Steel
PARKERS ST SIMONS CAUSEWAY | 25 TORRAS DR | BRUNSWICK | Glynn | 10000130 | 2A |  | 2002-06-01 | FALSE | 2002-06-01 | FALSE | Currently in Use | Regular | 6000 | Composite | 2002-06-01 |  | Double-Walled Flex | Pressurized
Coastal Mart | 7552 Blythe Island Hwy | Brunswick | Glynn | 9063107 | 2 | [5 empty] | Removed from Ground | Gas (Historical Use) | 4000 | Marked Unknown | 1999-02-01 | 1999-02-01 | Unknown
Coastal Mart | 7552 Blythe Island Hwy | Brunswick | Glynn | 9063107 | 2 | [5 empty] | Removed from Ground | Gas (Historical Use) | 4000 | Marked Unknown | 1999-02-01 | 1999-02-01 | Unknown
Coastal Mart | 7552 Blythe Island Hwy | Brunswick | Glynn | 9063107 | 2 | [5 empty] | Removed from Ground | Gas (Historical Use) | 4000 | Marked Unknown | 1999-02-01 | 1999-02-01 | Unknown
Coastal Mart | 7552 Blythe Island Hwy | Brunswick | Glynn | 9063107 | 2 | [5 empty] | Removed from Ground | Gas (Historical Use) | 4000 | Marked Unknown | 1999-02-01 | 1999-02-01 | Unknown
Circle K 2745132 | 127 FLASH FOOD RD PE | BRUNSWICK | Glynn | 9063165 | 3A | Flapper Valve | 2021-07-06 | FALSE | 2021-07-06 | FALSE | Currently in Use | E-0 | 8000 | Fiberglass Double Walled | 2021-06-06 |  | Double-Walled Fiberglass | Pressurized
TROUPE CREEK MARINA | 375 YACHTT RD | BRUNSWICK | Glynn | 10001096 | 2 |  | 1964-01-01 | FALSE | 1964-01-01 | FALSE | Removed from Ground | Gas (Historical Use) | 1000 | Bare Steel | 1964-01-01 | 2005-09-01 | Bare Steel | Suction (American)
NALLEY BRUNSWICK AUTO/NALLEY HON | 178 ATLAMA CONNECTOR | BRUNSWICK | Glynn | 9063016 | 2 |  |  | TRUE |  | TRUE | Removed from Ground | Used Oil | 500 | Bare Steel | 1988-03-01 | 1997-11-19 | Galvanized Steel
GLYNN COUNTY FIRE DEPARTMENT #5 | 500 CONNOLE ST | BRUNSWICK | Glynn | 9063104 | 1 | [5 empty] | Removed from Ground | Diesel | 1000 | Bare Steel | 1996-07-17 | 1996-07-17 | Galvanized Steel | Suction (American)
EVERETT GROCERY | 245 ATLAMAHA PK RD | BRUNSWICK | Glynn | 9063122 | 1 | [5 empty] | Closed in Ground | Gas (Historical Use) | 2000 | Epoxy | 1989-01-01 | 1998-08-13 | Galvanized Steel | Suction (American)
BRUNSWICK TEXACO | 4933 NEW JESSUP HWY | BRUNSWICK | Glynn | 9063116 | 2 |  | 1990-07-01 |  | 1990-07-01 |  | Removed from Ground | Gas (Historical Use) | 10000 | Cathodically Protected Steel | 1990-07-01 | 2006-04-11 | Fiberglass Reinforced Plastic | Pressurized
GA POWER/BRUNSWICK OPERATING HQ | 3951 COMMUNITY RD | BRUNSWICK | Glynn | 630134 | BK1 | [5 empty] | Closed in Ground | Gas (Historical Use) | 10000 | Bare Steel | 1981-05-08 | 1996-01-24 | Unknown
GA ARMY NATIONAL GUARD OMS #13 | 3100 NORWICH ST | BRUNSWICK | Glynn | 630122 | 2 | [5 empty] | Removed from Ground | Diesel | 1500 | Bare Steel | 1974-05-04 | 1995-12-18 | Unknown
341 CITGO | 4192 NORWICH EXT. | BRUNSWICK | Glynn | 630126 | 6 | Flapper Valve | 1998-04-01 | FALSE | 1998-04-01 | FALSE | Currently in Use | Premium | 4000 | Composite | 1998-04-01 |  | Fiberglass Reinforced Plastic | Pressurized
BUDDY NESMITH OIL CO INC | 2696 GLYNN AVE | BRUNSWICK | Glynn | 630114 | 4 | [5 empty] | Removed from Ground | Gas (Historical Use) | 2000 | Cathodically Protected Steel | 1986-12-01 | 2000-02-17 | Galvanized Steel | Suction (American)
BUDDY NESMITH OIL CO INC | 2696 GLYNN AVE | BRUNSWICK | Glynn | 630114 | 5 | [5 empty] | Removed from Ground | Used Oil | 500 | Bare Steel |  | 1899-12-31 | Galvanized Steel | Gravity Fed
PHILLIPS 66 CO | US HWY 17 & J ST | BRUNSWICK | Glynn | 630095 | 4 | [5 empty] | Removed from Ground | Gas (Historical Use) | 8000 | Bare Steel | 1975-04-25 | 1992-01-06 | Bare Steel
SATILLA | RT 5 BOX 938 | BRUNSWICK | Glynn | 630097 | 6 | [5 empty] | Removed from Ground | Diesel | 10000 | Bare Steel | 1996-12-01 | 1996-12-01 | Fiberglass Reinforced Plastic
COASTAL GEORGIA COMMUNITY COLLEGE | 3700 ALTAMA AVE | BRUNSWICK | Glynn | 630091 | 1 |  |  | TRUE |  | TRUE | Removed from Ground | Diesel | 500 | Bare Steel | 1975-04-07 | 2002-10-25 | Copper | Suction (American)
LIFT STATION 4028 | 101 OSCAR LN OFF PALM DR | BRUNSWICK | Glynn | 10001836 | 1 |  | 2010-07-01 | FALSE | 2010-07-01 | FALSE | Removed from Ground | Diesel | 500 | Fiberglass | 1987-01-01 | 2017-09-26 | Bare Steel
LOVES TRAVEL STOP #405 | 2766 US HWY 17 S | BRUNSWICK | Glynn | 9063140 | 4B | Ball Float | 1995-12-01 | FALSE | 1995-12-01 | FALSE | Currently in Use | Plus | 10000 | Fiberglass | 1995-12-01 |  | Double-Walled Fiberglass | Pressurized
RAMADA INN | 3241 GLYNN AVE | BRUNSWICK | Glynn | 9063126 | 3 | [5 empty] | Removed from Ground | Other | 0 | Marked Unknown |  | 1899-12-31 | Unknown
GLYNN COUNTY FIRE DEPARTMENT #1 | 235 OLD JESUP RD | BRUNSWICK | Glynn | 9063099 | 3A |  | 1998-04-01 |  | 1998-04-01 |  | Removed from Ground | Gas (Historical Use) | 6000 | Composite | 1998-04-01 | 2013-03-05 | Double-Walled Flex | Safe Suction (Euro)
OM FOOD MART | 1306 OLD JESUP | BRUNSWICK | Glynn | 9063105 | 2 | Flapper Valve | 1989-11-04 | FALSE | 1989-11-04 | FALSE | Currently in Use | Regular | 6000 | Steel-Impressed Current | 1989-11-04 |  | Steel (Impressed Current) | Pressurized
FRIENDLY EXPRESS #38 | 7208 NEW JESUP HWY | BRUNSWICK | Glynn | 9063083 | 3 |  | 1998-09-30 | FALSE | 1998-09-30 | FALSE | Currently in Use | Mixture | 6000 | Steel-Impressed Current | 1977-01-01 |  |  | Pressurized
BRANCHS BAIT & TACKLE | 7363 NEW JESUP HWY | BRUNSWICK | Glynn | 9063071 | 1 | [5 empty] | Closed in Ground | Gas (Historical Use) | 1 | Not Marked/Unknown | 1994-02-01 | 1994-02-01 | Not Marked | Safe Suction (Euro)
DASH FOOD MART | 3900 NEWCASTLE ST | BRUNSWICK | Glynn | 9000427 | 2 |  |  | FALSE |  | FALSE | Removed from Ground | Gas (Historical Use) | 6000 | Bare Steel | 1984-02-25 | 1899-12-31 | Galvanized Steel
FRIENDLY EXPRESS #56 | 3320 GLYNN AVE | BRUNSWICK | Glynn | 9000408 | 1 | [5 empty] | Removed from Ground | Gas (Historical Use) | 6000 | Bare Steel | 1980-02-26 | 1989-08-23 | Galvanized Steel
DAN VADEN CHEVROLET | 1004 GLOUCESTER STREET | BRUNSWICK | Glynn | 9063133 | 1 |  |  | TRUE |  | TRUE | Removed from Ground | Used Oil | 550 | Bare Steel | 1999-02-01 | 1999-02-01 | Galvanized Steel | Gravity Fed
OTTO JOHNSON MOTORS | 2201 NORWICH ST | BRUNSWICK | Glynn | 9063120 | 2 | [5 empty] | Removed from Ground | Gas (Historical Use) | 550 | Bare Steel | 1945-01-01 | 1997-01-01 | Galvanized Steel | Suction (American)
FORMER ED POWERS AMOCO | 2724 HWY 17 S | BRUNSWICK | Glynn | 9063124 | 6 | [5 empty] | Removed from Ground | Gas (Historical Use) | 0 | Bare Steel | 1977-03-01 | 2003-04-07 | Bare Steel | Pressurized
BAGGETTS AMOCO | 5020 NEW JESUP HWY | BRUNSWICK | Glynn | 9063021 | 6 |  | 1996-07-02 |  | 1996-07-02 |  | Removed from Ground | Gas (Historical Use) | 10000 | Composite | 1996-07-02 | 2004-10-01 | Fiberglass Reinforced Plastic | Pressurized
BAGGETTS AMOCO | 5020 NEW JESUP HWY | BRUNSWICK | Glynn | 9063021 | 9 | [5 empty] | Removed from Ground | Gas (Historical Use) | 4000 | Not Marked/Unknown | 1974-01-01 | 1974-01-01 | Not Marked
ARNIES/STUCKEYS | I-95 & RT 341 | BRUNSWICK | Glynn | 9063059 | 1 | [5 empty] | Removed from Ground | Gas (Historical Use) | 10000 | Not Marked/Unknown | 2001-07-28 | 2001-07-28 | Not Marked
BUNKYS #2 | 2801 GLYNN AVE | BRUNSWICK | Glynn | 630193 | 3 | Flapper Valve | 1997-11-20 | FALSE | 1997-11-20 | FALSE | Currently in Use | Premium | 10000 | Steel-Impressed Current | 1980-05-01 |  | Steel (Impressed Current) | Pressurized
JEKYLL ISLAND/VEHICLE MAINT SHOP | VEHICLE MAINT SHOP | JEKYLL ISLAND | Glynn | 9063013 | 1 | [5 empty] | Removed from Ground | Gas (Historical Use) | 4000 | Bare Steel | 1980-01-01 | 1996-05-22 | Galvanized Steel
Coastal Mart | 7552 Blythe Island Hwy | Brunswick | Glynn | 9063107 | 3 | [5 empty] | Removed from Ground | Gas (Historical Use) | 4000 | Marked Unknown | 1999-02-01 | 1999-02-01 | Unknown
Coastal Mart | 7552 Blythe Island Hwy | Brunswick | Glynn | 9063107 | 3 | [5 empty] | Removed from Ground | Gas (Historical Use) | 4000 | Marked Unknown | 1999-02-01 | 1999-02-01 | Unknown
Coastal Mart | 7552 Blythe Island Hwy | Brunswick | Glynn | 9063107 | 3 | [5 empty] | Removed from Ground | Gas (Historical Use) | 4000 | Marked Unknown | 1999-02-01 | 1999-02-01 | Unknown
Coastal Mart | 7552 Blythe Island Hwy | Brunswick | Glynn | 9063107 | 3 | [5 empty] | Removed from Ground | Gas (Historical Use) | 4000 | Marked Unknown | 1999-02-01 | 1999-02-01 | Unknown
Racetrac#675 | 450 CANAL ROAD | BRUNSWICK | Glynn | 9063157 | 1 | Overfill Alarm | 2000-03-01 | FALSE | 2000-03-01 | FALSE | Currently in Use | Regular | 20000 | Composite Double Walled | 2000-02-10 |  | Double-Walled Fiberglass | Pressurized
RaceTrac #2470 - Brunswick | 5052 NEW JESUP HWY | BRUNSWICK | Glynn | 9063159 | 1 |  | 2000-06-01 | FALSE | 2000-06-01 | TRUE | Currently in Use | Gas (Historical Use) | 20000 | Composite Double Walled | 2000-06-01 |  | Double-Walled Fiberglass | Pressurized
BRUNSWICK TA | 185 DUNGENESS DR | BRUNSWICK | Glynn | 630196 | 1 | Flapper Valve | 1998-06-01 |  | 1998-06-01 |  | Removed from Ground | Gas (Historical Use) | 10000 | Steel-Impressed Current | 1978-05-10 | 2006-08-29 | Cathodically Protected | Pressurized
GORDON ROGERS IV | 4406 US HWY 17 N | BRUNSWICK | Glynn | 630012 | 2 | [5 empty] | Removed from Ground | Diesel | 2000 | Bare Steel | 1975-03-20 | 2002-09-10 | Galvanized Steel
PARKER'S ALTAMA | 5693 ALTAMA AVE | BRUNSWICK | Glynn | 630005 | 3 | Flapper Valve | 1996-02-01 | FALSE | 1996-02-01 | FALSE | Currently in Use | Regular | 4000 | Galvanic (STIP-3) | 1985-02-02 |  | Double Walled | Pressurized
IN & OUT MINIT MARKET | 1603 L ST | BRUNSWICK | Glynn | 630067 | 2 | [5 empty] | Closed in Ground | Gas (Historical Use) | 4000 | Bare Steel | 1978-03-15 | 1998-06-01 | Galvanized Steel
DISCOUNT STOP #5 | 1409 GLOUCESTER ST | BRUNSWICK | Glynn | 630050 | 2 | Flapper Valve | 1997-07-01 |  | 1997-07-01 |  | Currently in Use | Gas (Historical Use) | 6000 | Fiberglass Double Walled | 1984-02-25 |  | Double-Walled Fiberglass | Pressurized
DISCOUNT STOP #5 | 1409 GLOUCESTER ST | BRUNSWICK | Glynn | 630050 | 1B | Flapper Valve | 1997-07-01 |  | 1997-07-01 |  | Currently in Use | Gas (Historical Use) | 3000 | Steel-Impressed Current | 1984-02-25 |  | Double-Walled Fiberglass | Pressurized
GLYNN COUNTY PUBLIC WORKS DEPART | 4145 NORWICH ST EXTENSION | BRUNSWICK | Glynn | 9063023 | 11 | [5 empty] | Removed from Ground | Empty | 1000 | Bare Steel | 1974-01-01 | 1992-08-01 | Bare Steel
SOUTHEAST PAVING | HWY 17 SOUTH | BRUNSWICK | Glynn | 9063043 | 2 | [5 empty] | Closed in Ground | Other | 2000 | Bare Steel | 1951-01-01 | 1991-05-01 | Bare Steel
FRIENDLY EXPRESS #23 | 2501 PERRY LANE RD | BRUNSWICK | Glynn | 9063046 | 1 |  | 1991-04-25 |  | 1992-04-25 |  | Currently in Use | Gas (Historical Use) | 10000 | Composite | 1992-04-25 |  | Fiberglass Reinforced Plastic | Pressurized
BST/BRWKGAWC/R2257 | 800 Q ST | BRUNSWICK | Glynn | 9063018 | 3 | [5 empty] | Removed from Ground | Gas (Historical Use) | 550 | Not Marked/Unknown | 1975-01-04 | 1990-11-13 | Not Marked
CROWN/ZIPPY MART GA-524 | 3700 NORWICH AVE | BRUNSWICK | Glynn | 9063005 | 2 | [5 empty] | Removed from Ground | Empty | 0 | Marked Unknown | 1991-10-15 | 1991-10-15 | Unknown
J D MOORE OIL CO | 210 PERRY LANE RD | BRUNSWICK | Glynn | 10000063 | 2 |  | 2002-02-15 | FALSE | 2002-02-15 | FALSE | Currently in Use | Regular | 20000 | Composite | 2002-02-15 |  | Fiberglass Reinforced Plastic | Pressurized
NORWICH ST. EXXON | 3330 NORWICH ST | BRUNSWICK | Glynn | 630104 | 3 | [5 empty] | Removed from Ground | Gas (Historical Use) | 4000 | Bare Steel | 1966-04-28 | 2005-04-28 | Galvanized Steel
TOMMYS CORNER | 6010 NEW JESUP HWY | BRUNSWICK | Glynn | 10000333 | 3 | Flapper Valve | 2002-09-01 | FALSE | 2002-09-01 | FALSE | Currently in Use | Regular | 10000 | Epoxy | 2002-09-01 |  | Fiberglass Reinforced Plastic | Pressurized
DISCOUNT STOP #5 | 1409 GLOUCESTER ST | BRUNSWICK | Glynn | 630050 | 4 | Flapper Valve | 1997-07-01 |  | 1997-07-01 |  | Currently in Use | Diesel | 3000 | Steel-Impressed Current | 1984-02-25 |  | Double-Walled Fiberglass | Pressurized
FORMER ED POWERS AMOCO | 2724 HWY 17 S | BRUNSWICK | Glynn | 9063124 | 5 | [5 empty] | Removed from Ground | Gas (Historical Use) | 0 | Bare Steel | 1977-03-01 | 2003-04-07 | Galvanized Steel | Pressurized
GLYNN COUNTY BD OF EDUCATION | 2400 STONEWALL ST | BRUNSWICK | Glynn | 9063125 | 2 |  | 1997-07-01 |  | 1997-07-01 |  | Removed from Ground | Diesel | 10000 | Steel-Impressed Current | 1997-08-01 | 2013-09-12 | Cathodically Protected | Pressurized
INTERNATIONAL AUTO PROCESSING | SCEM RD | BRUNSWICK | Glynn | 9063096 | 3 |  |  | TRUE | 1989-01-01 | TRUE | Removed from Ground | Used Oil | 2000 | Cathodically Protected Steel | 1989-01-01 | 1997-08-20 | Galvanized Steel | Pressurized
BRANCHS BAIT & TACKLE | 7363 NEW JESUP HWY | BRUNSWICK | Glynn | 9063071 | 2 | [5 empty] | Closed in Ground | Gas (Historical Use) | 1 | Not Marked/Unknown | 1994-02-01 | 1994-02-01 | Not Marked | Safe Suction (Euro)
UPS BRUNSWICK (UST) | 2104 COAST ST | BRUNSWICK | Glynn | 9063028 | 1 |  | 1995-01-28 | FALSE | 1995-01-28 | FALSE | Currently in Use | Diesel | 10000 | Fiberglass Double Walled | 1990-01-01 |  | Double-Walled Fiberglass | Pressurized
UPS BRUNSWICK (UST) | 2104 COAST ST | BRUNSWICK | Glynn | 9063028 | 1 |  | 1995-01-28 | FALSE | 1995-01-28 | FALSE | Currently in Use | Diesel | 10000 | Fiberglass Double Walled | 1990-01-01 |  | Double-Walled Fiberglass | Pressurized
UPS BRUNSWICK (UST) | 2104 COAST ST | BRUNSWICK | Glynn | 9063028 | 1 |  | 1995-01-28 | FALSE | 1995-01-28 | FALSE | Currently in Use | Diesel | 10000 | Fiberglass Double Walled | 1990-01-01 |  | Double-Walled Fiberglass | Pressurized
SOUTHEAST PAVING | HWY 17 SOUTH | BRUNSWICK | Glynn | 9063043 | 6 | [5 empty] | Closed in Ground | Other | 2000 | Bare Steel | 1951-01-01 | 1991-05-01 | Bare Steel
COASTAL PETROLEUM BULK STORAGE P | BULK STORAGE FACILITY | BRUNSWICK | Glynn | 9063058 | 1 | [5 empty] | Currently in Use | Other | 0 | Marked Unknown |  |  | Unknown
PET DAIRY | 131 DARIEN HWY | BRUNSWICK | Glynn | 9063019 | 1 | [5 empty] | Removed from Ground | Gas (Historical Use) | 8000 | Bare Steel | 1966-01-01 | 1991-06-13 | Bare Steel
J D MOORE OIL CO | 210 PERRY LANE RD | BRUNSWICK | Glynn | 10000063 | 3B | Flapper Valve | 2002-02-15 | FALSE | 2002-02-15 | FALSE | Currently in Use | Diesel | 6000 | Composite | 2002-02-15 |  | Fiberglass Reinforced Plastic | Pressurized
WALMART NEIGHBORHOOD MARKET #2840 | 4515 ALTAMA AVE | BRUNSWICK | Glynn | 10002411 | 1 | Flapper Valve | 2015-01-12 | FALSE | 2014-09-19 | FALSE | Currently in Use | Regular | 15000 | Fiberglass Double Walled | 2014-09-09 |  | Double-Walled Flex | Pressurized
JEKYLL ISLAND/NEW MAINTENANCE AR | NEW MAINTENANCE AREA | JEKYLL ISLAND | Glynn | 9063010 | 45 | Flapper Valve | 1998-02-18 | FALSE | 1998-02-18 | FALSE | Currently in Use | Regular | 10000 | Fiberglass | 1998-02-18 |  | Fiberglass Reinforced Plastic | Pressurized
ALTAMAHA PARK | 1605 ALTAMAHA PARK RD | BRUNSWICK | Glynn | 9063035 | 2 | Flapper Valve | 1998-07-01 | FALSE | 1998-07-01 | FALSE | Currently in Use | Plus | 2000 | Composite | 1998-07-01 |  | Fiberglass Reinforced Plastic | Pressurized
BUNGALOW TERRACE | RT 6 BOX 155 | BRUNSWICK | Glynn | 9063090 | 1 | [5 empty] | Removed from Ground | Gas (Historical Use) | 0 | Marked Unknown | 1992-07-21 | 1992-07-21 | Unknown
GOLDEN ISLES MINIT MART | 531 WALKER RD | BRUNSWICK | Glynn | 9063123 | 1 | [5 empty] | Removed from Ground | Gas (Historical Use) | 6000 | Bare Steel | 1984-06-01 | 1998-11-20 | Galvanized Steel | Suction (American)
FLYING J TRAVEL PLAZA #627 | 2990 US HWY 17 SOUTH | BRUNSWICK | Glynn | 9063138 | 2 | Flapper Valve | 1996-09-01 | FALSE | 1996-09-01 | FALSE | Currently in Use | Diesel | 20000 | Fiberglass Double Walled | 1996-08-01 |  | Double-Walled Fiberglass | Pressurized
Racetrac#675 | 450 CANAL ROAD | BRUNSWICK | Glynn | 9063157 | 3 | Overfill Alarm | 2000-03-01 | FALSE | 2000-03-01 | FALSE | Currently in Use | Premium | 12000 | Composite Double Walled | 2000-02-10 |  | Double-Walled Fiberglass | Pressurized
ONE STOP #42 | 4544 OLD CYPRESS MILL RD | BRUNSWICK | Glynn | 630054 | 3A | Ball Float | 1997-08-01 | FALSE | 1997-08-01 | FALSE | Currently in Use | Gas (Historical Use) | 8000 | Epoxy | 1997-08-01 |  | Fiberglass Reinforced Plastic | Pressurized
SHEFFIELD DISTRIBUTING CO | 2129 LINE ST | BRUNSWICK | Glynn | 630146 | 3 | [5 empty] | Removed from Ground | Diesel | 2000 | Not Marked/Unknown |  | 1899-12-31 | Not Marked
ROADSIDE GROCERY & MARKET | RT. 3 BOX 56 | BRUNSWICK | Glynn | 630150 | 1 | [5 empty] | Removed from Ground | Empty | 1000 | Bare Steel | 1966-05-13 | 1987-01-01 | Galvanized Steel
STERLING WOOD PRODUCTS | HWY. 99 | BRUNSWICK | Glynn | 630149 | 1 | [5 empty] | Removed from Ground | Gas (Historical Use) | 1000 | Bare Steel | 1983-05-09 | 1992-01-01 | Galvanized Steel
Brunswick Wood Preserving | 780 Perry Lane Rd., | BRUNSWICK | Glynn | 630162 | 2 | [5 empty] | Permanently Out of Use - historical purposes | Empty | 1000 | Bare Steel | 1971-05-12 | 1899-12-31 | Galvanized Steel
GRIFFIS STEEL CO | PERRY LANE RD | BRUNSWICK | Glynn | 630167 | 1 | [5 empty] | Closed in Ground | Gas (Historical Use) | 1000 | Bare Steel | 1976-05-10 | 1990-01-01 | Galvanized Steel
BULLARDD [D PLUMBING CO. | 4 TH ST | BRUNSWICK | Glynn | 630173 | 1 | [5 empty] | Removed from Ground | Gas (Historical Use) | 560 | Bare Steel | 1979-05-10 | 1995-01-01 | Galvanized Steel
FRIENDLY EXPRESS #56 | 3320 GLYNN AVE | BRUNSWICK | Glynn | 9000408 | 2 | [5 empty] | Removed from Ground | Gas (Historical Use) | 4000 | Bare Steel | 1980-02-26 | 1989-08-23 | Galvanized Steel
OTTO JOHNSON MOTORS | 2201 NORWICH ST | BRUNSWICK | Glynn | 9063120 | 1 | [5 empty] | Removed from Ground | Gas (Historical Use) | 1076 | Bare Steel | 1945-01-01 | 1997-01-01 | Galvanized Steel | Suction (American)
ONE STOP #42 | 4544 OLD CYPRESS MILL RD | BRUNSWICK | Glynn | 630054 | 3B | Ball Float | 1997-08-01 | FALSE | 1997-08-01 | FALSE | Currently in Use | Gas (Historical Use) | 4000 | Epoxy | 1987-08-01 |  | Double-Walled Fiberglass | Pressurized
COUNTRY STORE | RT. 5 BOX 800 | BRUNSWICK | Glynn | 630159 | 1 | [5 empty] | Removed from Ground | Gas (Historical Use) | 1000 | Bare Steel | 1971-05-12 | 2002-05-15 | Galvanized Steel
KWICK CLEAN CAR WASH | 2109 NORWICH ST | BRUNSWICK | Glynn | 630158 | 1 | [5 empty] | Removed from Ground | Gas (Historical Use) | 1000 | Bare Steel | 1974-05-11 | 1995-07-24 | Galvanized Steel
RENTZ SERVICE STATION | US HWY 341 NORTH | BRUNSWICK | Glynn | 630194 | 1 | [5 empty] | Removed from Ground | Empty | 4000 | Bare Steel | 1976-05-10 | 1996-02-20 | Galvanized Steel
EZ-SERVE #631 | 3227 NORWICH ST | BRUNSWICK | Glynn | 630210 | 1 |  | 1993-09-30 |  | 1993-09-30 |  | Removed from Ground | Gas (Historical Use) | 8000 | Steel-Impressed Current | 1984-05-13 | 2001-06-22 | Galvanized Steel | Safe Suction (Euro)
BST/R2257 | 800 G ST | BRUNSWICK | Glynn | 630198 | 2 |  |  | TRUE |  | TRUE | Removed from Ground | Used Oil | 550 | Bare Steel | 1975-01-04 | 1990-11-13 | Bare Steel | Gravity Fed
FORMER ED POWERS AMOCO | 2724 HWY 17 S | BRUNSWICK | Glynn | 9063124 | 3 | [5 empty] | Removed from Ground | Diesel | 0 | Bare Steel | 1977-03-01 | 2003-04-07 | Galvanized Steel | Pressurized
GLYNN COUNTY BD OF EDUCATION | 2400 STONEWALL ST | BRUNSWICK | Glynn | 9063125 | 1 |  | 1997-07-01 |  | 1997-07-01 |  | Removed from Ground | Diesel | 8000 | Steel-Impressed Current | 1997-08-01 | 2013-09-12 | Cathodically Protected | Pressurized
OM FOOD MART | 1306 OLD JESUP | BRUNSWICK | Glynn | 9063105 | 4 |  | 1989-11-04 |  | 1989-11-04 |  | Temporarily out of use | Kerosene | 2000 | Steel-Impressed Current | 1989-11-04 |  | Steel (Impressed Current) | Safe Suction (Euro)
GLYNN COUNTY PUBLIC WORKS DEPART | 4145 NORWICH ST EXTENSION | BRUNSWICK | Glynn | 9063023 | 5M | [5 empty] | Removed from Ground | Diesel | 5000 | Bare Steel | 1976-01-01 | 1995-10-20 | Galvanized Steel
NO FACILITY NAME | 2302 TOWNSEND | BRUNSWICK | Glynn | 9063038 | 1 | [5 empty] | Removed from Ground | Gas (Historical Use) | 3000 | Bare Steel | 1983-03-01 | 1991-02-18 | Galvanized Steel
SOUTHEAST PAVING | HWY 17 SOUTH | BRUNSWICK | Glynn | 9063043 | 1 | [5 empty] | Closed in Ground | Other | 2000 | Bare Steel | 1951-01-01 | 1991-05-01 | Bare Steel
CIRCLE K 2705376 | 4041 COMMUNITY RD | BRUNSWICK | Glynn | 9063072 | 1 | Ball Float | 1993-12-02 | FALSE | 1993-12-02 | FALSE | Currently in Use |  | 12000 | Fiberglass | 1993-12-02 |  | Double-Walled Flex | Pressurized
CIRCLE K 2705376 | 4041 COMMUNITY RD | BRUNSWICK | Glynn | 9063072 | 4 | Ball Float | 1993-12-02 | FALSE | 1993-12-02 | FALSE | Currently in Use | Diesel | 12000 | Fiberglass | 1993-12-02 |  | Double-Walled Flex | Pressurized
GLYNN COUNTY PUBLIC WORKS DEPART | 4145 NORWICH ST EXTENSION | BRUNSWICK | Glynn | 9063023 | 6M | [5 empty] | Removed from Ground | Diesel | 5000 | Bare Steel | 1976-01-01 | 1995-10-20 | Galvanized Steel
H&H SVC STA/OLD VACANT SERVICE S | 1503 GLOUCESTER ST | BRUNSWICK | Glynn | 9063056 | 4 | [5 empty] | Removed from Ground | Gas (Historical Use) | 3000 | Bare Steel | 1974-01-01 | 1994-04-01 | Galvanized Steel | Suction (American)
H&H SVC STA/OLD VACANT SERVICE S | 1503 GLOUCESTER ST | BRUNSWICK | Glynn | 9063056 | 5 |  |  | TRUE |  | TRUE | Removed from Ground | Used Oil | 550 | Bare Steel | 1974-01-01 | 1994-04-01 | Galvanized Steel | Suction (American)
AMOCO STATION (FORMER) | 1200 GLOUCESTER ST | BRUNSWICK | Glynn | 9063049 | 1 | [5 empty] | Removed from Ground | Other | 0 | Marked Unknown |  | 1899-12-31 | Unknown
ALTAMA EQUIP RENTAL | 2520 TARA LN | BRUNSWICK | Glynn | 9063063 | 1 | [5 empty] | Removed from Ground | Gas (Historical Use) | 2000 | Bare Steel | 1985-02-06 | 1995-04-01 | Galvanized Steel | Safe Suction (Euro)
GLYNN COUNTY PUBLIC WORKS DEPART | 4145 NORWICH ST EXTENSION | BRUNSWICK | Glynn | 9063023 | 10 | [5 empty] | Removed from Ground | Gas (Historical Use) | 1000 | Bare Steel | 1960-01-01 | 1989-12-04 | Galvanized Steel
GLYNN COUNTY PUBLIC WORKS DEPART | 4145 NORWICH ST EXTENSION | BRUNSWICK | Glynn | 9063023 | 4 | [5 empty] | Removed from Ground | Empty | 2000 | Bare Steel | 1967-01-01 | 1989-12-04 | Galvanized Steel
BAGGETTS AMOCO | 5020 NEW JESUP HWY | BRUNSWICK | Glynn | 9063021 | 5 |  | 1989-02-09 |  | 1989-02-09 |  | Removed from Ground | Gas (Historical Use) | 10000 | Bare Steel | 1989-02-09 | 1996-06-17 | Galvanized Steel | Pressurized
BRUNSWICK COCA-COLA BOTTLING CO | 508 MANSFIELD ST | BRUNSWICK | Glynn | 9063022 | 2 | [5 empty] | Removed from Ground | Other | 150 | Bare Steel | 1993-06-01 | 1993-06-01 | Not Marked
GLYNN COUNTY DETENTION CENTER | 1812 NEWCASTLE ST | BRUNSWICK | Glynn | 9063033 | 1 |  |  | FALSE |  | FALSE | Removed from Ground | Gas (Historical Use) | 10000 | Fiberglass | 1988-02-01 | 1998-08-01 | Galvanized Steel
H&H SVC STA/OLD VACANT SERVICE S | 1503 GLOUCESTER ST | BRUNSWICK | Glynn | 9063056 | 1 | [5 empty] | Permanently Out of Use - historical purposes | Gas (Historical Use) | 4000 | Bare Steel |  | 1899-12-31 | Galvanized Steel
FRIENDLY EXPRESS #23 | 2501 PERRY LANE RD | BRUNSWICK | Glynn | 9063046 | 3 |  | 1992-04-25 |  | 1992-04-25 |  | Currently in Use | Gas (Historical Use) | 8000 | Composite | 1992-04-25 |  | Fiberglass Reinforced Plastic | Pressurized
J D MOORE OIL CO | 210 PERRY LANE RD | BRUNSWICK | Glynn | 10000063 | 1 | Flapper Valve | 2002-02-15 | FALSE | 2002-02-15 | FALSE | Currently in Use | Diesel | 20000 | Composite | 2002-02-15 |  | Fiberglass Reinforced Plastic | Pressurized
JEKYLL ISLAND/MARINA | 4111 KNIGHT ST | JEKYLL ISLAND | Glynn | 9000381 | 38NEW | [5 empty] | Removed from Ground | Gas (Historical Use) | 4000 | Cathodically Protected Steel | 1989-01-01 | 1997-11-26 | Fiberglass Reinforced Plastic | Pressurized
FORMER CLOISTER HOTEL | SEA ISLAND/2ND ST | SEA ISLAND | Glynn | 10000588 | 5 |  |  | FALSE |  | FALSE | Removed from Ground | Diesel | 5000 | Bare Steel | 2004-03-15 | 2004-03-15
BRUNSWICK WOOD PRESERVING | RT. 5 BOX 2K | BRUNSWICK | Glynn | 630179 | 2 | [5 empty] | Removed from Ground | Diesel | 1000 | Bare Steel | 1978-05-10 | 1988-03-01 | Galvanized Steel
LILES AUTO SERVICE | 2938 NORWICH ST | BRUNSWICK | Glynn | 630190 | 2 | [5 empty] | Permanently Out Of Use | Gas (Historical Use) | 3000 | Bare Steel | 1986-05-08 | 2000-09-07 | Galvanized Steel
E.P. ED. PLANING MILL | 4141 SOUTHERN RD | BRUNSWICK | Glynn | 630201 | 1 | [5 empty] | Removed from Ground | Gas (Historical Use) | 1 | Bare Steel | 1961-03-19 | 1987-01-01 | Galvanized Steel
LOVES TRAVEL STOP #405 | 2766 US HWY 17 S | BRUNSWICK | Glynn | 9063140 | 1A | Ball Float | 1995-12-01 | FALSE | 1995-12-01 | FALSE | Currently in Use | Diesel | 20000 | Fiberglass | 1995-12-01 |  | Double-Walled Fiberglass | Pressurized
BRUNSWICK TEXACO | 4933 NEW JESSUP HWY | BRUNSWICK | Glynn | 9063116 | 4 |  | 1990-07-01 |  | 1990-07-01 |  | Removed from Ground | Diesel | 6000 | Cathodically Protected Steel | 1990-07-01 | 2006-04-11 | Fiberglass Reinforced Plastic | Pressurized
RAMADA INN | 3241 GLYNN AVE | BRUNSWICK | Glynn | 9063126 | 2 | [5 empty] | Removed from Ground | Other | 0 | Marked Unknown |  | 1899-12-31 | Unknown
J B SUPERMARKET | 2802 ALTAMA AVE | BRUNSWICK | Glynn | 9063081 | 1 | [5 empty] | Removed from Ground | Gas (Historical Use) | 8000 | Not Marked/Unknown | 1994-11-01 | 1994-11-01 | Not Marked
NORWICH ST. EXXON | 3330 NORWICH ST | BRUNSWICK | Glynn | 630104 | 4 | [5 empty] | Removed from Ground | Gas (Historical Use) | 6000 | Bare Steel | 1966-04-28 | 2005-04-28 | Galvanized Steel
LOVES TRAVEL STOP #405 | 2766 US HWY 17 S | BRUNSWICK | Glynn | 9063140 | 4A | Ball Float | 1995-12-01 | FALSE | 1995-12-01 | FALSE | Currently in Use | E-10 | 12000 | Fiberglass | 1995-12-01 |  | Double-Walled Fiberglass | Pressurized
LOVES TRAVEL STOP #405 | 2766 US HWY 17 S | BRUNSWICK | Glynn | 9063140 | 1B | Ball Float | 1995-12-01 | FALSE | 1995-12-01 | FALSE | Currently in Use | Diesel | 20000 | Fiberglass | 1995-12-01 |  | Double-Walled Fiberglass | Pressurized
INTERNATIONAL AUTO PROCESSING | SCEM RD | BRUNSWICK | Glynn | 9063096 | 2 |  | 1989-01-01 |  | 1989-01-01 |  | Removed from Ground | Diesel | 20000 | Cathodically Protected Steel | 1989-01-01 | 1995-01-01 | Galvanized Steel | Pressurized
SHELL FOOD MART 22 | 127 CYPRESS MILL RD | BRUNSWICK | Glynn | 9063098 | 3 | Flapper Valve | 1990-02-01 | FALSE | 1990-02-01 | FALSE | Currently in Use | Premium | 6000 | Steel-Impressed Current | 1990-02-01 |  |  | Pressurized
J B SUPERMARKET | 2802 ALTAMA AVE | BRUNSWICK | Glynn | 9063081 | 2 | [5 empty] | Removed from Ground | Gas (Historical Use) | 6000 | Not Marked/Unknown | 1994-11-01 | 1994-11-01 | Not Marked
GLYNN COUNTY PUBLIC WORKS DEPART | 4145 NORWICH ST EXTENSION | BRUNSWICK | Glynn | 9063023 | 13 | Flapper Valve | 1997-11-01 | FALSE | 1997-11-01 | FALSE | Currently in Use | Diesel | 10000 | Composite | 1997-11-01 |  | Double-Walled Flex | Safe Suction (Euro)
GLYNN COUNTY PUBLIC WORKS DEPART | 4145 NORWICH ST EXTENSION | BRUNSWICK | Glynn | 9063023 | 7 | [5 empty] | Removed from Ground | Diesel | 10000 | Bare Steel | 1983-01-01 | 1998-05-01 | Galvanized Steel
ARNIES/STUCKEYS | I-95 & RT 341 | BRUNSWICK | Glynn | 9063059 | 3 | [5 empty] | Removed from Ground | Gas (Historical Use) | 10000 | Not Marked/Unknown | 1993-07-01 | 1993-07-01 | Not Marked
BST/BRWKGAWC/R2257 | 800 Q ST | BRUNSWICK | Glynn | 9063018 | 2 | [5 empty] | Removed from Ground | Gas (Historical Use) | 12000 | Not Marked/Unknown | 1981-01-02 | 1991-06-05 | Not Marked
CROWN/ZIPPY MART GA-524 | 3700 NORWICH AVE | BRUNSWICK | Glynn | 9063005 | 3 | [5 empty] | Removed from Ground | Empty | 0 | Marked Unknown | 1991-10-15 | 1991-10-15 | Unknown
BRUNSWICK TA SHOP | 215 DUNGENESS DR | BRUNSWICK | Glynn | 10001157 | 2 |  | 2006-02-20 | FALSE | 2006-02-20 | FALSE | Currently in Use | Used Oil | 4000 | Fiberglass Double Walled | 2006-02-15 |  | Double-Walled Fiberglass | Safe Suction (Euro)
JEKYLL ISLAND/VEHICLE MAINT SHOP | VEHICLE MAINT SHOP | JEKYLL ISLAND | Glynn | 9063013 | 3 | [5 empty] | Removed from Ground | Diesel | 2000 | Bare Steel | 1980-01-01 | 1997-05-22 | Galvanized Steel
JEKYLL ISLAND/PATROL & WELCOME C | BEN FORTSON PKWY | JEKYLL ISLAND | Glynn | 9063011 | 20 | [5 empty] | Removed from Ground | Gas (Historical Use) | 5000 | Bare Steel | 1998-02-12 | 1998-02-12 | Galvanized Steel
JEKYLL ISLAND | TOWER 3 NORTH END OF ISLAND | JEKYLL ISLAND | Glynn | 9063146 | 2 |  | 1998-03-01 | FALSE | 1998-03-01 | FALSE | Currently in Use | Diesel | 1000 |  | 1998-03-01 |  | Copper | Suction (American)
JEKYLL ISLAND/NEW MAINTENANCE AR | NEW MAINTENANCE AREA | JEKYLL ISLAND | Glynn | 9063010 | 44 |  |  | FALSE |  | FALSE | Removed from Ground | Diesel | 4000 |  | 1988-01-12 | 1998-01-22 | Fiberglass Reinforced Plastic
JEKYLL ISLAND FINA | BEN FORTSON PKWY | JEKYLL ISLAND | Glynn | 630106 | 6 |  | 1997-11-18 |  | 1997-11-18 |  | Removed from Ground | Gas (Historical Use) | 6000 | Fiberglass | 1997-11-18 | 2009-10-14 | Fiberglass Reinforced Plastic | Pressurized
JEKYLL ISLAND/MARINA | 4111 KNIGHT ST | JEKYLL ISLAND | Glynn | 9000381 | 38 | [5 empty] | Removed from Ground | Gas (Historical Use) | 2000 | Marked Unknown | 1976-04-12 | 1899-12-31 | Galvanized Steel
GLYNN COUNTY PUBLIC WORKS DEPART | 4145 NORWICH ST EXTENSION | BRUNSWICK | Glynn | 9063023 | 1 | [5 empty] | Removed from Ground | Empty | 1000 | Bare Steel | 1970-01-01 | 1989-12-04 | Galvanized Steel
SOUTHEAST PAVING | HWY 17 SOUTH | BRUNSWICK | Glynn | 9063043 | 5 | [5 empty] | Closed in Ground | Other | 2000 | Bare Steel | 1951-01-01 | 1991-05-01 | Bare Steel
SOUTHEAST PAVING | HWY 17 SOUTH | BRUNSWICK | Glynn | 9063043 | 4 | [5 empty] | Closed in Ground | Other | 2000 | Bare Steel | 1951-01-01 | 1991-05-01 | Bare Steel
GLYNN COUNTY POLICE DEPARTMENT | 2747 FOURTH ST | BRUNSWICK | Glynn | 9063014 | 1 | [5 empty] | Removed from Ground | Gas (Historical Use) | 10000 | Bare Steel | 1950-01-01 | 1998-08-01 | Galvanized Steel
ABANDONED STATION | SOUTH OF US HWY 82 ON US HWY 17 | BRUNSWICK | Glynn | 9063002 | 1 | [5 empty] | Removed from Ground | Gas (Historical Use) | 0 | Not Marked/Unknown | 1966-01-01 | 1991-05-01 | Not Marked
J D MOORE OIL CO | 210 PERRY LANE RD | BRUNSWICK | Glynn | 10000063 | 4 | Flapper Valve | 2002-02-15 | FALSE | 2002-02-15 | FALSE | Currently in Use | Diesel Off Road | 6000 | Composite | 2002-02-15 |  | Fiberglass Reinforced Plastic | Pressurized
GLYNN COUNTY PUBLIC SAFETY COMPLEX/STATION 8 | 157 PUBLIC SAFETY BLVD | BRUNSWICK | Glynn | 10000093 | 2 | Flapper Valve | 2001-11-01 | FALSE | 2001-11-01 | FALSE | Currently in Use | Regular | 10000 | Galvanic (STIP-3) | 2001-11-01 |  | Double-Walled Fiberglass | Suction (American)
GANESH BRUNSWICK PROPERTIES LLC | 161 MILLENIUM BLVD | BRUNSWICK | Glynn | 9063160 | 2A |  | 2001-04-01 | FALSE | 2001-01-01 | FALSE | Currently in Use | Premium | 7500 | Composite | 2001-04-01 |  | Double-Walled Flex | Pressurized
E.P. ED. PLANING MILL | 4141 SOUTHERN RD | BRUNSWICK | Glynn | 630201 | 2 | [5 empty] | Removed from Ground | Diesel | 1 | Bare Steel | 1961-03-19 | 1987-01-01 | Galvanized Steel
USPS/BRUNSWICK MPO/FRANK SCARLET | 805 GLOUCESTER ST | BRUNSWICK | Glynn | 630212 | 1 | [5 empty] | Removed from Ground | Diesel | 0 | Not Marked/Unknown |  | 1899-12-31 | Not Marked
PARKERS PARK PLACE | 4412 NEW JESUP HWY | BRUNSWICK | Glynn | 9063162 | 1 | Ball Float | 1999-09-01 | FALSE | 1999-09-01 | FALSE | Currently in Use | E-10 | 12158 | Composite | 1999-09-01 |  | Fiberglass Reinforced Plastic | Pressurized
CIRCLE K 2705376 | 4041 COMMUNITY RD | BRUNSWICK | Glynn | 9063072 | 3 | Flapper Valve | 1993-12-02 | FALSE | 1993-12-02 | FALSE | Currently in Use |  | 12000 | Fiberglass | 1993-12-02 |  | Double-Walled Flex | Pressurized
GLYNN COUNTY PUBLIC WORKS DEPART | 4145 NORWICH ST EXTENSION | BRUNSWICK | Glynn | 9063023 | 3 | [5 empty] | Removed from Ground | Empty | 1000 | Bare Steel | 1970-01-01 | 1989-12-04 | Galvanized Steel
GLYNN COUNTY SANITARY LANDFILL | 1129 B OLD CATE RD | BRUNSWICK | Glynn | 9063032 | 2 | [5 empty] | Removed from Ground | Diesel | 15000 | Bare Steel | 1950-03-01 | 1994-10-01 | Galvanized Steel
FRIENDLY EXPRESS #23 | 2501 PERRY LANE RD | BRUNSWICK | Glynn | 9063046 | 4 |  | 1992-04-25 |  | 1992-04-25 |  | Currently in Use | Diesel | 2000 | Composite | 1992-04-25 |  | Fiberglass Reinforced Plastic | Safe Suction (Euro)
BMW OF NORTH AMERICA/VEHICLE PRE | 106 JOE FRANK HARRIS BLVD | BRUNSWICK | Glynn | 9063047 | 2 | [5 empty] | Removed from Ground | Gas (Historical Use) | 4000 | Cathodically Protected Steel | 1987-12-31 | 1995-04-07 | Galvanized Steel | Pressurized
GARY C ROOKS | RT 3 BOX 54 | BRUNSWICK | Glynn | 9063017 | 1 | [5 empty] | Removed from Ground | Empty | 1000 | Bare Steel | 1970-01-01 | 1983-07-01 | Galvanized Steel
J D MOORE OIL CO | 210 PERRY LANE RD | BRUNSWICK | Glynn | 10000063 | 3A | Flapper Valve | 2002-02-15 | FALSE | 2002-02-15 | FALSE | Currently in Use | Regular | 6000 | Composite | 2002-02-15 |  | Fiberglass Reinforced Plastic | Pressurized
GLYNN COUNTY FIRE DEPARTMENT #1 | 235 OLD JESUP RD | BRUNSWICK | Glynn | 9063099 | 3B |  | 1998-04-01 |  | 1998-04-01 |  | Removed from Ground | Diesel | 6000 | Composite | 1998-04-01 | 2013-03-05 | Double-Walled Flex | Safe Suction (Euro)
OM FOOD MART | 1306 OLD JESUP | BRUNSWICK | Glynn | 9063105 | 1 | Flapper Valve | 1989-11-04 | FALSE | 1989-11-04 | FALSE | Currently in Use | Regular | 6000 | Steel-Impressed Current | 1989-11-04 |  | Steel (Impressed Current) | Pressurized
FRIENDLY EXPRESS #38 | 7208 NEW JESUP HWY | BRUNSWICK | Glynn | 9063083 | 2 |  | 1998-09-30 | FALSE | 1998-09-30 | FALSE | Currently in Use | Premium | 6000 | Steel-Impressed Current | 1977-01-01 |  |  | Pressurized
BST/BRUNSWICK/R2240 | 2627 NORWICH ST | BRUNSWICK | Glynn | 630199 | 2 | [5 empty] | Removed from Ground | Diesel | 2000 | Fiberglass Double Walled | 1955-01-01 | 1993-05-06 | Copper | Suction (American)
RYDER TRUCK RENTAL LOC 0252 | 550 YOUNG LANE | BRUNSWICK | Glynn | 630204 | 4 |  |  | TRUE |  | TRUE | Removed from Ground | Used Oil | 2000 | Fiberglass | 1974-01-04 | 1996-03-11 | Bare Steel | Gravity Fed
HUGHES SUPPLY INC | 1700 FIRST ST | BRUNSWICK | Glynn | 630208 | 1 | [5 empty] | Removed from Ground | Gas (Historical Use) | 500 | Bare Steel | 1966-06-07 | 1996-12-14 | Galvanized Steel
GLYNN CONCRETE CO | 4500 HABERSHAM ST | BRUNSWICK | Glynn | 630209 | 1 | [5 empty] | Closed in Ground | Diesel | 10000 | Bare Steel | 1972-06-16 | 1988-11-01 | Galvanized Steel
EZ-SERVE #631 | 3227 NORWICH ST | BRUNSWICK | Glynn | 630210 | 3 |  | 1993-09-30 |  | 1993-09-30 |  | Removed from Ground | Gas (Historical Use) | 4000 | Steel-Impressed Current | 1984-05-13 | 2001-06-22 | Galvanized Steel | Safe Suction (Euro)
DAYS INN MOTEL | 409 NEW JESUP HWY | BRUNSWICK | Glynn | 630217 | 2 | [5 empty] | Removed from Ground | Gas (Historical Use) | 10000 | Bare Steel | 1972-01-05 | 1991-05-11 | Galvanized Steel
DASH FOOD MART | 3900 NEWCASTLE ST | BRUNSWICK | Glynn | 9000427 | 4 | Ball Float | 1989-10-10 | FALSE | 1989-10-10 | FALSE | Currently in Use | Premium | 6000 | Composite | 1989-10-19 |  | Fiberglass Reinforced Plastic | Pressurized
DASH FOOD MART | 3900 NEWCASTLE ST | BRUNSWICK | Glynn | 9000427 | 1 |  |  | FALSE |  | FALSE | Removed from Ground | Gas (Historical Use) | 4000 | Bare Steel | 1984-02-25 | 1899-12-31 | Galvanized Steel
FRIENDLY EXPRESS #56 | 3320 GLYNN AVE | BRUNSWICK | Glynn | 9000408 | 3 | [5 empty] | Removed from Ground | Gas (Historical Use) | 6000 | Bare Steel | 1980-02-26 | 1989-08-23 | Galvanized Steel
GLYNN COUNTY BD OF EDUCATION | 2400 STONEWALL ST | BRUNSWICK | Glynn | 9063125 | 3 |  | 1997-07-01 |  | 1997-07-01 |  | Removed from Ground | Gas (Historical Use) | 8000 | Cathodically Protected Steel | 1998-12-16 | 2013-09-12 | Cathodically Protected | Suction (American)
SHELL FOOD MART 22 | 127 CYPRESS MILL RD | BRUNSWICK | Glynn | 9063098 | 1 | Flapper Valve | 1990-02-01 | FALSE | 1990-02-01 | FALSE | Currently in Use | Regular | 6000 | Steel-Impressed Current | 1990-02-01 |  |  | Pressurized
JEKYLL ISLAND | TOWER 4 SOUTH END OF ISLAND | JEKYLL ISLAND | Glynn | 9063145 | 1 |  |  | FALSE |  | FALSE | Removed from Ground | Diesel | 1000 |  | 1998-03-13 | 1998-03-13
JEKYLL ISLAND FINA | BEN FORTSON PKWY | JEKYLL ISLAND | Glynn | 630106 | 3 | [5 empty] | Removed from Ground | Gas (Historical Use) | 8000 | Fiberglass | 1973-04-25 | 1997-11-26 | Bare Steel
JEKYLL ISLAND/MARINA | 4111 KNIGHT ST | JEKYLL ISLAND | Glynn | 9000381 | 3 |  | 1997-11-27 |  | 1997-11-27 |  | Removed from Ground | Diesel | 4000 | Double Walled | 1997-11-27 | 2009-11-04 | Fiberglass Reinforced Plastic | Pressurized
LOVES TRAVEL STOP #405 | 2766 US HWY 17 S | BRUNSWICK | Glynn | 9063140 | 1C | Ball Float | 1995-12-01 | FALSE | 1995-12-01 | FALSE | Currently in Use | Diesel | 20000 | Fiberglass | 1995-12-01 |  | Double-Walled Fiberglass | Pressurized
OM FOOD MART | 1306 OLD JESUP | BRUNSWICK | Glynn | 9063105 | 3 | Flapper Valve | 1989-11-04 | FALSE | 1989-11-04 | FALSE | Currently in Use | Premium | 6000 | Steel-Impressed Current | 1989-11-04 |  | Steel (Impressed Current) | Pressurized
SHELL FOOD MART 22 | 127 CYPRESS MILL RD | BRUNSWICK | Glynn | 9063098 | 2 | Flapper Valve | 1990-02-01 | FALSE | 1990-02-01 | FALSE | Currently in Use | Regular | 6000 | Steel-Impressed Current | 1990-02-01 |  |  | Pressurized
BAGGETTS AMOCO | 5020 NEW JESUP HWY | BRUNSWICK | Glynn | 9063021 | 10 | [5 empty] | Removed from Ground | Gas (Historical Use) | 4000 | Not Marked/Unknown | 1974-01-01 | 1974-01-01 | Not Marked
BMW OF NORTH AMERICA/VEHICLE PRE | 106 JOE FRANK HARRIS BLVD | BRUNSWICK | Glynn | 9063047 | 1 | [5 empty] | Removed from Ground | Gas (Historical Use) | 4000 | Cathodically Protected Steel | 1987-12-31 | 1995-04-07 | Galvanized Steel | Pressurized
GLYNN COUNTY PUBLIC SAFETY COMPLEX/STATION 8 | 157 PUBLIC SAFETY BLVD | BRUNSWICK | Glynn | 10000093 | 1 | Flapper Valve | 2001-11-01 | FALSE | 2001-11-01 | FALSE | Currently in Use | Diesel | 20000 | Galvanic (STIP-3) | 2001-11-01 |  | Double-Walled Fiberglass | Suction (American)
COASTAL RESOURCES DIVISION | 1 CONSERVATION WY | BRUNSWICK | Glynn | 10000559 | 2 | Flapper Valve | 2003-07-15 | FALSE | 2003-07-15 | FALSE | Currently in Use | Diesel | 2500 | Fiberglass Double Walled | 2003-07-15 |  | Double-Walled Fiberglass | Pressurized
ZELL ENTERPRISES | 3313 GLYNN AVENUE | BRUNSWICK | Glynn | 10000577 | 2 |  |  | FALSE |  | FALSE | Removed from Ground | Gas (Historical Use) | 4000 | Bare Steel | 2003-12-22 | 2003-12-22
BRUNSWICK CELLULOSE INC | 1400 WEST NINTH STREET | BRUNSWICK | Glynn | 10001045 | 1 |  |  | FALSE |  | FALSE | Closed in Ground | Used Oil | 1000 | Fiberglass | 1979-01-01 | 1986-01-01
MS RHEANON PHILLIPS | 2923 NORWICH ST | BRUNSWICK | Glynn | 10002258 | 3 |  |  | FALSE |  | FALSE | Removed from Ground | Not Marked | 4000 | Unknown | 2013-09-18 | 2013-10-07 | Unknown
WALMART NEIGHBORHOOD MARKET #2840 | 4515 ALTAMA AVE | BRUNSWICK | Glynn | 10002411 | 2A | Flapper Valve | 2015-01-12 | FALSE | 2014-09-19 | FALSE | Currently in Use | Premium | 8000 | Fiberglass Double Walled | 2014-09-09 |  | Double-Walled Flex | Pressurized
JEKYLL ISLAND/AIRPORT | AIRPORT | JEKYLL ISLAND | Glynn | 9063008 | 41 | [5 empty] | Removed from Ground | Other | 6000 | Bare Steel | 1965-01-01 | 1996-05-21 | Galvanized Steel
GLYNN COUNTY PUBLIC WORKS DEPART | 4145 NORWICH ST EXTENSION | BRUNSWICK | Glynn | 9063023 | 8 | [5 empty] | Removed from Ground | Gas (Historical Use) | 20000 | Bare Steel | 1964-01-01 | 1998-05-01 | Galvanized Steel
BRUNSWICK COCA-COLA BOTTLING CO | 508 MANSFIELD ST | BRUNSWICK | Glynn | 9063022 | 1 |  | 1996-02-18 |  | 1996-02-18 |  | Removed from Ground | Diesel | 6000 | Fiberglass | 1978-01-01 | 2006-03-02 | Fiberglass Reinforced Plastic | Safe Suction (Euro)
H&H SVC STA/OLD VACANT SERVICE S | 1503 GLOUCESTER ST | BRUNSWICK | Glynn | 9063056 | 2 | [5 empty] | Permanently Out of Use - historical purposes | Gas (Historical Use) | 4000 | Bare Steel |  | 1899-12-31 | Galvanized Steel
BMW OF NORTH AMERICA/VEHICLE PRE | 106 JOE FRANK HARRIS BLVD | BRUNSWICK | Glynn | 9063047 | 3 |  |  | TRUE |  | TRUE | Removed from Ground | Used Oil | 250 | Composite | 1987-11-12 | 1995-04-07 | Galvanized Steel | Gravity Fed
NORWICH ST. EXXON | 3330 NORWICH ST | BRUNSWICK | Glynn | 630104 | 2 | [5 empty] | Removed from Ground | Gas (Historical Use) | 4000 | Bare Steel | 1966-04-28 | 2005-04-28 | Galvanized Steel
MS RHEANON PHILLIPS | 2923 NORWICH ST | BRUNSWICK | Glynn | 10002258 | 1 |  |  | FALSE |  | FALSE | Removed from Ground | Not Marked | 4000 | Unknown | 2013-09-18 | 2013-10-07 | Unknown
FORMER WATCH SECURITY | 3105 JOHNSTON CIRCLE | BRUNSWICK | Glynn | 10002291 | 1 |  |  | FALSE |  | FALSE | Removed from Ground | Not Marked/Tank Removed | 1000 | Bare Steel | 1970-01-01 | 2013-12-01 | Bare Steel
JEKYLL ISLAND/PATROL & WELCOME C | BEN FORTSON PKWY | JEKYLL ISLAND | Glynn | 9063011 | 22 | [5 empty] | Removed from Ground | Gas (Historical Use) | 5000 | Bare Steel | 1998-02-12 | 1998-02-12 | Galvanized Steel
Circle K 2745001 | 50 BEN FORTSON PKWY | JEKYLL ISLAND | Glynn | 10001935 | 2 | Flapper Valve | 2010-08-24 | FALSE | 2010-08-24 | FALSE | Currently in Use | Premium | 6000 | Composite Double Walled | 2010-08-24 |  | Double-Walled Flex | Pressurized
NORWICH ST. EXXON | 3330 NORWICH ST | BRUNSWICK | Glynn | 630104 | 1 | [5 empty] | Removed from Ground | Gas (Historical Use) | 4000 | Bare Steel | 1966-04-28 | 2005-04-28 | Galvanized Steel
MS RHEANON PHILLIPS | 2923 NORWICH ST | BRUNSWICK | Glynn | 10002258 | 2 |  |  | FALSE |  | FALSE | Removed from Ground | Not Marked | 4000 | Unknown | 2013-09-18 | 2013-10-07 | Unknown
JEKYLL ISLAND | TOWER 4 SOUTH END OF ISLAND | JEKYLL ISLAND | Glynn | 9063145 | 2 |  | 1998-04-01 | FALSE | 1998-04-01 | FALSE | Currently in Use | Diesel | 1000 | Fiberglass Double Walled | 1998-04-01 |  | Double-Walled Fiberglass | Safe Suction (Euro)
Circle K 2745001 | 50 BEN FORTSON PKWY | JEKYLL ISLAND | Glynn | 10001935 | 1 | Flapper Valve | 2010-08-24 | FALSE | 2010-08-24 | FALSE | Currently in Use | Regular | 12000 | Composite Double Walled | 2010-08-24 |  | Double-Walled Flex | Pressurized
BUNKYS #2 | 2801 GLYNN AVE | BRUNSWICK | Glynn | 630193 | 1 | Flapper Valve | 1997-11-20 | FALSE | 1997-11-20 | FALSE | Currently in Use | Regular | 10000 | Steel-Impressed Current | 1981-05-08 |  | Steel (Impressed Current) | Pressurized
BUNKYS #2 | 2801 GLYNN AVE | BRUNSWICK | Glynn | 630193 | 4 | Flapper Valve | 1997-11-20 |  | 1997-11-20 |  | Currently in Use | Diesel | 10000 | Steel-Impressed Current | 1980-05-01 |  | Steel (Impressed Current) | Pressurized
ZELL ENTERPRISES | 3313 GLYNN AVENUE | BRUNSWICK | Glynn | 10000577 | 1 |  |  | FALSE |  | FALSE | Removed from Ground | Gas (Historical Use) | 4000 | Bare Steel | 2003-12-22 | 2003-12-22
FRIENDLY EXPRESS #56 | 3320 GLYNN AVE | BRUNSWICK | Glynn | 9000408 | 4 |  | 1989-08-24 |  | 1989-08-24 |  | Removed from Ground | Gas (Historical Use) | 6000 | Composite | 1989-08-24 | 2004-10-14 | Fiberglass Reinforced Plastic | Pressurized
BRUNSWICK FIRE DEPT | 1201 GLOUCESTER STREET | BRUNSWICK | Glynn | 9063137 | 1 | [5 empty] | Removed from Ground | Diesel | 500 | Bare Steel | 1984-04-01 | 1999-04-01 | Galvanized Steel | Suction (American)
FORMER ED POWERS AMOCO | 2724 HWY 17 S | BRUNSWICK | Glynn | 9063124 | 2 | [5 empty] | Removed from Ground | Gas (Historical Use) | 0 | Bare Steel | 1977-03-01 | 2003-04-07 | Galvanized Steel | Pressurized
INTERNATIONAL AUTO PROCESSING | SCEM RD | BRUNSWICK | Glynn | 9063096 | 1 |  | 1989-01-01 |  | 1989-01-01 |  | Removed from Ground | Diesel | 20000 | Cathodically Protected Steel | 1989-01-01 | 1995-01-01 | Galvanized Steel | Pressurized
BAGGETTS AMOCO | 5020 NEW JESUP HWY | BRUNSWICK | Glynn | 9063021 | 8 |  | 1996-07-02 |  | 1996-07-02 |  | Removed from Ground | Gas (Historical Use) | 10000 | Composite | 1996-07-02 | 2004-10-01 | Fiberglass Reinforced Plastic | Pressurized
BAGGETTS AMOCO | 5020 NEW JESUP HWY | BRUNSWICK | Glynn | 9063021 | 2 |  | 1974-01-01 |  | 1974-01-01 |  | Removed from Ground | Gas (Historical Use) | 8000 | Bare Steel | 1974-01-01 | 1996-06-17 | Galvanized Steel | Pressurized
H&H SVC STA/OLD VACANT SERVICE S | 1503 GLOUCESTER ST | BRUNSWICK | Glynn | 9063056 | 3 | [5 empty] | Removed from Ground | Gas (Historical Use) | 3000 | Bare Steel | 1974-01-01 | 1994-04-01 | Galvanized Steel | Suction (American)
MS RHEANON PHILLIPS | 2923 NORWICH ST | BRUNSWICK | Glynn | 10002258 | 6 |  |  | FALSE |  | FALSE | Removed from Ground | Used Oil | 500 | Unknown | 2013-10-07 | 2013-10-07 | Unknown
JEKYLL ISLAND | TOWER 3 NORTH END OF ISLAND | JEKYLL ISLAND | Glynn | 9063146 | 1 |  |  | FALSE |  | FALSE | Removed from Ground | Diesel | 1000 |  | 1998-03-12 | 1998-03-12
JEKYLL ISLAND/MARINA | 4111 KNIGHT ST | JEKYLL ISLAND | Glynn | 9000381 | 1 | [5 empty] | Removed from Ground | Diesel | 4000 | Galvanic (STIP-3) | 1992-01-01 | 1997-11-26 | Fiberglass Reinforced Plastic | Pressurized
FORMER CLOISTER HOTEL | SEA ISLAND/2ND ST | SEA ISLAND | Glynn | 10000588 | 2 |  |  | FALSE |  | FALSE | Removed from Ground | Diesel | 300 | Bare Steel | 2004-03-05 | 2004-03-05
SERVICE STATION (FORMER) | THIRD ST | SEA ISLAND | Glynn | 630235 | 1 | [5 empty] | Removed from Ground | Gas (Historical Use) | 2000 | Bare Steel | 1994-12-15 | 1994-12-15 | Not Marked
WALMART NEIGHBORHOOD MARKET #2840 | 4515 ALTAMA AVE | BRUNSWICK | Glynn | 10002411 | 2B |  | 2015-01-12 | FALSE | 2014-09-19 | FALSE | Currently in Use | Diesel | 7000 | Fiberglass Double Walled | 2014-09-09 |  | Double-Walled Flex | Pressurized
JEKYLL ISLAND/CHRISTMAS SHOP | CHRISTMAS SHOP | JEKYLL ISLAND | Glynn | 9063009 | 5 | [5 empty] | Removed from Ground | Gas (Historical Use) | 500 | Bare Steel | 1996-05-21 | 1996-05-21 | Galvanized Steel
JEKYLL ISLAND/NEW MAINTENANCE AR | NEW MAINTENANCE AREA | JEKYLL ISLAND | Glynn | 9063010 | 46 | Flapper Valve | 1998-02-18 | FALSE | 1998-02-18 | FALSE | Currently in Use | Diesel | 4000 | Fiberglass | 1998-02-18 |  | Fiberglass Reinforced Plastic | Safe Suction (Euro)
JEKYLL ISLAND/NEW MAINTENANCE AR | NEW MAINTENANCE AREA | JEKYLL ISLAND | Glynn | 9063010 | 43 |  |  | FALSE |  | FALSE | Removed from Ground | Gas (Historical Use) | 10000 |  | 1988-01-12 | 1998-02-12 | Fiberglass Reinforced Plastic
JEKYLL ISLAND FINA | BEN FORTSON PKWY | JEKYLL ISLAND | Glynn | 630106 | 2 | [5 empty] | Removed from Ground | Gas (Historical Use) | 8000 | Fiberglass | 1973-04-25 | 1997-11-26 | Bare Steel
JEKYLL ISLAND/MARINA | 4111 KNIGHT ST | JEKYLL ISLAND | Glynn | 9000381 | 2 |  | 1997-11-27 |  | 1997-11-27 |  | Removed from Ground | Gas (Historical Use) | 4000 | Double Walled | 1997-11-27 | 2009-11-03 | Fiberglass Reinforced Plastic | Pressurized
SERVICE STATION (FORMER) | THIRD ST | SEA ISLAND | Glynn | 630235 | 2 | [5 empty] | Removed from Ground | Gas (Historical Use) | 1000 | Bare Steel | 1994-12-15 | 1994-12-15 | Not Marked
FORMER ED POWERS AMOCO | 2724 HWY 17 S | BRUNSWICK | Glynn | 9063124 | 4 | [5 empty] | Removed from Ground | Gas (Historical Use) | 0 | Bare Steel | 1977-03-01 | 2003-04-07 | Galvanized Steel | Pressurized
FORMER ED POWERS AMOCO | 2724 HWY 17 S | BRUNSWICK | Glynn | 9063124 | 1 | [5 empty] | Removed from Ground | Gas (Historical Use) | 0 | Bare Steel | 1977-03-01 | 2003-04-07 | Galvanized Steel | Pressurized
BAGGETTS AMOCO | 5020 NEW JESUP HWY | BRUNSWICK | Glynn | 9063021 | 7 |  | 1996-07-02 |  | 1996-07-02 |  | Removed from Ground | Gas (Historical Use) | 10000 | Composite | 1996-07-02 | 2004-10-01 | Fiberglass Reinforced Plastic | Pressurized
BAGGETTS AMOCO | 5020 NEW JESUP HWY | BRUNSWICK | Glynn | 9063021 | 4 |  | 1974-01-01 |  | 1974-01-01 |  | Removed from Ground | Gas (Historical Use) | 6000 | Bare Steel | 1974-01-01 | 1996-06-17 | Galvanized Steel | Pressurized
ARNIES/STUCKEYS | I-95 & RT 341 | BRUNSWICK | Glynn | 9063059 | 2 | [5 empty] | Removed from Ground | Gas (Historical Use) | 10000 | Not Marked/Unknown | 1993-07-01 | 1993-07-01 | Not Marked
BUNKYS #2 | 2801 GLYNN AVE | BRUNSWICK | Glynn | 630193 | 2 | Flapper Valve | 1997-11-20 | FALSE | 1997-11-20 | FALSE | Currently in Use | Regular | 10000 | Steel-Impressed Current | 1980-05-01 |  | Steel (Impressed Current) | Pressurized
JEKYLL ISLAND FINA | BEN FORTSON PKWY | JEKYLL ISLAND | Glynn | 630106 | 1 | [5 empty] | Removed from Ground | Gas (Historical Use) | 10000 | Fiberglass | 1974-04-25 | 1997-11-26 | Bare Steel
SHELL FOOD MART 22 | 127 CYPRESS MILL RD | BRUNSWICK | Glynn | 9063098 | 4 |  | 1990-02-01 |  | 1990-02-01 |  | Temporarily out of use | Kerosene | 2000 | Steel-Impressed Current | 1990-02-01 |  |  | Safe Suction (Euro)
BAGGETTS AMOCO | 5020 NEW JESUP HWY | BRUNSWICK | Glynn | 9063021 | 1 |  | 1974-01-01 |  | 1974-01-01 |  | Removed from Ground | Gas (Historical Use) | 8000 | Bare Steel | 1974-01-01 | 1996-06-17 | Galvanized Steel | Pressurized
SOUTHEAST PAVING | HWY 17 SOUTH | BRUNSWICK | Glynn | 9063043 | 3 | [5 empty] | Closed in Ground | Other | 2000 | Bare Steel | 1951-01-01 | 1991-05-01 | Bare Steel
MS RHEANON PHILLIPS | 2923 NORWICH ST | BRUNSWICK | Glynn | 10002258 | 4 |  |  | FALSE |  | FALSE | Removed from Ground | Not Marked | 4000 | Unknown | 2013-09-18 | 2013-10-07 | Unknown
MS RHEANON PHILLIPS | 2923 NORWICH ST | BRUNSWICK | Glynn | 10002258 | 5 |  |  | FALSE |  | FALSE | Removed from Ground | Not Marked | 3000 | Unknown | 2013-09-18 | 2013-10-07 | Unknown
PUMP N GO | 5004 NEW JESUP HWY | BRUNSWICK | Glynn | 10001402 | 4 |  | 2007-04-01 | FALSE | 2007-04-01 | FALSE | Currently in Use | Diesel | 8000 | Composite | 2007-04-24 |  | Double-Walled Fiberglass | Pressurized
JEKYLL ISLAND FINA | BEN FORTSON PKWY | JEKYLL ISLAND | Glynn | 630106 | 4 |  |  | TRUE |  | TRUE | Removed from Ground | Used Oil | 560 | Bare Steel | 1973-04-25 | 1997-11-26 | Bare Steel
JEKYLL ISLAND FINA | BEN FORTSON PKWY | JEKYLL ISLAND | Glynn | 630106 | 5 |  | 1997-11-18 |  | 1997-11-18 |  | Removed from Ground | Gas (Historical Use) | 10000 | Fiberglass | 1997-11-18 | 2009-10-14 | Fiberglass Reinforced Plastic | Pressurized
FORMER CLOISTER HOTEL | SEA ISLAND/2ND ST | SEA ISLAND | Glynn | 10000588 | 1 |  |  | FALSE |  | FALSE | Removed from Ground | Diesel | 300 | Bare Steel | 2004-03-05 | 2004-03-05 | Galvanized Steel
CIRCLE K 2705376 | 4041 COMMUNITY RD | BRUNSWICK | Glynn | 9063072 | 2 | Ball Float | 1993-12-02 | FALSE | 1993-12-02 | FALSE | Currently in Use |  | 12000 | Fiberglass | 1993-12-02 |  | Double-Walled Flex | Pressurized
GLYNN COUNTY PUBLIC WORKS DEPART | 4145 NORWICH ST EXTENSION | BRUNSWICK | Glynn | 9063023 | 12 | Flapper Valve | 1997-11-01 | FALSE | 1997-11-01 | FALSE | Currently in Use | Regular | 10000 | Composite | 1997-11-01 |  | Double-Walled Flex | Safe Suction (Euro)
GLYNN COUNTY PUBLIC WORKS DEPART | 4145 NORWICH ST EXTENSION | BRUNSWICK | Glynn | 9063023 | 2 | [5 empty] | Removed from Ground | Empty | 500 | Bare Steel | 1970-01-01 | 1989-12-04 | Galvanized Steel
GLYNN COUNTY SANITARY LANDFILL | 1129 B OLD CATE RD | BRUNSWICK | Glynn | 9063032 | 1 | [5 empty] | Removed from Ground | Empty | 15000 | Bare Steel | 1972-05-01 | 1994-10-04 | Bare Steel
GLYNN COUNTY DETENTION CENTER | 1812 NEWCASTLE ST | BRUNSWICK | Glynn | 9063033 | 3 |  | 1998-09-01 | FALSE | 1998-09-01 | FALSE | Removed from Ground | Diesel | 1000 | Composite | 1998-09-01 | 1998-08-01 | Double-Walled Fiberglass | Suction (American)
ALTAMA EQUIP RENTAL | 2520 TARA LN | BRUNSWICK | Glynn | 9063063 | 2 | [5 empty] | Removed from Ground | Diesel | 2000 | Bare Steel | 1985-02-06 | 1995-04-01 | Galvanized Steel | Safe Suction (Euro)
CROWN/ZIPPY MART GA-524 | 3700 NORWICH AVE | BRUNSWICK | Glynn | 9063005 | 1 | [5 empty] | Removed from Ground | Empty | 0 | Marked Unknown | 1991-10-15 | 1991-10-15 | Unknown
ABANDONED STATION | SOUTH OF US HWY 82 ON US HWY 17 | BRUNSWICK | Glynn | 9063002 | 2 | [5 empty] | Removed from Ground | Gas (Historical Use) | 0 | Not Marked/Unknown | 1966-01-01 | 1991-05-01 | Not Marked
TOMMYS CORNER | 6010 NEW JESUP HWY | BRUNSWICK | Glynn | 10000333 | 2 | Flapper Valve | 2002-09-01 | FALSE | 2002-09-01 | FALSE | Currently in Use | Premium | 4000 | Epoxy | 2002-09-01 |  | Fiberglass Reinforced Plastic | Pressurized
COASTAL RESOURCES DIVISION | 1 CONSERVATION WY | BRUNSWICK | Glynn | 10000559 | 1 | Flapper Valve | 2003-07-15 | FALSE | 2003-07-15 | FALSE | Currently in Use | E-0 | 2500 | Fiberglass Double Walled | 2003-07-15 |  | Double-Walled Fiberglass | Pressurized
BRUNSWICK TA SHOP | 215 DUNGENESS DR | BRUNSWICK | Glynn | 10001157 | 1 |  | 2006-02-20 | FALSE | 2006-02-20 | FALSE | Currently in Use | New Oil | 8000 | Fiberglass Double Walled | 2006-02-15 |  | Double-Walled Fiberglass | Safe Suction (Euro)
SATILLA | RT 5 BOX 938 | BRUNSWICK | Glynn | 630097 | 5 | [5 empty] | Removed from Ground | Gas (Historical Use) | 1000 | Bare Steel | 1970-04-14 | 1988-01-01 | Unknown
SATILLA | RT 5 BOX 938 | BRUNSWICK | Glynn | 630097 | 4 | [5 empty] | Removed from Ground | Gas (Historical Use) | 560 | Bare Steel | 1970-04-14 | 1988-01-01 | Unknown
SEARS #2065 | 3 MALL BLVD | BRUNSWICK | Glynn | 630078 | 2 |  |  | TRUE |  | TRUE | Removed from Ground | Used Oil | 500 | Fiberglass | 1985-01-01 | 1993-11-11 | Galvanized Steel
NALLEY BRUNSWICK AUTO/NALLEY HON | 178 ATLAMA CONNECTOR | BRUNSWICK | Glynn | 9063016 | 1 | [5 empty] | Removed from Ground | Gas (Historical Use) | 10000 | Bare Steel | 1988-03-01 | 1997-11-19 | Galvanized Steel | Pressurized
GLYNN COUNTY FIRE DEPARTMENT #3 | 127 GRANTS FERRY RD | BRUNSWICK | Glynn | 9063101 | 2 | [5 empty] | Removed from Ground | Diesel | 1000 | Bare Steel | 1998-05-01 | 1998-05-01 | Galvanized Steel | Suction (American)
FLYING J TRAVEL PLAZA #627 | 2990 US HWY 17 SOUTH | BRUNSWICK | Glynn | 9063138 | 1 | Flapper Valve | 1996-09-01 | FALSE | 1996-09-01 | FALSE | Currently in Use | Diesel | 20000 | Fiberglass Double Walled | 1996-08-01 |  | Double-Walled Fiberglass | Pressurized
Racetrac#675 | 450 CANAL ROAD | BRUNSWICK | Glynn | 9063157 | 2 | Overfill Alarm | 2000-03-01 | FALSE | 2000-03-01 | FALSE | Currently in Use | Diesel | 12000 | Composite Double Walled | 2000-02-10 |  | Double-Walled Fiberglass | Pressurized
GLYNCO AIRPORT | 500 CONNOLE STREET | BRUNSWICK | Glynn | 9063148 | 1 | [5 empty] | Removed from Ground | Diesel | 2000 | Not Marked/Unknown | 1998-08-01 | 1998-08-01 | Not Marked
BRUNSWICK TA | 185 DUNGENESS DR | BRUNSWICK | Glynn | 630196 | 6 | Ball Float | 1993-01-01 | TRUE | 1993-01-01 | TRUE | Removed from Ground | Used Oil | 8000 | Fiberglass Double Walled | 1993-03-01 | 2009-08-26 | Fiberglass Reinforced Plastic | Gravity Fed
BRUNSWICK TA | 185 DUNGENESS DR | BRUNSWICK | Glynn | 630196 | 8 | Flapper Valve | 2007-03-23 | FALSE | 2007-03-23 | FALSE | Currently in Use | Gas (Historical Use) | 30000 | Fiberglass Double Walled | 2007-03-23 |  | Double-Walled Fiberglass | Pressurized
BRUNSWICK TA | 185 DUNGENESS DR | BRUNSWICK | Glynn | 630196 | 9 | Flapper Valve | 2007-03-23 | FALSE | 2007-03-23 | FALSE | Currently in Use | Gas (Historical Use) | 8000 | Fiberglass Double Walled | 2007-03-23 |  | Double-Walled Fiberglass | Pressurized
BRUNSWICK JOB CORPS CTR | 4401 GLYNCO IND PARK | BRUNSWICK | Glynn | 630234 | 2 | [5 empty] | Removed from Ground | Diesel | 275 | Bare Steel | 1967-01-06 | 1899-12-31 | Galvanized Steel
MERRITT & SON | 1280 CANAL RD | BRUNSWICK | Glynn | 9063119 | 1 | Flapper Valve | 1998-12-01 |  | 1998-12-01 |  | Removed from Ground | Diesel | 10000 | Fiberglass | 1992-08-01 | 2011-09-01 | Fiberglass Reinforced Plastic | Safe Suction (Euro)
Coastal Mart | 7552 Blythe Island Hwy | Brunswick | Glynn | 9063107 | 4A |  | 1999-02-01 | FALSE | 1999-02-01 | FALSE | Currently in Use | Regular | 8000 | Composite | 1999-02-01 |  | Fiberglass Reinforced Plastic | Pressurized
Coastal Mart | 7552 Blythe Island Hwy | Brunswick | Glynn | 9063107 | 4A |  | 1999-02-01 | FALSE | 1999-02-01 | FALSE | Currently in Use | Regular | 8000 | Composite | 1999-02-01 |  | Fiberglass Reinforced Plastic | Pressurized
Coastal Mart | 7552 Blythe Island Hwy | Brunswick | Glynn | 9063107 | 4A |  | 1999-02-01 | FALSE | 1999-02-01 | FALSE | Currently in Use | Regular | 8000 | Composite | 1999-02-01 |  | Fiberglass Reinforced Plastic | Pressurized
Coastal Mart | 7552 Blythe Island Hwy | Brunswick | Glynn | 9063107 | 4A |  | 1999-02-01 | FALSE | 1999-02-01 | FALSE | Currently in Use | Regular | 8000 | Composite | 1999-02-01 |  | Fiberglass Reinforced Plastic | Pressurized
MR PETE'S | 5264 NEW JESUP HWY | BRUNSWICK | Glynn | 630232 | 4 |  | 1997-06-25 |  | 1997-06-25 |  | Temporarily out of use | Diesel | 10000 | Steel-Impressed Current | 1984-05-08 |  | Fiberglass Reinforced Plastic | Pressurized
STOP N SHOP FKA R & S BP | 5248 JESSUP HWY | BRUNSWICK | Glynn | 630085 | 1 |  | 1998-12-23 |  | 1998-12-23 |  | Removed from Ground | Gas (Historical Use) | 8000 | Steel-Impressed Current | 1982-04-24 | 2000-03-28 | Cathodically Protected | Pressurized
STOP N SHOP FKA R & S BP | 5248 JESSUP HWY | BRUNSWICK | Glynn | 630085 | 7 | Flapper Valve | 2000-04-22 |  | 2000-04-22 |  | Removed from Ground | Diesel | 8000 | Fiberglass Double Walled | 2000-04-22 | 2011-12-13 | Secondary Containment | Pressurized
PARKER'S ALTAMA | 5693 ALTAMA AVE | BRUNSWICK | Glynn | 630005 | 1 | Flapper Valve | 1996-02-01 | FALSE | 1996-02-01 | FALSE | Currently in Use | Premium | 8000 | Galvanic (STIP-3) | 1985-02-25 |  | Double Walled | Pressurized
RACETRAC SERVICE STATION #250 | I-95 & US HWY 341 | BRUNSWICK | Glynn | 630186 | 2 |  | 1983-01-01 |  | 1983-01-01 |  | Removed from Ground | Gas (Historical Use) | 12000 | Steel-Impressed Current | 1978-05-10 | 2000-06-01 | Cathodically Protected | Pressurized
GLYNN CO FIRE DEPT #6 | 3320 US HWY 17 S (JUST SOUTH | BRUNSWICK | Glynn | 9063053 | 1 | [5 empty] | Closed in Ground | Gas (Historical Use) | 2000 | Bare Steel | 1992-09-22 | 1992-09-22 | Galvanized Steel | Suction (American)
GLYNCO NAS | 119 AIRPORT ROAD | ST SIMONS ISLAND | Glynn | 10001768 | 1 |  |  | FALSE |  | FALSE | Removed from Ground | Diesel | 1050 | Unknown | 2001-10-11 | 2001-10-11 | Unknown
THE LODGE GOLF COURSE MAINTENANCE FACILITY | 100 RETREAT AVE | ST SIMONS ISLAND | Glynn | 10001957 | 1 |  |  | FALSE |  | FALSE | Removed from Ground | Gas (Historical Use) | 0 | Unknown |  | 1899-12-31 | Unknown
SEA PALMS GOLF & TENNIS RESORT | 5445 FREDERICA RD | ST SIMONS ISLAND | Glynn | 9063004 | 7 | Flapper Valve | 2007-01-01 | FALSE | 2007-01-01 | FALSE | Currently in Use | Diesel | 2000 | Composite | 2007-01-01 |  | Fiberglass Reinforced Plastic | Safe Suction (Euro)
SEA PALMS GOLF & TENNIS RESORT | 5445 FREDERICA RD | ST SIMONS ISLAND | Glynn | 9063004 | 5 |  | 1998-11-01 |  | 1998-11-01 |  | Removed from Ground | Diesel | 0 | Cathodically Protected Steel | 1985-01-01 | 2006-04-21 | Cathodically Protected | Suction (American)
JENKINS ENTERPRISES DIXIE SERVIC | 4262 NORWICH ST | BRUNSWICK | Glynn | 630066 | 2 | [5 empty] | Removed from Ground | Gas (Historical Use) | 8000 | Bare Steel | 1973-03-16 | 1997-02-01 | Galvanized Steel
BRUNSWICK TA | 185 DUNGENESS DR | BRUNSWICK | Glynn | 630196 | 11 | Flapper Valve | 2013-12-23 | FALSE | 2013-08-16 | FALSE | Currently in Use | Diesel | 30000 | Fiberglass Double Walled | 2013-08-18 |  | Double-Walled Fiberglass | Pressurized
GARY LEE'S MARKET | 3636 HWY 82 | BRUNSWICK | Glynn | 630160 | 3 | [5 empty] | Removed from Ground | Gas (Historical Use) | 2000 | Bare Steel | 1986-01-15 | 2000-03-01 | Galvanized Steel | Safe Suction (Euro)
GLYNN CO FIRE DEPT #6 | 3320 US HWY 17 S (JUST SOUTH | BRUNSWICK | Glynn | 9063053 | 7A |  | 1999-01-01 |  | 1999-01-01 |  | Removed from Ground | Gas (Historical Use) | 2000 | Composite | 1999-01-01 | 2013-03-11 | Double-Walled Flex | Safe Suction (Euro)
SINCLAIR STATION/BUNGALOW TERRAC | GA HWY 303 | ST SIMONS ISLAND | Glynn | 9063048 | 2 | [5 empty] | Removed from Ground | Gas (Historical Use) | 2000 | Bare Steel | 1992-07-23 | 1992-07-23 | Unknown
PARKER-HELMS SUPPLY INC | 6009 HABERSHAM ST. | BRUNSWICK | Glynn | 630061 | 2 | [5 empty] | Removed from Ground | Gas (Historical Use) | 500 | Bare Steel | 1975-03-07 | 1989-06-01 | Galvanized Steel
LOLO MART #2 | 2722 NORWICH ST | BRUNSWICK | Glynn | 630051 | 4 | Flapper Valve | 1998-02-01 | FALSE | 1998-02-01 | FALSE | Currently in Use | Diesel | 3000 | Steel-Impressed Current | 1983-02-25 |  |  | Safe Suction (Euro)
IN & OUT MINIT MARKET | 1603 L ST | BRUNSWICK | Glynn | 630067 | 3 | [5 empty] | Closed in Ground | Gas (Historical Use) | 4000 | Bare Steel | 1978-03-15 | 1998-06-01 | Galvanized Steel
GREER SCHOOL | 34 NORWICH STREET | BRUNSWICK | Glynn | 10001660 | 1 |  |  | FALSE |  | FALSE | Removed from Ground | Not Marked/Tank Removed | 121908 | Unknown | 2008-11-30 | 2008-11-30 | Unknown
BUNGALOW TERRACE | RT 6 BOX 155 | BRUNSWICK | Glynn | 9063090 | 2 | [5 empty] | Removed from Ground | Gas (Historical Use) | 0 | Marked Unknown | 1992-07-21 | 1992-07-21 | Unknown
GOLDEN ISLES MINIT MART | 531 WALKER RD | BRUNSWICK | Glynn | 9063123 | 2 | [5 empty] | Removed from Ground | Gas (Historical Use) | 6000 | Bare Steel | 1984-06-01 | 1998-11-20 | Galvanized Steel | Suction (American)
JACK'S CITGO FOODMART | 3424 CYPRESS MILL ROAD | BRUNSWICK | Glynn | 630083 | 3 | Flapper Valve | 1998-10-01 | FALSE | 1998-10-01 | FALSE | Currently in Use | Premium | 8000 | Steel-Impressed Current | 1983-04-24 |  | Fiberglass Reinforced Plastic | Pressurized
PHILLIPS 66 CO | US HWY 17 & J ST | BRUNSWICK | Glynn | 630095 | 1 | [5 empty] | Removed from Ground | Gas (Historical Use) | 6000 | Bare Steel | 1966-04-27 | 1992-01-06 | Bare Steel
SATILLA | RT 5 BOX 938 | BRUNSWICK | Glynn | 630097 | 2 | [5 empty] | Removed from Ground | Diesel | 3000 | Bare Steel | 1979-04-12 | 1988-01-01 | Unknown
DEES AUTO SERVICE | 2200 NORWICH ST | BRUNSWICK | Glynn | 630074 | 3 | [5 empty] | Removed from Ground | Gas (Historical Use) | 3000 | Marked Unknown | 1961-03-26 | 1997-01-01 | Galvanized Steel
POWELL'S MINIT MARKET | RT. 3 BOX 457 HWY. 341 | BRUNSWICK | Glynn | 630068 | 3 | [5 empty] | Removed from Ground | Diesel | 2000 | Bare Steel | 1966-03-18 | 1989-01-01 | Galvanized Steel
TROUPE CREEK MARINA | 375 YACHTT RD | BRUNSWICK | Glynn | 10001096 | 1 |  |  | FALSE |  | FALSE | Removed from Ground | Gas (Historical Use) | 1000 | Bare Steel | 1964-01-01 | 2005-09-01 | Bare Steel | Suction (American)
NO FACILITY NAME GIVEN/FORMERLY | CRN MAY RD & OLD JESUP RD (BASSW | BRUNSWICK | Glynn | 9063080 | 3 | [5 empty] | Removed from Ground | Gas (Historical Use) | 2000 | Bare Steel | 1975-03-05 | 1994-09-22 | Bare Steel | Safe Suction (Euro)
GLYNN COUNTY FIRE DEPARTMENT #3 | 127 GRANTS FERRY RD | BRUNSWICK | Glynn | 9063101 | 1 | [5 empty] | Removed from Ground | Gas (Historical Use) | 1000 | Bare Steel | 1998-05-01 | 1998-05-01 | Galvanized Steel | Suction (American)
EVERETT GROCERY | 245 ATLAMAHA PK RD | BRUNSWICK | Glynn | 9063122 | 2 |  | 1998-10-15 |  | 1998-10-15 |  | Temporarily out of use | Gas (Historical Use) | 4000 | Composite | 1998-10-15 |  | Fiberglass Reinforced Plastic | Suction (American)
STANLEY SMITH RADIATOR | 3805 DARIAN HWY | BRUNSWICK | Glynn | 9063142 | 3 | [5 empty] | Removed from Ground | Empty | 2000 | Bare Steel | 1997-09-01 | 1997-09-01 | Galvanized Steel
FLYING J TRAVEL PLAZA #627 | 2990 US HWY 17 SOUTH | BRUNSWICK | Glynn | 9063138 | 5 | Flapper Valve | 1996-09-01 | FALSE | 1996-09-01 | FALSE | Currently in Use | Gas (Historical Use) | 12000 | Fiberglass Double Walled | 1996-08-01 |  | Double-Walled Fiberglass | Pressurized
MURPHY USA #7753 | 136 ALTAMA CONNECTOR | BRUNSWICK | Glynn | 9063156 | 3 | Flapper Valve |  | FALSE |  | FALSE | Currently in Use | Regular | 25000 | Fiberglass Double Walled | 2020-04-01 |  | Double-Walled Fiberglass | Pressurized
MURPHY USA #7753 | 136 ALTAMA CONNECTOR | BRUNSWICK | Glynn | 9063156 | 4A | Flapper Valve |  | FALSE |  | FALSE | Currently in Use | Premium | 8000 | Fiberglass Double Walled | 2020-04-01 |  | Double-Walled Fiberglass | Pressurized
OASIS | 4965 ALTAMA AVE | BRUNSWICK | Glynn | 9000041 | 1 |  | 1988-04-01 |  | 1991-07-01 |  | Removed from Ground | Gas (Historical Use) | 10000 | Composite | 1986-04-17 | 2013-10-15 | Fiberglass Reinforced Plastic | Pressurized
A&S MARKET | 1001 FIRST AVE | BRUNSWICK | Glynn | 630131 | 3 |  | 1998-06-18 | FALSE | 1998-06-18 | FALSE | Temporarily out of use | Plus | 10000 | Steel-Impressed Current | 1986-05-05 |  |  | Pressurized
GORDON ROGERS IV | 4406 US HWY 17 N | BRUNSWICK | Glynn | 630012 | 157492 |  | 1990-01-09 |  | 1990-01-04 |  | Removed from Ground | Diesel | 10000 | Cathodically Protected Steel | 1990-01-09 | 2002-09-30 | Fiberglass Reinforced Plastic | Suction (American)
GA PACIFIC GYPSUM PLANT | FOOT OF UNION ST | BRUNSWICK | Glynn | 630018 | 1 | [5 empty] | Removed from Ground | Gas (Historical Use) | 560 | Bare Steel | 1966-03-08 | 1989-04-12 | Galvanized Steel
GA CROWN DISTRIBUTING CO | #5 PERRY LANE RD | BRUNSWICK | Glynn | 630188 | 2 | [5 empty] | Removed from Ground | Diesel | 2000 | Bare Steel | 1983-05-09 | 1992-12-01 | Galvanized Steel
GLYNN CO FIRE DEPT #6 | 3320 US HWY 17 S (JUST SOUTH | BRUNSWICK | Glynn | 9063053 | 3 | [5 empty] | Closed in Ground | Diesel | 2000 | Bare Steel | 1992-09-22 | 1992-09-22 | Galvanized Steel | Suction (American)
CHARTER BY THE SEA | 2927 DEMERE RD | ST SIMONS ISLAND | Glynn | 9063077 | 1 | [5 empty] | Removed from Ground | Diesel | 270 | Marked Unknown | 1982-08-01 | 1997-08-19 | Unknown | Safe Suction (Euro)
MR PETE'S | 5264 NEW JESUP HWY | BRUNSWICK | Glynn | 630232 | 1 |  | 1997-06-25 |  | 1997-06-25 |  | Currently in Use | Gas (Historical Use) | 10000 | Steel-Impressed Current | 1984-05-08 |  | Fiberglass Reinforced Plastic | Pressurized
STOP N SHOP FKA R & S BP | 5248 JESSUP HWY | BRUNSWICK | Glynn | 630085 | 4 |  | 1998-12-23 |  | 1998-12-23 |  | Removed from Ground | Diesel | 8000 | Steel-Impressed Current | 1982-04-24 | 2000-03-28 | Cathodically Protected | Pressurized
STOP N SHOP FKA R & S BP | 5248 JESSUP HWY | BRUNSWICK | Glynn | 630085 | 5 | Ball Float | 2000-04-22 |  | 2000-04-22 |  | Removed from Ground | Gas (Historical Use) | 12000 | Fiberglass Double Walled | 2000-04-22 | 2011-12-13 | Secondary Containment | Pressurized
A&S MARKET | 1001 FIRST AVE | BRUNSWICK | Glynn | 630131 | 2 | Flapper Valve | 1998-06-18 | FALSE | 1998-06-18 | FALSE | Currently in Use | Regular | 10000 | Steel-Impressed Current | 1986-05-05 |  |  | Pressurized
PARKER'S ALTAMA | 5693 ALTAMA AVE | BRUNSWICK | Glynn | 630005 | 4 | Flapper Valve | 1996-02-01 | FALSE | 1996-02-01 | FALSE | Currently in Use | Diesel | 4000 |  | 1985-02-02 |  | Cathodically Protected | Pressurized
ABANDONED SVC STATION | 5598 ALTAMA AVE | BRUNSWICK | Glynn | 9063026 | 1 | [5 empty] | Removed from Ground | Empty | 10000 | Bare Steel | 1992-04-01 | 1992-04-01 | Not Marked
GLYNN CO FIRE DEPT #6 | 3320 US HWY 17 S (JUST SOUTH | BRUNSWICK | Glynn | 9063053 | 4 | [5 empty] | Closed in Ground | Kerosene | 500 | Bare Steel | 1992-09-22 | 1992-09-22 | Galvanized Steel | Suction (American)
GLYNN CO FIRE DEPT #6 | 3320 US HWY 17 S (JUST SOUTH | BRUNSWICK | Glynn | 9063053 | 5 | [5 empty] | Removed from Ground | Gas (Historical Use) | 1000 | Cathodically Protected Steel | 1998-12-01 | 1998-12-01 | Galvanized Steel | Suction (American)
SEA PALMS GOLF & TENNIS RESORT | 5445 FREDERICA RD | ST SIMONS ISLAND | Glynn | 9063004 | 1 | [5 empty] | Removed from Ground | Gas (Historical Use) | 2000 | Bare Steel | 1991-11-12 | 1991-11-12 | Not Marked
CHARTER BY THE SEA | 2927 DEMERE RD | ST SIMONS ISLAND | Glynn | 9063077 | 2 |  |  | FALSE |  | FALSE | Removed from Ground | Diesel | 260 | Unknown | 2010-09-24 | 2010-09-24 | Unknown
BRUNSWICK WEST SHOPPING CENTER | HWY 341 | ST SIMONS ISLAND | Glynn | 9063070 | 1 | [5 empty] | Removed from Ground | Gas (Historical Use) | 8000 | Bare Steel | 1976-01-01 | 1994-02-17 | Bare Steel | Safe Suction (Euro)
MURPHY USA #7753 | 136 ALTAMA CONNECTOR | BRUNSWICK | Glynn | 9063156 | 4B | Flapper Valve |  | FALSE |  | FALSE | Currently in Use | Diesel | 10000 | Fiberglass Double Walled | 2020-04-01 |  | Double-Walled Fiberglass | Pressurized
RaceTrac #2470 - Brunswick | 5052 NEW JESUP HWY | BRUNSWICK | Glynn | 9063159 | 3 |  | 2000-06-01 | FALSE | 2000-06-01 | TRUE | Currently in Use | Gas (Historical Use) | 12000 | Composite Double Walled | 2000-06-01 |  | Double-Walled Fiberglass | Pressurized
OASIS | 4965 ALTAMA AVE | BRUNSWICK | Glynn | 9000041 | 3 |  | 1988-04-01 |  | 1991-07-01 |  | Removed from Ground | Gas (Historical Use) | 10000 | Composite | 1986-04-17 | 2013-10-15 | Fiberglass Reinforced Plastic | Pressurized
BRUNSWICK TA | 185 DUNGENESS DR | BRUNSWICK | Glynn | 630196 | 3 | Flapper Valve | 1998-06-01 | FALSE | 1998-06-01 | FALSE | Removed from Ground | Gas (Historical Use) | 10000 | Steel-Impressed Current | 1978-05-10 | 2006-08-29 | Cathodically Protected | Pressurized
LCP CHEMICALS GA INC | AP.O. BOX 1558 ROSS RD | BRUNSWICK | Glynn | 630059 | 1 | [5 empty] | Removed from Ground | Gas (Historical Use) | 560 | Bare Steel | 1961-03-10 | 1988-01-01 | Unknown
SOUTHEAST GA REGIONAL MEDICAL CE | 3100 KEMBLE AVE | BRUNSWICK | Glynn | 9063131 | 1 | [5 empty] | Removed from Ground | Diesel | 10000 | Bare Steel | 1963-01-01 | 1996-01-30 | Copper | Suction (American)
SINCLAIR STATION/BUNGALOW TERRAC | GA HWY 303 | ST SIMONS ISLAND | Glynn | 9063048 | 1 | [5 empty] | Removed from Ground | Gas (Historical Use) | 2000 | Bare Steel | 1992-07-23 | 1992-07-23 | Unknown
GLYNN COUNTY FIRE DEPARTMENT #4 | 3581 FREDERICA RD | ST SIMONS ISLAND | Glynn | 9063102 | 3 | Flapper Valve | 1997-08-21 | FALSE | 1997-08-21 | FALSE | Currently in Use | Diesel | 4000 | Composite | 1997-08-20 |  | Double-Walled Flex | Safe Suction (Euro)
FRIENDLY EXPRESS #73 | 2353 DEMRE RD | ST SIMONS ISLAND | Glynn | 9063154 | 1A | Flapper Valve | 1996-07-24 | FALSE | 1996-07-24 | FALSE | Currently in Use | Regular | 12000 | Fiberglass Double Walled | 1996-05-29 |  | Fiberglass Reinforced Plastic | Pressurized
GORDON ROGERS IV | 4406 US HWY 17 N | BRUNSWICK | Glynn | 630012 | A |  |  | TRUE |  | TRUE | Removed from Ground | Used Oil | 550 | Bare Steel | 1989-12-28 | 2002-09-30 | Galvanized Steel | Gravity Fed
PARKER'S ALTAMA | 5693 ALTAMA AVE | BRUNSWICK | Glynn | 630005 | 2 | Flapper Valve | 1996-02-01 | FALSE | 1996-02-01 | FALSE | Currently in Use | Regular | 8000 | Galvanic (STIP-3) | 1985-02-25 |  | Double Walled | Pressurized
PARKERS CATE | 2051 PERRY LANE RD | BRUNSWICK | Glynn | 9063161 | 1 | Ball Float | 2001-05-01 | FALSE | 2001-05-01 | FALSE | Currently in Use | E-10 | 12000 | Composite | 2001-05-01 |  | Double-Walled Fiberglass | Pressurized
SOUTHEAST GA REGIONAL MEDICAL CE | 3100 KEMBLE AVE | BRUNSWICK | Glynn | 9063131 | 2 | [5 empty] | Removed from Ground | Used Oil | 500 | Not Marked/Unknown |  | 1899-12-31 | Not Marked
FUELPRO CARD SYSTEM | 1770 DEMERE RD | ST SIMONS ISLAND | Glynn | 9063106 | 2 | Flapper Valve | 1990-10-01 | FALSE | 1990-10-01 | FALSE | Currently in Use | Premium | 8000 | Galvanic (STIP-3) | 2001-08-23 |  | Fiberglass Reinforced Plastic | Pressurized
CHANCY'S CHEVRON | 2100 DEMERE RD | ST SIMONS ISLAND | Glynn | 630178 | 4 | [5 empty] | Removed from Ground | Gas (Historical Use) | 2000 | Bare Steel | 1961-05-14 | 1992-11-09 | Galvanized Steel | Pressurized
CHANCY'S CHEVRON | 2100 DEMERE RD | ST SIMONS ISLAND | Glynn | 630178 | 5 | [5 empty] | Removed from Ground | Gas (Historical Use) | 2000 | Bare Steel | 1961-05-14 | 1992-11-09 | Galvanized Steel | Pressurized
BST/ST SIMONS/R2298 | 3223 FREDERICA RD | ST SIMONS ISLAND | Glynn | 630197 | 2 |  | 1997-05-07 |  | 1997-05-07 |  | Currently in Use | Diesel | 2500 | Fiberglass Double Walled | 1997-05-07 |  | Copper | Suction (American)
FRIENDLY EXPRESS #58 | 5502 FREDERICA RD | ST SIMONS ISLAND | Glynn | 630049 | 3 | Flapper Valve | 1998-03-01 | FALSE | 1998-03-01 | FALSE | Temporarily out of use | Diesel | 10000 | Composite | 1985-02-24 |  | Double-Walled Flex | Pressurized
FRIENDLY EXPRESS #72 | 1699 FREDERICA RD | ST SIMONS ISLAND | Glynn | 630137 | 6 |  | 1993-07-12 |  | 1993-07-12 |  | Currently in Use | Diesel | 4000 | Galvanic (STIP-3) | 1986-01-01 |  | Flex | Pressurized
HOT DOG ALLEY | 533 OCEAN BLVD | ST SIMONS ISLAND | Glynn | 630123 | 3 |  | 1998-12-21 |  | 1998-12-21 |  | Removed from Ground | Gas (Historical Use) | 4000 | Cathodically Protected Steel | 1971-05-10 | 2003-12-16 | Cathodically Protected
C&S SEAFOODS INC | INTERSECTION OF L STREET & US17/ | BRUNSWICK | Glynn | 9063166 | 2 | [5 empty] | Removed from Ground | Diesel | 2000 | Bare Steel | 2001-10-24 | 2001-10-24 | Galvanized Steel | Suction (American)
SOUTHEAST GA REGIONAL MEDICAL CE | 3100 KEMBLE AVE | BRUNSWICK | Glynn | 9063131 | 3 | [5 empty] | Removed from Ground | Diesel | 10000 | Not Marked/Unknown | 1999-01-28 | 1999-01-28 | Not Marked
SERVICE STATION (FORMER) | MALLORY DR @ OCEAN DR | ST SIMONS ISLAND | Glynn | 9063006 | 1 | [5 empty] | Removed from Ground | Other | 0 | Marked Unknown |  | 1899-12-31 | Unknown
US COAST GUARD/BOAT HOUSE/ST SIM | 1 EAST BEACH CSWY | ST SIMONS ISLAND | Glynn | 9063007 | 2 | [5 empty] | Removed from Ground | Diesel | 1000 | Bare Steel | 1962-02-01 | 1991-10-30 | Copper | Safe Suction (Euro)
VACANT LOT | 3309 FREDERICA RD | ST SIMONS ISLAND | Glynn | 9063068 | 1 | [5 empty] | Removed from Ground | Gas (Historical Use) | 550 | Not Marked/Unknown | 1972-01-01 | 1899-12-31 | Not Marked
BRUNSWICK TA | 185 DUNGENESS DR | BRUNSWICK | Glynn | 630196 | 12 | Flapper Valve | 2013-12-23 | FALSE | 2013-08-16 | FALSE | Currently in Use | Diesel | 30000 | Fiberglass Double Walled | 2013-08-18 |  | Double-Walled Fiberglass | Pressurized
GARY LEE'S MARKET | 3636 HWY 82 | BRUNSWICK | Glynn | 630160 | 2 | [5 empty] | Removed from Ground | Gas (Historical Use) | 2000 | Bare Steel | 1986-01-15 | 2000-03-01 | Galvanized Steel | Safe Suction (Euro)
A&S MARKET | 1001 FIRST AVE | BRUNSWICK | Glynn | 630131 | 1 | Flapper Valve | 1998-06-18 | FALSE | 1998-06-18 | FALSE | Currently in Use | Premium | 10000 | Steel-Impressed Current | 1986-05-05 |  |  | Pressurized
C&S SEAFOODS INC | INTERSECTION OF L STREET & US17/ | BRUNSWICK | Glynn | 9063166 | 1 | [5 empty] | Removed from Ground | Diesel | 2000 | Bare Steel | 2001-10-24 | 2001-10-24 | Galvanized Steel | Suction (American)
G V WHORTON | 315 CRISPEN BLVD | BRUNSWICK | Glynn | 9063092 | 1 | [5 empty] | Removed from Ground | Gas (Historical Use) | 550 | Marked Unknown | 1995-07-22 | 1995-07-22 | Unknown
GLYNN CO FIRE DEPT #6 | 3320 US HWY 17 S (JUST SOUTH | BRUNSWICK | Glynn | 9063053 | 6 | [5 empty] | Closed in Ground | Diesel | 2000 | Cathodically Protected Steel | 1998-12-01 | 1998-12-01 | Not Marked | Suction (American)
CITY OF BRUNSWICK | 1430 LANIER BOULEVARD | BRUNSWICK | Glynn | 10001369 | 1 |  |  | FALSE |  | FALSE | Removed from Ground | Diesel | 500 | Fiberglass | 2007-05-16 | 2007-05-16 | Bare Steel
SEA PALMS GOLF & TENNIS RESORT | 5445 FREDERICA RD | ST SIMONS ISLAND | Glynn | 9063004 | 6 | Flapper Valve | 2007-01-01 | FALSE | 2007-01-01 | FALSE | Currently in Use | E-0 | 2000 | Composite | 2007-01-01 |  | Fiberglass Reinforced Plastic | Safe Suction (Euro)
Circle K 2745131 | 160 MILLENNIUM BLVD | BRUNSWICK | Glynn | 9063158 | 1 | Flapper Valve | 2000-10-02 | FALSE | 2000-10-02 | FALSE | Currently in Use | Regular | 12000 | Composite Double Walled | 2000-10-02 |  | Double-Walled Flex | Pressurized
MURPHY USA #7753 | 136 ALTAMA CONNECTOR | BRUNSWICK | Glynn | 9063156 | 1 | Flapper Valve | 1999-08-20 | FALSE | 1999-08-20 | FALSE | Removed from Ground | Regular | 12000 | Fiberglass Double Walled | 1999-08-20 | 2020-03-24 | Double-Walled Flex | Pressurized
STOP N SHOP FKA R & S BP | 5248 JESSUP HWY | BRUNSWICK | Glynn | 630085 | 3 |  | 1998-12-23 |  | 1998-12-23 |  | Removed from Ground | Gas (Historical Use) | 8000 | Steel-Impressed Current | 1982-04-24 | 2000-03-28 | Cathodically Protected | Pressurized
RACETRAC SERVICE STATION #250 | I-95 & US HWY 341 | BRUNSWICK | Glynn | 630186 | 1 |  | 1983-01-01 |  | 1983-01-01 |  | Removed from Ground | Gas (Historical Use) | 12000 | Steel-Impressed Current | 1978-05-10 | 2000-06-01 | Cathodically Protected | Pressurized
RACETRAC SERVICE STATION #250 | I-95 & US HWY 341 | BRUNSWICK | Glynn | 630186 | 4 |  | 1983-01-01 |  | 1983-01-01 |  | Removed from Ground | Gas (Historical Use) | 12000 | Fiberglass | 1983-05-09 | 2000-06-01 | Fiberglass Reinforced Plastic | Pressurized
PARKERS CATE | 2051 PERRY LANE RD | BRUNSWICK | Glynn | 9063161 | 2 | Ball Float | 2001-05-01 | FALSE | 2001-05-01 | FALSE | Currently in Use | Premium | 4000 | Composite | 2001-05-01 |  | Double-Walled Fiberglass | Pressurized
S&S REALTY/CLOSED UST SITE | 4406 ALTAMA AVE | BRUNSWICK | Glynn | 9063075 | 1 | [5 empty] | Closed in Ground | Gas (Historical Use) | 0 | Concrete | 1982-01-10 | 1982-01-10 | Unknown
SEA ISLAND YACHT YARD | 206 MARINA DRIVE | ST SIMONS ISLAND | Glynn | 10000189 | 3 |  |  | FALSE |  | FALSE | Removed from Ground | Not Marked/Tank Removed | 0 | Unknown |  | 1899-12-31
SEA PALMS GOLF & TENNIS RESORT | 5445 FREDERICA RD | ST SIMONS ISLAND | Glynn | 9063004 | 2 | [5 empty] | Removed from Ground | Diesel | 500 | Bare Steel | 1985-01-01 | 1991-11-12 | Not Marked
SEA PALMS GOLF & TENNIS RESORT | 5445 FREDERICA RD | ST SIMONS ISLAND | Glynn | 9063004 | 4 |  | 1998-11-01 |  | 1998-11-01 |  | Removed from Ground | Gas (Historical Use) | 0 | Cathodically Protected Steel | 1985-01-01 | 2006-04-21 | Cathodically Protected | Suction (American)
HARRINGTON WATER PLANT | 161 S HARRINGTON RD | ST SIMONS ISLAND | Glynn | 9063031 | 2 |  | 1998-10-01 |  | 1998-10-01 |  | Removed from Ground | Diesel | 1000 | Composite | 1998-10-01 | 2014-07-18 | Double-Walled Flex | Suction (American)
MALLERY STREET WATER PLANT | 996 MALLERY ST | ST SIMONS ISLAND | Glynn | 9063036 | 1 | [5 empty] | Removed from Ground | Diesel | 550 | Fiberglass | 1983-04-01 | 1998-10-01 | Unknown
MURPHY USA #7753 | 136 ALTAMA CONNECTOR | BRUNSWICK | Glynn | 9063156 | 4C | Flapper Valve |  | FALSE |  | FALSE | Currently in Use | E-0 | 8000 | Fiberglass Double Walled | 2020-04-01 |  | Double-Walled Fiberglass | Pressurized
OASIS | 4965 ALTAMA AVE | BRUNSWICK | Glynn | 9000041 | 4 |  | 1991-07-01 |  | 1991-07-01 |  | Removed from Ground | Diesel | 6000 | Fiberglass | 1997-07-01 | 2013-10-15 | Fiberglass Reinforced Plastic | Pressurized
BRUNSWICK TA | 185 DUNGENESS DR | BRUNSWICK | Glynn | 630196 | 2 | Flapper Valve | 1998-06-01 |  | 1998-06-01 |  | Removed from Ground | Gas (Historical Use) | 10000 | Steel-Impressed Current | 1978-05-10 | 2006-08-29 | Cathodically Protected | Pressurized
GORDON ROGERS IV | 4406 US HWY 17 N | BRUNSWICK | Glynn | 630012 | 1 | [5 empty] | Removed from Ground | Diesel | 8000 | Bare Steel | 1975-03-20 | 2002-09-10 | Galvanized Steel
SEASIDE PETROLEUM | 4111 KNIGHT ST | BRUNSWICK | Glynn | 9063163 | 1 | [5 empty] | Removed from Ground | Empty | 1000 | Bare Steel | 2001-11-01 | 2001-11-01 | Galvanized Steel | Gravity Fed
GA ANG/224 JNT COMMUN SPT SQUAD | 1693 GLYNCO PKWY | BRUNSWICK | Glynn | 9063034 | 224-1 | [5 empty] | Removed from Ground | Diesel | 15000 | Fiberglass | 1988-01-01 | 1997-02-01 | Galvanized Steel
GA ANG/224 JNT COMMUN SPT SQUAD | 1693 GLYNCO PKWY | BRUNSWICK | Glynn | 9063034 | 224-2 | [5 empty] | Removed from Ground | Gas (Historical Use) | 6000 | Fiberglass | 1988-01-01 | 1997-02-26 | Galvanized Steel
GA PACIFIC | 5101 GA HWY 99 | BRUNSWICK | Glynn | 9063060 | 2 | [5 empty] | Removed from Ground | Diesel | 1000 | Bare Steel | 1982-03-29 | 1993-07-15 | Galvanized Steel | Safe Suction (Euro)
GLYNN COUNTY FIRE DEPARTMENT #4 | 3581 FREDERICA RD | ST SIMONS ISLAND | Glynn | 9063102 | 1 |  |  | FALSE |  | FALSE | Removed from Ground | Diesel | 1000 | Bare Steel | 1997-10-15 | 1997-10-15 | Bare Steel | Suction (American)
FUELPRO CARD SYSTEM | 1770 DEMERE RD | ST SIMONS ISLAND | Glynn | 9063106 | 1 | Flapper Valve | 1990-10-01 | FALSE | 1990-10-01 | FALSE | Currently in Use | Regular | 8000 | Galvanic (STIP-3) | 2001-08-23 |  | Fiberglass Reinforced Plastic | Pressurized
GA ANG/224 JNT COMMUN SPT SQUAD | 1693 GLYNCO PKWY | BRUNSWICK | Glynn | 9063034 | 224-3 |  |  | TRUE |  | TRUE | Removed from Ground | Used Oil | 2000 | Fiberglass | 1988-01-01 | 1997-05-01 | Galvanized Steel
CHEVRON STATION | 507 OCEAN BLVD | ST SIMONS ISLAND | Glynn | 630092 | 3 | [5 empty] | Removed from Ground | Gas (Historical Use) | 10000 | Bare Steel | 1977-03-30 | 1899-12-31 | Bare Steel
SNAPPY FOODS | 3601 FREDERICA RD | BRUNSWICK | Glynn | 630039 | 2 |  | 1998-02-01 |  | 1998-02-01 |  | Currently in Use | Gas (Historical Use) | 6000 | Cathodically Protected Steel | 1976-02-27 |  |  | Suction (American)
SINCLAIR STATION/BUNGALOW TERRAC | GA HWY 303 | ST SIMONS ISLAND | Glynn | 9063048 | 3 | [5 empty] | Removed from Ground | Gas (Historical Use) | 2000 | Bare Steel | 1992-07-23 | 1992-07-23 | Unknown
GOLDEN ISLES MARINA | 206 MARINA DR | ST SIMONS ISLAND | Glynn | 9063076 | 1 | Ball Float | 1989-06-16 | FALSE | 1989-06-16 | FALSE | Closed in Ground | Plus | 10000 | Tank Jacket | 1989-01-01 |  | Double-Walled Flex | Pressurized
ST SIMONS MARINA BOATING & FISHI | GASCOIGNE BLUFF | ST SIMONS ISLAND | Glynn | 630148 | 1 | [5 empty] | Removed from Ground | Gas (Historical Use) | 2000 | Bare Steel | 1971-05-12 | 1994-10-07 | Galvanized Steel
FRIENDLY EXPRESS #58 | 5502 FREDERICA RD | ST SIMONS ISLAND | Glynn | 630049 | 2 | Flapper Valve | 1998-03-01 | FALSE | 1998-03-01 | FALSE | Temporarily out of use | Premium | 6000 | Composite | 1985-02-24 |  | Double-Walled Flex | Pressurized
HOT DOG ALLEY | 533 OCEAN BLVD | ST SIMONS ISLAND | Glynn | 630123 | 2 |  | 1998-12-21 |  | 1998-12-21 |  | Removed from Ground | Gas (Historical Use) | 4000 | Cathodically Protected Steel | 1971-05-10 | 2003-12-16 | Cathodically Protected
CHEVRON STATION | 507 OCEAN BLVD | ST SIMONS ISLAND | Glynn | 630092 | 4 | [5 empty] | Removed from Ground | Gas (Historical Use) | 550 | Bare Steel | 1977-03-30 | 1899-12-31 | Bare Steel
BRUNSWICK P&P | GA HWY 99 | STERLING | Glynn | 872005 | 1 | [5 empty] | Removed from Ground | Diesel | 1000 | Bare Steel | 1984-11-04 | 1993-07-15 | Unknown
US COAST GUARD/BOAT HOUSE/ST SIM | 1 EAST BEACH CSWY | ST SIMONS ISLAND | Glynn | 9063007 | 1 | [5 empty] | Removed from Ground | Diesel | 2000 | Fiberglass | 1979-05-18 | 1991-10-31 | Galvanized Steel
VACANT LOT | 3309 FREDERICA RD | ST SIMONS ISLAND | Glynn | 9063068 | 2 | [5 empty] | Removed from Ground | Gas (Historical Use) | 550 | Not Marked/Unknown | 1972-01-01 | 1899-12-31 | Not Marked
BRUNSWICK WEST SHOPPING CENTER | HWY 341 | ST SIMONS ISLAND | Glynn | 9063070 | 2 | [5 empty] | Removed from Ground | Gas (Historical Use) | 8000 | Bare Steel | 1976-01-01 | 1994-02-17 | Bare Steel | Safe Suction (Euro)
CRAB TRAP RESTAURANT | 1209 OCEAN BLVD | ST SIMONS ISLAND | Glynn | 9063086 | 3 | [5 empty] | Removed from Ground | Gas (Historical Use) | 5000 | Bare Steel | 1994-12-16 | 1994-12-16 | Galvanized Steel | Suction (American)
GA AIR NATIONAL GUARD | PO BOX 813 | ST SIMONS ISLAND | Glynn | 630192 | 2 | [5 empty] | Removed from Ground | Diesel | 5000 | Bare Steel | 1976-05-10 | 1899-12-31 | Galvanized Steel
CHANCY'S CHEVRON | 2100 DEMERE RD | ST SIMONS ISLAND | Glynn | 630178 | 3 | [5 empty] | Removed from Ground | Gas (Historical Use) | 4000 | Bare Steel | 1982-05-09 | 1992-11-09 | Galvanized Steel | Pressurized
TEXACO FOOD MART | 2002 S COMMERICAL DR | BRUNSWICK | Glynn | 9063115 | 3 |  | 1990-09-01 | FALSE | 1990-09-01 | FALSE | Currently in Use | Diesel | 10000 | Galvanic (STIP-3) | 2000-01-06 |  | Fiberglass Reinforced Plastic | Pressurized
GA CROWN DISTRIBUTING CO | #5 PERRY LANE RD | BRUNSWICK | Glynn | 630188 | 1 | [5 empty] | Removed from Ground | Empty | 2000 | Bare Steel | 1977-05-10 | 1992-12-01 | Galvanized Steel
SOUTHEAST GA REGIONAL MEDICAL CE | 3100 KEMBLE AVE | BRUNSWICK | Glynn | 9063131 | 4 | [5 empty] | Removed from Ground | Gas (Historical Use) | 500 | Not Marked/Unknown | 1999-01-29 | 1999-01-29 | Not Marked
ABANDONED SVC STATION | 5598 ALTAMA AVE | BRUNSWICK | Glynn | 9063026 | 4 |  |  | TRUE |  | TRUE | Removed from Ground | Empty | 550 | Bare Steel | 1992-04-01 | 1992-04-01 | Not Marked
ST SIMONS MARINA BOATING & FISHI | GASCOIGNE BLUFF | ST SIMONS ISLAND | Glynn | 630148 | 2 | [5 empty] | Removed from Ground | Diesel | 2000 | Bare Steel | 1979-05-10 | 1994-10-07 | Galvanized Steel
GLYNN CO FIRE DEPT #6 | 3320 US HWY 17 S (JUST SOUTH | BRUNSWICK | Glynn | 9063053 | 2 | [5 empty] | Closed in Ground | Gas (Historical Use) | 2000 | Bare Steel | 1992-09-22 | 1992-09-22 | Galvanized Steel | Suction (American)
GA PACIFIC | 5101 GA HWY 99 | BRUNSWICK | Glynn | 9063060 | 1 | [5 empty] | Removed from Ground | Gas (Historical Use) | 1000 | Bare Steel | 1982-03-29 | 1993-07-15 | Galvanized Steel | Safe Suction (Euro)
ATLANTIC MOTOR SALES INC | 2925 NORWICH ST | BRUNSWICK | Glynn | 9063003 | 1 | [5 empty] | Currently in Use | Gas (Historical Use) | 0 | Marked Unknown | 1987-01-01 |  | Unknown
SEA ISLAND YACHT YARD | 206 MARINA DRIVE | ST SIMONS ISLAND | Glynn | 10000189 | 2 |  |  | FALSE |  | FALSE | Removed from Ground | Not Marked/Tank Removed | 0 | Unknown |  | 1899-12-31
SEA PALMS GOLF & TENNIS RESORT | 5445 FREDERICA RD | ST SIMONS ISLAND | Glynn | 9063004 | 3 | [5 empty] | Removed from Ground | Diesel | 500 | Bare Steel | 1991-11-12 | 1991-11-12 | Not Marked
ST SIMONS ISLAND WPCP | 6 TH AVE & ATLANTIC DR | ST SIMONS ISLAND | Glynn | 9063027 | 1 | [5 empty] | Removed from Ground | Diesel | 500 | Bare Steel | 1974-01-01 | 1993-08-01 | Galvanized Steel | Suction (American)
BRUNSWICK WEST SHOPPING CENTER | HWY 341 | ST SIMONS ISLAND | Glynn | 9063070 | 3 | [5 empty] | Removed from Ground | Gas (Historical Use) | 8000 | Bare Steel | 1976-01-01 | 1994-02-17 | Bare Steel | Safe Suction (Euro)
GLYNN COUNTY FIRE DEPARTMENT #4 | 3581 FREDERICA RD | ST SIMONS ISLAND | Glynn | 9063102 | 2 | Flapper Valve | 1997-08-21 | FALSE | 1997-08-21 | FALSE | Currently in Use | Regular | 4000 | Composite | 1997-08-20 |  | Double-Walled Flex | Safe Suction (Euro)
ODYSSEY AVIATION | 119 AIRPORT ROAD | ST SIMONS ISLAND | Glynn | 630180 | 7 | Flapper Valve | 2013-09-27 | FALSE | 2013-09-27 | FALSE | Currently in Use | Jet fuel | 10000 | Composite Double Walled | 2013-09-22 |  | Aboveground | Safe Suction (Euro)
ODYSSEY AVIATION | 119 AIRPORT ROAD | ST SIMONS ISLAND | Glynn | 630180 | 5 |  | 1997-06-19 |  | 1997-06-19 |  | Removed from Ground | Other | 12000 | Fiberglass | 1974-05-12 | 2013-09-17 | Aboveground | Suction (American)
ODYSSEY AVIATION | 119 AIRPORT ROAD | ST SIMONS ISLAND | Glynn | 630180 | 4 |  | 1997-06-19 |  | 1997-06-19 |  | Removed from Ground | Other | 12000 | Fiberglass | 1974-05-12 | 2013-09-17 | Aboveground | Suction (American)
One Stop #44 | 2014 DEMERE RD | ST SIMONS ISLAND | Glynn | 630034 | 1 | [5 empty] | Removed from Ground | Gas (Historical Use) | 8000 | Bare Steel | 1974-02-27 | 1991-05-01 | Galvanized Steel
GLYNN CO BOARD OF EDUCATION TRANSPORATION COMPLEX | 137 JACK HARTMAN BLVD | BRUNSWICK | Glynn | 10002145 | 2B | Flapper Valve | 2012-07-20 | FALSE | 2012-07-20 | FALSE | Currently in Use | E-10 | 10000 | Composite Double Walled | 2012-07-20 |  | Double-Walled Flex | Pressurized
PARKERS ST SIMONS CAUSEWAY | 25 TORRAS DR | BRUNSWICK | Glynn | 10000130 | 1 | Ball Float | 2002-06-01 | FALSE | 2002-06-01 | FALSE | Currently in Use | Regular | 12000 | Composite | 2002-06-01 |  | Double-Walled Flex | Pressurized
NO FACILITY NAME GIVEN/FORMERLY | CRN MAY RD & OLD JESUP RD (BASSW | BRUNSWICK | Glynn | 9063080 | 1 | [5 empty] | Removed from Ground | Gas (Historical Use) | 3000 | Bare Steel | 1975-03-05 | 1994-09-22 | Bare Steel | Safe Suction (Euro)
BUNGALOW TERRACE | RT 6 BOX 155 | BRUNSWICK | Glynn | 9063090 | 3 | [5 empty] | Removed from Ground | Gas (Historical Use) | 0 | Marked Unknown | 1992-07-21 | 1992-07-21 | Unknown
GLYNN COUNTY FIRE DEPARTMENT #3 | 127 GRANTS FERRY RD | BRUNSWICK | Glynn | 9063101 | 3 |  | 1998-05-01 |  | 1998-05-01 |  | Removed from Ground | Gas (Historical Use) | 2000 | Composite | 1998-05-01 | 2013-03-05 | Double-Walled Flex | Safe Suction (Euro)
FLYING J TRAVEL PLAZA #627 | 2990 US HWY 17 SOUTH | BRUNSWICK | Glynn | 9063138 | 4 | Flapper Valve | 1996-09-01 | FALSE | 1996-09-01 | FALSE | Currently in Use | E-10 | 12000 | Fiberglass Double Walled | 1996-08-01 |  | Double-Walled Fiberglass | Pressurized
BRUNSWICK JOB CORPS CTR | 4401 GLYNCO IND PARK | BRUNSWICK | Glynn | 630234 | 1 | [5 empty] | Removed from Ground | Diesel | 10000 | Bare Steel | 1967-01-06 | 1998-09-01 | Galvanized Steel
BST/ST SIMONS/R2298 | 3223 FREDERICA RD | ST SIMONS ISLAND | Glynn | 630197 | 1 | [5 empty] | Removed from Ground | Other | 1000 | Bare Steel | 1978-01-03 | 1997-04-11 | Copper | Suction (American)
RICH-SEA PAK CORP | AIRPORT RD | ST SIMONS ISLAND | Glynn | 630226 | 2 | [5 empty] | Removed from Ground | Gas (Historical Use) | 1000 | Bare Steel | 1974-05-11 | 1997-03-17 | Bare Steel
FRIENDLY EXPRESS #62 | 1313 DEMERE RD | ST SIMONS ISLAND | Glynn | 630058 | 2 | Flapper Valve | 1998-03-01 | FALSE | 1998-03-01 | FALSE | Currently in Use | E-0 | 6000 | Steel-Impressed Current | 1985-02-24 |  | Fiberglass Reinforced Plastic | Pressurized
JOSEPH L OWENS JR (PERSONAL) | 156 HAMPTON DR | ST SIMONS ISLAND | Glynn | 630073 | 1 | [5 empty] | Removed from Ground | Gas (Historical Use) | 800 | Bare Steel | 1981-03-18 | 1986-04-01 | Galvanized Steel
FRIENDLY EXPRESS #72 | 1699 FREDERICA RD | ST SIMONS ISLAND | Glynn | 630137 | 4 |  | 1993-07-12 |  | 1993-07-12 |  | Currently in Use | Diesel | 10000 | Galvanic (STIP-3) | 1981-05-06 |  | Flex | Pressurized
ODYSSEY AVIATION | 119 AIRPORT ROAD | ST SIMONS ISLAND | Glynn | 630180 | 3 |  | 1997-06-19 |  | 1997-06-19 |  | Removed from Ground | Aviation Gas/AV Gas | 12000 | Fiberglass | 1974-05-12 | 2013-09-17 | Aboveground | Suction (American)
FRIENDLY EXPRESS #58 | 5502 FREDERICA RD | ST SIMONS ISLAND | Glynn | 630049 | 1 | Flapper Valve | 1998-03-01 | FALSE | 1998-03-01 | FALSE | Temporarily out of use | Regular | 10000 | Composite | 1985-02-24 |  | Double-Walled Flex | Pressurized
GA POWER ST SIMONS OPERATING HDQ | 100 HAMILTON RD | ST SIMONS ISLAND | Glynn | 630132 | 2 |  | 1994-08-05 | FALSE | 1994-08-05 | FALSE | Removed from Ground | Diesel | 10000 | Fiberglass | 1994-08-05 | 2018-08-27 | Double-Walled Flex | Pressurized
FRIENDLY EXPRESS #72 | 1699 FREDERICA RD | ST SIMONS ISLAND | Glynn | 630137 | 3 | Flapper Valve | 1993-07-12 | FALSE | 1993-07-12 | FALSE | Currently in Use | Premium | 10000 | Galvanic (STIP-3) | 1981-05-06 |  | Flex | Pressurized
HOT DOG ALLEY | 533 OCEAN BLVD | ST SIMONS ISLAND | Glynn | 630123 | 6 |  |  | FALSE |  | FALSE | Removed from Ground | Used Oil | 500 | Unknown | 2003-12-17 | 2003-12-17
PARKER'S ST SIMONS | 509 OCEAN BLVD | ST SIMONS ISLAND | Glynn | 630032 | 1 |  | 1996-11-01 |  | 1996-11-01 |  | Removed from Ground | Gas (Historical Use) | 6000 | Steel-Impressed Current | 1982-02-04 | 2002-11-01 | Double Walled | Pressurized
One Stop #44 | 2014 DEMERE RD | ST SIMONS ISLAND | Glynn | 630034 | 2 | [5 empty] | Removed from Ground | Gas (Historical Use) | 6000 | Bare Steel | 1974-02-27 | 1991-05-01 | Galvanized Steel
SNAPPY FOODS | 3601 FREDERICA RD | BRUNSWICK | Glynn | 630039 | 1 |  | 1998-02-01 |  | 1998-02-01 |  | Currently in Use | Gas (Historical Use) | 8000 | Steel-Impressed Current | 1976-02-27 |  |  | Suction (American)
RETREAT VILLAGE EXXON STATION (F | 2207 DEMERE ST | ST SIMONS ISLAND | Glynn | 9063082 | 2 | [5 empty] | Removed from Ground | Gas (Historical Use) | 8000 | Bare Steel | 1994-11-21 | 1994-11-21 | Bare Steel | Safe Suction (Euro)
GA AIR NATIONAL GUARD | PO BOX 813 | ST SIMONS ISLAND | Glynn | 630192 | 4 | [5 empty] | Removed from Ground | Gas (Historical Use) | 0 | Bare Steel | 1986-05-08 | 1899-12-31 | Galvanized Steel
CHANCY'S CHEVRON | 2100 DEMERE RD | ST SIMONS ISLAND | Glynn | 630178 | 2 | [5 empty] | Removed from Ground | Gas (Historical Use) | 6000 | Bare Steel | 1982-05-09 | 1992-11-09 | Galvanized Steel | Pressurized
ODYSSEY AVIATION | 119 AIRPORT ROAD | ST SIMONS ISLAND | Glynn | 630180 | 2 | [5 empty] | Removed from Ground | Gas (Historical Use) | 8000 | Bare Steel | 1959-05-15 | 1999-12-01 | Galvanized Steel
PARKERS VILLAGE | 501 OCEAN BLVD | ST SIMONS ISLAND | Glynn | 630052 | 1 | Flapper Valve | 2001-04-10 | FALSE | 2001-04-10 | FALSE | Currently in Use | Premium | 8000 | Steel-Impressed Current | 1983-02-25 |  | Double-Walled Flex | Pressurized
LCP CHEMICALS GA INC | AP.O. BOX 1558 ROSS RD | BRUNSWICK | Glynn | 630059 | 2 | [5 empty] | Removed from Ground | Gas (Historical Use) | 1000 | Bare Steel | 1961-03-10 | 1988-01-01 | Unknown
FLAV-O-RICH INC | CYPRESS MILL RD | BRUNSWICK | Glynn | 630213 | 2 | [5 empty] | Removed from Ground | Gas (Historical Use) | 1000 | Bare Steel | 1956-05-15 | 1899-12-31 | Galvanized Steel
S&S REALTY/CLOSED UST SITE | 4406 ALTAMA AVE | BRUNSWICK | Glynn | 9063075 | 2 | [5 empty] | Closed in Ground | Gas (Historical Use) | 0 | Not Marked/Unknown | 1994-07-01 | 1994-07-01 | Not Marked
SEA ISLAND YACHT YARD | 206 MARINA DRIVE | ST SIMONS ISLAND | Glynn | 10000189 | 1 |  |  | FALSE |  | FALSE | Removed from Ground | Not Marked/Tank Removed | 0 | Unknown |  | 1899-12-31
MALLERY STREET WATER PLANT | 996 MALLERY ST | ST SIMONS ISLAND | Glynn | 9063036 | 2 |  | 1998-10-01 | FALSE | 1998-10-01 | FALSE | Removed from Ground | Diesel | 1000 | Composite | 1998-10-01 |  |  | Suction (American)
FRIENDLY EXPRESS #73 | 2353 DEMRE RD | ST SIMONS ISLAND | Glynn | 9063154 | 1B | Flapper Valve | 1996-07-24 | FALSE | 1996-07-24 | FALSE | Currently in Use | Premium | 8000 | Fiberglass Double Walled | 1996-05-29 |  | Double-Walled Fiberglass | Pressurized
CHANCY'S CHEVRON | 2100 DEMERE RD | ST SIMONS ISLAND | Glynn | 630178 | 1 | [5 empty] | Removed from Ground | Gas (Historical Use) | 6000 | Bare Steel | 1982-05-09 | 1992-11-09 | Galvanized Steel | Pressurized
ODYSSEY AVIATION | 119 AIRPORT ROAD | ST SIMONS ISLAND | Glynn | 630180 | 6 | Flapper Valve | 2013-09-27 | FALSE | 2013-09-27 | FALSE | Currently in Use | Aviaion gas/AV Gas | 12000 | Composite Double Walled | 2013-09-22 |  | Aboveground | Safe Suction (Euro)
ODYSSEY AVIATION | 119 AIRPORT ROAD | ST SIMONS ISLAND | Glynn | 630180 | 8 | Flapper Valve | 2013-09-27 | FALSE | 2013-09-27 | FALSE | Currently in Use | Jet fuel | 10000 | Composite Double Walled | 2013-09-22 |  | Aboveground | Safe Suction (Euro)
RICH-SEA PAK CORP | AIRPORT RD | ST SIMONS ISLAND | Glynn | 630226 | 1 | [5 empty] | Removed from Ground | Empty | 1000 | Bare Steel | 1966-05-13 | 1997-02-19 | Galvanized Steel
FRIENDLY EXPRESS #62 | 1313 DEMERE RD | ST SIMONS ISLAND | Glynn | 630058 | 1 | Flapper Valve | 1998-03-01 | FALSE | 1998-03-01 | FALSE | Currently in Use | Premium | 10000 | Steel-Impressed Current | 1985-02-24 |  | Fiberglass Reinforced Plastic | Pressurized
FRIENDLY EXPRESS #72 | 1699 FREDERICA RD | ST SIMONS ISLAND | Glynn | 630137 | 2 |  | 1993-07-12 | FALSE | 1993-07-12 | FALSE | Currently in Use | Regular | 10000 | Galvanic (STIP-3) | 1981-05-06 |  | Flex | Pressurized
One Stop #44 | 2014 DEMERE RD | ST SIMONS ISLAND | Glynn | 630034 | 3 |  | 1991-05-01 | FALSE | 1991-05-01 | FALSE | Currently in Use | E-0 | 6000 | Composite | 1991-05-01 |  | Fiberglass Reinforced Plastic | Pressurized
GLYNN COUNTY PUBLIC WORKS DEPART | 2001 DEMERE RD/DEMERE ANNEX BLDG | ST SIMONS ISLAND | Glynn | 9063030 | 1 | [5 empty] | Removed from Ground | Gas (Historical Use) | 1000 | Bare Steel | 1966-01-01 | 1992-08-01 | Galvanized Steel
RETREAT VILLAGE EXXON STATION (F | 2207 DEMERE ST | ST SIMONS ISLAND | Glynn | 9063082 | 3 | [5 empty] | Removed from Ground | Gas (Historical Use) | 8000 | Bare Steel | 1994-11-21 | 1994-11-21 | Bare Steel | Safe Suction (Euro)
CHEVRON STATION | 507 OCEAN BLVD | ST SIMONS ISLAND | Glynn | 630092 | 2 | [5 empty] | Removed from Ground | Gas (Historical Use) | 5000 | Bare Steel | 1977-03-30 | 1899-12-31 | Bare Steel
DOT 10508 GLYNN CO MAINT HQ | 0 .7 MI W OF US 341 ON MCKENZIE D | STERLING | Glynn | 630100 | 508D1 | [5 empty] | Removed from Ground | Diesel | 1000 | Bare Steel | 1986-04-29 | 2003-09-01 | Galvanized Steel | Safe Suction (Euro)
JEKYLL HARBOR MARINA | 1 HARBOR RD | JEKYLL ISLAND | Glynn | 9063061 | 2 | Flapper Valve | 1998-09-21 | FALSE | 1998-08-01 | FALSE | Currently in Use | Diesel | 8000 | Composite | 2001-08-20 |  | Double-Walled Fiberglass | Pressurized
GOLDEN ISLES MINIT MART | 531 WALKER RD | BRUNSWICK | Glynn | 9063123 | 4 | [5 empty] | Removed from Ground | Diesel | 2000 | Bare Steel | 1984-06-01 | 1998-11-20 | Galvanized Steel | Suction (American)
TEXACO FOOD MART | 2002 S COMMERICAL DR | BRUNSWICK | Glynn | 9063115 | 2 |  | 1990-09-01 | FALSE | 1990-09-01 | FALSE | Currently in Use | Premium | 10000 | Galvanic (STIP-3) | 2000-01-06 |  | Fiberglass Reinforced Plastic | Pressurized
Circle K 2745131 | 160 MILLENNIUM BLVD | BRUNSWICK | Glynn | 9063158 | 3A | Flapper Valve |  | FALSE |  | FALSE | Currently in Use | Diesel | 8000 | Steel-Impressed Current | 2022-11-18 |  | Double-Walled Fiberglass
GLYNCO AIRPORT | 500 CONNOLE STREET | BRUNSWICK | Glynn | 9063148 | 2 |  | 1998-09-01 |  | 1998-09-01 |  | Removed from Ground | Diesel | 1000 | Composite | 1998-09-01 | 2004-02-26 | Not Marked | Suction (American)
MR PETE'S | 5264 NEW JESUP HWY | BRUNSWICK | Glynn | 630232 | 2 |  | 1997-06-25 |  | 1997-06-25 |  | Currently in Use | Gas (Historical Use) | 10000 | Steel-Impressed Current | 1984-05-08 |  | Fiberglass Reinforced Plastic | Pressurized
FRIENDLY EXPRESS #72 | 1699 FREDERICA RD | ST SIMONS ISLAND | Glynn | 630137 | 5 |  | 1993-07-12 | FALSE | 1993-07-12 | FALSE | Temporarily out of use | Kerosene | 4000 | Galvanic (STIP-3) | 1985-05-05 |  | Flex | Safe Suction (Euro)
HOT DOG ALLEY | 533 OCEAN BLVD | ST SIMONS ISLAND | Glynn | 630123 | 7 |  |  | FALSE |  | FALSE | Removed from Ground | Gas (Historical Use) | 4000 | Unknown | 2003-12-17 | 2003-12-17
HOT DOG ALLEY | 533 OCEAN BLVD | ST SIMONS ISLAND | Glynn | 630123 | 1 |  | 1998-12-21 |  | 1998-12-21 |  | Removed from Ground | Gas (Historical Use) | 4000 | Cathodically Protected Steel | 1971-05-10 | 2003-12-17 | Cathodically Protected | Suction (American)
RETREAT VILLAGE EXXON STATION (F | 2207 DEMERE ST | ST SIMONS ISLAND | Glynn | 9063082 | 1 | [5 empty] | Removed from Ground | Gas (Historical Use) | 8000 | Bare Steel | 1994-11-21 | 1994-11-21 | Bare Steel | Safe Suction (Euro)
SUPERIOR CAR WASH | 2201 DEMERE RD | ST SIMONS ISLAND | Glynn | 9063118 | 2 |  | 1993-02-01 |  | 1993-02-01 |  | Removed from Ground | Gas (Historical Use) | 10000 | Cathodically Protected Steel | 1993-02-01 | 2004-11-10 | Fiberglass Reinforced Plastic | Pressurized
ISLAND CLUB GOLF CLUB MAINTENANC | 2693 DEMERE RD | ST SIMONS ISLAND | Glynn | 9063155 | 1A |  | 1999-02-16 |  | 1999-02-16 |  | Removed from Ground | Gas (Historical Use) | 500 | Composite | 1999-02-16 | 2009-11-09 | Fiberglass Reinforced Plastic | Suction (American)
FRIENDLY EXPRESS #62 | 1313 DEMERE RD | ST SIMONS ISLAND | Glynn | 630058 | 4 | Flapper Valve | 1998-03-01 | FALSE | 1998-03-01 | FALSE | Temporarily out of use | Kerosene | 10000 | Steel-Impressed Current | 1985-02-24 |  | Fiberglass Reinforced Plastic | Pressurized
GA POWER ST SIMONS OPERATING HDQ | 100 HAMILTON RD | ST SIMONS ISLAND | Glynn | 630132 | 1 |  | 1994-08-05 |  | 1994-08-05 |  | Removed from Ground | Gas (Historical Use) | 10000 | Fiberglass | 1994-08-05 | 1995-06-19 | Fiberglass Reinforced Plastic | Pressurized
FAA/SSI FSS | MCKINNON AIRPORT/TERMINAL BLDG | ST SIMONS ISLAND | Glynn | 630111 | 1 | [5 empty] | Removed from Ground | Gas (Historical Use) | 280 | Bare Steel | 1961-05-07 | 1980-07-01 | Galvanized Steel
ABANDONED SVC STATION | 5598 ALTAMA AVE | BRUNSWICK | Glynn | 9063026 | 3 | [5 empty] | Removed from Ground | Empty | 550 | Bare Steel | 1992-04-01 | 1992-04-01 | Not Marked
ST SIMONS BOAT & FISH CLUB MARINA | 1000 ARTHUR MOORE DR | ST SIMONS ISLAND | Glynn | 9063015 | 1 | Flapper Valve | 1996-01-01 | FALSE | 1996-01-01 | FALSE | Currently in Use | Plus | 4000 | Composite | 1996-01-01 |  | Fiberglass Reinforced Plastic | Pressurized
GOLDEN ISLES MARINA | 206 MARINA DR | ST SIMONS ISLAND | Glynn | 9063076 | 2 | Ball Float | 1989-06-16 | FALSE | 1989-06-16 | FALSE | Closed in Ground | Diesel | 20000 | Tank Jacket | 1989-01-01 |  | Double-Walled Flex | Pressurized
PARKERS VILLAGE | 501 OCEAN BLVD | ST SIMONS ISLAND | Glynn | 630052 | 3 | Flapper Valve | 2001-04-10 | FALSE | 2001-04-10 | FALSE | Currently in Use | E-0 | 4000 | Steel-Impressed Current | 1983-02-25 |  | Double-Walled Flex | Pressurized
BRUNSWICK P&P | GA HWY 99 | STERLING | Glynn | 872005 | 2 | [5 empty] | Removed from Ground | Gas (Historical Use) | 1000 | Bare Steel | 1984-11-04 | 1993-07-15 | Unknown
FRIENDLY EXPRESS #72 | 1699 FREDERICA RD | ST SIMONS ISLAND | Glynn | 630137 | 1 | Flapper Valve | 1993-07-12 | FALSE | 1993-07-12 | FALSE | Currently in Use | Regular | 10000 | Galvanic (STIP-3) | 1981-05-06 |  | Flex | Pressurized
HOT DOG ALLEY | 533 OCEAN BLVD | ST SIMONS ISLAND | Glynn | 630123 | 5 |  |  | FALSE |  | FALSE | Removed from Ground | Gas (Historical Use) | 4000 | Unknown | 2003-12-17 | 2003-12-17
HOT DOG ALLEY | 533 OCEAN BLVD | ST SIMONS ISLAND | Glynn | 630123 | 4 | [5 empty] | Removed from Ground | Diesel | 500 | Bare Steel | 1971-05-10 | 2003-12-17 | Galvanized Steel
PARKER'S ST SIMONS | 509 OCEAN BLVD | ST SIMONS ISLAND | Glynn | 630032 | 2 |  | 1996-11-01 |  | 1996-11-01 |  | Removed from Ground | Gas (Historical Use) | 6000 | Steel-Impressed Current | 1982-02-04 | 2002-11-01 | Double Walled | Pressurized
GOLDEN ISLES MARINA | 206 MARINA DR/NORTH LOT | ST SIMONS ISLAND | Glynn | 9000042 | 1 | [5 empty] | Removed from Ground | Gas (Historical Use) | 8000 | Bare Steel | 1981-09-03 | 1993-09-15 | Galvanized Steel
CRAB TRAP RESTAURANT | 1209 OCEAN BLVD | ST SIMONS ISLAND | Glynn | 9063086 | 2 | [5 empty] | Removed from Ground | Gas (Historical Use) | 5000 | Bare Steel | 1994-12-18 | 1994-12-18 | Galvanized Steel | Suction (American)
SUPERIOR CAR WASH | 2201 DEMERE RD | ST SIMONS ISLAND | Glynn | 9063118 | 3 |  | 1993-02-01 |  | 1993-02-01 |  | Removed from Ground | Gas (Historical Use) | 8000 | Cathodically Protected Steel | 1993-02-01 | 2004-11-10 | Fiberglass Reinforced Plastic | Pressurized
ISLAND CLUB GOLF CLUB MAINTENANC | 2693 DEMERE RD | ST SIMONS ISLAND | Glynn | 9063155 | 1B |  | 1999-02-16 |  | 1999-02-16 |  | Removed from Ground | Diesel | 500 | Composite | 1999-02-16 | 2009-11-09 | Fiberglass Reinforced Plastic | Suction (American)
MALCOLM B MCKINNON AIRPORT | 119 AIRPORT DRIVE | ST SIMONS ISLAND | Glynn | 9063147 | 2 | [5 empty] | Removed from Ground | Gas (Historical Use) | 500 | Not Marked/Unknown | 1998-08-26 | 1998-08-26 | Not Marked
GA AIR NATIONAL GUARD | PO BOX 813 | ST SIMONS ISLAND | Glynn | 630192 | 1 | [5 empty] | Removed from Ground | Gas (Historical Use) | 1000 | Bare Steel | 1966-05-13 | 1899-12-31 | Galvanized Steel
CHANCY'S CHEVRON | 2100 DEMERE RD | ST SIMONS ISLAND | Glynn | 630178 | 6 | [5 empty] | Removed from Ground | Gas (Historical Use) | 2000 | Bare Steel | 1961-05-14 | 1992-11-09 | Galvanized Steel | Pressurized
USCG STATION | SOUTH OF KINGS WAY HWY @ TORRAS | ST SIMONS ISLAND | Glynn | 630205 | 1 | [5 empty] | Removed from Ground | Diesel | 2000 | Fiberglass | 1979-05-18 | 1991-10-30 | Bare Steel | Pressurized
CHEVRON STATION | 507 OCEAN BLVD | ST SIMONS ISLAND | Glynn | 630092 | 1 | [5 empty] | Removed from Ground | Gas (Historical Use) | 10000 | Bare Steel | 1977-03-30 | 1899-12-31 | Bare Steel
DOT 10508 GLYNN CO MAINT HQ | 0 .7 MI W OF US 341 ON MCKENZIE D | STERLING | Glynn | 630100 | 508G1 | [5 empty] | Removed from Ground | Gas (Historical Use) | 2000 | Bare Steel | 1986-04-29 | 2003-09-01 | Galvanized Steel | Safe Suction (Euro)
STOP N SHOP FKA R & S BP | 5248 JESSUP HWY | BRUNSWICK | Glynn | 630085 | 6 | Ball Float | 2000-04-22 |  | 2000-04-22 |  | Removed from Ground | Gas (Historical Use) | 8000 | Fiberglass Double Walled | 2000-04-22 | 2011-12-13 | Secondary Containment | Pressurized
RACETRAC SERVICE STATION #250 | I-95 & US HWY 341 | BRUNSWICK | Glynn | 630186 | 3 |  | 1983-01-01 |  | 1983-01-01 |  | Removed from Ground | Gas (Historical Use) | 12000 | Steel-Impressed Current | 1978-05-10 | 2000-06-01 | Cathodically Protected | Pressurized
ABANDONED SVC STATION | 5598 ALTAMA AVE | BRUNSWICK | Glynn | 9063026 | 2 | [5 empty] | Removed from Ground | Empty | 10000 | Bare Steel | 1992-04-01 | 1992-04-01 | Not Marked
HARRINGTON WATER PLANT | 161 S HARRINGTON RD | ST SIMONS ISLAND | Glynn | 9063031 | 1 | [5 empty] | Removed from Ground | Diesel | 1000 | Bare Steel | 1978-04-01 | 1998-09-15 | Bare Steel
GLYNN COUNTY PUBLIC WORKS DEPART | 2001 DEMERE RD/DEMERE ANNEX BLDG | ST SIMONS ISLAND | Glynn | 9063030 | 2 | [5 empty] | Removed from Ground | Diesel | 5000 | Bare Steel | 1976-01-01 | 1992-08-01 | Galvanized Steel
CRAB TRAP RESTAURANT | 1209 OCEAN BLVD | ST SIMONS ISLAND | Glynn | 9063086 | 1 | [5 empty] | Removed from Ground | Gas (Historical Use) | 5000 | Bare Steel | 1994-12-16 | 1994-12-16 | Galvanized Steel | Suction (American)
DNR AVIATION | MCKINNON AIRPORT | ST SIMONS ISLAND | Glynn | 9063117 | 1 | [5 empty] | Removed from Ground | Gas (Historical Use) | 2000 | Marked Unknown | 1995-10-05 | 1995-10-05 | Galvanized Steel | Safe Suction (Euro)
MALCOLM B MCKINNON AIRPORT | 119 AIRPORT DRIVE | ST SIMONS ISLAND | Glynn | 9063147 | 1 | [5 empty] | Removed from Ground | Gas (Historical Use) | 500 | Not Marked/Unknown | 1998-08-26 | 1998-08-26 | Not Marked
USCG STATION | SOUTH OF KINGS WAY HWY @ TORRAS | ST SIMONS ISLAND | Glynn | 630205 | 2 | [5 empty] | Removed from Ground | Diesel | 1000 | Marked Unknown | 1956-05-23 | 1991-10-31 | Galvanized Steel
GOLDEN ISLES MARINA | 206 MARINA DR/NORTH LOT | ST SIMONS ISLAND | Glynn | 9000042 | 2 | [5 empty] | Removed from Ground | Diesel | 8000 | Bare Steel | 1981-09-03 | 1993-09-15 | Galvanized Steel
BELLSOUTH TELECOMMUNICATIONS INC | 320 CAPTAIN WYLLY RD | JEKYLL ISLAND | Glynn | 9063052 | 1 | [5 empty] | Removed from Ground | Other | 1000 | Bare Steel | 1984-10-01 | 1994-06-23 | Copper | Suction (American)
GLYNN COUNTY FIRE DEPARTMENT #4 | 3581 FREDERICA RD | ST SIMONS ISLAND | Glynn | 9063102 | 4 |  |  | FALSE |  | FALSE | Removed from Ground |  | 500 | Bare Steel | 1992-09-04 | 1992-09-04 | Galvanized Steel | Suction (American)
FUELPRO CARD SYSTEM | 1770 DEMERE RD | ST SIMONS ISLAND | Glynn | 9063106 | 4 | Flapper Valve | 1990-10-01 | FALSE | 1990-10-01 | FALSE | Currently in Use | Diesel | 2000 | Galvanic (STIP-3) | 2001-08-23 |  | Fiberglass Reinforced Plastic | Pressurized
FORMER CLOISTER HOTEL | SEA ISLAND/2ND ST | SEA ISLAND | Glynn | 10000588 | 4 |  |  | FALSE |  | FALSE | Removed from Ground | Diesel | 800 | Bare Steel | 2004-03-11 | 2004-03-11
ZELL ENTERPRISES | 3313 GLYNN AVENUE | BRUNSWICK | Glynn | 10000577 | 3 |  |  | FALSE |  | FALSE | Removed from Ground | Gas (Historical Use) | 6000 | Bare Steel | 2003-12-22 | 2003-12-22
BRUNSWICK TA SHOP | 215 DUNGENESS DR | BRUNSWICK | Glynn | 10001157 | 3 |  | 2006-02-20 | FALSE | 2006-02-20 | FALSE | Currently in Use | Other | 600 | Fiberglass Double Walled | 2006-02-15 |  | Double-Walled Fiberglass | Gravity Fed
Circle K 2745001 | 50 BEN FORTSON PKWY | JEKYLL ISLAND | Glynn | 10001935 | 3 |  | 2010-08-24 | FALSE | 2010-08-24 | FALSE | Currently in Use | Diesel | 6000 | Composite Double Walled | 2010-08-24 |  | Double-Walled Flex | Pressurized
FORMER CLOISTER HOTEL | SEA ISLAND/2ND ST | SEA ISLAND | Glynn | 10000588 | 3 |  |  | FALSE |  | FALSE | Removed from Ground | Diesel | 300 | Bare Steel | 2004-03-05 | 2004-03-05 | Galvanized Steel
FRIENDLY EXPRESS #51 | 3224 US HWY 17 S | BRUNSWICK | Glynn | 9000555 | 5C |  | 2016-06-26 | FALSE | 2016-06-26 | FALSE | Currently in Use | Diesel | 10000 | Composite Double Walled | 2016-06-26 |  | Double-Walled Flex | Pressurized
JACK RABBIT #3 | 4902 US HWY 17 N | BRUNSWICK | Glynn | 9000504 | 1 | Flapper Valve | 1997-08-01 | FALSE | 1997-08-01 | FALSE | Currently in Use | Premium | 8000 | Steel-Impressed Current | 1979-01-01 |  |  | Pressurized
FRIENDLY EXPRESS #48 | 4230 US HWY 17 N | BRUNSWICK | Glynn | 630033 | 4B |  | 2008-03-17 | FALSE | 2008-03-17 | FALSE | Currently in Use | Diesel | 6000 | Composite Double Walled | 2008-03-17 |  | Double-Walled Flex | Pressurized
FAMILY STORE #2 | 4528 ALTAMA AVE | BRUNSWICK | Glynn | 630004 | 2 |  | 1994-12-01 |  | 1994-12-01 |  | Currently in Use | Gas (Historical Use) | 8000 | Bare Steel | 1971-05-10 |  | Cathodically Protected | Pressurized
EAST COAST ICE CO | 1029 BAY ST | BRUNSWICK | Glynn | 630017 | 1 | [5 empty] | Removed from Ground | Diesel | 8000 | Bare Steel | 1985-03-06 | 1990-09-23 | Galvanized Steel
Friendly Express #71 | 4341 NEW JESUP HWY | BRUNSWICK | Glynn | 630136 | 10A | Flapper Valve | 2018-06-20 | FALSE | 2018-06-20 | FALSE | Currently in Use | Regular | 20000 | Composite Double Walled | 2018-06-20 |  | Double-Walled Flex | Pressurized
GA ARMY NATIONAL GUARD OMS #13 | 3100 NORWICH ST | BRUNSWICK | Glynn | 630122 | 1 | [5 empty] | Removed from Ground | Gas (Historical Use) | 1000 | Bare Steel | 1960-05-07 | 1995-12-18 | Unknown
CRAWFORDS EASTVIEW SHELL | 3221 GLYNN AVE | BRUNSWICK | Glynn | 630125 | 1 | [5 empty] | Removed from Ground | Gas (Historical Use) | 10000 | Bare Steel | 1985-05-06 | 2001-03-22 | Galvanized Steel | Pressurized
EXXON | 5055 NEW JESUP HWY | BRUNSWICK | Glynn | 630103 | 2 | Flapper Valve | 1998-05-01 | FALSE | 1998-05-01 | FALSE | Currently in Use | Diesel | 8000 | Fiberglass | 1974-05-09 |  | Fiberglass Reinforced Plastic | Pressurized
SATILLA | RT 5 BOX 938 | BRUNSWICK | Glynn | 630097 | 3 | [5 empty] | Removed from Ground | Gas (Historical Use) | 1000 | Bare Steel | 1958-04-17 | 1988-01-01 | Unknown
BROOKMAN | RT 5 BOX 938 | BRUNSWICK | Glynn | 630098 | 2 | [5 empty] | Removed from Ground | Gas (Historical Use) | 2000 | Bare Steel | 1960-04-16 | 1988-01-01 | Unknown
SERVICE STATION (FORMER) | THIRD ST | SEA ISLAND | Glynn | 630235 | 3 | [5 empty] | Removed from Ground | Gas (Historical Use) | 1000 | Bare Steel | 1994-12-15 | 1994-12-15 | Not Marked
DEES AUTO SERVICE | 2200 NORWICH ST | BRUNSWICK | Glynn | 630074 | 4 |  |  | TRUE |  | TRUE | Removed from Ground | Used Oil | 500 | Marked Unknown | 1961-03-26 | 1997-01-01 | Galvanized Steel
POWELL'S MINIT MARKET | RT. 3 BOX 457 HWY. 341 | BRUNSWICK | Glynn | 630068 | 2 | [5 empty] | Removed from Ground | Gas (Historical Use) | 0 | Bare Steel | 1966-03-18 | 1989-01-01 | Galvanized Steel
LIFT STATION 4039 | 150 INDIGO DR | BRUNSWICK | Glynn | 10001839 | 1 |  |  | FALSE |  | FALSE | Removed from Ground | Diesel | 500 | Fiberglass | 1987-01-01 | 2010-06-18 | Bare Steel
LIFT STATION 4048 | 3983 DARIEN HWY (HWY 17) | BRUNSWICK | Glynn | 10001840 | 1 |  | 2010-07-01 | FALSE | 2010-07-01 | FALSE | Removed from Ground | Diesel | 500 | Fiberglass | 1987-01-01 | 2017-09-26 | Bare Steel | Safe Suction (Euro)
GLYNCO MANNING AVIATION | 425 Aviation Parkway | BRUNSWICK | Glynn | 9063067 | 2 |  | 1995-04-07 | FALSE | 1995-04-07 | FALSE | Removed from Ground | Diesel | 20000 | Epoxy | 1995-04-07 |  |  | Safe Suction (Euro)
Coastal Mart | 7552 Blythe Island Hwy | Brunswick | Glynn | 9063107 | 4B |  | 1999-02-01 | FALSE | 1999-02-01 | FALSE | Currently in Use | Regular | 4000 | Composite | 1999-02-01 |  | Fiberglass Reinforced Plastic | Pressurized
Coastal Mart | 7552 Blythe Island Hwy | Brunswick | Glynn | 9063107 | 4B |  | 1999-02-01 | FALSE | 1999-02-01 | FALSE | Currently in Use | Regular | 4000 | Composite | 1999-02-01 |  | Fiberglass Reinforced Plastic | Pressurized
Coastal Mart | 7552 Blythe Island Hwy | Brunswick | Glynn | 9063107 | 4B |  | 1999-02-01 | FALSE | 1999-02-01 | FALSE | Currently in Use | Regular | 4000 | Composite | 1999-02-01 |  | Fiberglass Reinforced Plastic | Pressurized
Coastal Mart | 7552 Blythe Island Hwy | Brunswick | Glynn | 9063107 | 4B |  | 1999-02-01 | FALSE | 1999-02-01 | FALSE | Currently in Use | Regular | 4000 | Composite | 1999-02-01 |  | Fiberglass Reinforced Plastic | Pressurized
MURPHY USA #7753 | 136 ALTAMA CONNECTOR | BRUNSWICK | Glynn | 9063156 | 2 | Flapper Valve | 1999-08-20 | FALSE | 1999-08-20 | FALSE | Removed from Ground | Premium | 12000 | Fiberglass Double Walled | 1999-08-20 | 2020-03-24 | Double-Walled Flex | Pressurized
Circle K 2745132 | 127 FLASH FOOD RD PE | BRUNSWICK | Glynn | 9063165 | 1 | Flapper Valve | 2001-12-07 | FALSE | 2001-12-07 | FALSE | Currently in Use | Regular | 15000 | Composite Double Walled | 2001-12-07 |  |  | Pressurized
OASIS | 4965 ALTAMA AVE | BRUNSWICK | Glynn | 9000041 | 2 |  | 1988-04-01 |  | 1991-07-01 |  | Removed from Ground | Gas (Historical Use) | 10000 | Composite | 1986-04-17 | 2013-10-15 | Fiberglass Reinforced Plastic | Pressurized
BRUNSWICK TA | 185 DUNGENESS DR | BRUNSWICK | Glynn | 630196 | 4 | [5 empty] | Removed from Ground | Other | 8000 | Bare Steel | 1978-05-10 | 1993-03-01 | Galvanized Steel | Pressurized
BRUNSWICK TA | 185 DUNGENESS DR | BRUNSWICK | Glynn | 630196 | 5 |  |  | TRUE |  | TRUE | Removed from Ground | Used Oil | 1000 | Bare Steel | 1978-05-10 | 1993-03-01 | Galvanized Steel | Gravity Fed
BRUNSWICK TA | 185 DUNGENESS DR | BRUNSWICK | Glynn | 630196 | 7 | Ball Float | 1998-06-01 |  | 1998-06-01 |  | Removed from Ground | Used Oil | 10000 | Fiberglass Double Walled | 1993-03-01 | 2006-08-29 | Fiberglass Reinforced Plastic | Suction (American)
BRUNSWICK TA | 185 DUNGENESS DR | BRUNSWICK | Glynn | 630196 | 13 | Flapper Valve | 2013-12-23 | FALSE | 2013-08-16 | FALSE | Currently in Use | Diesel | 30000 | Fiberglass Double Walled | 2013-08-18 |  | Double-Walled Fiberglass | Pressurized
S&S REALTY/CLOSED UST SITE | 4406 ALTAMA AVE | BRUNSWICK | Glynn | 9063075 | 3 | [5 empty] | Closed in Ground | Gas (Historical Use) | 0 | Not Marked/Unknown | 1994-07-01 | 1994-07-01 | Not Marked
JEKYLL HARBOR MARINA | 1 HARBOR RD | JEKYLL ISLAND | Glynn | 9063061 | 1 | Flapper Valve | 1998-09-21 | FALSE | 1991-08-01 | FALSE | Currently in Use | Regular | 8000 | Composite | 1998-10-21 |  | Double-Walled Fiberglass | Pressurized
I-95 SHELL | I-95 & US HWY 341 | BRUNSWICK | Glynn | 630230 | 5 | [5 empty] | Removed from Ground | Diesel | 10000 | Bare Steel | 1984-05-08 | 2001-11-12 | Galvanized Steel | Pressurized
PLANT MCMANUS | #1 CRISPEN ISLAND | BRUNSWICK | Glynn | 630133 | MSI | [5 empty] | Removed from Ground | Other | 540 | Bare Steel | 1966-05-12 | 1988-02-01 | Bare Steel
PLANT MCMANUS | #1 CRISPEN ISLAND | BRUNSWICK | Glynn | 630133 | 6 | [5 empty] | Removed from Ground | Gas (Historical Use) | 2000 | Composite | 1976-05-09 | 1988-02-01 | Bare Steel
E.W.L MERRITT TRUCKING CO. | 2214 CANAL RD. | BRUNSWICK | Glynn | 630155 | 1 | [5 empty] | Removed from Ground | Gas (Historical Use) | 1000 | Bare Steel | 1976-05-10 | 1988-01-01 | Galvanized Steel
CARLTON CO | 106 PERRY LANE RD | BRUNSWICK | Glynn | 630176 | 2 | [5 empty] | Removed from Ground | Gas (Historical Use) | 1000 | Bare Steel | 1966-05-13 | 1996-04-15 | Galvanized Steel
DERST BAKING CO. WAREHOUSE | 408 MAIN ST. | BRUNSWICK | Glynn | 630181 | 1 | [5 empty] | Removed from Ground | Empty | 1000 | Bare Steel | 1963-05-14 | 1997-10-21 | Unknown | Suction (American)
BRUNSWICK TEXACO | 4933 NEW JESSUP HWY | BRUNSWICK | Glynn | 9063116 | 3 |  | 1990-07-01 |  | 1990-07-01 |  | Removed from Ground | Gas (Historical Use) | 10000 | Cathodically Protected Steel | 1990-07-01 | 2006-04-11 | Fiberglass Reinforced Plastic | Pressurized
RAMADA INN | 3241 GLYNN AVE | BRUNSWICK | Glynn | 9063126 | 1 | [5 empty] | Removed from Ground | Other | 0 | Marked Unknown |  | 1899-12-31 | Unknown
GLYNN COUNTY FIRE DEPARTMENT #1 | 235 OLD JESUP RD | BRUNSWICK | Glynn | 9063099 | 2 | [5 empty] | Removed from Ground | Diesel | 1000 | Bare Steel | 1998-02-10 | 1998-02-10 | Galvanized Steel | Suction (American)
GLYNN COUNTY PUBLIC WORKS DEPART | 4145 NORWICH ST EXTENSION | BRUNSWICK | Glynn | 9063023 | 9AST |  |  | TRUE |  | TRUE | Removed from Ground | Used Oil | 500 | Bare Steel | 1983-01-01 | 1994-09-01 | Galvanized Steel
GLYNN COUNTY DETENTION CENTER | 1812 NEWCASTLE ST | BRUNSWICK | Glynn | 9063033 | 2 |  |  | FALSE |  | FALSE | Removed from Ground | Diesel | 4000 | Fiberglass | 1988-02-01 | 1998-08-01 | Galvanized Steel
TOMMYS CORNER | 6010 NEW JESUP HWY | BRUNSWICK | Glynn | 10000333 | 1 | Flapper Valve | 2002-09-01 | FALSE | 2002-09-01 | FALSE | Currently in Use | Diesel | 6000 | Epoxy | 2002-09-01 |  | Fiberglass Reinforced Plastic | Pressurized
JEKYLL ISLAND/PATROL & WELCOME C | BEN FORTSON PKWY | JEKYLL ISLAND | Glynn | 9063011 | 21 | [5 empty] | Removed from Ground | Gas (Historical Use) | 5000 | Bare Steel | 1998-02-12 | 1998-02-12 | Galvanized Steel
JEKYLL ISLAND/AIRPORT | AIRPORT | JEKYLL ISLAND | Glynn | 9063008 | 42 | [5 empty] | Removed from Ground | Other | 6000 | Bare Steel | 1965-01-01 | 1996-05-21 | Galvanized Steel
MUSCGROVE PLANTATION | 5720 FREDERICA RD. | ST SIMONS ISLAND | Glynn | 630152 | 1 | [5 empty] | Removed from Ground | Gas (Historical Use) | 1000 | Bare Steel | 1974-05-11 | 1998-10-12 | Galvanized Steel
FRIENDLY EXPRESS #62 | 1313 DEMERE RD | ST SIMONS ISLAND | Glynn | 630058 | 3 | Flapper Valve | 1998-03-01 | FALSE | 1998-03-01 | FALSE | Currently in Use | Regular | 10000 | Steel-Impressed Current | 1985-02-24 |  | Fiberglass Reinforced Plastic | Pressurized
PARKERS VILLAGE | 501 OCEAN BLVD | ST SIMONS ISLAND | Glynn | 630052 | 2 | Flapper Valve | 2001-04-10 | FALSE | 2001-04-10 | FALSE | Currently in Use | Regular | 8000 | Steel-Impressed Current | 1983-02-25 |  | Double-Walled Flex | Pressurized
GLYNN CO FIRE DEPT #6 | 3320 US HWY 17 S (JUST SOUTH | BRUNSWICK | Glynn | 9063053 | 7B |  | 1999-01-01 |  | 1999-01-01 |  | Removed from Ground | Diesel | 2000 | Composite | 1999-01-01 | 2013-03-11 | Double-Walled Flex | Safe Suction (Euro)
FUELPRO CARD SYSTEM | 1770 DEMERE RD | ST SIMONS ISLAND | Glynn | 9063106 | 3 | Flapper Valve | 1990-10-01 | FALSE | 1990-10-01 | FALSE | Currently in Use | Plus | 2000 | Galvanic (STIP-3) | 2001-08-23 |  | Fiberglass Reinforced Plastic | Pressurized
SUPERIOR CAR WASH | 2201 DEMERE RD | ST SIMONS ISLAND | Glynn | 9063118 | 1 |  | 1993-02-01 |  | 1993-02-01 |  | Removed from Ground | Gas (Historical Use) | 10000 | Cathodically Protected Steel | 1992-02-01 | 2004-11-10 | Fiberglass Reinforced Plastic | Pressurized
GA AIR NATIONAL GUARD | PO BOX 813 | ST SIMONS ISLAND | Glynn | 630192 | 3 | [5 empty] | Removed from Ground | Diesel | 30 | Unknown | 1981-05-09 | 1899-12-31 | Galvanized Steel
ODYSSEY AVIATION | 119 AIRPORT ROAD | ST SIMONS ISLAND | Glynn | 630180 | 1 | [5 empty] | Removed from Ground | Gas (Historical Use) | 8000 | Bare Steel | 1959-05-15 | 1999-12-01 | Galvanized Steel
PARKER'S ST SIMONS | 509 OCEAN BLVD | ST SIMONS ISLAND | Glynn | 630032 | 3 |  | 1996-11-01 |  | 1996-11-01 |  | Removed from Ground | Gas (Historical Use) | 6000 | Steel-Impressed Current | 1982-02-04 | 2002-11-01 | Double Walled | Pressurized
One Stop #44 | 2014 DEMERE RD | ST SIMONS ISLAND | Glynn | 630034 | 5 |  | 1991-05-01 | FALSE | 1991-05-01 | FALSE | Currently in Use | Premium | 10000 | Composite | 1991-05-01 |  | Fiberglass Reinforced Plastic | Pressurized
One Stop #44 | 2014 DEMERE RD | ST SIMONS ISLAND | Glynn | 630034 | 4 |  | 1991-05-01 | FALSE | 1991-05-01 | FALSE | Currently in Use | Regular | 10000 | Composite | 1991-05-01 |  | Fiberglass Reinforced Plastic | Pressurized
WAWA #6303 | 4330 New Jesup Highway | BRUNSWICK | Glynn | 10003472 | 2 | Flapper Valve |  | FALSE |  | FALSE | Currently in Use | Regular | 19782 | Fiberglass Double Walled | 2024-03-18 |  | Double-Walled Flex | Pressurized
WAWA #6303 | 4330 New Jesup Highway | BRUNSWICK | Glynn | 10003472 | 1A | Flapper Valve |  | FALSE |  | FALSE | Currently in Use | Premium | 10271 | Fiberglass Double Walled | 2024-03-18 |  | Double-Walled Flex | Pressurized
WAWA #6303 | 4330 New Jesup Highway | BRUNSWICK | Glynn | 10003472 | 4A | Flapper Valve |  | FALSE |  | FALSE | Currently in Use | Diesel | 10271 | Fiberglass Double Walled | 2024-03-18 |  | Double-Walled Flex | Pressurized
WAWA #6303 | 4330 New Jesup Highway | BRUNSWICK | Glynn | 10003472 | 1B | Flapper Valve |  | FALSE | 2024-06-28 | FALSE | Currently in Use | E-0 | 11904 | Fiberglass Double Walled | 2024-03-18 |  | Double-Walled Flex | Pressurized
WAWA #6303 | 4330 New Jesup Highway | BRUNSWICK | Glynn | 10003472 | 5A | Flapper Valve |  | FALSE | 2024-06-24 | FALSE | Currently in Use | Regular | 11904 | Fiberglass Double Walled | 2024-03-18 |  | Double-Walled Flex | Pressurized
WAWA #6303 | 4330 New Jesup Highway | BRUNSWICK | Glynn | 10003472 | 3 | Flapper Valve |  | FALSE |  | FALSE | Currently in Use | Regular | 19782 | Fiberglass Double Walled | 2024-03-18 |  | Double-Walled Flex | Pressurized
QUIKTRIP #7136 | 90 PILOT LANE | BRUNSWICK | Glynn | 10003284 | 3 | Flapper Valve | 2022-11-09 | FALSE | 2022-04-13 | FALSE | Currently in Use | Regular | 20000 | Fiberglass | 2022-03-17 |  | Double-Walled Flex | Pressurized
QUIKTRIP #7136 | 90 PILOT LANE | BRUNSWICK | Glynn | 10003284 | 10 | Flapper Valve | 2022-11-09 | FALSE | 2022-04-13 | FALSE | Currently in Use | Diesel | 31000 | Fiberglass | 2022-03-03 |  | Double-Walled Flex | Pressurized
QUIKTRIP #7136 | 90 PILOT LANE | BRUNSWICK | Glynn | 10003284 | 7 | Flapper Valve | 2022-11-09 | FALSE | 2022-04-13 | FALSE | Currently in Use | Diesel | 31000 | Fiberglass | 2022-03-03 |  | Double-Walled Flex | Pressurized
QUIKTRIP #7136 | 90 PILOT LANE | BRUNSWICK | Glynn | 10003284 | 1 | Flapper Valve | 2022-11-09 | FALSE | 2022-04-13 | FALSE | Currently in Use | Regular | 20000 | Fiberglass | 2022-03-17 |  | Double-Walled Flex | Pressurized
QUIKTRIP #7136 | 90 PILOT LANE | BRUNSWICK | Glynn | 10003284 | 2 | Flapper Valve | 2022-11-09 | FALSE | 2022-04-13 | FALSE | Currently in Use | Regular | 20000 | Fiberglass | 2022-03-17 |  | Double-Walled Flex | Pressurized
QUIKTRIP #7136 | 90 PILOT LANE | BRUNSWICK | Glynn | 10003284 | 4 | Flapper Valve | 2022-11-09 | FALSE | 2022-04-13 | FALSE | Currently in Use | E-0 | 20000 | Fiberglass | 2022-03-17 |  | Double-Walled Flex | Pressurized
QUIKTRIP #7136 | 90 PILOT LANE | BRUNSWICK | Glynn | 10003284 | 5 | Flapper Valve | 2022-11-09 | FALSE | 2022-04-13 | FALSE | Currently in Use | Premium | 20000 | Fiberglass | 2022-03-17 |  | Double-Walled Flex | Pressurized
FAA BRUNSWICK | 295 Aviation Pkwy | Brunswick | Glynn | UST-SLOC-630109 | 1 | [5 empty] | Removed from Ground | Diesel | 280 | Bare Steel | 1977-05-03 | 1994-06-23 | Not Marked
OAK GROVE MARINA | 1 MARINA DR | BRUNSWICK | Glynn | 10003434 | 2 |  |  | FALSE |  | FALSE | Removed from Ground |  | 4000 |  |  | 2024-02-08
OAK GROVE MARINA | 1 MARINA DR | BRUNSWICK | Glynn | 10003434 | 1 |  |  | FALSE |  | FALSE | Removed from Ground |  | 4000 |  |  | 2024-02-08
FLETC GLYNCO | 1131 Chapel Crossing Rd | Brunswick | Glynn | UST-SLOC-9063045 | 2 | [5 empty] | Removed from Ground | Diesel | 10000 | Marked Unknown | 1993-07-28 | 1993-07-28 | Bare Steel | Suction (American)
FLETC GLYNCO | 1131 Chapel Crossing Rd | Brunswick | Glynn | UST-SLOC-9063051 | 1 | [5 empty] | Removed from Ground | Other | 1000 | Bare Steel | 1992-08-11 | 1992-08-11 | Unknown
FLETC GLYNCO | 1131 Chapel Crossing Rd | Brunswick | Glynn | UST-SLOC-9063093 | 3 |  | 1993-01-01 | FALSE | 1993-01-01 | FALSE | Removed from Ground | Diesel | 10000 | Fiberglass Double Walled | 1993-01-01 | 2006-08-23 | Double-Walled Fiberglass
FLETC GLYNCO | 1131 Chapel Crossing Rd | Brunswick | Glynn | UST-SLOC-9063001 | 1 |  |  | TRUE |  | TRUE | Removed from Ground | Used Oil | 6000 | Bare Steel | 1993-07-22 | 1993-07-22 | Bare Steel | Suction (American)
FAA BRUNSWICK | 295 Aviation Pkwy | Brunswick | Glynn | UST-SLOC-630112 | 1 | [5 empty] | Removed from Ground | Gas (Historical Use) | 280 | Bare Steel | 1961-05-07 | 1992-05-01 | Galvanized Steel
QUIKTRIP #7136 | 90 PILOT LANE | BRUNSWICK | Glynn | 10003284 | 9 | Flapper Valve | 2022-11-09 | FALSE | 2022-04-13 | FALSE | Currently in Use | Diesel | 31000 | Fiberglass | 2022-03-03 |  | Double-Walled Flex | Pressurized
QUIKTRIP #7136 | 90 PILOT LANE | BRUNSWICK | Glynn | 10003284 | 8 | Flapper Valve | 2022-11-09 | FALSE | 2022-04-13 | FALSE | Currently in Use | Diesel | 31000 | Fiberglass | 2022-03-03 |  | Double-Walled Flex | Pressurized
AT&T | POST RD/NW OF EVERETT | EVERETT | Glynn | 1510049 | 1 | [5 empty] | Removed from Ground | Diesel | 1500 | Bare Steel | 1963-01-01 | 1992-07-24 | Copper | Suction (American)
FLETC GLYNCO | 1131 Chapel Crossing Rd | Brunswick | Glynn | UST-SLOC-9063093 | 2 | [5 empty] | Removed from Ground | Gas (Historical Use) | 10000 | Not Marked/Unknown | 1996-08-01 | 1996-08-01 | Not Marked
FLETC GLYNCO | 1131 Chapel Crossing Rd | Brunswick | Glynn | UST-SLOC-9063044 | 2 | [5 empty] | Removed from Ground | Diesel | 15000 | Bare Steel | 1993-08-03 | 1993-08-03 | Bare Steel | Suction (American)
FLETC GLYNCO | 1131 Chapel Crossing Rd | Brunswick | Glynn | UST-SLOC-9063045 | 1 | [5 empty] | Removed from Ground | Diesel | 10000 | Bare Steel | 1993-07-28 | 1993-07-28 | Bare Steel | Suction (American)
FLETC GLYNCO | 1131 Chapel Crossing Rd | Brunswick | Glynn | UST-SLOC-9063044 | 1 | [5 empty] | Removed from Ground | Diesel | 15000 | Bare Steel | 1993-08-03 | 1993-08-03 | Bare Steel | Suction (American)
FLETC GLYNCO | 1131 Chapel Crossing Rd | Brunswick | Glynn | UST-SLOC-9063066 | 1 | [5 empty] | Removed from Ground | Diesel | 500 | Bare Steel | 1993-07-22 | 1993-07-22 | Bare Steel | Suction (American)
FLETC GLYNCO | 1131 Chapel Crossing Rd | Brunswick | Glynn | UST-SLOC-9063093 | 0 |  |  | TRUE |  | TRUE | Removed from Ground | Used Oil | 500 | Marked Unknown | 1994-12-13 | 1994-12-13 | Not Marked
FLETC GLYNCO | 1131 Chapel Crossing Rd | Brunswick | Glynn | UST-SLOC-9063093 | 1 | [5 empty] | Removed from Ground | Gas (Historical Use) | 10000 | Not Marked/Unknown | 1996-08-01 | 1996-08-01 | Not Marked
SPARKERS #7 | 2742 HWY 17 SOUTH | BRUNSWICK | Glynn | 9063057 | 2 | Flapper Valve | 1997-06-16 | FALSE | 1993-07-01 | FALSE | Currently in Use | Diesel | 10000 | Steel-Impressed Current | 1980-01-01 |  | Double-Walled Fiberglass | Pressurized
FRIENDLY EXPRESS #58 | 5510 FREDERICA RD | ST. SIMONS | Glynn | 10003615 | 2C | Flapper Valve | 2025-03-26 | FALSE | 2025-03-26 | FALSE | Currently in Use | Diesel | 5000 | Composite Double Walled | 2024-10-29 |  | Double-Walled Flex | Pressurized
SNAPPY FOOD MART | 4200 HWY 99 | BRUNSWICK | Glynn | 9063073 | 3 | Flapper Valve | 1996-05-01 | FALSE | 1996-05-01 | FALSE | Currently in Use | Regular | 2000 | Steel-Impressed Current | 1987-01-01 |  |  | Suction (American)
RICKS SUPERMARKET | 6612 NEW JESUP HWY | BRUNSWICK | Glynn | 9063074 | 5 |  | 1994-07-29 |  | 1994-07-29 |  | Temporarily out of use | Gas (Historical Use) | 4000 | Cathodically Protected Steel | 1994-07-29 |  | Fiberglass Reinforced Plastic | Safe Suction (Euro)
RICKS SUPERMARKET | 6612 NEW JESUP HWY | BRUNSWICK | Glynn | 9063074 | 4 |  | 1994-07-29 |  | 1994-07-29 |  | Temporarily out of use | Gas (Historical Use) | 4000 | Cathodically Protected Steel | 1994-07-29 |  | Fiberglass Reinforced Plastic | Safe Suction (Euro)
NATIONAL TRUCK STOP BRUNSWICK | I-95 @ EXIT 29 / 110 DUNGENESS DR | BRUNSWICK | Glynn | 630187 | 10 |  | 1992-06-01 |  | 1992-06-01 |  | Currently in Use | Diesel | 20000 | Composite | 1992-06-01 |  | Fiberglass Reinforced Plastic
EXXON FOOD MART | 99 NASCAR BLVD | BRUNSWICK | Glynn | 10001511 | 3A | Flapper Valve | 2015-06-12 | FALSE | 2015-06-12 | FALSE | Currently in Use | E-85 | 12000 | Fiberglass Double Walled | 2015-06-12 |  | Double-Walled Fiberglass | Pressurized
FRIENDLY EXPRESS #58 | 5510 FREDERICA RD | ST. SIMONS | Glynn | 10003615 | 1 | Flapper Valve | 2025-03-26 | FALSE | 2025-03-26 | FALSE | Currently in Use | Regular | 20000 | Composite Double Walled | 2024-10-29 |  | Double-Walled Flex | Pressurized
PARKERS CRISPEN | 5411 NEW JESUP HWY | BRUNSWICK | Glynn | 9063164 | 1 | Ball Float | 2001-09-01 | FALSE | 2001-09-01 | FALSE | Currently in Use | E-10 | 12000 | Composite | 2001-09-01 |  | Double-Walled Fiberglass | Pressurized
INTERNATIONAL AUTO PROCESSING | #1 JOE FRANK HARRIS BLVD | BRUNSWICK | Glynn | 9063095 | KEROSENE | [5 empty] | Removed from Ground | Kerosene | 10000 | Cathodically Protected Steel | 1986-04-01 | 2008-06-03 | Galvanized Steel | Pressurized
RICKS SUPERMARKET | 6612 NEW JESUP HWY | BRUNSWICK | Glynn | 9063074 | 3 | [5 empty] | Closed in Ground | Gas (Historical Use) | 4000 | Bare Steel | 1994-07-07 | 1994-07-07 | Galvanized Steel | Safe Suction (Euro)
GA DEPT OF NAT RES/GAME & FISH | 1200 GLYNN AVE | BRUNSWICK | Glynn | 9063042 | 2AST | [5 empty] | Permanently Out of Use - historical purposes | Gas (Historical Use) | 500 | Bare Steel | 1976-01-01 | 1899-12-31 | Galvanized Steel
FAMILY STORE #1 | 2764 US HWY 17 S | BRUNSWICK | Glynn | 630127 | 4 |  | 1999-04-01 |  | 1999-04-01 |  | Currently in Use | Diesel | 12000 | Steel-Impressed Current | 1985-05-06 |  | Fiberglass Reinforced Plastic | Pressurized
NATIONAL TRUCK STOP BRUNSWICK | I-95 @ EXIT 29 / 110 DUNGENESS DR | BRUNSWICK | Glynn | 630187 | 9 |  | 1992-06-01 |  | 1992-06-01 |  | Currently in Use | Diesel | 20000 | Composite | 1992-06-01 |  | Fiberglass Reinforced Plastic | Pressurized
NATIONAL TRUCK STOP BRUNSWICK | I-95 @ EXIT 29 / 110 DUNGENESS DR | BRUNSWICK | Glynn | 630187 | 2 | [5 empty] | Permanently Out of Use - historical purposes | Gas (Historical Use) | 4009 | Bare Steel | 1982-05-09 | 1899-12-31 | Galvanized Steel
FEDERAL LAW ENFORCEMENT TRAINING | 130 CHAPEL CROSSING RD | BRUNSWICK | Glynn | 9063143 | 151 | [5 empty] | Permanently Out of Use - historical purposes | Diesel | 20000 | Unknown |  | 1899-12-31 | Bare Steel | Suction (American)
PARKERS CRISPEN | 5411 NEW JESUP HWY | BRUNSWICK | Glynn | 9063164 | 2B | Ball Float | 2001-09-01 | FALSE | 2001-09-01 | FALSE | Currently in Use | Diesel | 4000 | Composite | 2001-09-01 |  | Double-Walled Fiberglass | Pressurized
INTERNATIONAL AUTO PROCESSING | #1 JOE FRANK HARRIS BLVD | BRUNSWICK | Glynn | 9063095 | 3 | [5 empty] | Removed from Ground | Gas (Historical Use) | 10000 | Cathodically Protected Steel | 1986-04-01 | 2008-06-03 | Galvanized Steel | Pressurized
SNAPPY FOOD MART | 4200 HWY 99 | BRUNSWICK | Glynn | 9063073 | 4 | Flapper Valve | 1996-05-01 | FALSE | 1996-05-01 | FALSE | Currently in Use | Regular | 2000 | Steel-Impressed Current | 1988-01-01 |  |  | Pressurized
SNAPPY FOOD MART | 4200 HWY 99 | BRUNSWICK | Glynn | 9063073 | 5 | Flapper Valve | 1996-05-01 | FALSE | 1996-05-01 | FALSE | Currently in Use | Premium | 5000 | Steel-Impressed Current | 1988-01-01 |  |  | Pressurized
SPARKERS #7 | 2742 HWY 17 SOUTH | BRUNSWICK | Glynn | 9063057 | 1 | Flapper Valve | 1997-06-16 | FALSE | 1993-07-01 | FALSE | Currently in Use | Premium | 10000 | Steel-Impressed Current | 1980-01-01 |  | Double-Walled Fiberglass | Pressurized
NATIONAL TRUCK STOP BRUNSWICK | I-95 @ EXIT 29 / 110 DUNGENESS DR | BRUNSWICK | Glynn | 630187 | 8A | Flapper Valve | 1992-06-01 | FALSE | 1992-06-01 | FALSE | Currently in Use | Diesel | 5000 | Composite | 1992-06-01 |  | Fiberglass Reinforced Plastic | Pressurized
GA DEPT OF NAT RES/GAME & FISH | 1200 GLYNN AVE | BRUNSWICK | Glynn | 9063042 | 1AST | [5 empty] | Permanently Out of Use - historical purposes | Gas (Historical Use) | 2000 | Bare Steel | 1978-01-01 | 1899-12-31 | Galvanized Steel
OLD FLASH FOODS #88 | 1909 GLOUCESTER ST | BRUNSWICK | Glynn | 630107 | 2 | [5 empty] | Removed from Ground | Gas (Historical Use) | 10000 | Bare Steel | 1976-05-02 | 1991-09-01 | Galvanized Steel
QUICK STOP #2 | 6131 NEW JESUP HWY | BRUNSWICK | Glynn | 630053 | 2 | [5 empty] | Removed from Ground | Gas (Historical Use) | 2500 | Bare Steel | 1983-02-25 | 1992-11-18 | Galvanized Steel
FRIENDLY EXPRESS #58 | 5510 FREDERICA RD | ST. SIMONS | Glynn | 10003615 | 2A | Flapper Valve | 2025-03-26 | FALSE | 2025-03-26 | FALSE | Currently in Use | Premium | 10000 | Composite Double Walled | 2024-10-29 |  | Double-Walled Flex | Pressurized
FAMILY STORE #1 | 2764 US HWY 17 S | BRUNSWICK | Glynn | 630127 | 1 |  | 1999-04-01 |  | 1999-04-01 |  | Currently in Use | Gas (Historical Use) | 12000 | Steel-Impressed Current | 1985-05-06 |  | Fiberglass Reinforced Plastic | Pressurized
NATIONAL TRUCK STOP BRUNSWICK | I-95 @ EXIT 29 / 110 DUNGENESS DR | BRUNSWICK | Glynn | 630187 | 6 | [5 empty] | Permanently Out of Use - historical purposes | Diesel | 4010 | Bare Steel | 1982-05-09 | 1899-12-31 | Galvanized Steel
Circle K 2705392 | 3801 FREDRICA RD | ST SIMONS | Glynn | 9063109 | 3 | Flapper Valve | 1995-03-17 | FALSE | 1995-03-17 | FALSE | Currently in Use | Premium | 12000 |  | 1995-03-17 |  | Fiberglass Reinforced Plastic | Pressurized
SS107W (SOUTH HAMPTON PLANTATION WELL) | 93 CLUBHOUSE RD | ST SIMONS | Glynn | 10001842 | 1 |  |  | FALSE |  | FALSE | Removed from Ground | Diesel | 500 | Fiberglass | 1987-01-01 | 2010-06-17 | Bare Steel
BUC-EE'S #63 | 6900 HWY 99 | BRUNSWICK | Glynn | 10003621 | 4
INTERNATIONAL AUTO PROCESSING | #1 JOE FRANK HARRIS BLVD | BRUNSWICK | Glynn | 9063095 | 4 | [5 empty] | Removed from Ground | Gas (Historical Use) | 10000 | Cathodically Protected Steel | 1986-04-01 | 2008-06-03 | Galvanized Steel | Pressurized
SNAPPY FOOD MART | 4200 HWY 99 | BRUNSWICK | Glynn | 9063073 | 2 | Flapper Valve | 1996-05-01 | FALSE | 1996-05-01 | FALSE | Currently in Use | Regular | 2000 | Steel-Impressed Current | 1987-01-01 |  |  | Suction (American)
FAMILY STORE #1 | 2764 US HWY 17 S | BRUNSWICK | Glynn | 630127 | 2 |  | 1999-04-01 |  | 1999-04-01 |  | Currently in Use | Gas (Historical Use) | 12000 | Steel-Impressed Current | 1985-05-06 |  | Fiberglass Reinforced Plastic | Pressurized
TOOL EXPRESS | 6964 NEW JESUP HIGHWAY | STERLING | Glynn | 10000671 | 4 |  |  | FALSE |  | FALSE | Removed from Ground | Gas (Historical Use) | 250 | Cathodically Protected Steel | 2004-05-11 | 2004-05-11
TOOL EXPRESS | 6964 NEW JESUP HIGHWAY | STERLING | Glynn | 10000671 | 1 |  |  | FALSE |  | FALSE | Removed from Ground | Gas (Historical Use) | 2000 | Cathodically Protected Steel | 2004-05-11 | 2004-05-11
SEA ISLAND TRANSPORTATION MAINT FACILITY | 737 COQUINA DR | SAINT SIMONS ISLAND | Glynn | 10000547 | 1B | Ball Float | 2003-10-01 | FALSE | 2003-10-01 | FALSE | Currently in Use | Diesel | 3500 | Composite | 2003-10-01 |  | Fiberglass Reinforced Plastic | Pressurized
MARSHS EDGE | 136 MARSHS EDGE LANE | SAINT SIMONS ISLAND | Glynn | 10001496 | 2 |  | 2006-07-15 | FALSE | 2006-07-15 | FALSE | Currently in Use | Diesel | 775 | Epoxy Double-Walled | 2005-12-20 |  | Double-Walled Flex | Safe Suction (Euro)
EL CHEAPO #072 | 6495 NEW JESUP HWY | BRUNSWICK | Glynn | 9063152 | 1B | Ball Float | 1998-04-01 | FALSE | 1998-04-01 | FALSE | Currently in Use | Gas (Historical Use) | 3000 | Composite | 1998-04-01 |  |  | Pressurized
QUICK STOP #2 | 6131 NEW JESUP HWY | BRUNSWICK | Glynn | 630053 | 3 |  | 1998-11-10 | FALSE | 1998-11-10 | FALSE | Currently in Use | Premium | 6000 | Steel-Impressed Current | 1983-02-25 |  | Steel (Impressed Current) | Suction (American)
STOP-N-SHOP | 4381 US 82 | BRUNSWICK | Glynn | 10000157 | 1A |  | 2002-05-22 | FALSE | 2002-05-22 | FALSE | Removed from Ground | Gas (Historical Use) | 9000 | Composite | 2002-05-21 | 2009-04-05 | Double Walled/Sec. Containment | Pressurized
Circle K 2705392 | 3801 FREDRICA RD | ST SIMONS | Glynn | 9063109 | 1 | Flapper Valve | 1995-03-17 | FALSE | 1995-03-17 | FALSE | Currently in Use | Regular | 12000 |  | 1995-03-17 |  | Fiberglass Reinforced Plastic | Pressurized
TOOL EXPRESS | 6964 NEW JESUP HIGHWAY | STERLING | Glynn | 10000671 | 2 |  |  | FALSE |  | FALSE | Removed from Ground | Gas (Historical Use) | 1000 | Cathodically Protected Steel | 2004-05-11 | 2004-05-11
LIFT STATION 25 | 23 1/2 DUNBAR CREEK POINT | SAINT SIMONS ISLAND | Glynn | 9063149 | 1 | [5 empty] | Removed from Ground | Diesel | 500 | Bare Steel | 1998-08-01 | 1998-08-01 | Bare Steel | Safe Suction (Euro)
EL CHEAPO #072 | 6495 NEW JESUP HWY | BRUNSWICK | Glynn | 9063152 | 1A |  | 1998-04-01 | FALSE | 1998-04-01 | FALSE | Currently in Use | Gas (Historical Use) | 12000 | Composite | 1998-04-01 |  |  | Pressurized
NATIONAL TRUCK STOP BRUNSWICK | I-95 @ EXIT 29 / 110 DUNGENESS DR | BRUNSWICK | Glynn | 630187 | 1 | [5 empty] | Permanently Out of Use - historical purposes | Gas (Historical Use) | 4010 | Bare Steel | 1982-05-09 | 1899-12-31 | Galvanized Steel
HAMPTON RIVER MARINA LLC | 1000 HAMPTON RIVER CLUB DRIVE | SAINT SIMONS ISLAND | Glynn | 9063135 | 3 | Flapper Valve | 1997-09-23 | FALSE | 1997-09-23 | FALSE | Currently in Use | Diesel | 4000 | Galvanic (STIP-3) | 1987-01-01 |  | Fiberglass Reinforced Plastic | Pressurized
BUC-EE'S #63 | 6900 HWY 99 | BRUNSWICK | Glynn | 10003621 | 1
UNITED PARCEL SERVICE, INC. (UPS ) - BRUNSWICK | 2104 COAST STREET | BRUNSWICK | Glynn | 9063028 | 1 |  | 1995-01-28 | FALSE | 1995-01-28 | FALSE | Currently in Use | Diesel | 10000 | Fiberglass Double Walled | 1990-01-01 |  | Double-Walled Fiberglass | Pressurized
UNITED PARCEL SERVICE, INC. (UPS ) - BRUNSWICK | 2104 COAST STREET | BRUNSWICK | Glynn | 9063028 | 1 |  | 1995-01-28 | FALSE | 1995-01-28 | FALSE | Currently in Use | Diesel | 10000 | Fiberglass Double Walled | 1990-01-01 |  | Double-Walled Fiberglass | Pressurized
UNITED PARCEL SERVICE, INC. (UPS ) - BRUNSWICK | 2104 COAST STREET | BRUNSWICK | Glynn | 9063028 | 1 |  | 1995-01-28 | FALSE | 1995-01-28 | FALSE | Currently in Use | Diesel | 10000 | Fiberglass Double Walled | 1990-01-01 |  | Double-Walled Fiberglass | Pressurized
UNITED PARCEL SERVICE, INC. (UPS ) - BRUNSWICK | 2104 COAST STREET | BRUNSWICK | Glynn | 9063028 | 1 |  | 1995-01-28 | FALSE | 1995-01-28 | FALSE | Currently in Use | Diesel | 10000 | Fiberglass Double Walled | 1990-01-01 |  | Double-Walled Fiberglass | Pressurized
UNITED PARCEL SERVICE, INC. (UPS ) - BRUNSWICK | 2104 COAST STREET | BRUNSWICK | Glynn | 9063028 | 1 |  | 1995-01-28 | FALSE | 1995-01-28 | FALSE | Currently in Use | Diesel | 10000 | Fiberglass Double Walled | 1990-01-01 |  | Double-Walled Fiberglass | Pressurized
UNITED PARCEL SERVICE, INC. (UPS ) - BRUNSWICK | 2104 COAST STREET | BRUNSWICK | Glynn | 9063028 | 1 |  | 1995-01-28 | FALSE | 1995-01-28 | FALSE | Currently in Use | Diesel | 10000 | Fiberglass Double Walled | 1990-01-01 |  | Double-Walled Fiberglass | Pressurized
SAMS CLUB #7658 | 10100 CANAL CROSSING | BRUNSWICK | Glynn | 10002678 | 2 | Flapper Valve | 2016-03-23 | FALSE | 2016-03-23 | FALSE | Currently in Use | E-10 | 20000 | Fiberglass Double Walled | 2016-11-28 |  | Double-Walled Flex | Pressurized
FORMER SERVICE STATION | 211 MANSFIELD STREET | BRUNSWICK | Glynn | 10002850 | 1 |  |  | FALSE |  | FALSE | Removed from Ground | Empty | 4000 |  |  | 2018-08-30
ST MARK'S TOWERS | 1 TOWER PLAZA | BRUNSWICK | Glynn | 10002690 | 1 |  |  | FALSE |  | FALSE | Closed in Ground |  | 1000 |  |  | 2017-05-01
RICKS SUPERMARKET | 6612 NEW JESUP HWY | BRUNSWICK | Glynn | 9063074 | 1 | [5 empty] | Closed in Ground | Gas (Historical Use) | 4000 | Bare Steel | 1994-07-07 | 1994-07-07 | Galvanized Steel | Safe Suction (Euro)
SPARKERS #7 | 2742 HWY 17 SOUTH | BRUNSWICK | Glynn | 9063057 | 3 |  | 1997-06-16 | FALSE | 1993-07-01 | FALSE | Currently in Use | Regular | 10000 | Steel-Impressed Current | 1980-01-01 |  | Double-Walled Fiberglass | Pressurized
GLYNN COUNTY FIRE DEPARTMENT #2 | 1211 DEMERE RD | ST SIMONS | Glynn | 9063100 | 1 | [5 empty] | Removed from Ground | Gas (Historical Use) | 1000 | Bare Steel | 1996-10-10 | 1996-10-10 | Galvanized Steel | Suction (American)
EVERETT EXPRESS CONVIENCE STORE | WEST SIDE OF US 341/SR 27 APPROX | EVERETT | Glynn | 9063055 | 3 | [5 empty] | Removed from Ground | Other | 1000 | Not Marked/Unknown | 1993-01-12 | 1993-01-12 | Not Marked
PARKERS STERLING | 7301 NEW JESUP HWY | STERLING | Glynn | 9063094 | 3 | Flapper Valve | 1994-11-25 | FALSE | 1994-11-25 | FALSE | Currently in Use | Diesel | 10000 | Composite | 1994-11-25 |  | Fiberglass Reinforced Plastic | Pressurized
SAMS CLUB #7658 | 10100 CANAL CROSSING | BRUNSWICK | Glynn | 10002678 | 3A | Flapper Valve | 2016-02-23 | FALSE | 2016-02-23 | FALSE | Currently in Use | Premium | 12000 | Fiberglass Double Walled | 2016-11-28 |  | Double-Walled Flex
SM101W (WWTP WELL SOUTH MAINLAND) | US HWY 17 SOUTH TREATMENT PLANT | BRUNSWICK | Glynn | 10001755 | 1 |  |  | FALSE |  | FALSE | Removed from Ground | Diesel | 1000 | Unknown | 2009-06-05 | 2009-06-05 | Unknown
BRUNSWICK PILOT BOAT CORP | YACHT RD/FREDERICK RIVER | ST SIMONS | Glynn | 9063078 | 1 | [5 empty] | Permanently Out of Use - historical purposes | Gas (Historical Use) | 5000 | Not Marked/Unknown |  | 1899-12-31 | Not Marked
TOOL EXPRESS | 6964 NEW JESUP HIGHWAY | STERLING | Glynn | 10000671 | 3 |  |  | FALSE |  | FALSE | Removed from Ground | Gas (Historical Use) | 500 | Cathodically Protected Steel | 2004-05-11 | 2004-05-11
HAMPTON RIVER MARINA LLC | 1000 HAMPTON RIVER CLUB DRIVE | SAINT SIMONS ISLAND | Glynn | 9063135 | 4 | Flapper Valve | 1997-09-23 | FALSE | 1997-09-23 | FALSE | Currently in Use | Diesel | 4000 | Galvanic (STIP-3) | 1987-01-01 |  | Fiberglass Reinforced Plastic | Pressurized
SAMS CLUB #7658 | 10100 CANAL CROSSING | BRUNSWICK | Glynn | 10002678 | 3B | Flapper Valve | 2016-02-23 | FALSE | 2016-02-23 | FALSE | Currently in Use | Diesel | 8000 |  | 2016-11-28 |  | Double-Walled Flex | Pressurized
FEDERAL LAW ENFORCEMENT TRAINING | 130 CHAPEL CROSSING RD | BRUNSWICK | Glynn | 9063143 | 2 | [5 empty] | Currently in Use | Diesel | 500 | Not Marked/Unknown |  |  | Not Marked
LIFT STATION #22 | 223 DUNBARTON DRIVE | SAINT SIMONS ISLAND | Glynn | 9063151 | 1 | [5 empty] | Removed from Ground | Diesel | 500 | Bare Steel | 1998-08-01 | 1998-08-01 | Bare Steel | Safe Suction (Euro)
HAMPTON RIVER MARINA LLC | 1000 HAMPTON RIVER CLUB DRIVE | SAINT SIMONS ISLAND | Glynn | 9063135 | 2 | Flapper Valve | 1997-09-23 | FALSE | 1997-09-23 | FALSE | Currently in Use | Gas (Historical Use) | 4000 | Galvanic (STIP-3) | 1987-01-01 |  | Fiberglass Reinforced Plastic | Pressurized
EXXON FOOD MART | 99 NASCAR BLVD | BRUNSWICK | Glynn | 10001511 | 2A |  | 2007-01-01 | FALSE | 2007-01-01 | FALSE | Currently in Use | Premium | 10000 | Epoxy Double-Walled | 2006-12-01 |  | Double-Walled Fiberglass | Pressurized
EVERETT EXPRESS CONVIENCE STORE | WEST SIDE OF US 341/SR 27 APPROX | EVERETT | Glynn | 9063055 | 2 | [5 empty] | Removed from Ground | Other | 1000 | Not Marked/Unknown | 1993-01-12 | 1993-01-12 | Not Marked
MARSHS EDGE | 136 MARSHS EDGE LANE | SAINT SIMONS ISLAND | Glynn | 10001496 | 1 | Flapper Valve | 2006-07-15 | FALSE | 2006-07-15 | FALSE | Currently in Use | Diesel | 4000 | Composite Double Walled | 2006-07-15 |  | Double-Walled Flex | Suction (American)
One Stop #43 | 3915 Darien Hwy | Brunswick | Glynn | 10002966 | 2B | Flapper Valve | 2018-11-01 | FALSE | 2018-09-01 | FALSE | Currently in Use | E-0 | 4000 | Tank Jacket Double Walled | 2018-08-21 |  | Double-Walled Fiberglass | Pressurized
RICKS SUPERMARKET | 6612 NEW JESUP HWY | BRUNSWICK | Glynn | 9063074 | 2 | [5 empty] | Closed in Ground | Gas (Historical Use) | 4000 | Bare Steel | 1994-07-07 | 1994-07-07 | Galvanized Steel | Safe Suction (Euro)
STOP-N-SHOP | 4381 US 82 | BRUNSWICK | Glynn | 10000157 | 1B |  | 2002-05-22 | FALSE | 2002-05-22 | FALSE | Removed from Ground | Gas (Historical Use) | 3000 | Composite | 2002-05-21 | 2009-04-05 | Double Walled/Sec. Containment | Pressurized
EXXON FOOD MART | 99 NASCAR BLVD | BRUNSWICK | Glynn | 10001511 | 2B |  | 2007-01-01 | FALSE | 2007-01-01 | FALSE | Currently in Use | Diesel | 5000 | Epoxy Double-Walled | 2006-12-01 |  | Double-Walled Fiberglass | Pressurized
EVERETT EXPRESS CONVIENCE STORE | WEST SIDE OF US 341/SR 27 APPROX | EVERETT | Glynn | 9063055 | 1 | [5 empty] | Removed from Ground | Other | 500 | Not Marked/Unknown | 1993-01-12 | 1993-01-12 | Not Marked
Circle K 2705392 | 3801 FREDRICA RD | ST SIMONS | Glynn | 9063109 | 2 | Flapper Valve | 1995-03-17 | FALSE | 1995-03-17 | FALSE | Currently in Use | Regular | 12000 |  | 1995-03-17 |  | Fiberglass Reinforced Plastic | Pressurized
SEA ISLAND TRANSPORTATION MAINT FACILITY | 737 COQUINA DR | SAINT SIMONS ISLAND | Glynn | 10000547 | 1A | Ball Float | 2003-10-01 | FALSE | 2003-10-01 | FALSE | Currently in Use | Regular | 8500 | Composite | 2003-10-01 |  | Fiberglass Reinforced Plastic
BLYTHE ISLAND REGIONAL PARK | 6616 BLYTHE ISLAND HWY | BRUNSWICK | Glynn | 9063103 | 19953 | Ball Float | 1994-07-22 |  | 1994-07-22 |  | Removed from Ground | Gas (Historical Use) | 1800 | Composite | 1994-07-22 | 2013-03-18 | Fiberglass Reinforced Plastic | Pressurized
OLD FLASH FOODS #88 | 1909 GLOUCESTER ST | BRUNSWICK | Glynn | 630107 | 1 | [5 empty] | Removed from Ground | Gas (Historical Use) | 10000 | Bare Steel | 1976-05-02 | 1991-09-01 | Galvanized Steel
QUICK STOP #2 | 6131 NEW JESUP HWY | BRUNSWICK | Glynn | 630053 | 1 |  | 1998-11-10 | FALSE | 1998-11-10 | FALSE | Currently in Use | Regular | 6000 | Steel-Impressed Current | 1983-02-25 |  | Steel (Impressed Current) | Suction (American)
EXXON FOOD MART | 99 NASCAR BLVD | BRUNSWICK | Glynn | 10001511 | 3B | Flapper Valve | 2015-06-12 | FALSE | 2015-06-12 | FALSE | Currently in Use | E-0 | 3000 | Fiberglass Double Walled | 2015-06-12 |  | Double-Walled Fiberglass | Pressurized
TOOL EXPRESS | 6964 NEW JESUP HIGHWAY | STERLING | Glynn | 10000671 | 5 |  |  | FALSE |  | FALSE | Removed from Ground | Gas (Historical Use) | 1000 | Cathodically Protected Steel | 2004-05-11 | 2004-05-11
PARKERS STERLING | 7301 NEW JESUP HWY | STERLING | Glynn | 9063094 | 2 | Flapper Valve | 1994-11-25 | FALSE | 1994-11-25 | FALSE | Currently in Use | E-10 | 10000 | Composite | 1994-11-25 |  | Fiberglass Reinforced Plastic | Pressurized
FORMER SERVICE STATION | 211 MANSFIELD STREET | BRUNSWICK | Glynn | 10002850 | 2 |  |  | FALSE |  | FALSE | Removed from Ground | Empty | 2500 |  |  | 2018-08-30
SAMS CLUB #7658 | 10100 CANAL CROSSING | BRUNSWICK | Glynn | 10002678 | 1 | Flapper Valve | 2016-02-23 | FALSE | 2016-02-23 | FALSE | Currently in Use | E-10 | 20000 | Fiberglass Double Walled | 2016-11-28 |  | Double-Walled Flex | Pressurized
BRUNSWICK PILOT BOAT CORP | YACHT RD/FREDERICK RIVER | ST SIMONS | Glynn | 9063078 | 2 | [5 empty] | Permanently Out of Use - historical purposes | Gas (Historical Use) | 3000 | Not Marked/Unknown |  | 1899-12-31 | Not Marked
PARKERS STERLING | 7301 NEW JESUP HWY | STERLING | Glynn | 9063094 | 1 | Ball Float | 1994-11-25 | FALSE | 1994-11-25 | FALSE | Currently in Use | Gas (Historical Use) | 8000 | Composite | 1994-11-25 |  | Fiberglass Reinforced Plastic | Pressurized
HAMPTON RIVER MARINA LLC | 1000 HAMPTON RIVER CLUB DRIVE | SAINT SIMONS ISLAND | Glynn | 9063135 | 1 | Flapper Valve | 1997-09-23 | FALSE | 1997-09-23 | FALSE | Currently in Use | Gas (Historical Use) | 4000 | Galvanic (STIP-3) | 1987-01-01 |  | Fiberglass Reinforced Plastic | Pressurized
PARKERS CRISPEN | 5411 NEW JESUP HWY | BRUNSWICK | Glynn | 9063164 | 2A | Ball Float | 2001-09-01 | FALSE | 2001-09-01 | FALSE | Currently in Use | Premium | 6000 | Composite | 2001-09-01 |  | Double-Walled Fiberglass | Pressurized
One Stop #43 | 3915 Darien Hwy | Brunswick | Glynn | 10002966 | 1 | Flapper Valve | 2018-11-01 | FALSE | 2018-09-01 | FALSE | Currently in Use | Regular | 12000 | Tank Jacket Double Walled | 2018-08-21 |  | Double-Walled Fiberglass | Pressurized
NATIONAL TRUCK STOP BRUNSWICK | I-95 @ EXIT 29 / 110 DUNGENESS DR | BRUNSWICK | Glynn | 630187 | 5 | [5 empty] | Permanently Out of Use - historical purposes | Gas (Historical Use) | 4010 | Bare Steel | 1982-05-09 | 1899-12-31 | Galvanized Steel
NATIONAL TRUCK STOP BRUNSWICK | I-95 @ EXIT 29 / 110 DUNGENESS DR | BRUNSWICK | Glynn | 630187 | 7 | Flapper Valve | 1992-06-01 | FALSE | 1992-06-01 | FALSE | Currently in Use | Regular | 10000 | Composite | 1992-06-01 |  | Fiberglass Reinforced Plastic | Pressurized
NATIONAL TRUCK STOP BRUNSWICK | I-95 @ EXIT 29 / 110 DUNGENESS DR | BRUNSWICK | Glynn | 630187 | 4 | [5 empty] | Permanently Out of Use - historical purposes | Gas (Historical Use) | 4009 | Bare Steel | 1982-05-09 | 1899-12-31 | Galvanized Steel
SNAPPY FOOD MART | 4200 HWY 99 | BRUNSWICK | Glynn | 9063073 | 6 | Flapper Valve | 1996-05-01 | FALSE | 1996-05-01 | FALSE | Currently in Use | Kerosene | 1000 | Fiberglass | 1998-01-01 |  | Fiberglass Reinforced Plastic | Suction (American)
NATIONAL TRUCK STOP BRUNSWICK | I-95 @ EXIT 29 / 110 DUNGENESS DR | BRUNSWICK | Glynn | 630187 | 8B | Flapper Valve | 1992-06-01 | FALSE | 1992-06-01 | FALSE | Currently in Use | Premium | 5000 | Composite | 1992-06-01 |  | Fiberglass Reinforced Plastic | Pressurized
GISCO MARINA | 101 GISCO POINT DR | BRUNSWICK | Glynn | 10001689 | 1 |  | 2011-12-15 | FALSE | 2011-12-15 | FALSE | Removed from Ground | Diesel | 6000 | Composite | 2005-01-01 | 2014-08-21 | Aboveground | Pressurized
EXXON FOOD MART | 99 NASCAR BLVD | BRUNSWICK | Glynn | 10001511 | 1 |  | 2007-01-01 | FALSE | 2007-01-01 | FALSE | Currently in Use | Regular | 15000 | Epoxy Double-Walled | 2006-12-01 |  | Double-Walled Fiberglass | Pressurized
SS101W (MCKINNON AIRPORT WELL 1) | 2007 DEMERE RD ANNEX | ST SIMONS | Glynn | 10001841 | 1 |  | 2010-07-22 | FALSE | 2010-07-22 | FALSE | Removed from Ground | Diesel | 2000 | Fiberglass | 1987-01-01 |  | Fiberglass Reinforced Plastic
LIFT STATION #24 | 220 RETREAT PL | SAINT SIMONS ISLAND | Glynn | 9063150 | 1 | [5 empty] | Removed from Ground | Diesel | 500 | Bare Steel | 1998-08-01 | 1998-08-01 | Bare Steel | Safe Suction (Euro)
GLYNN CO/PUBLIC WORKS DEPT | 106 AIRPORT RD | SAINT SIMONS ISLAND | Glynn | 9063040 | 1 | [5 empty] | Closed in Ground | Gas (Historical Use) | 1000 | Bare Steel | 1960-01-01 | 1992-09-03 | Galvanized Steel | Suction (American)
One Stop #43 | 3915 Darien Hwy | Brunswick | Glynn | 10002966 | 2A | Flapper Valve | 2018-11-01 | FALSE | 2018-09-01 | FALSE | Currently in Use | Premium | 4000 | Tank Jacket Double Walled | 2018-08-21 |  | Double-Walled Fiberglass | Pressurized
FLETC GLYNCO | 1131 Chapel Crossing Rd | Brunswick | Glynn | UST-SLOC-9063069 | 1 | [5 empty] | Removed from Ground | Diesel | 500 | Bare Steel | 1993-07-22 | 1993-07-22 | Bare Steel | Suction (American)
FAA BRUNSWICK | 295 Aviation Pkwy | Brunswick | Glynn | UST-SLOC-630110 | 1 | [5 empty] | Removed from Ground | Diesel | 1000 | Bare Steel | 1955-05-09 | 1994-06-23 | Not Marked
SNAPPY FOOD MART | 4200 HWY 99 | BRUNSWICK | Glynn | 9063073 | 1 | Flapper Valve | 1996-05-01 | FALSE | 1996-05-01 | FALSE | Currently in Use | Regular | 2000 | Steel-Impressed Current | 1987-01-01 |  |  | Suction (American)
FAMILY STORE #1 | 2764 US HWY 17 S | BRUNSWICK | Glynn | 630127 | 3 |  | 1999-04-01 |  | 1999-04-01 |  | Currently in Use | Gas (Historical Use) | 12000 | Steel-Impressed Current | 1985-05-06 |  | Fiberglass Reinforced Plastic | Pressurized
NATIONAL TRUCK STOP BRUNSWICK | I-95 @ EXIT 29 / 110 DUNGENESS DR | BRUNSWICK | Glynn | 630187 | 3 | [5 empty] | Permanently Out of Use - historical purposes | Gas (Historical Use) | 4010 | Bare Steel | 1982-05-09 | 1899-12-31 | Galvanized Steel
Circle K 2705392 | 3801 FREDRICA RD | ST SIMONS | Glynn | 9063109 | 4 | Flapper Valve | 1995-03-17 | FALSE | 1995-03-17 | FALSE | Currently in Use | Diesel | 12000 |  | 1995-03-17 |  | Fiberglass Reinforced Plastic | Pressurized
FAIRMOUNT FOODMART | 11884 GA HWY 53 E | FAIRMOUNT | Gordon | 640006 | 2504 | Ball Float | 1996-04-01 | FALSE | 1996-04-01 | FALSE | Currently in Use | Diesel | 10000 | Steel-Impressed Current | 1985-06-01 |  | Fiberglass Reinforced Plastic | Pressurized
FAIRMOUNT GULF | SALACOA & CALHOUN ST | FAIRMOUNT | Gordon | 640062 | 3 | [5 empty] | Removed from Ground | Gas (Historical Use) | 1000 | Bare Steel | 1961-05-07 | 1899-12-31 | Galvanized Steel | Suction (American)
FAIRMOUNT FOODMART | 11884 GA HWY 53 E | FAIRMOUNT | Gordon | 640006 | 2503 | Ball Float | 1996-04-01 | FALSE | 1996-04-01 | FALSE | Currently in Use | Premium | 6000 | Steel-Impressed Current | 1985-06-01 |  | Fiberglass Reinforced Plastic | Pressurized
FAIRMOUNT HIGH SCHOOL | ST RT 53 E | FAIRMOUNT | Gordon | 640012 | 1 | [5 empty] | Removed from Ground | Gas (Historical Use) | 4000 | Bare Steel | 1964-01-19 | 1990-03-01 | Unknown
FAIRMOUNT TEXACO | US HWY 411 NORTH | FAIRMOUNT | Gordon | 640114 | 4 | [5 empty] | Permanently Out of Use - historical purposes | Diesel | 1 | Bare Steel | 1980-04-01 | 1899-12-31 | Galvanized Steel
FAIRMOUNT TELEPHONE CO INC | 200 NORTH AVE | FAIRMOUNT | Gordon | 640007 | 1 | [5 empty] | Removed from Ground | Gas (Historical Use) | 2000 | Bare Steel | 1974-02-27 | 1991-07-08 | Galvanized Steel
FAIRMOUNT FOODMART | 11884 GA HWY 53 E | FAIRMOUNT | Gordon | 640006 | 2501 | Ball Float | 1996-04-01 | FALSE | 1996-04-01 | FALSE | Currently in Use | Regular | 10000 | Steel-Impressed Current | 1985-06-01 |  | Fiberglass Reinforced Plastic | Pressurized
FAIRMOUNT GULF | SALACOA & CALHOUN ST | FAIRMOUNT | Gordon | 640062 | 2 | [5 empty] | Removed from Ground | Gas (Historical Use) | 3000 | Bare Steel | 1961-05-07 | 1899-12-31 | Galvanized Steel | Suction (American)
PADGETT GROCERY | 7999 FAIRMONT HWY SE | FAIRMOUNT | Gordon | 640074 | 1 | [5 empty] | Removed from Ground | Gas (Historical Use) | 550 | Bare Steel | 1966-05-06 | 2001-11-01 | Galvanized Steel | Suction (American)
TOWNSENDS SERVICE STATION | 2942 US HWY 411 S | FAIRMOUNT | Gordon | 1050029 | 2 |  | 1998-12-30 |  | 1998-12-30 |  | Removed from Ground | Gas (Historical Use) | 1000 | Steel-Impressed Current | 1961-05-14 | 2010-04-01 | Cathodically Protected | Safe Suction (Euro)
PADGETT GROCERY | 7999 FAIRMONT HWY SE | FAIRMOUNT | Gordon | 640074 | 2 | [5 empty] | Removed from Ground | Gas (Historical Use) | 1000 | Bare Steel | 1946-05-11 | 2001-11-01 | Galvanized Steel | Suction (American)
CLEM ENVIRONMENTAL | 234 GORDON RD | FAIRMOUNT | Gordon | 9064023 | 1 | [5 empty] | Removed from Ground | Gas (Historical Use) | 1500 | Bare Steel | 1993-12-14 | 1993-12-14 | Unknown
GA DOT #10611/FAIRMOUNT MAINT HQ | 2260 US HWY 411 NORTH | FAIRMOUNT | Gordon | 570085 | 1061101 | [5 empty] | Removed from Ground | Gas (Historical Use) | 1000 | Bare Steel | 1980-04-30 | 1993-02-09 | Galvanized Steel
VULCAN FAIRMOUNT QUARRY | HWY 53 WEST | FAIRMOUNT | Gordon | 640058 | 533-3 | [5 empty] | Removed from Ground | Diesel | 18000 | Bare Steel | 1982-05-02 | 1990-11-01 | Galvanized Steel
FAIRMOUNT TEXACO | US HWY 411 NORTH | FAIRMOUNT | Gordon | 640114 | 1 | [5 empty] | Permanently Out of Use - historical purposes | Gas (Historical Use) | 1 | Bare Steel | 1974-05-11 | 1899-12-31 | Galvanized Steel
T J FOODS | 2546 US HWY 411 SE | FAIRMOUNT | Gordon | 9064008 | 2 | Ball Float | 1992-12-29 | FALSE | 1992-12-29 | FALSE | Currently in Use | Regular | 8000 | Epoxy | 1992-12-29 |  | Fiberglass Reinforced Plastic | Pressurized
FORMER BURGESS SERVICE STATIONI | 2661 HIGHWAY 411 SE | FAIRMOUNT | Gordon | 10002020 | 1 |  | 1988-01-01 | FALSE | 1988-01-01 | FALSE | Removed from Ground | Gas (Historical Use) | 6000 | Epoxy | 1988-01-01 | 2007-11-01 | Fiberglass Reinforced Plastic | Pressurized
FORMER BURGESS SERVICE STATIONI | 2661 HIGHWAY 411 SE | FAIRMOUNT | Gordon | 10002020 | 4 |  | 1988-01-01 | FALSE | 1988-01-01 | FALSE | Removed from Ground | Diesel | 4000 | Epoxy | 1988-01-01 | 2007-11-01 | Fiberglass Reinforced Plastic | Pressurized
VULCAN FAIRMOUNT QUARRY | HWY 53 WEST | FAIRMOUNT | Gordon | 640058 | 533-1 | [5 empty] | Closed in Ground | Gas (Historical Use) | 1000 | Bare Steel | 1982-05-02 | 1987-10-01 | Galvanized Steel
T J FOODS | 2546 US HWY 411 SE | FAIRMOUNT | Gordon | 9064008 | 1 | Ball Float | 1992-12-29 | FALSE | 1992-12-29 | FALSE | Currently in Use | Regular | 8000 | Epoxy | 1992-12-29 |  | Fiberglass Reinforced Plastic | Pressurized
FORMER BURGESS SERVICE STATIONI | 2661 HIGHWAY 411 SE | FAIRMOUNT | Gordon | 10002020 | 3 |  | 1988-01-01 | FALSE | 1988-01-01 | FALSE | Removed from Ground | Gas (Historical Use) | 6000 | Epoxy | 1988-01-01 | 2007-11-01 | Fiberglass Reinforced Plastic | Pressurized
SOLEM INDUSTRIES INC | BOOKER RD | FAIRMOUNT | Gordon | 640153 | 1 | [5 empty] | Removed from Ground | Diesel | 1 | Bare Steel | 1986-05-16 | 1989-01-01 | Galvanized Steel
FAIRMOUNT TEXACO | US HWY 411 NORTH | FAIRMOUNT | Gordon | 640114 | 2 | [5 empty] | Permanently Out of Use - historical purposes | Gas (Historical Use) | 1 | Bare Steel | 1974-05-11 | 1899-12-31 | Galvanized Steel
FORMER BURGESS SERVICE STATIONI | 2661 HIGHWAY 411 SE | FAIRMOUNT | Gordon | 10002020 | 2 |  | 1988-01-01 | FALSE | 1988-01-01 | FALSE | Removed from Ground | Gas (Historical Use) | 6000 | Epoxy | 1988-01-01 | 2007-11-01 | Fiberglass Reinforced Plastic | Pressurized
GA DOT #10611/FAIRMOUNT MAINT HQ | 2260 US HWY 411 NORTH | FAIRMOUNT | Gordon | 570085 | 611D1 | [5 empty] | Removed from Ground | Diesel | 2000 | Cathodically Protected Steel | 1989-06-09 | 1899-12-31 | Galvanized Steel | Safe Suction (Euro)
GA DOT #10611/FAIRMOUNT MAINT HQ | 2260 US HWY 411 NORTH | FAIRMOUNT | Gordon | 570085 | 1061102 | [5 empty] | Removed from Ground | Gas (Historical Use) | 1000 | Bare Steel | 1986-04-29 | 1993-02-09 | Galvanized Steel
FAIRMOUNT GULF | SALACOA & CALHOUN ST | FAIRMOUNT | Gordon | 640062 | 1 | [5 empty] | Removed from Ground | Gas (Historical Use) | 3000 | Bare Steel | 1961-05-07 | 1899-12-31 | Galvanized Steel | Suction (American)
FAIRMOUNT TEXACO | US HWY 411 NORTH | FAIRMOUNT | Gordon | 640114 | 3 | [5 empty] | Permanently Out of Use - historical purposes | Gas (Historical Use) | 1 | Bare Steel | 1974-04-01 | 1899-12-31 | Galvanized Steel
TOWNSENDS SERVICE STATION | 2942 US HWY 411 S | FAIRMOUNT | Gordon | 1050029 | 1 |  | 1998-12-30 |  | 1998-12-30 |  | Removed from Ground | Gas (Historical Use) | 1000 | Steel-Impressed Current | 1961-05-14 | 2010-04-01 | Cathodically Protected | Safe Suction (Euro)
FAIRMOUNT FOODMART | 11884 GA HWY 53 E | FAIRMOUNT | Gordon | 640006 | 2502 | Ball Float | 1996-04-01 | FALSE | 1996-04-01 | FALSE | Temporarily out of use | Diesel | 10000 | Steel-Impressed Current | 1985-06-01 |  | Fiberglass Reinforced Plastic | Pressurized
OK CORRAL #60 | 2734 US HWY 411 S | FAIRMOUNT | Gordon | 640085 | 3 | Ball Float | 1998-06-01 | FALSE | 1997-04-01 | FALSE | Currently in Use | Premium | 8000 | Steel-Impressed Current | 1981-05-02 |  | Fiberglass Reinforced Plastic | Pressurized
FAIRMOUNT SERVICE STATION | US HWY 411 | FAIRMOUNT | Gordon | 640139 | 2 | [5 empty] | Removed from Ground | Gas (Historical Use) | 1000 | Bare Steel | 1971-05-12 | 1988-11-29 | Unknown
VULCAN FAIRMOUNT QUARRY | HWY 53 WEST | FAIRMOUNT | Gordon | 640058 | 533-4 | [5 empty] | Removed from Ground | Diesel | 10000 | Bare Steel | 1982-05-02 | 1990-11-01 | Galvanized Steel
AT&T FAIRMOUNT RADIO RELAY STATI | OFF-GA HWY 53 EAST | FAIRMOUNT | Gordon | 640117 | 1 | [5 empty] | Removed from Ground | Kerosene | 10000 | Bare Steel | 1960-01-01 | 1992-04-27 | Copper | Suction (American)
FAIRMOUNT SERVICE STATION | US HWY 411 | FAIRMOUNT | Gordon | 640139 | 3 | [5 empty] | Removed from Ground | Gas (Historical Use) | 1000 | Bare Steel | 1971-05-12 | 1988-11-29 | Unknown
OK CORRAL #60 | 2734 US HWY 411 S | FAIRMOUNT | Gordon | 640085 | 4 | Flapper Valve | 1991-01-01 | FALSE | 1991-01-01 | FALSE | Currently in Use | Kerosene | 1000 | Galvanic (STIP-3) | 1991-01-01 |  | Fiberglass Reinforced Plastic | Safe Suction (Euro)
TOWNSENDS SERVICE STATION | 2942 US HWY 411 S | FAIRMOUNT | Gordon | 1050029 | 3 |  | 1998-12-30 |  | 1998-12-30 |  | Removed from Ground | Gas (Historical Use) | 2000 | Steel-Impressed Current | 1968-05-12 | 2010-04-01 | Cathodically Protected | Safe Suction (Euro)
HOLSOMBACK GROCERY | HWY 53 | FAIRMOUNT | Gordon | 640136 | 1 | [5 empty] | Removed from Ground | Gas (Historical Use) | 1000 | Bare Steel | 1986-05-08 | 1990-07-31 | Galvanized Steel
FAIRMOUNT SERVICE STATION | US HWY 411 | FAIRMOUNT | Gordon | 640139 | 1 | [5 empty] | Removed from Ground | Gas (Historical Use) | 1000 | Bare Steel | 1971-05-12 | 1988-11-29 | Unknown
OK CORRAL #60 | 2734 US HWY 411 S | FAIRMOUNT | Gordon | 640085 | 2 | Ball Float | 1998-06-01 | FALSE | 1997-04-01 | FALSE | Currently in Use | Diesel | 8000 | Steel-Impressed Current | 1981-05-02 |  | Fiberglass Reinforced Plastic | Pressurized
OK CORRAL #60 | 2734 US HWY 411 S | FAIRMOUNT | Gordon | 640085 | 1 | Ball Float | 1998-06-01 | FALSE | 1997-04-01 | FALSE | Currently in Use | Regular | 12000 | Steel-Impressed Current | 1979-05-03 |  | Fiberglass Reinforced Plastic | Pressurized
FAIRMOUNT GULF | SALACOA & CALHOUN ST | FAIRMOUNT | Gordon | 640062 | 4 | [5 empty] | Removed from Ground | Diesel | 2000 | Bare Steel | 1978-05-03 | 1899-12-31 | Galvanized Steel | Suction (American)
VULCAN FAIRMOUNT QUARRY | HWY 53 WEST | FAIRMOUNT | Gordon | 640058 | 533-2 | [5 empty] | Closed in Ground | Diesel | 4000 | Bare Steel | 1982-05-02 | 1987-10-01 | Galvanized Steel
T J FOODS | 2546 US HWY 411 SE | FAIRMOUNT | Gordon | 9064008 | 3 | Ball Float | 1992-12-29 | FALSE | 1992-12-29 | FALSE | Currently in Use | Diesel | 8000 | Epoxy | 1992-12-29 |  | Fiberglass Reinforced Plastic | Pressurized
OK CORRAL | 2734 US HWY 411 SOUTH | FAIRMOUNT | Gordon | 9064016 | 1 | Flapper Valve | 1991-01-01 |  | 1991-01-01 |  | Currently in Use | Kerosene | 1000 | Galvanic (STIP-3) | 1991-01-01 |  | Fiberglass Reinforced Plastic | Safe Suction (Euro)
FAIRMOUNT HIGH SCHOOL | ST RT 53 E | FAIRMOUNT | Gordon | 640012 | 2 | [5 empty] | Removed from Ground | Kerosene | 1000 | Bare Steel | 1961-01-19 | 1988-01-01 | Unknown
HOLSOMBACK GROCERY | HWY 53 | FAIRMOUNT | Gordon | 640136 | 2 | [5 empty] | Removed from Ground | Gas (Historical Use) | 1000 | Bare Steel | 1986-05-08 | 1990-07-31 | Galvanized Steel
T J FOODS | 2546 US HWY 411 SE | FAIRMOUNT | Gordon | 9064008 | 4 | Flapper Valve | 1993-02-01 | FALSE | 1993-02-01 | FALSE | Currently in Use | Premium | 3000 | Epoxy | 1993-02-01 |  | Fiberglass Reinforced Plastic | Pressurized
A KNIGHT #2 | 1531 DEWS POND RD | CALHOUN | Gordon | 10000817 | 2 |  | 2005-01-06 | FALSE | 2005-01-06 | FALSE | Currently in Use | Premium | 7000 | Epoxy | 2004-12-15 |  | Double-Walled Fiberglass | Pressurized
KROGER GA-393 | 136 W BELMONT DR SW | CALHOUN | Gordon | 10001078 | 2A | Flapper Valve | 2006-01-30 | FALSE | 2006-01-30 | FALSE | Currently in Use | Diesel | 8000 | Fiberglass Double Walled | 2005-12-22 |  | Double-Walled Fiberglass | Pressurized
A KNIGHT #2 | 1531 DEWS POND RD | CALHOUN | Gordon | 10000817 | 3 |  | 2005-01-06 | FALSE | 2005-01-06 | FALSE | Currently in Use | Diesel | 8000 | Epoxy | 2004-12-15 |  | Double-Walled Fiberglass | Pressurized
MARTIN CORNER | 1156 CASH RD | CALHOUN | Gordon | 10001697 | 2A | Ball Float | 2009-04-01 | FALSE | 2009-04-01 | FALSE | Currently in Use | Premium | 4000 | Epoxy Double-Walled | 2009-04-01 |  | Double-Walled Fiberglass | Pressurized
OLD BURGERS MARKET (CORNER PAWN) | 608 NORTH WALL STREET | CALHOUN | Gordon | 10001630 | 2 |  |  | FALSE |  | FALSE | Removed from Ground | Gas (Historical Use) | 8000 | Unknown | 2006-12-23 | 2006-12-23
REDBUD GROCERY & TOBACCO | 3952 REDBUD RD | CALHOUN | Gordon | 10001599 | 2 | Ball Float | 2005-03-01 | FALSE | 2005-03-01 | FALSE | Currently in Use | Premium | 5000 | Epoxy | 2005-03-01 |  | Fiberglass Reinforced Plastic | Pressurized
REDBUD GROCERY & TOBACCO | 3952 REDBUD RD | CALHOUN | Gordon | 10001599 | 1 | Ball Float | 2005-03-01 | FALSE | 2005-03-01 | FALSE | Currently in Use | Regular | 12000 | Epoxy | 2005-03-01 |  | Fiberglass Reinforced Plastic | Pressurized
RED BUD FOOD & TABACCO | 2020 RED BUD RD NE | CALHOUN | Gordon | 10001846 | 1 | Flapper Valve | 2010-04-01 | FALSE | 2010-04-01 | FALSE | Currently in Use | Regular | 12000 | Fiberglass Double Walled | 2010-03-01 |  | Double-Walled Fiberglass | Pressurized
PAULETTES FLORIST | 3971 REDBUD ROAD NE | CALHOUN | Gordon | 10001065 | 2 |  |  | FALSE |  | FALSE | Removed from Ground | Gas (Historical Use) | 1000 | Unknown | 2005-08-01 | 2005-08-01 | Unknown
RED BUD HIGH SCHOOL | ST RT 156 RED BUD RD | CALHOUN | Gordon | 640011 | 1 | [5 empty] | Removed from Ground | Gas (Historical Use) | 4000 | Bare Steel | 1964-01-19 | 1990-01-01 | Unknown
GA - CUMBERLAND ACADEMY | RT 1 BOX 222 REEVES RD | CALHOUN | Gordon | 640009 | 2 | [5 empty] | Removed from Ground | Other | 3000 | Bare Steel | 1974-03-01 | 1989-12-28 | Unknown
NORTH WALL GULF | 312 N WALL ST | CALHOUN | Gordon | 640063 | 4 | [5 empty] | Removed from Ground | Diesel | 550 | Bare Steel | 1963-05-07 | 1998-03-01 | Galvanized Steel | Pressurized
RED BUD FOOD & TABACCO | 2020 RED BUD RD NE | CALHOUN | Gordon | 10001846 | 2 | Flapper Valve | 2010-04-01 | FALSE | 2010-04-01 | FALSE | Currently in Use | Premium | 4000 | Fiberglass Double Walled | 2010-03-01 |  | Double-Walled Fiberglass | Pressurized
KROGER GA-393 | 136 W BELMONT DR SW | CALHOUN | Gordon | 10001078 | 2B | Flapper Valve | 2006-01-30 | FALSE | 2006-01-30 | FALSE | Currently in Use | Premium | 8000 | Fiberglass Double Walled | 2005-12-22 |  | Double-Walled Fiberglass | Pressurized
RED BUD FOOD & TABACCO | 2020 RED BUD RD NE | CALHOUN | Gordon | 10001846 | 3 | Flapper Valve | 2010-04-01 | FALSE | 2010-04-01 | FALSE | Currently in Use | Diesel | 8000 | Fiberglass Double Walled | 2010-03-01 |  | Double-Walled Fiberglass | Pressurized
ABF FREIGHT SYSTEM | 1401 US HWY 41 S | CALHOUN | Gordon | 640001 | 2 | [5 empty] | Removed from Ground | Diesel | 4000 | Bare Steel | 1971-01-01 | 1992-01-15 | Unknown
RED BUD ROAD INTERSTATE GULF INC | 1240 RED BUD RD | CALHOUN | Gordon | 640065 | 6 | [5 empty] | Removed from Ground | Other | 1000 | Bare Steel | 1984-05-01 | 1994-12-05 | Galvanized Steel | Safe Suction (Euro)
RaceTrac #2374 - Calhoun | 665 HWY 53 E | CALHOUN | Gordon | 10002364 | 1 | Overfill Alarm | 2014-08-15 | FALSE | 2014-08-15 | FALSE | Currently in Use | Regular | 20000 | Fiberglass Double Walled | 2014-08-15 |  | Double-Walled Fiberglass | Pressurized
DEPT PUBLIC SAFETY/GSP POST 43 | ROUTE 2/1166 LOVERS LANE RD | CALHOUN | Gordon | 640008 | 1 | [5 empty] | Removed from Ground | Gas (Historical Use) | 3000 | Bare Steel | 1970-03-10 | 2007-02-07 | Galvanized Steel
CALHOUN FARM SUPPLY | 210 NORTH KING | CALHOUN | Gordon | 640004 | 1 | [5 empty] | Removed from Ground | Gas (Historical Use) | 560 | Bare Steel | 1972-01-01 | 1988-03-01 | Galvanized Steel
GA DNR REGION I FISHERIES OFFICE | 312 NORTH RIVER ST NW | CALHOUN | Gordon | 640056 | 1 | [5 empty] | Removed from Ground | Gas (Historical Use) | 550 | Bare Steel | 1977-04-19 | 2007-02-01 | Galvanized Steel | Pressurized
NORTH WALL GULF | 312 N WALL ST | CALHOUN | Gordon | 640063 | 2 | [5 empty] | Removed from Ground | Gas (Historical Use) | 3000 | Bare Steel | 1963-05-07 | 1998-03-01 | Not Marked | Pressurized
PAULETTES FLORIST | 3971 REDBUD ROAD NE | CALHOUN | Gordon | 10001065 | 1 |  |  | FALSE |  | FALSE | Removed from Ground | Gas (Historical Use) | 1000 | Unknown | 2005-08-01 | 2005-08-01 | Unknown
BALDYS MUFFLER SHOP | 601 SOUTH WALL STREET | CALHOUN | Gordon | 10002024 | 1 |  |  | FALSE |  | FALSE | Removed from Ground | Gas (Historical Use) | 6000 | Bare Steel | 1968-05-06 | 1992-04-17 | Galvanized Steel | Pressurized
RaceTrac #2374 - Calhoun | 665 HWY 53 E | CALHOUN | Gordon | 10002364 | 4 | Overfill Alarm | 2014-08-15 | FALSE | 2014-08-15 | FALSE | Currently in Use | E-85 | 15000 | Fiberglass Double Walled | 2014-08-15 |  | Double-Walled Fiberglass | Pressurized
GA - CUMBERLAND ACADEMY | RT 1 BOX 222 REEVES RD | CALHOUN | Gordon | 640009 | 1 | [5 empty] | Removed from Ground | Other | 8000 | Bare Steel | 1966-03-03 | 1989-12-28 | Unknown
GA - CUMBERLAND ACADEMY | RT 1 BOX 222 REEVES RD | CALHOUN | Gordon | 640009 | 4 | [5 empty] | Removed from Ground | Other | 500 | Bare Steel | 1966-03-03 | 1989-12-28 | Unknown
KROGER GA-393 | 136 W BELMONT DR SW | CALHOUN | Gordon | 10001078 | 1 | Flapper Valve | 2006-01-30 | FALSE | 2006-01-30 | FALSE | Currently in Use | Regular | 20000 | Fiberglass Double Walled | 2005-12-22 |  | Double-Walled Fiberglass | Pressurized
ABF FREIGHT SYSTEM | 1401 US HWY 41 S | CALHOUN | Gordon | 640001 | 1 | [5 empty] | Removed from Ground | Diesel | 4000 | Bare Steel | 1971-01-01 | 1992-01-15 | Bare Steel
TRANSPORATION DEPARTMENT | 519 PINE ST | CALHOUN | Gordon | 640010 | 3 |  | 1990-03-01 |  | 1990-03-01 |  | Removed from Ground | Gas (Historical Use) | 6000 | Composite | 1990-03-01 | 2005-02-11 | Fiberglass Reinforced Plastic
ECHOTA AVIATION SVC | US 41 S DAVID AIRPORT | CALHOUN | Gordon | 640068 | 2 | [5 empty] | Removed from Ground | Gas (Historical Use) | 3000 | Bare Steel | 1967-05-06 | 2000-01-05 | Galvanized Steel | Suction (American)
NORTHWEST GA PAVING | 501 WEST MAY ST | CALHOUN | Gordon | 640016 | 1 | [5 empty] | Removed from Ground | Diesel | 8000 | Bare Steel | 1976-03-01 | 1993-11-01 | Galvanized Steel
NORTH WALL GULF | 312 N WALL ST | CALHOUN | Gordon | 640063 | 5 |  |  | TRUE |  | TRUE | Removed from Ground | Used Oil | 550 | Bare Steel | 1963-05-07 | 1998-03-01 | Galvanized Steel
RED BUD ROAD INTERSTATE GULF INC | 1240 RED BUD RD | CALHOUN | Gordon | 640065 | 8 |  |  | TRUE |  | TRUE | Removed from Ground | Used Oil | 500 | Bare Steel | 1966-05-06 | 1994-12-05 | Galvanized Steel | Gravity Fed
RED BUD ROAD INTERSTATE GULF INC | 1240 RED BUD RD | CALHOUN | Gordon | 640065 | 9 | Ball Float | 1995-05-01 |  | 1995-05-01 |  | Temporarily out of use | Gas (Historical Use) | 12000 | Fiberglass | 1995-05-01 |  | Fiberglass Reinforced Plastic | Pressurized
RED BUD ROAD INTERSTATE GULF INC | 1240 RED BUD RD | CALHOUN | Gordon | 640065 | 2 | [5 empty] | Removed from Ground | Gas (Historical Use) | 8000 | Bare Steel | 1966-05-06 | 1994-12-07 | Galvanized Steel | Pressurized
PANTRY #3513 DBA GOLDEN GALLON | 1476 RED BUD RD | CALHOUN | Gordon | 640024 | 8 |  | 1995-11-04 |  | 1995-11-04 |  | Removed from Ground | Gas (Historical Use) | 10000 | Composite | 1995-11-04 | 2012-02-17 | Double Walled | Pressurized
PANTRY #3513 DBA GOLDEN GALLON | 1476 RED BUD RD | CALHOUN | Gordon | 640024 | 2 | [5 empty] | Removed from Ground | Gas (Historical Use) | 10000 | Bare Steel | 1976-01-04 | 1995-10-29 | Galvanized Steel | Pressurized
MASTER MAT | SOUTH IND BOULEVARD | CALHOUN | Gordon | 640145 | 2 | [5 empty] | Removed from Ground | Diesel | 8000 | Bare Steel | 1966-05-13 | 1899-12-31 | Galvanized Steel
GORDON COUNTY BOARD OF EDUCATION | 1300 DEWS POND RD | CALHOUN | Gordon | 640161 | 5 |  |  | TRUE | 1986-01-01 | TRUE | Closed in Ground | Used Oil | 2000 | Cathodically Protected Steel | 1986-01-01 | 1998-09-24 | Galvanized Steel | Gravity Fed
LARRYS TRIANGLE GROC | REDBUD RD | CALHOUN | Gordon | 640119 | 1 |  | 1991-07-13 |  | 1991-07-13 |  | Removed from Ground | Gas (Historical Use) | 8000 | Cathodically Protected Steel | 1984-05-08 | 2003-09-09 | Cathodically Protected | Pressurized
TRADING POST | HWY 53 | CALHOUN | Gordon | 640156 | 2 | [5 empty] | Removed from Ground | Gas (Historical Use) | 3000 | Cathodically Protected Steel | 1986-07-24 | 1987-01-01 | Galvanized Steel
SWIFTY SERVE #640 | 1222 US HWY 41 N | CALHOUN | Gordon | 640157 | 1 |  | 1996-10-31 |  | 1996-10-31 |  | Removed from Ground | Gas (Historical Use) | 4000 | Steel-Impressed Current | 1987-10-01 | 2003-05-01 | Cathodically Protected | Safe Suction (Euro)
DR GEO KIRKLEY | 300 NORTH WALL | CALHOUN | Gordon | 640118 | 1 | [5 empty] | Permanently Out of Use - historical purposes | Gas (Historical Use) | 3000 | Bare Steel | 1986-05-08 | 1899-12-31 | Unknown
LARRYS TRIANGLE GROC | REDBUD RD | CALHOUN | Gordon | 640119 | 6 |  |  | FALSE |  | FALSE | Removed from Ground | Gas (Historical Use) | 1000 | Unknown | 2003-09-11 | 2003-09-11 | Unknown
ABC CONVENIENCE STORE #14 | 703 OOTHCALOOGA ST | CALHOUN | Gordon | 640125 | 19002 |  | 1998-10-01 | FALSE | 1998-10-01 | FALSE | Currently in Use | Premium | 10027 | Steel-Impressed Current | 1998-10-01 |  | Fiberglass Reinforced Plastic | Pressurized
LARRYS TRIANGLE GROC | REDBUD RD | CALHOUN | Gordon | 640119 | 2 |  | 1991-07-13 |  | 1991-07-13 |  | Removed from Ground | Gas (Historical Use) | 6000 | Cathodically Protected Steel | 1984-05-08 | 2003-09-09 | Cathodically Protected | Pressurized
TRADING POST | HWY 53 | CALHOUN | Gordon | 640156 | 3 | [5 empty] | Removed from Ground | Gas (Historical Use) | 2000 | Cathodically Protected Steel | 1986-07-24 | 1987-01-01 | Galvanized Steel
BST/CALHOUN CO R9450 | 502 NORTH WALL ST | CALHOUN | Gordon | 640151 | 1 | [5 empty] | Removed from Ground | Other | 1000 | Bare Steel | 1978-01-01 | 1995-10-18 | Copper | Suction (American)
AMERICAN NATIONAL LLC | 100 MARINE DR | CALHOUN | Gordon | 640148 | 8 |  | 1992-03-15 |  | 1992-03-15 |  | Removed from Ground | Other | 600 | Double Walled | 1992-03-15 | 2005-08-15 | Fiberglass Reinforced Plastic | Gravity Fed
AMERICAN NATIONAL LLC | 100 MARINE DR | CALHOUN | Gordon | 640148 | 2 | [5 empty] | Removed from Ground | Other | 12000 | Fiberglass | 1984-05-08 | 1993-01-06 | Cathodically Protected
NEELS MARKET | 602 HWY 53 | CALHOUN | Gordon | 640162 | 2 | Flapper Valve | 1986-01-01 | FALSE | 1986-01-01 | FALSE | Temporarily out of use | Gas (Historical Use) | 10000 | Fiberglass | 1986-01-01 |  | Fiberglass Reinforced Plastic | Safe Suction (Euro)
MASTER MAT | SOUTH IND BOULEVARD | CALHOUN | Gordon | 640145 | 1 | [5 empty] | Removed from Ground | Gas (Historical Use) | 6000 | Bare Steel | 1966-05-13 | 1899-12-31 | Galvanized Steel
GORDON COUNTY BOARD OF EDUCATION | 1300 DEWS POND RD | CALHOUN | Gordon | 640161 | 1 | [5 empty] | Removed from Ground | Diesel | 5000 | Bare Steel | 1977-01-03 | 1985-12-01 | Galvanized Steel
GORDON COUNTY BOARD OF EDUCATION | 1300 DEWS POND RD | CALHOUN | Gordon | 640161 | 7 |  | 1986-01-01 |  | 1986-01-01 |  | Removed from Ground | Diesel | 10000 | Cathodically Protected Steel | 1986-01-01 | 1998-09-24 | Fiberglass Reinforced Plastic | Pressurized
A&A VENDING/AA FOOD SERVICES | SMITH IND BLVD | CALHOUN | Gordon | 640122 | 1 | [5 empty] | Removed from Ground | Gas (Historical Use) | 4000 | Bare Steel | 1983-05-09 | 1992-12-09 | Galvanized Steel
AMERICAN NATIONAL LLC | 100 MARINE DR | CALHOUN | Gordon | 640148 | 7 |  | 1992-03-15 |  | 1992-03-15 |  | Removed from Ground | Other | 6000 | Double Walled | 1992-03-15 | 2005-08-15 | Fiberglass Reinforced Plastic | Gravity Fed
AMERICAN NATIONAL LLC | 100 MARINE DR | CALHOUN | Gordon | 640148 | 1 | [5 empty] | Removed from Ground | Gas (Historical Use) | 20000 | Fiberglass | 1984-05-08 | 1993-01-07 | Cathodically Protected
AMERICAN NATIONAL LLC | 100 MARINE DR | CALHOUN | Gordon | 640148 | 4 | [5 empty] | Removed from Ground | Other | 8000 | Fiberglass | 1984-05-08 | 1993-01-06 | Cathodically Protected
ABC CONVENIENCE STORE #14 | 703 OOTHCALOOGA ST | CALHOUN | Gordon | 640125 | 19003 | Ball Float | 1998-10-01 | FALSE | 1998-10-01 | FALSE | Currently in Use | Regular | 6110 | Steel-Impressed Current | 1998-10-01 |  | Fiberglass Reinforced Plastic | Pressurized
FORMER DAYS INN OF CALHOUN | 742 GA HWY 53 & I-75 | CALHOUN | Gordon | 640152 | 2 | [5 empty] | Removed from Ground | Gas (Historical Use) | 10000 | Bare Steel | 1973-08-10 | 1991-08-01 | Bare Steel | Safe Suction (Euro)
AMERICAN NATIONAL LLC | 100 MARINE DR | CALHOUN | Gordon | 640148 | 9 |  | 1992-03-15 |  |  | TRUE | Removed from Ground | Other | 600 | Double Walled | 1992-03-15 | 2005-08-15 | Fiberglass Reinforced Plastic | Gravity Fed
ABC CONVENIENCE STORE #14 | 703 OOTHCALOOGA ST | CALHOUN | Gordon | 640125 | 19001 | Exempted | 1998-10-01 | FALSE | 1998-10-19 | FALSE | Currently in Use | Biodiesel | 10027 | Steel-Impressed Current | 1971-05-12 |  | Fiberglass Reinforced Plastic | Pressurized
SWIFTY SERVE #640 | 1222 US HWY 41 N | CALHOUN | Gordon | 640157 | 3 |  | 1996-10-31 |  | 1996-10-31 |  | Removed from Ground | Gas (Historical Use) | 4000 | Steel-Impressed Current | 1987-10-01 | 2003-05-01 | Cathodically Protected | Safe Suction (Euro)
USA FOODMART INC | 1449 US 41 N | CALHOUN | Gordon | 640163 | 5 |  | 1987-01-01 |  | 1987-01-01 |  | Temporarily out of use | Kerosene | 6000 | Composite | 1987-01-01 |  | Fiberglass Reinforced Plastic | Pressurized
USA FOODMART INC | 1449 US 41 N | CALHOUN | Gordon | 640163 | 4 |  | 1987-01-01 |  | 1987-01-01 |  | Temporarily out of use | Diesel | 6000 | Composite | 1987-01-01 |  | Fiberglass Reinforced Plastic | Pressurized
TRADING POST | HWY 53 | CALHOUN | Gordon | 640156 | 1 | [5 empty] | Removed from Ground | Gas (Historical Use) | 3000 | Cathodically Protected Steel | 1986-07-24 | 1987-01-01 | Galvanized Steel
AMERICAN NATIONAL LLC | 100 MARINE DR | CALHOUN | Gordon | 640148 | 5 | [5 empty] | Removed from Ground | Diesel | 1000 | Bare Steel | 1984-05-08 | 1991-12-22 | Galvanized Steel
GORDON COUNTY BOARD OF EDUCATION | 1300 DEWS POND RD | CALHOUN | Gordon | 640161 | 6 |  | 1986-01-01 |  | 1986-01-01 |  | Removed from Ground | Diesel | 10000 | Cathodically Protected Steel | 1986-01-01 | 1998-09-24 | Fiberglass Reinforced Plastic | Pressurized
GORDON COUNTY BOARD OF EDUCATION | 1300 DEWS POND RD | CALHOUN | Gordon | 640161 | 9 |  |  | TRUE | 1986-01-01 | TRUE | Removed from Ground | Used Oil | 8000 | Cathodically Protected Steel | 1986-01-01 | 1998-09-24 | Galvanized Steel | Gravity Fed
CLOSED | US 41 HWY | CALHOUN | Gordon | 640160 | 4 | [5 empty] | Removed from Ground | Gas (Historical Use) | 0 | Bare Steel | 1987-01-01 | 1899-12-31 | Unknown
SMART MART #4 | 1275 RED BUD RD | CALHOUN | Gordon | 9000685 | 6 |  | 1987-12-10 |  | 1987-12-10 |  | Removed from Ground | Gas (Historical Use) | 10000 | Fiberglass | 1987-12-10 | 2008-10-15 | Fiberglass Reinforced Plastic | Pressurized
FAIR'S GULF SERVICE | 700 S WALL ST (DOT 1110) | CALHOUN | Gordon | 9000539 | 3 | [5 empty] | Permanently Out of Use - historical purposes | Diesel | 3000 | Bare Steel | 1961-05-07 | 1899-12-31 | Galvanized Steel
PREMANAND LLC D/B/A ALLENS GROCERY | 4796 RED BUD RD NE | CALHOUN | Gordon | 9604178 | 3 | Flapper Valve | 1988-01-01 |  | 1988-01-01 |  | Currently in Use | Diesel | 6000 | Steel-Impressed Current | 1988-08-23 |  | Steel (Impressed Current) | Pressurized
MOHAWK INDUSTRIES | SOUTH IND BLVD | CALHOUN | Gordon | 9064022 | 1 | [5 empty] | Closed in Ground | Diesel | 500 | Bare Steel | 1974-01-01 | 1989-04-01 | Bare Steel | Safe Suction (Euro)
RALSTON ESTATE PROPERTY | CREST AVE | CALHOUN | Gordon | 9064025 | 4 | [5 empty] | Removed from Ground | Gas (Historical Use) | 7600 | Bare Steel | 1994-03-17 | 1997-09-06 | Galvanized Steel
GORDON COUNTY BOARD OF EDUCATION | 1300 DEWS POND RD | CALHOUN | Gordon | 640161 | 8 |  | 1986-01-01 |  | 1986-01-01 |  | Removed from Ground | Other | 6000 | Cathodically Protected Steel | 1986-01-01 | 1998-09-24 | Galvanized Steel | Pressurized
GORDON COUNTY BOARD OF EDUCATION | 1300 DEWS POND RD | CALHOUN | Gordon | 640161 | 2 | [5 empty] | Removed from Ground | Diesel | 5000 | Bare Steel | 1977-01-03 | 1985-12-01 | Galvanized Steel
E L DAVIS TRANSMISSION | 1367 US 41 N | CALHOUN | Gordon | 640168 | 1 | [5 empty] | Removed from Ground | Gas (Historical Use) | 1000 | Bare Steel | 1981-05-09 | 1899-12-31 | Galvanized Steel
SMART MART #4 | 1275 RED BUD RD | CALHOUN | Gordon | 9000685 | 2 | [5 empty] | Removed from Ground | Gas (Historical Use) | 3000 | Cathodically Protected Steel | 1965-04-28 | 1987-01-01 | Galvanized Steel
SMART MART #4 | 1275 RED BUD RD | CALHOUN | Gordon | 9000685 | 8 |  | 1987-12-10 |  | 1987-12-10 |  | Removed from Ground | Gas (Historical Use) | 10000 | Fiberglass | 1987-12-10 | 2008-10-15 | Fiberglass Reinforced Plastic | Pressurized
SMART MART #4 | 1275 RED BUD RD | CALHOUN | Gordon | 9000685 | 9 |  |  | TRUE |  | TRUE | Removed from Ground | Used Oil | 1000 | Fiberglass | 1987-01-01 | 1987-12-01 | Fiberglass Reinforced Plastic | Gravity Fed
BRUMLOW RUG CO | 734 SOUTH RIVER STREET | CALHOUN | Gordon | 9064020 | 2 | [5 empty] | Removed from Ground | Other | 20000 | Marked Unknown |  | 1899-12-31 | Unknown
GINGERS GROCERY #62 | 1600 DEWS POND RD | CALHOUN | Gordon | 9064013 | 6 |  | 1994-09-01 | FALSE | 1994-09-01 | FALSE | Currently in Use | Diesel | 2000 | Steel-Impressed Current | 1994-09-01 |  |  | Safe Suction (Euro)
JOHNNY PARKER PROPERTY | 3225 DEWS POND RD SE | CALHOUN | Gordon | 9064036 | 2 | [5 empty] | Removed from Ground | Gas (Historical Use) | 1000 | Marked Unknown | 1995-03-16 | 1995-03-16 | Unknown
WARD'S TEXACO | 1215 REDBUD ROAD | CALHOUN | Gordon | 640116 | 1 |  | 1998-11-01 |  | 1998-11-01 |  | Removed from Ground | Gas (Historical Use) | 8000 | Steel-Impressed Current | 1983-05-09 | 2006-08-24 | Cathodically Protected | Pressurized
NO FACILITY NAME | MEMORIAL DR | CALHOUN | Gordon | 640121 | 1 | [5 empty] | Removed from Ground | Diesel | 6000 | Bare Steel | 1971-05-10 | 1988-05-06 | Galvanized Steel
GORDON COUNTY BOARD OF EDUCATION | 1300 DEWS POND RD | CALHOUN | Gordon | 640161 | 3 | [5 empty] | Removed from Ground | Gas (Historical Use) | 500 | Bare Steel | 1977-01-03 | 1985-12-01 | Galvanized Steel
CLOSED | US 41 HWY | CALHOUN | Gordon | 640160 | 1 | [5 empty] | Removed from Ground | Empty | 0 | Bare Steel | 1987-01-01 | 1899-12-31 | Unknown
USA FOODMART INC | 1449 US 41 N | CALHOUN | Gordon | 640163 | 1 |  | 1987-01-01 | FALSE | 1987-01-01 | FALSE | Currently in Use | Regular | 10000 | Composite | 1987-01-01 |  | Fiberglass Reinforced Plastic | Pressurized
GINGERS GROCERY #62 | 1600 DEWS POND RD | CALHOUN | Gordon | 9064013 | 4 |  | 1994-09-01 | FALSE | 1994-09-01 | FALSE | Closed in Ground | Kerosene | 2500 | Steel-Impressed Current | 1985-01-01 | 2012-05-04 | Cathodically Protected | Suction (American)
GINGERS GROCERY #62 | 1600 DEWS POND RD | CALHOUN | Gordon | 9064013 | 5 |  | 1994-09-01 | FALSE | 1994-09-01 | FALSE | Currently in Use | Gas (Historical Use) | 5300 | Steel-Impressed Current | 1994-09-01 |  |  | Safe Suction (Euro)
FORMER DAYS INN OF CALHOUN | 742 GA HWY 53 & I-75 | CALHOUN | Gordon | 640152 | 1 | [5 empty] | Removed from Ground | Gas (Historical Use) | 10000 | Bare Steel | 1973-08-10 | 1991-08-01 | Bare Steel | Safe Suction (Euro)
RED BUD RD BP | 1090 RED BUD ROAD | CALHOUN | Gordon | 9604179 | 3 | Ball Float | 2000-05-01 | FALSE | 2000-05-01 | FALSE | Currently in Use | Diesel | 6000 | Composite | 2000-05-01 |  | Double-Walled Flex | Pressurized
SHELL | 1444 US 41 N | CALHOUN | Gordon | 9064001 | 2 | Ball Float | 1998-10-01 | FALSE | 1998-10-01 | FALSE | Currently in Use | Racing Fuel | 10000 | Steel-Impressed Current | 1988-01-01 |  | Fiberglass Reinforced Plastic | Pressurized
BST/ R3480 | 107 FLORENCE AVE | CALHOUN | Gordon | 9064002 | 1 | [5 empty] | Removed from Ground | Gas (Historical Use) | 3000 | Bare Steel | 1973-01-01 | 1990-10-01 | Unknown | Pressurized
BUDGET INN | 1442 US HWY 41 N | CALHOUN | Gordon | 9064190 | 1 | [5 empty] | Removed from Ground | Gas (Historical Use) | 6000 | Marked Unknown | 1980-01-01 | 2000-04-29 | Unknown
SMART MART #4 | 1275 RED BUD RD | CALHOUN | Gordon | 9000685 | 10 |  |  | FALSE |  | FALSE | Removed from Ground | Used Oil | 1000 | Unknown | 2010-08-10 | 2010-08-10 | Unknown
PREMANAND LLC D/B/A ALLENS GROCERY | 4796 RED BUD RD NE | CALHOUN | Gordon | 9604178 | 1 | Flapper Valve | 1988-01-01 | FALSE | 1988-01-01 | FALSE | Currently in Use | Regular | 6000 | Steel-Impressed Current | 1988-08-23 |  | Steel (Impressed Current) | Pressurized
RALSTON ESTATE PROPERTY | CREST AVE | CALHOUN | Gordon | 9064025 | 2 |  |  | TRUE |  | TRUE | Removed from Ground | Used Oil | 850 | Bare Steel | 1994-03-17 | 1994-09-06 | Not Marked
GINGERS GROCERY #62 | 1600 DEWS POND RD | CALHOUN | Gordon | 9064013 | 7 |  | 1994-09-01 | FALSE | 1994-09-01 | FALSE | Currently in Use | Gas (Historical Use) | 5300 | Steel-Impressed Current | 1994-09-01 |  |  | Safe Suction (Euro)
R&R FOOD STORE | 400 W LINE ST | CALHOUN | Gordon | 9064035 | 2B |  | 1994-06-28 | FALSE | 1994-06-28 | FALSE | Temporarily out of use | Gas (Historical Use) | 4000 | Galvanic (STIP-3) | 1994-06-28 |  | Fiberglass Reinforced Plastic | Pressurized
BUDGET INN | 1442 US HWY 41 N | CALHOUN | Gordon | 9064190 | 2 | [5 empty] | Removed from Ground | Gas (Historical Use) | 6000 | Marked Unknown | 1980-01-01 | 2000-04-29 | Unknown
FOODMART AND TOBACCO | 1402 US HWY 41 S | CALHOUN | Gordon | 9064172 | 3 | Flapper Valve | 1998-01-01 | FALSE | 1998-01-01 | FALSE | Currently in Use | Premium | 8000 | Galvanic (STIP-3) | 1988-06-15 |  | Fiberglass Reinforced Plastic | Pressurized
JAMES MOSS | 1206 DEWS POND RD | CALHOUN | Gordon | 9064179 | 2 | [5 empty] | Removed from Ground | Gas (Historical Use) | 0 | Bare Steel | 1997-06-03 | 1997-06-03 | Galvanized Steel | Safe Suction (Euro)
S & R GROCERY | 1133 SOUTH WALL ST | CALHOUN | Gordon | 642000 | 5 | Ball Float | 2011-10-06 | FALSE | 1997-01-01 | FALSE | Currently in Use | Premium | 4000 | Composite Double Walled | 2011-10-06 |  | Double-Walled Fiberglass | Pressurized
S & R GROCERY | 1133 SOUTH WALL ST | CALHOUN | Gordon | 642000 | 4 | Ball Float | 2011-10-06 | FALSE | 1997-01-01 | FALSE | Currently in Use | Regular | 10000 | Composite Double Walled | 2011-10-06 |  | Double-Walled Fiberglass | Pressurized
WARD'S TEXACO | 1215 REDBUD ROAD | CALHOUN | Gordon | 640116 | 3 |  | 1998-11-01 |  | 1998-11-01 |  | Removed from Ground | Gas (Historical Use) | 8000 | Steel-Impressed Current | 1983-05-09 | 2006-08-24 | Cathodically Protected | Pressurized
SWIFTY SERVE #640 | 1222 US HWY 41 N | CALHOUN | Gordon | 640157 | 4 |  | 1996-10-31 |  | 1996-10-31 |  | Removed from Ground | Gas (Historical Use) | 4000 | Steel-Impressed Current | 1981-01-01 | 2003-05-01 | Cathodically Protected | Safe Suction (Euro)
NEELS MARKET | 602 HWY 53 | CALHOUN | Gordon | 640162 | 1 | Flapper Valve | 1986-01-01 | FALSE | 1986-01-01 | FALSE | Temporarily out of use | Regular | 8000 | Fiberglass | 1986-01-01 |  | Fiberglass Reinforced Plastic | Safe Suction (Euro)
CLOSED | US 41 HWY | CALHOUN | Gordon | 640160 | 3 | [5 empty] | Removed from Ground | Gas (Historical Use) | 0 | Bare Steel | 1987-01-01 | 1899-12-31 | Unknown
SMART MART #4 | 1275 RED BUD RD | CALHOUN | Gordon | 9000685 | 3 | [5 empty] | Removed from Ground | Gas (Historical Use) | 3000 | Cathodically Protected Steel | 1965-04-28 | 1987-01-01 | Galvanized Steel
AMERICAN NATIONAL LLC | 100 MARINE DR | CALHOUN | Gordon | 640148 | 6 |  | 1993-01-09 |  | 1992-03-15 |  | Removed from Ground | Gas (Historical Use) | 8000 | Double Walled | 1992-03-15 | 2005-08-15 | Fiberglass Reinforced Plastic | Gravity Fed
FAIR'S GULF SERVICE | 700 S WALL ST (DOT 1110) | CALHOUN | Gordon | 9000539 | 4 | [5 empty] | Permanently Out of Use - historical purposes | Gas (Historical Use) | 5000 | Bare Steel | 1961-05-07 | 1899-12-31 | Galvanized Steel
C&C FOOD MART INC | 755 HWY 53 EAST | CALHOUN | Gordon | 9000043 | 3 | [5 empty] | Removed from Ground | Gas (Historical Use) | 10000 | Fiberglass | 1984-05-06 | 2014-08-20 | Fiberglass Reinforced Plastic | Pressurized
RED BUD RD BP | 1090 RED BUD ROAD | CALHOUN | Gordon | 9604179 | 2 | Ball Float | 2000-05-01 | FALSE | 2000-05-01 | FALSE | Currently in Use | Regular | 10000 | Composite | 2000-05-01 |  | Double-Walled Flex | Pressurized
TRICO VII PETROLEUM INC #978 | 731 HWY 53 E SE | CALHOUN | Gordon | 9064014 | 1 |  | 1989-02-18 |  | 1989-02-18 |  | Removed from Ground | Gas (Historical Use) | 10000 | Cathodically Protected Steel | 1989-01-01 | 2006-01-13 | Fiberglass Reinforced Plastic | Pressurized
TRICO VII PETROLEUM INC #978 | 731 HWY 53 E SE | CALHOUN | Gordon | 9064014 | 4 |  | 1989-02-18 |  | 1989-02-18 |  | Removed from Ground | Diesel | 10000 | Cathodically Protected Steel | 1989-01-01 | 2006-01-11 | Fiberglass Reinforced Plastic | Pressurized
BRUMLOW RUG CO | 734 SOUTH RIVER STREET | CALHOUN | Gordon | 9064020 | 3 | [5 empty] | Currently in Use | Diesel | 1 | Marked Unknown |  |  | Unknown
BALDY'S MUFFLER | HWY 41 | CALHOUN | Gordon | 9064006 | 3 |  |  | TRUE |  | TRUE | Removed from Ground | Used Oil | 1000 | Bare Steel | 1968-05-06 | 1992-04-17 | Galvanized Steel | Pressurized
CALHOUN KIRBY RD FUEL STATION | 201 KIRBY ROAD | CALHOUN | Gordon | 9064029 | 2 | Overfill Alarm | 1993-03-01 |  | 1993-03-01 |  | Removed from Ground | Gas (Historical Use) | 12000 | Composite | 1993-03-01 | 2016-04-26 | Fiberglass Reinforced Plastic | Pressurized
RAMOND & BRENDA JONES/UNOCCUPIED | 3364 HWY 225 NORTH | CALHOUN | Gordon | 9064030 | 2 | [5 empty] | Removed from Ground | Gas (Historical Use) | 3000 | Bare Steel | 1994-08-31 | 1994-08-31 | Bare Steel | Safe Suction (Euro)
AMERI MART #3 | 7339 FAIRMOUNT HWY SE | CALHOUN | Gordon | 9064191 | 1 | Ball Float | 2000-08-02 | FALSE | 2000-08-02 | FALSE | Currently in Use | Regular | 12000 | Epoxy | 2000-07-27 |  | Fiberglass Reinforced Plastic | Pressurized
CLOSED | US 41 HWY | CALHOUN | Gordon | 640160 | 2 | [5 empty] | Removed from Ground | Empty | 0 | Bare Steel | 1987-01-01 | 1899-12-31 | Unknown
VACANT LOT/OLD STATION NEW ST D | 943 HWY 53 SE | CALHOUN | Gordon | 640171 | 3 | [5 empty] | Removed from Ground | Gas (Historical Use) | 10000 | Fiberglass | 1982-04-30 | 1990-08-01 | Fiberglass Reinforced Plastic
BEAMER INTERSTATE BP | 756 HWY 53 | CALHOUN | Gordon | 9000502 | 5 | Ball Float | 2001-01-06 | FALSE | 2001-01-06 | FALSE | Currently in Use | Regular | 15000 | Fiberglass | 2001-01-01 |  | Double-Walled Flex | Pressurized
LOVINGOOD VINYL SIDING | 836 NORTH WALL ST NW | CALHOUN | Gordon | 9019008 | 1 | [5 empty] | Permanently Out of Use - historical purposes | Gas (Historical Use) | 1000 | Bare Steel | 1983-01-01 | 1899-12-31 | Galvanized Steel
PREMANAND LLC D/B/A ALLENS GROCERY | 4796 RED BUD RD NE | CALHOUN | Gordon | 9604178 | 5 | Flapper Valve | 1998-01-21 |  | 1998-01-21 |  | Currently in Use | Kerosene | 1000 | Steel-Impressed Current | 1988-08-23 |  | Secondary Containment | Safe Suction (Euro)
PREMANAND LLC D/B/A ALLENS GROCERY | 4796 RED BUD RD NE | CALHOUN | Gordon | 9604178 | 4 |  | 1988-01-01 | FALSE | 1988-01-01 | FALSE | Currently in Use | Premium | 3000 | Steel-Impressed Current | 1988-08-23 |  | Steel (Impressed Current) | Pressurized
HORIZON INDUSTRIES INC/BLDG 12 | SOUTH IND BLVD | CALHOUN | Gordon | 9064009 | 1 | [5 empty] | Removed from Ground | Gas (Historical Use) | 500 | Bare Steel | 1974-01-01 | 1993-12-17 | Bare Steel | Safe Suction (Euro)
R&R FOOD STORE | 400 W LINE ST | CALHOUN | Gordon | 9064035 | 1 |  | 1994-06-28 |  | 1994-06-28 |  | Temporarily out of use | Gas (Historical Use) | 8000 | Cathodically Protected Steel | 1994-08-15 |  | Double Walled | Pressurized
R&R FOOD STORE | 400 W LINE ST | CALHOUN | Gordon | 9064035 | 2A |  | 1994-06-28 |  | 1994-06-28 |  | Temporarily out of use | Gas (Historical Use) | 4000 | Galvanic (STIP-3) | 1994-08-15 |  | Fiberglass Reinforced Plastic | Pressurized
BUDGET INN | 1442 US HWY 41 N | CALHOUN | Gordon | 9064190 | 3 | [5 empty] | Removed from Ground | Gas (Historical Use) | 6000 | Marked Unknown | 1980-01-01 | 2000-04-29 | Unknown
FOODMART AND TOBACCO | 1402 US HWY 41 S | CALHOUN | Gordon | 9064172 | 5 | Flapper Valve | 1998-01-01 | FALSE | 1998-01-01 | FALSE | Currently in Use | Kerosene | 1000 | Galvanic (STIP-3) | 1988-06-15 |  | Fiberglass Reinforced Plastic | Safe Suction (Euro)
PILOT #4558 | 2111 HWY 41 NE | CALHOUN | Gordon | 9064186 | 4 | Flapper Valve | 1998-06-01 | FALSE | 1998-06-01 | FALSE | Currently in Use | Diesel | 25000 | Epoxy | 1998-05-01 |  | Double-Walled Fiberglass | Pressurized
PILOT #4558 | 2111 HWY 41 NE | CALHOUN | Gordon | 9064186 | 5 | Flapper Valve | 2017-07-15 | FALSE |  | FALSE | Currently in Use | Diesel | 20000 | Fiberglass Double Walled | 2017-07-15 |  | Double-Walled Fiberglass | Safe Suction (Euro)
MAPCO EXPRESS 3608 | 973 ROME ROAD SW | CALHOUN | Gordon | 9640171 | 1 | Ball Float | 1995-08-11 | FALSE | 1995-08-11 | FALSE | Currently in Use | Regular | 10000 | Composite | 1995-08-01 |  | Double-Walled Flex | Pressurized
BALDYS MUFFLER SHOP | 601 SOUTH WALL STREET | CALHOUN | Gordon | 10002024 | 2 |  |  | FALSE |  | FALSE | Removed from Ground | Gas (Historical Use) | 6000 | Bare Steel | 1968-05-06 | 1992-04-17 | Galvanized Steel | Pressurized
RaceTrac #2374 - Calhoun | 665 HWY 53 E | CALHOUN | Gordon | 10002364 | 2 | Overfill Alarm | 2014-08-15 | FALSE | 2014-08-15 | FALSE | Currently in Use | Premium | 10000 | Fiberglass Double Walled | 2014-08-15 |  | Double-Walled Fiberglass | Pressurized
MARTIN CORNER | 1156 CASH RD | CALHOUN | Gordon | 10001697 | 1 | Flapper Valve | 2009-04-01 | FALSE | 2009-04-01 | FALSE | Currently in Use | Regular | 12000 | Epoxy Double-Walled | 2009-04-01 |  | Double-Walled Fiberglass | Pressurized
CHEROKEE GROCERY | 1386 ROME RD | CALHOUN | Gordon | 640053 | PREM | [5 empty] | Removed from Ground | Gas (Historical Use) | 550 | Bare Steel | 1966-05-04 | 1990-10-01 | Galvanized Steel
CHEROKEE GROCERY | 1386 ROME RD | CALHOUN | Gordon | 640053 | 1 |  | 1990-10-19 | FALSE | 1990-10-19 | FALSE | Removed from Ground | Gas (Historical Use) | 2000 | Galvanic (STIP-3) | 1990-01-01 | 2020-10-09 | Fiberglass Reinforced Plastic | Suction (American)
NORTHWEST GA PAVING | 501 WEST MAY ST | CALHOUN | Gordon | 640016 | 8 | Ball Float | 1993-09-01 | FALSE | 1993-09-01 | FALSE | Currently in Use | Diesel | 15000 | Composite | 1993-09-01 |  | Fiberglass Reinforced Plastic | Pressurized
NORTHWEST GA PAVING | 501 WEST MAY ST | CALHOUN | Gordon | 640016 | 9 | Flapper Valve | 1993-09-01 | FALSE | 1993-09-01 | FALSE | Currently in Use | Regular | 3000 | Composite | 1993-09-01 |  | Fiberglass Reinforced Plastic | Safe Suction (Euro)
CIRCLE K #2723518 | 1310 N HWY 41 | CALHOUN | Gordon | 640023 | 4 | [5 empty] | Removed from Ground | Kerosene | 2000 | Cathodically Protected Steel | 1988-01-26 | 1899-12-31 | Fiberglass Reinforced Plastic | Pressurized
CIRCLE K #2723518 | 1310 N HWY 41 | CALHOUN | Gordon | 640023 | 5 | Ball Float | 1995-07-12 | FALSE | 1995-07-12 | FALSE | Currently in Use | Regular | 10000 | Composite | 1995-07-12 |  | Double-Walled Flex | Pressurized
BELWOOD CONVENIENCE STORE | 784 BELWOOD ROAD SE | CALHOUN | Gordon | 10001524 | 2A | Ball Float | 2008-02-01 | FALSE | 2008-02-01 | FALSE | Currently in Use | Premium | 5000 | Fiberglass | 2008-02-01 |  | Double-Walled Flex | Pressurized
C W BARRETT JR | HWY 53 W/ROME RD/RT 1 | CALHOUN | Gordon | 640002 | 2 | [5 empty] | Removed from Ground | Gas (Historical Use) | 2000 | Bare Steel | 1981-02-19 | 1988-12-17 | Galvanized Steel
CIRCLE M FOOD SHOP #11 | 727 NORTH WALL ST | CALHOUN | Gordon | 640054 | KERO |  | 1985-04-29 | FALSE | 1985-04-29 | FALSE | Temporarily out of use | Kerosene | 10000 | Steel-Impressed Current | 1985-04-29 |  | Steel (Impressed Current) | Pressurized
PAULETTES FLORIST | 3971 REDBUD ROAD NE | CALHOUN | Gordon | 10001065 | 3 |  |  | FALSE |  | FALSE | Removed from Ground | Gas (Historical Use) | 1000 | Unknown | 2005-08-01 | 2005-08-01 | Unknown
ABF FREIGHT SYSTEM INC | 202 DAMASCUS ROAD NE | CALHOUN | Gordon | 640005 | 2 |  |  | TRUE |  | TRUE | Removed from Ground | Used Oil | 4000 | Bare Steel | 1975-02-09 | 1989-11-20 | Galvanized Steel
CHEROKEE GROCERY | 1386 ROME RD | CALHOUN | Gordon | 640053 | UL | [5 empty] | Removed from Ground | Gas (Historical Use) | 1000 | Bare Steel | 1983-04-30 | 1990-10-01 | Galvanized Steel
YANCEY BROS CO | 138 ROBINSON RD | CALHOUN | Gordon | 640061 | 2 | [5 empty] | Closed in Ground | Gas (Historical Use) | 10000 | Bare Steel | 1981-05-02 | 1991-12-19 | Galvanized Steel
PREWITTS PRODUCE | 2209 HWY 41 NE | CALHOUN | Gordon | 640073 | 4 | [5 empty] | Removed from Ground | Diesel | 1000 | Bare Steel | 1984-01-01 | 1996-09-01 | Galvanized Steel
PREWITTS PRODUCE | 2209 HWY 41 NE | CALHOUN | Gordon | 640073 | 5 |  |  | FALSE |  | FALSE | Removed from Ground | Used Oil | 500 | Unknown | 2001-01-01 | 2002-07-22
MOTOR AID #6 | 1002 N WALL ST | CALHOUN | Gordon | 640066 | 3 | [5 empty] | Removed from Ground | Gas (Historical Use) | 550 | Bare Steel | 1956-05-08 | 1989-08-01 | Galvanized Steel
ECHOTA AVIATION SVC | US 41 S DAVID AIRPORT | CALHOUN | Gordon | 640068 | 1 | [5 empty] | Removed from Ground | Gas (Historical Use) | 3000 | Bare Steel | 1967-05-06 | 2000-01-05 | Galvanized Steel | Suction (American)
TWIN LAKES GROC | SR 156 RED BUD RD | CALHOUN | Gordon | 640067 | 1 | [5 empty] | Removed from Ground | Gas (Historical Use) | 2000 | Bare Steel | 1974-05-04 | 1998-11-30 | Galvanized Steel
HIGH TECH FUEL | 295 W LINE STREET | CALHOUN | Gordon | 10001228 | PREMIUM | Flapper Valve | 2003-09-09 | FALSE | 2003-09-09 | FALSE | Currently in Use | Premium | 10000 | Composite | 2003-09-09 |  | Fiberglass Reinforced Plastic | Pressurized
CIRCLE M FOOD SHOP #11 | 727 NORTH WALL ST | CALHOUN | Gordon | 640054 | UL |  | 1985-04-29 | FALSE | 1985-04-29 | FALSE | Temporarily out of use | Empty | 12000 | Steel-Impressed Current | 1985-04-29 |  | Steel (Impressed Current) | Pressurized
CIRCLE M FOOD SHOP #11 | 727 NORTH WALL ST | CALHOUN | Gordon | 640054 | PREM |  | 1985-04-29 | FALSE | 1985-04-29 | FALSE | Temporarily out of use | Empty | 16000 | Steel-Impressed Current | 1972-05-02 |  | Steel (Impressed Current) | Pressurized
MOTOR AID #6 | 1002 N WALL ST | CALHOUN | Gordon | 640066 | 1 | [5 empty] | Removed from Ground | Gas (Historical Use) | 550 | Bare Steel | 1956-05-08 | 1989-08-01 | Galvanized Steel
TWIN LAKES GROC | SR 156 RED BUD RD | CALHOUN | Gordon | 640067 | 3 | [5 empty] | Removed from Ground | Gas (Historical Use) | 1000 | Bare Steel | 1974-05-04 | 1998-11-30 | Galvanized Steel
NORTHWEST GA PAVING | 501 WEST MAY ST | CALHOUN | Gordon | 640016 | 6 | [5 empty] | Removed from Ground | Other | 500 | Bare Steel | 1985-02-27 | 1998-01-30 | Galvanized Steel | Suction (American)
CIRCLE K #2723518 | 1310 N HWY 41 | CALHOUN | Gordon | 640023 | 6 | Ball Float | 1995-07-12 | FALSE | 1995-07-12 | FALSE | Currently in Use | Plus | 10000 | Composite | 1995-07-12 |  | Double-Walled Flex | Pressurized
CIRCLE K #2723518 | 1310 N HWY 41 | CALHOUN | Gordon | 640023 | 8 | Ball Float | 1995-07-12 | FALSE | 1995-07-12 | FALSE | Currently in Use | Kerosene | 2000 | Composite | 1995-07-12 |  | Double-Walled Flex | Pressurized
CALHOUN POLICE DEPT | PIEDMONT ST | CALHOUN | Gordon | 640030 | 1 | [5 empty] | Removed from Ground | Gas (Historical Use) | 0 | Bare Steel | 1961-04-20 | 1989-05-01 | Galvanized Steel
REDBUD GROCERY & TOBACCO | 3952 REDBUD RD | CALHOUN | Gordon | 10001599 | 3 | Ball Float | 2005-03-01 | FALSE | 2005-03-01 | FALSE | Currently in Use | Diesel | 5000 | Epoxy | 2005-03-01 |  | Fiberglass Reinforced Plastic | Pressurized
TRANSPORATION DEPARTMENT | 519 PINE ST | CALHOUN | Gordon | 640010 | 1 | [5 empty] | Removed from Ground | Gas (Historical Use) | 4000 | Bare Steel | 1960-01-20 | 1990-03-01 | Unknown
C W BARRETT JR | HWY 53 W/ROME RD/RT 1 | CALHOUN | Gordon | 640002 | 1 | [5 empty] | Removed from Ground | Gas (Historical Use) | 2000 | Bare Steel | 1981-02-19 | 1988-12-01 | Galvanized Steel
PANTRY #3513 DBA GOLDEN GALLON | 1476 RED BUD RD | CALHOUN | Gordon | 640024 | 9B |  | 1995-11-04 |  | 1995-11-04 |  | Removed from Ground | Kerosene | 4000 | Composite | 1995-11-04 | 2012-02-17 | Double Walled | Pressurized
CIRCLE K #2723519 | 702 GA HWY 53 SE @ CURTIS PKWY | CALHOUN | Gordon | 640022 | 3 | Flapper Valve | 1987-05-01 | FALSE | 1987-05-01 | FALSE | Currently in Use | Premium | 8000 | Steel-Impressed Current | 1978-01-01 |  | Fiberglass Reinforced Plastic | Pressurized
GA FC-GORDON CO UNIT | 311 OLD FAIRMOUNT HWY SE | CALHOUN | Gordon | 640043 | 1 | [5 empty] | Removed from Ground | Gas (Historical Use) | 2000 | Bare Steel | 1981-04-23 | 1992-08-12 | Galvanized Steel | Safe Suction (Euro)
GA FC-GORDON CO UNIT | 311 OLD FAIRMOUNT HWY SE | CALHOUN | Gordon | 640043 | 204707 |  | 1992-08-12 |  | 1992-08-12 |  | Removed from Ground | Diesel | 1000 | Galvanic (STIP-3) | 1992-08-12 | 2007-02-01 | Cathodically Protected | Safe Suction (Euro)
A KNIGHT #2 | 1531 DEWS POND RD | CALHOUN | Gordon | 10000817 | 1 |  | 2005-01-06 | FALSE | 2005-01-06 | FALSE | Currently in Use | Regular | 15000 | Epoxy | 2004-12-15 |  | Double-Walled Fiberglass | Pressurized
HIGH TECH FUEL | 295 W LINE STREET | CALHOUN | Gordon | 10001228 | DIESEL | Flapper Valve | 2003-09-09 | FALSE | 2003-09-09 | FALSE | Currently in Use | Diesel | 5000 | Composite | 2003-09-09 |  | Fiberglass Reinforced Plastic | Pressurized
HIGH TECH FUEL | 295 W LINE STREET | CALHOUN | Gordon | 10001228 | REGULAR | Flapper Valve | 2003-09-09 | FALSE | 2003-09-09 | FALSE | Currently in Use | Regular | 20000 | Composite | 2003-09-09 |  | Fiberglass Reinforced Plastic | Pressurized
TRANSPORATION DEPARTMENT | 519 PINE ST | CALHOUN | Gordon | 640010 | 2 | [5 empty] | Removed from Ground | Gas (Historical Use) | 6000 | Bare Steel | 1964-01-19 | 1991-03-01 | Unknown
GORDON CO UNIT REGIONAL | 1 MEMORY LN PO BOX 786 | CALHOUN | Gordon | 640057 | 1 | [5 empty] | Removed from Ground | Gas (Historical Use) | 500 | Bare Steel | 1961-04-23 | 2007-02-01 | Galvanized Steel
TALLEY GROCERY | ROME RD | CALHOUN | Gordon | 640069 | 2 | [5 empty] | Removed from Ground | Gas (Historical Use) | 1000 | Bare Steel | 1962-05-07 | 1988-12-14 | Galvanized Steel
TORRINGTON/FAFNIR | HY 41 SOUTH | CALHOUN | Gordon | 640020 | 7 | [5 empty] | Removed from Ground | Other | 10000 | Bare Steel | 1981-01-25 | 1988-10-26 | Bare Steel
TORRINGTON/FAFNIR | HY 41 SOUTH | CALHOUN | Gordon | 640020 | 1 | [5 empty] | Removed from Ground | Hazardous Substance | 8000 | Bare Steel | 1981-01-25 | 1998-10-26 | Bare Steel
CIRCLE K #2723518 | 1310 N HWY 41 | CALHOUN | Gordon | 640023 | 2 | [5 empty] | Removed from Ground | Gas (Historical Use) | 10000 | Bare Steel | 1978-03-26 | 1899-12-31 | Galvanized Steel | Pressurized
MARTIN CORNER | 1156 CASH RD | CALHOUN | Gordon | 10001697 | 2B | Ball Float | 2009-04-01 | FALSE | 2009-04-01 | FALSE | Currently in Use | Diesel | 6000 | Epoxy Double-Walled | 2009-04-01 |  | Double-Walled Fiberglass | Pressurized
TRANSPORATION DEPARTMENT | 519 PINE ST | CALHOUN | Gordon | 640010 | 4 |  | 1990-03-01 |  | 1990-03-01 |  | Removed from Ground | Diesel | 10000 | Composite | 1990-03-01 | 2005-02-11 | Fiberglass Reinforced Plastic
GA - CUMBERLAND ACADEMY | RT 1 BOX 222 REEVES RD | CALHOUN | Gordon | 640009 | 3 | [5 empty] | Currently in Use | Diesel | 8000 | Bare Steel | 1966-03-03 |  | Copper | Safe Suction (Euro)
CALHOUN ELECTRIC DEPARTMENT | 120 LOUISE AVE | CALHOUN | Gordon | 640033 | 1 | Flapper Valve | 1998-10-26 | FALSE | 1998-10-26 | FALSE | Currently in Use | Regular | 1000 | Composite | 1985-04-14 |  | Fiberglass Reinforced Plastic | Safe Suction (Euro)
COLOR TECHNIQUES INC | SOUTH IND BLVD PO BOX 693 | CALHOUN | Gordon | 640082 | 1 | [5 empty] | Removed from Ground | Diesel | 20000 | Bare Steel | 1978-05-02 | 1994-05-12 | Bare Steel
DIXIE FOOD STORE | 1100 RED BUD RD | CALHOUN | Gordon | 640079 | 4 |  | 1996-04-20 |  | 1996-04-20 |  | Removed from Ground | Gas (Historical Use) | 10000 | Composite | 1996-04-20 | 2012-03-02 | Secondary Containment | Pressurized
DIXIE FOOD STORE | 1100 RED BUD RD | CALHOUN | Gordon | 640079 | 1 | [5 empty] | Removed from Ground | Empty | 6000 | Bare Steel | 1983-04-30 | 1996-04-10 | Galvanized Steel
Gas Express #188 | 943 HWY 53 | CALHOUN | Gordon | 640090 | 3 | Flapper Valve | 1996-01-01 | FALSE | 1996-01-01 | FALSE | Currently in Use | Diesel | 10000 | Fiberglass Double Walled | 1996-06-01 |  | Double-Walled Fiberglass | Pressurized
STATION #10629 CALHOUN MAINTENANCE | 365 OLD FAIRMONT HWY | CALHOUN | Gordon | 640046 | 62902 | [5 empty] | Removed from Ground | Diesel | 1000 | Bare Steel | 1971-05-03 | 1989-06-08 | Unknown
STATION #10629 CALHOUN MAINTENANCE | 365 OLD FAIRMONT HWY | CALHOUN | Gordon | 640046 | 629G1 | [5 empty] | Removed from Ground | Gas (Historical Use) | 2500 | Cathodically Protected Steel | 1990-06-11 | 1997-06-13 | Galvanized Steel | Safe Suction (Euro)
CHEVRON 43272 | 1446 HWY 41 N | CALHOUN | Gordon | 640041 | 4 | [5 empty] | Removed from Ground | Gas (Historical Use) | 10000 | Cathodically Protected Steel | 1971-04-27 | 1987-08-01 | Galvanized Steel
CHEVRON 43272 | 1446 HWY 41 N | CALHOUN | Gordon | 640041 | 5 |  |  | TRUE |  | TRUE | Removed from Ground | Used Oil | 550 | Cathodically Protected Steel | 1965-04-28 | 1987-08-01 | Galvanized Steel
HARBISON & WALKER REFRACTORIES | MCDANIEL STA RD | CALHOUN | Gordon | 640078 | 1 | [5 empty] | Removed from Ground | Diesel | 1000 | Bare Steel | 1971-05-05 | 1987-01-01 | Galvanized Steel
STATION #10629 CALHOUN MAINTENANCE | 365 OLD FAIRMONT HWY | CALHOUN | Gordon | 640046 | 629D1 | [5 empty] | Removed from Ground | Diesel | 2500 | Cathodically Protected Steel | 1990-06-11 | 1997-06-13 | Galvanized Steel | Safe Suction (Euro)
AMOCO SS-22-248 (CLOSED)10/31/91 | US HWY 41 & I-75 | CALHOUN | Gordon | 640040 | 4 | [5 empty] | Removed from Ground | Gas (Historical Use) | 6000 | Cathodically Protected Steel | 1985-04-23 | 1899-12-31 | Galvanized Steel
CHEVRON 43272 | 1446 HWY 41 N | CALHOUN | Gordon | 640041 | 2 | [5 empty] | Removed from Ground | Gas (Historical Use) | 3000 | Cathodically Protected Steel | 1965-04-28 | 1987-08-01 | Galvanized Steel
CITY OF CALHOUN | 328 W LINE ST | CALHOUN | Gordon | 640038 | 5 | Ball Float | 1987-10-01 | FALSE | 1987-10-01 | FALSE | Currently in Use | Diesel | 10000 | Fiberglass | 1987-10-01 |  | Fiberglass Reinforced Plastic | Pressurized
CIRCLE M FOOD SHOP #15 | 910 HWY 53 SE | CALHOUN | Gordon | 640049 | PREM |  | 1998-07-01 |  | 1998-07-01 |  | Removed from Ground | Gas (Historical Use) | 8000 | Steel-Impressed Current | 1985-04-29 | 1999-06-03 | Cathodically Protected | Pressurized
CHEVRON 43272 | 1446 HWY 41 N | CALHOUN | Gordon | 640041 | 6 | [5 empty] | Removed from Ground | Gas (Historical Use) | 3000 | Cathodically Protected Steel | 1965-04-28 | 1987-08-01 | Galvanized Steel
HIWASSEE LAND CO DISTRICT OFFICE | HWY 41 N | CALHOUN | Gordon | 640081 | 1 | [5 empty] | Removed from Ground | Diesel | 2000 | Cathodically Protected Steel | 1985-04-29 | 1988-01-01 | Galvanized Steel
DWIGHT WILSON HOMES OFFICE | 301 SOUTH WALL ST | CALHOUN | Gordon | 640084 | 1 | [5 empty] | Removed from Ground | Gas (Historical Use) | 10000 | Bare Steel | 1976-03-28 | 2001-05-21 | Galvanized Steel
DIXIE FOOD STORE | 1100 RED BUD RD | CALHOUN | Gordon | 640079 | 2 | [5 empty] | Removed from Ground | Empty | 6000 | Bare Steel | 1976-05-01 | 1996-04-10 | Galvanized Steel
GOLD KIST HATCHERY | 102 N INDUSTRIAL BLVD | CALHOUN | Gordon | 640095 | 2 | [5 empty] | Removed from Ground | Kerosene | 260 | Bare Steel | 1984-05-05 | 2002-04-30 | Galvanized Steel | Safe Suction (Euro)
NORTH WALL GULF | 312 N WALL ST | CALHOUN | Gordon | 640063 | 3 | [5 empty] | Removed from Ground | Diesel | 3000 | Bare Steel | 1963-05-07 | 1998-03-01 | Bare Steel | Pressurized
RED BUD ROAD INTERSTATE GULF INC | 1240 RED BUD RD | CALHOUN | Gordon | 640065 | 3 | [5 empty] | Removed from Ground | Gas (Historical Use) | 6000 | Bare Steel | 1966-05-06 | 1994-12-07 | Galvanized Steel | Pressurized
PANTRY #3513 DBA GOLDEN GALLON | 1476 RED BUD RD | CALHOUN | Gordon | 640024 | 3 | [5 empty] | Removed from Ground | Gas (Historical Use) | 10000 | Bare Steel | 1976-01-04 | 1995-10-29 | Galvanized Steel | Pressurized
MYDRIN INC | NORTH IND BLVD | CALHOUN | Gordon | 640025 | 1 | [5 empty] | Removed from Ground | Gas (Historical Use) | 2000 | Not Marked/Unknown | 1974-03-13 | 1990-03-15 | Not Marked
MYDRIN INC | NORTH IND BLVD | CALHOUN | Gordon | 640025 | 4 | [5 empty] | Removed from Ground | Gas (Historical Use) | 1000 | Bare Steel | 1988-01-15 | 1988-01-15 | Bare Steel | Safe Suction (Euro)
JET CONVENIENCE STORE | 807 SOUTH WALL ST | CALHOUN | Gordon | 640039 | 1 | [5 empty] | Removed from Ground | Gas (Historical Use) | 12000 | Bare Steel | 1984-01-01 | 1991-05-23 | Bare Steel
NORTH GA EMC | 1128 SO WALL ST | CALHOUN | Gordon | 640037 | 1 | [5 empty] | Removed from Ground | Empty | 2000 | Bare Steel | 1979-04-23 | 1998-02-18 | Galvanized Steel
BACKING INC | US 41 N | CALHOUN | Gordon | 640077 | 2 | [5 empty] | Removed from Ground | Diesel | 1000 | Bare Steel | 1971-05-05 | 1994-03-01 | Galvanized Steel
Gas Express #188 | 943 HWY 53 | CALHOUN | Gordon | 640090 | C | [5 empty] | Removed from Ground | Gas (Historical Use) | 10000 | Bare Steel | 1980-01-01 | 1996-05-04 | Galvanized Steel
Gas Express #188 | 943 HWY 53 | CALHOUN | Gordon | 640090 | D | [5 empty] | Removed from Ground | Diesel | 10000 | Bare Steel | 1980-01-01 | 1996-05-04 | Galvanized Steel
MCENTYRE'S LINE ST TEXACO | 105 WEST LINE ST | CALHOUN | Gordon | 640113 | 1 | [5 empty] | Removed from Ground | Gas (Historical Use) | 6000 | Bare Steel | 1968-05-12 | 2003-07-23 | Galvanized Steel | Suction (American)
PREWITTS PRODUCE | 2209 HWY 41 NE | CALHOUN | Gordon | 640073 | 3 | [5 empty] | Removed from Ground | Gas (Historical Use) | 4000 | Bare Steel | 1963-05-07 | 1996-09-01 | Galvanized Steel
MOTOR AID #6 | 1002 N WALL ST | CALHOUN | Gordon | 640066 | 4 | [5 empty] | Removed from Ground | Gas (Historical Use) | 1000 | Bare Steel | 1961-05-07 | 1989-08-01 | Galvanized Steel
PANTRY #3513 DBA GOLDEN GALLON | 1476 RED BUD RD | CALHOUN | Gordon | 640024 | 5 | [5 empty] | Removed from Ground | Kerosene | 2000 | Cathodically Protected Steel | 1986-01-01 | 1995-10-29 | Fiberglass Reinforced Plastic | Pressurized
CIRCLE K #2723519 | 702 GA HWY 53 SE @ CURTIS PKWY | CALHOUN | Gordon | 640022 | 2 | Flapper Valve | 1987-05-01 | FALSE | 1987-05-01 | FALSE | Currently in Use | Diesel | 8000 | Steel-Impressed Current | 1978-01-01 |  | Fiberglass Reinforced Plastic | Pressurized
NEW ECHOTA GROCERY | RT 5 GA HWY 225 | CALHOUN | Gordon | 640050 | UL | [5 empty] | Removed from Ground | Gas (Historical Use) | 1000 | Bare Steel | 1966-05-04 | 1989-01-01 | Galvanized Steel | Suction (American)
NEW ECHOTA GROCERY | RT 5 GA HWY 225 | CALHOUN | Gordon | 640050 | PREM | [5 empty] | Removed from Ground | Gas (Historical Use) | 1000 | Bare Steel | 1966-05-04 | 1989-01-01 | Galvanized Steel | Suction (American)
AMOCO SS-22-248 (CLOSED)10/31/91 | US HWY 41 & I-75 | CALHOUN | Gordon | 640040 | 2 | [5 empty] | Removed from Ground | Gas (Historical Use) | 6000 | Cathodically Protected Steel | 1985-04-23 | 1899-12-31 | Galvanized Steel
CALHOUN FIRE DEPT | 327 SOUTH WALL ST | CALHOUN | Gordon | 640034 | 1 | Flapper Valve | 1998-09-25 | FALSE | 1998-09-25 | FALSE | Removed from Ground | Diesel | 1000 | Fiberglass | 1985-04-14 |  | Fiberglass Reinforced Plastic | Safe Suction (Euro)
ANDYS MARKET | 4858 RED BUD RD | CALHOUN | Gordon | 640104 | 4 |  | 1998-11-12 |  | 1998-11-12 |  | Removed from Ground | Diesel | 2000 | Steel-Impressed Current | 1985-05-08 | 2013-11-21 | Cathodically Protected | Safe Suction (Euro)
GOLD KIST STORE | NORTH IND BLVD | CALHOUN | Gordon | 640140 | 1 | [5 empty] | Removed from Ground | Gas (Historical Use) | 1000 | Bare Steel | 1974-05-10 | 1990-07-30 | Galvanized Steel
MULTITEX CORP OF AMERICA | 200 FAIR STREET | CALHOUN | Gordon | 640143 | 2 | [5 empty] | Removed from Ground | Gas (Historical Use) | 1000 | Bare Steel | 1972-05-11 | 1995-08-01 | Bare Steel
EVANS SOUTH WALL ST TEXACO | 703 SOUTH WALL ST | CALHOUN | Gordon | 640115 | 2 | [5 empty] | Removed from Ground | Gas (Historical Use) | 12000 | Bare Steel | 1968-05-12 | 1992-12-30 | Galvanized Steel
NORTH WALL GULF | 312 N WALL ST | CALHOUN | Gordon | 640063 | 7 | Ball Float | 1998-06-01 | FALSE | 1998-06-01 | FALSE | Currently in Use | Regular | 10000 | Composite Double Walled | 1998-06-01 |  | Fiberglass Reinforced Plastic | Pressurized
NORTH WALL GULF | 312 N WALL ST | CALHOUN | Gordon | 640063 | 1 | [5 empty] | Removed from Ground | Gas (Historical Use) | 3000 | Bare Steel | 1963-05-07 | 1998-03-01 | Bare Steel | Pressurized
RED BUD ROAD INTERSTATE GULF INC | 1240 RED BUD RD | CALHOUN | Gordon | 640065 | 10 | Ball Float | 1995-05-01 |  | 1995-05-01 |  | Temporarily out of use | Gas (Historical Use) | 10000 | Fiberglass | 1995-05-01 |  | Fiberglass Reinforced Plastic | Pressurized
TORRINGTON/FAFNIR | HY 41 SOUTH | CALHOUN | Gordon | 640020 | 5 | [5 empty] | Removed from Ground | Other | 10000 | Bare Steel | 1981-01-25 | 1988-10-26 | Bare Steel
TORRINGTON/FAFNIR | HY 41 SOUTH | CALHOUN | Gordon | 640020 | 4 | [5 empty] | Removed from Ground | Other | 3000 | Bare Steel | 1981-01-25 | 1988-10-26 | Bare Steel
PANTRY #3513 DBA GOLDEN GALLON | 1476 RED BUD RD | CALHOUN | Gordon | 640024 | 1 | [5 empty] | Removed from Ground | Gas (Historical Use) | 10000 | Bare Steel | 1976-01-04 | 1995-10-29 | Galvanized Steel | Pressurized
PANTRY #3513 DBA GOLDEN GALLON | 1476 RED BUD RD | CALHOUN | Gordon | 640024 | 4 | [5 empty] | Removed from Ground | Diesel | 4000 | Cathodically Protected Steel | 1986-01-01 | 1995-10-29 | Fiberglass Reinforced Plastic | Pressurized
PANTRY #3513 DBA GOLDEN GALLON | 1476 RED BUD RD | CALHOUN | Gordon | 640024 | 7 |  | 1995-11-04 |  | 1995-11-04 |  | Removed from Ground | Gas (Historical Use) | 10000 | Composite | 1995-11-04 | 2012-02-17 | Double Walled | Pressurized
MYDRIN INC | NORTH IND BLVD | CALHOUN | Gordon | 640025 | 3 | [5 empty] | Removed from Ground | Gas (Historical Use) | 1000 | Bare Steel | 1988-01-15 | 1988-01-15 | Bare Steel | Safe Suction (Euro)
BELWOOD CONVENIENCE STORE | 784 BELWOOD ROAD SE | CALHOUN | Gordon | 10001524 | 1 | Ball Float | 2008-02-01 | FALSE | 2008-02-01 | FALSE | Currently in Use | Regular | 12000 | Fiberglass | 2008-02-01 |  | Double-Walled Flex | Pressurized
BELWOOD CONVENIENCE STORE | 784 BELWOOD ROAD SE | CALHOUN | Gordon | 10001524 | 2B | Ball Float | 2008-02-01 | FALSE | 2008-02-01 | FALSE | Currently in Use | Diesel | 5000 | Fiberglass | 2008-02-01 |  | Double-Walled Flex | Pressurized
ABF FREIGHT SYSTEM INC | 202 DAMASCUS ROAD NE | CALHOUN | Gordon | 640005 | 1 | [5 empty] | Removed from Ground | Diesel | 20000 | Bare Steel | 1975-02-09 | 1997-10-01 | Galvanized Steel
ABF FREIGHT SYSTEM INC | 202 DAMASCUS ROAD NE | CALHOUN | Gordon | 640005 | 4 | [5 empty] | Removed from Ground | Diesel | 10000 | Bare Steel | 1975-01-01 | 1997-09-26 | Unknown | Safe Suction (Euro)
CHEROKEE GROCERY | 1386 ROME RD | CALHOUN | Gordon | 640053 | 3 |  | 1990-10-19 | FALSE | 1990-10-19 | FALSE | Removed from Ground | Gas (Historical Use) | 2000 | Galvanic (STIP-3) | 1990-01-01 | 2020-10-09 | Fiberglass Reinforced Plastic | Suction (American)
RED BUD ROAD INTERSTATE GULF INC | 1240 RED BUD RD | CALHOUN | Gordon | 640065 | 1 | [5 empty] | Removed from Ground | Gas (Historical Use) | 6000 | Bare Steel | 1966-05-06 | 1994-12-07 | Galvanized Steel | Pressurized
TWIN LAKES GROC | SR 156 RED BUD RD | CALHOUN | Gordon | 640067 | 2 | [5 empty] | Removed from Ground | Gas (Historical Use) | 2000 | Bare Steel | 1974-05-04 | 1998-11-30 | Galvanized Steel
JET CONVENIENCE STORE | 807 SOUTH WALL ST | CALHOUN | Gordon | 640039 | 3 | [5 empty] | Removed from Ground | Gas (Historical Use) | 12000 | Bare Steel | 1984-01-01 | 1991-05-22 | Bare Steel
AMOCO SS-22-248 (CLOSED)10/31/91 | US HWY 41 & I-75 | CALHOUN | Gordon | 640040 | 1 | [5 empty] | Removed from Ground | Gas (Historical Use) | 6000 | Cathodically Protected Steel | 1985-04-23 | 1899-12-31 | Galvanized Steel
CITY OF CALHOUN | 328 W LINE ST | CALHOUN | Gordon | 640038 | 8 | Ball Float | 1987-10-01 | FALSE | 1987-10-01 | FALSE | Currently in Use | Regular | 10000 | Fiberglass | 1987-10-01 |  | Fiberglass Reinforced Plastic | Pressurized
CITY OF CALHOUN | 328 W LINE ST | CALHOUN | Gordon | 640038 | 6 | Ball Float | 1987-10-01 | FALSE | 1987-10-01 | FALSE | Currently in Use | Diesel | 10000 | Fiberglass | 1987-10-01 |  | Fiberglass Reinforced Plastic | Pressurized
CITY OF CALHOUN | 328 W LINE ST | CALHOUN | Gordon | 640038 | 9 | Ball Float | 1987-10-01 | FALSE | 1987-10-01 | FALSE | Temporarily out of use | Kerosene | 4000 | Fiberglass | 1987-10-01 |  | Fiberglass Reinforced Plastic | Pressurized
YELLOW FREIGHT SYSTEM INC (CAH) | 2000 ROBINSON RD | CALHOUN | Gordon | 640093 | 1 | [5 empty] | Removed from Ground | Diesel | 10000 | Fiberglass | 1979-04-23 | 1996-04-16 | Bare Steel | Suction (American)
SANDYS GROCERY | PO BOX 1051 | CALHOUN | Gordon | 640101 | 1 | [5 empty] | Currently in Use | Gas (Historical Use) | 10000 | Bare Steel | 1982-05-08 |  | Galvanized Steel
GATEWAY AUTO SALES | 460 HIGHWAY 53 EAST | CALHOUN | Gordon | 10002362 | 1 |  |  | FALSE |  | FALSE | Removed from Ground | Not Marked/Tank Removed | 0 | Unknown |  | 1899-12-31
ABF FREIGHT SYSTEM INC | 202 DAMASCUS ROAD NE | CALHOUN | Gordon | 640005 | 3 | [5 empty] | Removed from Ground | Diesel | 10000 | Bare Steel | 1975-01-01 | 1997-09-26 | Unknown | Safe Suction (Euro)
CHEROKEE GROCERY | 1386 ROME RD | CALHOUN | Gordon | 640053 | REG | [5 empty] | Removed from Ground | Gas (Historical Use) | 1000 | Bare Steel | 1966-05-04 | 1990-10-01 | Galvanized Steel
STATION #10629 CALHOUN MAINTENANCE | 365 OLD FAIRMONT HWY | CALHOUN | Gordon | 640046 | 62901 | [5 empty] | Removed from Ground | Gas (Historical Use) | 1000 | Bare Steel | 1971-05-03 | 1993-02-05 | Unknown
STATION #10629 CALHOUN MAINTENANCE | 365 OLD FAIRMONT HWY | CALHOUN | Gordon | 640046 | 71597 | Flapper Valve | 1997-07-15 | FALSE | 1997-07-15 | FALSE | Temporarily out of use | Regular | 2500 | Fiberglass Double Walled | 1997-07-15 |  | Fiberglass Reinforced Plastic | Safe Suction (Euro)
CIRCLE M FOOD SHOP #11 | 727 NORTH WALL ST | CALHOUN | Gordon | 640054 | DIESEL |  | 1985-04-29 | FALSE | 1985-04-29 | FALSE | Temporarily out of use | Diesel | 15000 | Steel-Impressed Current | 1972-05-02 |  | Steel (Impressed Current) | Pressurized
TALLEY GROCERY | ROME RD | CALHOUN | Gordon | 640069 | 1 | [5 empty] | Removed from Ground | Gas (Historical Use) | 1000 | Bare Steel | 1962-05-07 | 1988-12-14 | Galvanized Steel
TOMS LAWN MOWER | 307 SOUTH WALL ST | CALHOUN | Gordon | 640071 | 2 | [5 empty] | Removed from Ground | Gas (Historical Use) | 1000 | Bare Steel | 1961-05-07 | 1988-09-28 | Galvanized Steel
PREWITTS PRODUCE | 2209 HWY 41 NE | CALHOUN | Gordon | 640073 | 2 | [5 empty] | Removed from Ground | Gas (Historical Use) | 4000 | Bare Steel | 1963-05-07 | 1996-09-01 | Galvanized Steel
CIRCLE K #2723519 | 702 GA HWY 53 SE @ CURTIS PKWY | CALHOUN | Gordon | 640022 | 4 |  | 1987-05-01 |  | 1987-05-01 |  | Removed from Ground | Diesel | 4000 | Cathodically Protected Steel | 1987-05-01 | 1995-05-22 | Galvanized Steel | Pressurized
CIRCLE K #2723519 | 702 GA HWY 53 SE @ CURTIS PKWY | CALHOUN | Gordon | 640022 | 5 |  | 1987-05-01 |  | 1987-05-01 |  | Removed from Ground | Kerosene | 2000 | Cathodically Protected Steel | 1987-05-01 | 1995-05-22 | Galvanized Steel | Pressurized
CIRCLE M FOOD SHOP #15 | 910 HWY 53 SE | CALHOUN | Gordon | 640049 | REG |  | 1998-07-01 |  | 1998-07-01 |  | Removed from Ground | Gas (Historical Use) | 10000 | Steel-Impressed Current | 1985-04-29 | 1999-06-03 | Cathodically Protected | Pressurized
NEW ECHOTA GROCERY | RT 5 GA HWY 225 | CALHOUN | Gordon | 640050 | REG | [5 empty] | Removed from Ground | Gas (Historical Use) | 1000 | Bare Steel | 1966-05-04 | 1989-01-01 | Galvanized Steel | Suction (American)
CHEVRON 43272 | 1446 HWY 41 N | CALHOUN | Gordon | 640041 | 3 | [5 empty] | Removed from Ground | Gas (Historical Use) | 3000 | Cathodically Protected Steel | 1965-04-28 | 1987-08-01 | Galvanized Steel
NORTH WALL TEXACO (MARMAC) | 607 N WALL ST | CALHOUN | Gordon | 640111 | 2 | [5 empty] | Removed from Ground | Empty | 2000 | Bare Steel | 1986-05-08 | 1998-09-18 | Galvanized Steel | Suction (American)
CALHOUN WATER & SEWER DEPT | KIRBY RD | CALHOUN | Gordon | 640031 | 2 | [5 empty] | Removed from Ground | Gas (Historical Use) | 1000 | Bare Steel | 1976-04-16 | 1993-05-15 | Galvanized Steel
NORTH GA EMC | 1128 SO WALL ST | CALHOUN | Gordon | 640037 | 3 | Flapper Valve | 1998-03-06 | FALSE | 1993-01-01 | FALSE | Currently in Use | Regular | 6000 | Steel-Impressed Current | 1981-04-22 |  | Steel (Impressed Current) | Safe Suction (Euro)
DWIGHT WILSON HOMES OFFICE | 301 SOUTH WALL ST | CALHOUN | Gordon | 640084 | 3 | [5 empty] | Removed from Ground | Kerosene | 1000 | Bare Steel | 2001-05-21 | 2001-05-21 | Bare Steel | Suction (American)
DIXIE FOOD STORE | 1100 RED BUD RD | CALHOUN | Gordon | 640079 | 5 |  | 1996-04-20 |  | 1996-04-20 |  | Removed from Ground | Gas (Historical Use) | 10000 | Composite | 1996-04-20 | 2012-03-02 | Secondary Containment | Pressurized
PILGRIMS | 110 N INDUSTRIAL BLVD | CALHOUN | Gordon | 640096 | 2 | [5 empty] | Removed from Ground | Diesel | 10000 | Bare Steel | 1972-05-08 | 1992-11-10 | Galvanized Steel
NORTH WALL GULF | 312 N WALL ST | CALHOUN | Gordon | 640063 | 6 | Ball Float | 1998-06-01 | FALSE | 1998-06-01 | FALSE | Currently in Use | Premium | 8000 | Composite Double Walled | 1998-06-01 |  | Fiberglass Reinforced Plastic | Pressurized
NORTH WALL GULF | 312 N WALL ST | CALHOUN | Gordon | 640063 | 8 | Ball Float | 1998-06-01 | FALSE | 1998-06-01 | FALSE | Currently in Use | Diesel | 4000 | Composite Double Walled | 1998-06-01 |  | Fiberglass Reinforced Plastic | Pressurized
TORRINGTON/FAFNIR | HY 41 SOUTH | CALHOUN | Gordon | 640020 | 3 | [5 empty] | Removed from Ground | Other | 3000 | Bare Steel | 1981-01-25 | 1988-10-24 | Bare Steel
CALHOUN STREET DEPT | KIRBY RD | CALHOUN | Gordon | 640032 | 2 | [5 empty] | Removed from Ground | Diesel | 1000 | Bare Steel | 1986-04-14 | 1993-04-30 | Galvanized Steel
CALHOUN WATER & SEWER DEPT | KIRBY RD | CALHOUN | Gordon | 640031 | 3 | [5 empty] | Removed from Ground | Diesel | 1000 | Bare Steel | 1976-04-16 | 1993-05-15 | Galvanized Steel
NORTH GA EMC | 1128 SO WALL ST | CALHOUN | Gordon | 640037 | 2 | Flapper Valve | 1998-03-06 | FALSE | 1993-01-01 | FALSE | Currently in Use | Diesel | 5000 | Steel-Impressed Current | 1981-04-22 |  | Steel (Impressed Current) | Safe Suction (Euro)
CITY OF CALHOUN | 328 W LINE ST | CALHOUN | Gordon | 640038 | 2 | [5 empty] | Permanently Out of Use - historical purposes | Empty | 4000 | Bare Steel | 1963-04-23 | 1899-12-31 | Galvanized Steel
Gas Express #188 | 943 HWY 53 | CALHOUN | Gordon | 640090 | 1 | Flapper Valve | 1996-01-01 | FALSE | 1996-01-01 | FALSE | Currently in Use | Premium | 12000 | Fiberglass Double Walled | 1996-06-01 |  | Double-Walled Fiberglass | Pressurized
MCENTYRE'S LINE ST TEXACO | 105 WEST LINE ST | CALHOUN | Gordon | 640113 | 2 | [5 empty] | Removed from Ground | Gas (Historical Use) | 6000 | Bare Steel | 1968-05-12 | 2003-07-24 | Galvanized Steel | Suction (American)
SMART MART #3 | HWY 53 ALT PO BOX 1595 | CALHOUN | Gordon | 640100 | 3 |  | 1998-04-01 |  | 1998-04-01 |  | Removed from Ground | Gas (Historical Use) | 4000 | Galvanic (STIP-3) | 1985-05-05 | 2002-03-19 | Fiberglass Reinforced Plastic | Pressurized
RED BUD ROAD INTERSTATE GULF INC | 1240 RED BUD RD | CALHOUN | Gordon | 640065 | 11 | Ball Float | 1995-05-01 |  | 1995-05-01 |  | Temporarily out of use | Diesel | 8000 | Fiberglass | 1995-05-01 |  | Fiberglass Reinforced Plastic | Pressurized
C W BARRETT JR | HWY 53 W/ROME RD/RT 1 | CALHOUN | Gordon | 640002 | 3 | [5 empty] | Removed from Ground | Gas (Historical Use) | 2000 | Bare Steel | 1981-02-19 | 1988-12-17 | Galvanized Steel
CIRCLE M FOOD SHOP #11 | 727 NORTH WALL ST | CALHOUN | Gordon | 640054 | REG |  | 1985-04-29 | FALSE | 1985-04-29 | FALSE | Temporarily out of use | Empty | 15000 | Steel-Impressed Current | 1972-05-02 |  | Steel (Impressed Current) | Pressurized
YANCEY BROS CO | 138 ROBINSON RD | CALHOUN | Gordon | 640061 | 1 | [5 empty] | Closed in Ground | Diesel | 10000 | Bare Steel | 1981-05-02 | 1991-12-19 | Galvanized Steel
RED BUD ROAD INTERSTATE GULF INC | 1240 RED BUD RD | CALHOUN | Gordon | 640065 | 7 | [5 empty] | Removed from Ground | Diesel | 500 | Bare Steel | 1966-05-06 | 1994-12-05 | Galvanized Steel | Gravity Fed
RED BUD ROAD INTERSTATE GULF INC | 1240 RED BUD RD | CALHOUN | Gordon | 640065 | 5 | [5 empty] | Removed from Ground | Kerosene | 1000 | Bare Steel | 1984-05-01 | 1994-12-05 | Galvanized Steel | Safe Suction (Euro)
RED BUD ROAD INTERSTATE GULF INC | 1240 RED BUD RD | CALHOUN | Gordon | 640065 | 4 | [5 empty] | Removed from Ground | Diesel | 20000 | Bare Steel | 1978-05-03 | 1994-12-07 | Galvanized Steel | Pressurized
NORTHWEST GA PAVING | 501 WEST MAY ST | CALHOUN | Gordon | 640016 | 4 | [5 empty] | Removed from Ground | Diesel | 6000 | Bare Steel | 1980-02-29 | 1993-11-01 | Galvanized Steel | Suction (American)
NORTHWEST GA PAVING | 501 WEST MAY ST | CALHOUN | Gordon | 640016 | 7 |  |  | TRUE |  | TRUE | Removed from Ground | Used Oil | 500 | Bare Steel | 1985-02-27 | 1998-01-30 | Galvanized Steel | Suction (American)
NORTHWEST GA PAVING | 501 WEST MAY ST | CALHOUN | Gordon | 640016 | 5 | [5 empty] | Removed from Ground | Other | 500 | Bare Steel | 1985-02-27 | 1998-01-30 | Galvanized Steel | Suction (American)
CIRCLE K #2723519 | 702 GA HWY 53 SE @ CURTIS PKWY | CALHOUN | Gordon | 640022 | 1 | Flapper Valve | 1987-05-01 | FALSE | 1987-05-01 | FALSE | Currently in Use | Regular | 12000 | Steel-Impressed Current | 1996-08-22 |  | Fiberglass Reinforced Plastic | Pressurized
SMART MART #3 | HWY 53 ALT PO BOX 1595 | CALHOUN | Gordon | 640100 | 1 |  | 1998-04-01 |  | 1998-04-01 |  | Removed from Ground | Gas (Historical Use) | 6000 | Galvanic (STIP-3) | 1985-05-05 | 2002-03-19 | Fiberglass Reinforced Plastic | Pressurized
J & P CONVENIENCE STORE | 549 EAST SE HWY 53 | CALHOUN | Gordon | 640099 | 2 | Ball Float | 1997-06-30 | FALSE | 1997-06-30 | FALSE | Currently in Use | Gas (Historical Use) | 8000 | Steel-Impressed Current | 1984-05-05 |  | Fiberglass Reinforced Plastic | Pressurized
JIMS GENERAL STORE | 117 W BELMONT DR | CALHOUN | Gordon | 640105 | 2 |  | 1998-11-20 |  | 1998-11-20 |  | Removed from Ground | Gas (Historical Use) | 5000 | Steel-Impressed Current | 1983-05-09 | 2011-12-20 | Cathodically Protected | Safe Suction (Euro)
MULTITEX CORP OF AMERICA | 200 FAIR STREET | CALHOUN | Gordon | 640143 | 1 | [5 empty] | Removed from Ground | Diesel | 5000 | Bare Steel | 1972-05-11 | 1995-08-01 | Bare Steel
TOMS LAWN MOWER | 307 SOUTH WALL ST | CALHOUN | Gordon | 640071 | 3 | [5 empty] | Removed from Ground | Gas (Historical Use) | 1000 | Bare Steel | 1961-05-07 | 1988-09-28 | Galvanized Steel
MOTOR AID #6 | 1002 N WALL ST | CALHOUN | Gordon | 640066 | 2 | [5 empty] | Removed from Ground | Gas (Historical Use) | 550 | Bare Steel | 1956-05-08 | 1989-08-01 | Galvanized Steel
NORTHWEST GA PAVING | 501 WEST MAY ST | CALHOUN | Gordon | 640016 | 2 | [5 empty] | Removed from Ground | Gas (Historical Use) | 1000 | Bare Steel | 1976-03-01 | 1993-11-01 | Galvanized Steel
SPRINGS INDUSTRIES INC | NORTH IND BLVD | CALHOUN | Gordon | 640019 | 1 | [5 empty] | Removed from Ground | Gas (Historical Use) | 1000 | Bare Steel | 1968-02-17 | 1989-07-06 | Bare Steel
PRATER FORD INC | 704 S WALL ST | CALHOUN | Gordon | 640021 | 1 |  |  | TRUE |  | TRUE | Removed from Ground | Used Oil | 1000 | Bare Steel | 1986-03-24 | 1998-09-21 | Galvanized Steel
QUALITY FINISHERS INC | OLD DALTON RD | CALHOUN | Gordon | 640018 | 2 | [5 empty] | Permanently Out of Use - historical purposes | Diesel | 2000 | Bare Steel | 1978-01-24 | 1899-12-31 | Galvanized Steel
CIRCLE K #2723518 | 1310 N HWY 41 | CALHOUN | Gordon | 640023 | 1 | [5 empty] | Removed from Ground | Gas (Historical Use) | 10000 | Bare Steel | 1978-03-26 | 1899-12-31 | Galvanized Steel | Pressurized
CIRCLE K #2723518 | 1310 N HWY 41 | CALHOUN | Gordon | 640023 | 7 | Ball Float | 1995-07-12 | FALSE | 1995-07-12 | FALSE | Currently in Use | Premium | 10000 | Composite | 1995-07-12 |  | Double-Walled Flex
CIRCLE M FOOD SHOP #15 | 910 HWY 53 SE | CALHOUN | Gordon | 640049 | UL |  | 1998-07-01 |  | 1998-07-01 |  | Removed from Ground | Gas (Historical Use) | 10000 | Steel-Impressed Current | 1985-04-29 | 1999-06-03 | Cathodically Protected | Pressurized
TIERCE'S SUPERETTE | 1116 NORTH WALL ST | CALHOUN | Gordon | 640109 | 3 | Flapper Valve | 1998-11-01 | FALSE | 1998-11-01 | FALSE | Removed from Ground | Gas (Historical Use) | 4000 | Steel-Impressed Current | 1986-05-08 | 2019-06-12 | Fiberglass Reinforced Plastic | Pressurized
CALHOUN FOOD AND TOBACCO | 901 N WALL ST | CALHOUN | Gordon | 640098 | 1 | Flapper Valve | 1996-05-01 | FALSE | 1996-05-01 | FALSE | Currently in Use | Regular | 10027 | Steel-Impressed Current | 1984-05-05 |  | Steel (Impressed Current) | Pressurized
GA FC-GORDON CO UNIT | 311 OLD FAIRMOUNT HWY SE | CALHOUN | Gordon | 640043 | 2 | [5 empty] | Removed from Ground | Gas (Historical Use) | 560 | Bare Steel | 1981-04-23 | 1992-08-12 | Galvanized Steel | Safe Suction (Euro)
DWIGHT WILSON HOMES OFFICE | 301 SOUTH WALL ST | CALHOUN | Gordon | 640084 | 2 | [5 empty] | Removed from Ground | Gas (Historical Use) | 10000 | Bare Steel | 1976-03-28 | 2001-05-21 | Galvanized Steel
COLOR TECHNIQUES INC | SOUTH IND BLVD PO BOX 693 | CALHOUN | Gordon | 640082 | 2 | [5 empty] | Removed from Ground | Diesel | 20000 | Bare Steel | 1978-05-02 | 1995-05-12 | Bare Steel
PILGRIMS | 110 N INDUSTRIAL BLVD | CALHOUN | Gordon | 640096 | 1 | [5 empty] | Removed from Ground | Gas (Historical Use) | 10000 | Bare Steel | 1972-05-08 | 1992-11-10 | Galvanized Steel
PANTRY #3513 DBA GOLDEN GALLON | 1476 RED BUD RD | CALHOUN | Gordon | 640024 | 9A |  | 1995-11-04 |  | 1995-11-04 |  | Removed from Ground | Diesel | 4000 | Composite | 1995-11-04 | 2012-02-17 | Double Walled | Pressurized
PANTRY #3513 DBA GOLDEN GALLON | 1476 RED BUD RD | CALHOUN | Gordon | 640024 | 6 |  | 1995-11-04 |  | 1995-11-04 |  | Removed from Ground | Gas (Historical Use) | 10000 | Composite | 1995-11-04 | 2012-02-17 | Double Walled | Pressurized
MYDRIN INC | NORTH IND BLVD | CALHOUN | Gordon | 640025 | 2 | [5 empty] | Removed from Ground | Diesel | 7500 | Bare Steel | 1994-03-17 | 1994-03-17 | Bare Steel | Safe Suction (Euro)
GA FC-GORDON CO UNIT | 311 OLD FAIRMOUNT HWY SE | CALHOUN | Gordon | 640043 | 204710 |  | 1992-08-12 |  | 1992-08-12 |  | Removed from Ground | Gas (Historical Use) | 1000 | Galvanic (STIP-3) | 1992-08-12 | 2007-02-01 | Cathodically Protected | Safe Suction (Euro)
JET CONVENIENCE STORE | 807 SOUTH WALL ST | CALHOUN | Gordon | 640039 | 2 | [5 empty] | Removed from Ground | Gas (Historical Use) | 12000 | Bare Steel | 1984-01-01 | 1991-05-23 | Bare Steel
HERCULES - ARTIZANS INC | SOUTH RIVER ST | CALHOUN | Gordon | 640076 | 1 | [5 empty] | Removed from Ground | Diesel | 3000 | Bare Steel | 1976-05-03 | 1988-12-21 | Galvanized Steel
BACKING INC | US 41 N | CALHOUN | Gordon | 640077 | 1 | [5 empty] | Removed from Ground | Diesel | 1000 | Bare Steel | 1971-05-05 | 1994-03-01 | Galvanized Steel
DIXIE FOOD STORE | 1100 RED BUD RD | CALHOUN | Gordon | 640079 | 3 | [5 empty] | Removed from Ground | Empty | 6000 | Bare Steel | 1986-04-29 | 1996-04-10 | Galvanized Steel
PILGRIMS | 110 N INDUSTRIAL BLVD | CALHOUN | Gordon | 640096 | 3 | [5 empty] | Removed from Ground | Diesel | 10000 | Bare Steel | 1976-05-07 | 1992-11-10 | Galvanized Steel
GOLD KIST HATCHERY | 102 N INDUSTRIAL BLVD | CALHOUN | Gordon | 640095 | 1 | [5 empty] | Removed from Ground | Gas (Historical Use) | 1000 | Bare Steel | 1971-05-09 | 2002-04-30 | Galvanized Steel | Safe Suction (Euro)
EVANS SOUTH WALL ST TEXACO | 703 SOUTH WALL ST | CALHOUN | Gordon | 640115 | 3 | [5 empty] | Removed from Ground | Gas (Historical Use) | 12000 | Bare Steel | 1968-05-12 | 1992-12-30 | Galvanized Steel
STATION #10629 CALHOUN MAINTENANCE | 365 OLD FAIRMONT HWY | CALHOUN | Gordon | 640046 | 627881 | Flapper Valve | 1997-07-15 | FALSE | 1997-07-15 | FALSE | Temporarily out of use | Diesel | 2500 | Fiberglass Double Walled | 1997-07-15 |  | Fiberglass Reinforced Plastic | Safe Suction (Euro)
HARBISON & WALKER REFRACTORIES | MCDANIEL STA RD | CALHOUN | Gordon | 640078 | 2 | [5 empty] | Removed from Ground | Gas (Historical Use) | 1000 | Bare Steel | 1971-05-05 | 1987-01-01 | Galvanized Steel
Gas Express #188 | 943 HWY 53 | CALHOUN | Gordon | 640090 | B | [5 empty] | Removed from Ground | Gas (Historical Use) | 10000 | Bare Steel | 1980-01-01 | 1996-05-04 | Galvanized Steel
HAND EXTERMINATING CO | 1126 SOUTH WALL ST | CALHOUN | Gordon | 640110 | 1 | [5 empty] | Removed from Ground | Gas (Historical Use) | 2000 | Bare Steel | 1986-05-08 | 1998-04-10 | Galvanized Steel | Suction (American)
TIERCE'S SUPERETTE | 1116 NORTH WALL ST | CALHOUN | Gordon | 640109 | 1 | Flapper Valve | 1998-11-01 | FALSE | 1998-11-01 | FALSE | Removed from Ground | Gas (Historical Use) | 10000 | Steel-Impressed Current | 1981-05-09 | 2019-06-12 | Fiberglass Reinforced Plastic | Pressurized
JIMS GENERAL STORE | 117 W BELMONT DR | CALHOUN | Gordon | 640105 | 4 |  | 1998-11-20 |  | 1998-11-20 |  | Removed from Ground | Kerosene | 4000 | Cathodically Protected Steel | 1988-01-01 | 2011-12-20 | Fiberglass Reinforced Plastic | Safe Suction (Euro)
ANDYS MARKET | 4858 RED BUD RD | CALHOUN | Gordon | 640104 | 3 |  | 1998-11-12 |  | 1998-11-12 |  | Removed from Ground | Kerosene | 1000 | Steel-Impressed Current | 1966-05-13 | 2013-11-21 | Cathodically Protected | Safe Suction (Euro)
LARRYS TRIANGLE GROC | REDBUD RD | CALHOUN | Gordon | 640119 | 4 |  |  | FALSE |  | FALSE | Removed from Ground | Gas (Historical Use) | 1000 | Unknown | 2003-09-11 | 2003-09-11 | Unknown
LARRYS TRIANGLE GROC | REDBUD RD | CALHOUN | Gordon | 640119 | 5 |  |  | FALSE |  | FALSE | Removed from Ground | Gas (Historical Use) | 1000 | Unknown | 2003-09-11 | 2003-09-11 | Unknown
VACANT LOT/OLD STATION NEW ST D | 943 HWY 53 SE | CALHOUN | Gordon | 640171 | 1 | [5 empty] | Removed from Ground | Gas (Historical Use) | 10000 | Fiberglass | 1982-04-30 | 1990-08-01 | Fiberglass Reinforced Plastic
BEAMER INTERSTATE BP | 756 HWY 53 | CALHOUN | Gordon | 9000502 | 2 |  |  |  | 1990-01-01 |  | Removed from Ground | Gas (Historical Use) | 6000 | Bare Steel | 1966-05-06 | 1999-03-03 | Fiberglass Reinforced Plastic | Gravity Fed
PREMANAND LLC D/B/A ALLENS GROCERY | 4796 RED BUD RD NE | CALHOUN | Gordon | 9604178 | 2 | Flapper Valve | 1988-01-01 | FALSE | 1988-01-01 | FALSE | Currently in Use | Regular | 8000 | Steel-Impressed Current | 1988-08-23 |  | Steel (Impressed Current) | Pressurized
RED BUD RD BP | 1090 RED BUD ROAD | CALHOUN | Gordon | 9604179 | 4 | Ball Float | 2000-05-01 | FALSE | 2000-05-01 | FALSE | Currently in Use | Premium | 12000 | Composite | 2000-05-01 |  | Double-Walled Flex | Pressurized
ROADWAY EXPRESS INC | 594 RICHARDSON RD SE | CALHOUN | Gordon | 9064027 | 1 | [5 empty] | Removed from Ground | Diesel | 10000 | Bare Steel | 1981-03-01 | 1994-05-20 | Galvanized Steel | Suction (American)
FOODMART AND TOBACCO | 1402 US HWY 41 S | CALHOUN | Gordon | 9064172 | 2 | Flapper Valve | 1998-01-01 | FALSE | 1998-01-01 | FALSE | Currently in Use | Plus | 8000 | Galvanic (STIP-3) | 1988-06-15 |  | Fiberglass Reinforced Plastic | Pressurized
ALADDIN MANUFACTURING CORP | 311 W LINE STREET | CALHOUN | Gordon | 9064188 | 2 | [5 empty] | Removed from Ground | Diesel | 15000 | Bare Steel | 1998-08-01 | 1998-08-01 | Bare Steel | Suction (American)
JOHN'S MTN GEN STORE | 156 EVERETT SPRINGS RD SW | CALHOUN | Gordon | 9064177 | 1 | [5 empty] | Currently in Use | Gas (Historical Use) | 2000 | Bare Steel |  |  | Bare Steel | Safe Suction (Euro)
FOX & BRINDLE | 1216 N WALL STREET | CALHOUN | Gordon | 9064178 | 3 | Ball Float | 1996-04-01 | FALSE | 1996-04-01 | FALSE | Currently in Use | Regular | 10000 | Composite | 1996-04-01 |  | Double-Walled Fiberglass | Pressurized
S & R GROCERY | 1133 SOUTH WALL ST | CALHOUN | Gordon | 642000 | 3 | Ball Float | 1987-01-01 |  | 1987-01-01 |  | Removed from Ground | Gas (Historical Use) | 7910 | Galvanic (STIP-3) | 1987-11-04 | 2009-05-13 | Fiberglass Reinforced Plastic | Pressurized
COUNTY BARN | HWY 53/N WALL ST | CALHOUN | Gordon | 9064032 | 1 | [5 empty] | Removed from Ground | Gas (Historical Use) | 2000 | Bare Steel |  | 1899-12-31 | Not Marked | Safe Suction (Euro)
USA FOODMART INC | 1449 US 41 N | CALHOUN | Gordon | 640163 | 3 |  | 1987-01-01 | FALSE | 1987-01-01 | FALSE | Currently in Use | Diesel | 8200 | Composite | 1987-01-01 |  | Fiberglass Reinforced Plastic | Pressurized
BEAMER INTERSTATE BP | 756 HWY 53 | CALHOUN | Gordon | 9000502 | 3 |  |  |  | 1990-01-01 |  | Removed from Ground | Gas (Historical Use) | 6000 | Bare Steel | 1966-05-06 | 1999-03-03 | Fiberglass Reinforced Plastic | Gravity Fed
RALSTON ESTATE PROPERTY | CREST AVE | CALHOUN | Gordon | 9064025 | 1 |  |  | TRUE |  | TRUE | Removed from Ground | Used Oil | 8000 | Bare Steel | 1994-03-17 | 1994-09-06 | Galvanized Steel | Gravity Fed
ALADDIN MANUFACTURING CORP | 311 W LINE STREET | CALHOUN | Gordon | 9064188 | 1 | [5 empty] | Removed from Ground | Gas (Historical Use) | 1000 | Bare Steel | 1998-08-01 | 1998-08-01 | Bare Steel | Suction (American)
FORMER DAYS INN OF CALHOUN | 742 GA HWY 53 & I-75 | CALHOUN | Gordon | 640152 | 3 | [5 empty] | Removed from Ground | Gas (Historical Use) | 10000 | Bare Steel | 1973-08-10 | 1991-08-01 | Bare Steel | Safe Suction (Euro)
SWIFTY SERVE #640 | 1222 US HWY 41 N | CALHOUN | Gordon | 640157 | 2 |  | 1996-10-31 |  | 1996-10-31 |  | Removed from Ground | Gas (Historical Use) | 4000 | Steel-Impressed Current | 1981-01-01 | 2003-05-01 | Cathodically Protected | Safe Suction (Euro)
SMART MART #4 | 1275 RED BUD RD | CALHOUN | Gordon | 9000685 | 1 | [5 empty] | Removed from Ground | Gas (Historical Use) | 3000 | Cathodically Protected Steel | 1965-04-28 | 1987-08-01 | Galvanized Steel
C&C FOOD MART INC | 755 HWY 53 EAST | CALHOUN | Gordon | 9000043 | 2 | [5 empty] | Removed from Ground | Gas (Historical Use) | 10000 | Fiberglass | 1984-05-06 | 2014-08-20 | Fiberglass Reinforced Plastic | Pressurized
SHELL | 1444 US 41 N | CALHOUN | Gordon | 9064001 | 4 | Flapper Valve | 1998-10-01 | FALSE | 1998-10-01 | FALSE | Currently in Use | Diesel | 10000 | Steel-Impressed Current | 1988-01-01 |  | Fiberglass Reinforced Plastic | Pressurized
BST/ R3480 | 107 FLORENCE AVE | CALHOUN | Gordon | 9064002 | 2 | [5 empty] | Removed from Ground | Gas (Historical Use) | 12000 | Bare Steel | 1980-01-01 | 1990-01-01 | Unknown | Pressurized
TRICO VII PETROLEUM INC #978 | 731 HWY 53 E SE | CALHOUN | Gordon | 9064014 | 3 |  | 1989-02-18 |  | 1989-02-18 |  | Removed from Ground | Gas (Historical Use) | 10000 | Cathodically Protected Steel | 1989-01-01 | 2006-01-12 | Fiberglass Reinforced Plastic | Pressurized
CHEVRON (FORMER) | 608 SOUTH WALL ST | CALHOUN | Gordon | 9064021 | 1 | [5 empty] | Removed from Ground | Other | 0 | Marked Unknown |  | 1899-12-31 | Unknown
GINGERS GROCERY #62 | 1600 DEWS POND RD | CALHOUN | Gordon | 9064013 | 2 | [5 empty] | Removed from Ground | Gas (Historical Use) | 6000 | Cathodically Protected Steel | 1985-01-01 | 1994-09-27 | Cathodically Protected | Suction (American)
JAMES MOSS | 1206 DEWS POND RD | CALHOUN | Gordon | 9064179 | 1 | [5 empty] | Removed from Ground | Gas (Historical Use) | 0 | Bare Steel | 1997-06-03 | 1997-06-03 | Galvanized Steel | Safe Suction (Euro)
FOX & BRINDLE | 1216 N WALL STREET | CALHOUN | Gordon | 9064178 | 1B | Ball Float | 1996-04-01 | FALSE | 1996-04-01 | FALSE | Currently in Use | Diesel Off Road | 4000 | Composite | 1996-04-01 |  | Double-Walled Fiberglass | Pressurized
PANTRY #3563 DBA GOLDEN GALLON | 1401 RED BUD RD | CALHOUN | Gordon | 9640170 | 5 | [5 empty] | Removed from Ground | Kerosene | 2000 | Cathodically Protected Steel | 1986-01-01 | 1991-09-07 | Fiberglass Reinforced Plastic | Pressurized
PANTRY #3563 DBA GOLDEN GALLON | 1401 RED BUD RD | CALHOUN | Gordon | 9640170 | 7 |  | 1992-01-02 |  | 1992-01-02 |  | Removed from Ground | Gas (Historical Use) | 10000 | Composite | 1992-01-02 | 2013-01-02 | Double Walled/Sec. Containment | Pressurized
PANTRY #3563 DBA GOLDEN GALLON | 1401 RED BUD RD | CALHOUN | Gordon | 9640170 | 4 | [5 empty] | Removed from Ground | Diesel | 20000 | Cathodically Protected Steel | 1986-01-01 | 1991-09-07 | Fiberglass Reinforced Plastic | Pressurized
ASTRO DIE WORKS INC | ROME RD | CALHOUN | Gordon | 9064041 | 3 | [5 empty] | Removed from Ground | Diesel | 12000 | Not Marked/Unknown | 1995-06-26 | 1995-06-26 | Unknown
REDBUD FIRE STATION (GORDON COUNTY STATION #6) | 754 CASH ROAD | CALHOUN | Gordon | 10000624 | T1 |  |  | FALSE |  | FALSE | Removed from Ground | Gas (Historical Use) | 4000 | Bare Steel | 2004-03-02 | 2004-03-02 | Bare Steel
FLYING J TRAVEL PLAZA #632 | 288 RESACA BEACH BLVD NW | RESACA | Gordon | 9064012 | 5 | Overfill Alarm | 1990-03-15 | FALSE | 1990-03-15 | FALSE | Currently in Use | Premium | 12000 | Fiberglass | 1990-01-01 |  | Fiberglass Reinforced Plastic | Pressurized
FLYING J TRAVEL PLAZA #632 | 288 RESACA BEACH BLVD NW | RESACA | Gordon | 9064012 | 4 | Overfill Alarm | 1990-03-15 | FALSE | 1990-03-15 | FALSE | Currently in Use | Regular | 12000 | Fiberglass | 1990-01-01 |  | Fiberglass Reinforced Plastic | Pressurized
OWENS GROCERY | 2929 US HIGHWAY 411 NE | RANGER | Gordon | 640075 | 5A | Flapper Valve | 2002-05-10 | FALSE | 2002-05-10 | FALSE | Currently in Use | Regular | 12000 | Composite | 2002-05-10 |  | Fiberglass Reinforced Plastic | Pressurized
PLAINVILLE BRICK CO | 3 BRICK YARD ROAD | PLAINVILLE | Gordon | 9604171 | 1 | [5 empty] | Removed from Ground | Gas (Historical Use) | 1000 | Bare Steel | 1997-01-08 | 1997-01-08 | Galvanized Steel | Suction (American)
PILOT #4558 | 2111 HWY 41 NE | CALHOUN | Gordon | 9064186 | 3 | Flapper Valve | 1998-06-01 | FALSE | 1998-06-01 | FALSE | Currently in Use | Diesel | 25000 | Epoxy | 1998-05-01 |  | Double-Walled Fiberglass | Pressurized
CIRCLE K #2723651 | 808 SOUTH WALL ST | CALHOUN | Gordon | 9064183 | 2 |  | 1998-10-01 | FALSE | 1998-10-01 | FALSE | Currently in Use | Regular | 15000 | Composite | 1998-10-01 |  | Fiberglass Reinforced Plastic | Pressurized
TOWN & COUNTRY STORE | 3523 DEWS POND RD | CALHOUN | Gordon | 9064171 | 3 | Flapper Valve | 2005-01-12 | FALSE | 2005-01-12 | FALSE | Currently in Use | Regular | 5000 | Epoxy | 2004-12-06 |  | Fiberglass Reinforced Plastic | Pressurized
PANTRY #3563 DBA GOLDEN GALLON | 1401 RED BUD RD | CALHOUN | Gordon | 9640170 | 2 | [5 empty] | Removed from Ground | Gas (Historical Use) | 8000 | Cathodically Protected Steel | 1986-01-01 | 1991-09-07 | Fiberglass Reinforced Plastic | Pressurized
PANTRY #3563 DBA GOLDEN GALLON | 1401 RED BUD RD | CALHOUN | Gordon | 9640170 | 8 |  | 1992-01-02 |  | 1992-01-02 |  | Removed from Ground | Gas (Historical Use) | 10000 | Composite | 1992-01-02 | 2013-01-02 | Double Walled/Sec. Containment | Pressurized
GORDON COUNTY BOARD OF EDUCATION | 1300 DEWS POND RD | CALHOUN | Gordon | 640161 | 10 | Flapper Valve | 1999-06-30 | FALSE | 1999-06-30 | TRUE | Currently in Use | Diesel | 15000 | Tank Jacket | 1999-06-30 |  | Fiberglass Reinforced Plastic | Pressurized
VACANT LOT/OLD STATION NEW ST D | 943 HWY 53 SE | CALHOUN | Gordon | 640171 | 2 | [5 empty] | Removed from Ground | Gas (Historical Use) | 10000 | Fiberglass | 1982-04-30 | 1990-08-01 | Fiberglass Reinforced Plastic
FAIR'S GULF SERVICE | 700 S WALL ST (DOT 1110) | CALHOUN | Gordon | 9000539 | 1 | [5 empty] | Permanently Out of Use - historical purposes | Gas (Historical Use) | 3000 | Bare Steel | 1961-05-07 | 1899-12-31 | Galvanized Steel
JOHNNY PARKER PROPERTY | 3225 DEWS POND RD SE | CALHOUN | Gordon | 9064036 | 1 | [5 empty] | Removed from Ground | Gas (Historical Use) | 1000 | Marked Unknown | 1995-06-16 | 1995-06-16 | Unknown
UGA NW EXPERIMENT STATION | 1 MCDANIEL STATION RD | CALHOUN | Gordon | 9064038 | 1 | [5 empty] | Removed from Ground | Gas (Historical Use) | 1000 | Bare Steel | 1969-01-01 | 1997-05-20 | Galvanized Steel
QUICK STOP | 461 HARRIS BEAMER RD SW | CALHOUN | Gordon | 9064043 | 1 | Flapper Valve | 1998-12-04 | FALSE | 1998-12-04 | FALSE | Temporarily out of use | Premium | 2000 | Steel-Impressed Current | 1982-07-12 |  | Steel (Impressed Current) | Safe Suction (Euro)
MYDRIN INC | 129 NANCE RD | CALHOUN | Gordon | 9064024 | 3 | [5 empty] | Removed from Ground | Gas (Historical Use) | 7500 | Bare Steel | 1988-01-15 | 1988-01-15 | Bare Steel | Safe Suction (Euro)
MOHAWK INDUSTRIES | SOUTH INDUSTRIAL | CALHOUN | Gordon | 9064031 | 1 | [5 empty] | Removed from Ground | Other | 20000 | Bare Steel | 1978-07-01 | 1899-12-31 | Bare Steel | Gravity Fed
FLYING J TRAVEL PLAZA #632 | 288 RESACA BEACH BLVD NW | RESACA | Gordon | 9064012 | 2 |  | 1990-03-15 |  | 1990-03-15 |  | Closed in Ground | Diesel | 20000 | Fiberglass | 1990-01-01 | 2011-12-13 | Fiberglass Reinforced Plastic | Pressurized
OWENS GROCERY | 2929 US HIGHWAY 411 NE | RANGER | Gordon | 640075 | 2 | [5 empty] | Removed from Ground | Gas (Historical Use) | 1000 | Bare Steel | 1947-05-11 | 1998-10-01 | Galvanized Steel | Suction (American)
FASTMART | US HWY 411 | RANGER | Gordon | 640083 | 2 | [5 empty] | Currently in Use | Gas (Historical Use) | 1 | Bare Steel | 1986-04-30 |  | Galvanized Steel
JOHN'S MTN GEN STORE | 156 EVERETT SPRINGS RD SW | CALHOUN | Gordon | 9064177 | 2 | [5 empty] | Temporarily out of use | Gas (Historical Use) | 2000 | Bare Steel |  |  | Bare Steel | Safe Suction (Euro)
S & R GROCERY | 1133 SOUTH WALL ST | CALHOUN | Gordon | 642000 | 2 | Ball Float | 1987-01-01 |  | 1987-01-01 |  | Removed from Ground | Gas (Historical Use) | 7910 | Galvanic (STIP-3) | 1987-11-04 | 2009-05-13 | Fiberglass Reinforced Plastic | Pressurized
JONES SHOPPETTE | US 41 N | RESACA | Gordon | 640070 | 2 | [5 empty] | Removed from Ground | Gas (Historical Use) | 2000 | Bare Steel | 1973-05-04 | 1988-09-18 | Galvanized Steel
ABC CONVENIENCE STORE | 4095 CHATSWORTH HWY 225 | RESACA | Gordon | 640154 | 3 | Flapper Valve | 1994-07-01 | FALSE | 2007-12-01 | FALSE | Currently in Use | Regular | 2000 | Steel-Impressed Current | 1994-07-01 |  | Steel (Impressed Current) | Safe Suction (Euro)
EUBANKS GROCERY | HWY 41 SOUTH | RESACA | Gordon | 1550098 | 2 | [5 empty] | Removed from Ground | Gas (Historical Use) | 1000 | Bare Steel | 1986-05-08 | 1992-04-01 | Galvanized Steel
FLYING J TRAVEL PLAZA #632 | 288 RESACA BEACH BLVD NW | RESACA | Gordon | 9064012 | 11 | Flapper Valve | 2011-06-01 | FALSE |  | FALSE | Currently in Use | Diesel | 20000 | Fiberglass Double Walled | 2011-06-01 |  | Double-Walled Fiberglass | Pressurized
ABC CONVENIENCE STORE #6 | 1135 RESACA LAFAYETTE RD | RESACA | Gordon | 9064010 | 2 |  | 1998-10-10 |  | 1998-10-10 |  | Temporarily out of use | Gas (Historical Use) | 5000 | Steel-Impressed Current | 1976-09-01 |  | Steel (Impressed Current) | Safe Suction (Euro)
H & K SHOPPETTE #130 | 3580 Battlefield Pkwy | RESACA | Gordon | 642001 | 3 | Flapper Valve | 1987-11-04 | FALSE | 1987-11-04 | FALSE | Temporarily out of use | Premium | 8000 | Composite | 1987-11-04 |  | Fiberglass Reinforced Plastic | Pressurized
OWENS GROCERY | 2929 US HIGHWAY 411 NE | RANGER | Gordon | 640075 | 6A | Flapper Valve | 2002-05-10 | FALSE | 2002-05-10 | FALSE | Currently in Use | Diesel | 6000 | Composite | 2002-05-10 |  | Fiberglass Reinforced Plastic | Pressurized
OWENS GROCERY | 2929 US HIGHWAY 411 NE | RANGER | Gordon | 640075 | 6B | Flapper Valve | 2002-05-10 | FALSE | 2002-05-10 | FALSE | Currently in Use | Diesel Off Road | 4000 | Composite | 2002-05-10 |  | Fiberglass Reinforced Plastic | Suction (American)
GORDON COUNTY BOARD OF EDUCATION | 1300 DEWS POND RD | CALHOUN | Gordon | 640161 | 4 |  |  | TRUE |  | TRUE | Removed from Ground | Used Oil | 500 | Bare Steel | 1977-01-03 | 1985-12-01 | Galvanized Steel
USA FOODMART INC | 1449 US 41 N | CALHOUN | Gordon | 640163 | 2 |  | 1987-01-01 | FALSE | 1987-01-01 | FALSE | Currently in Use | Premium | 8200 | Composite | 1987-01-01 |  | Fiberglass Reinforced Plastic | Pressurized
FAIR'S GULF SERVICE | 700 S WALL ST (DOT 1110) | CALHOUN | Gordon | 9000539 | 2 | [5 empty] | Permanently Out of Use - historical purposes | Diesel | 3000 | Bare Steel | 1961-05-07 | 1899-12-31 | Galvanized Steel
C&C FOOD MART INC | 755 HWY 53 EAST | CALHOUN | Gordon | 9000043 | 4 | [5 empty] | Removed from Ground | Gas (Historical Use) | 10000 | Fiberglass | 1984-05-06 | 2014-08-20 | Fiberglass Reinforced Plastic | Pressurized
C&C FOOD MART INC | 755 HWY 53 EAST | CALHOUN | Gordon | 9000043 | 1 |  |  | TRUE |  | TRUE | Removed from Ground | Used Oil | 1000 | Fiberglass | 1984-05-06 | 2014-08-20 | Not Marked | Gravity Fed
GINGERS GROCERY #62 | 1600 DEWS POND RD | CALHOUN | Gordon | 9064013 | 3 | [5 empty] | Removed from Ground | Gas (Historical Use) | 2000 | Cathodically Protected Steel | 1985-01-01 | 1994-09-27 | Cathodically Protected | Suction (American)
REDBUD FIRE STATION (GORDON COUNTY STATION #6) | 754 CASH ROAD | CALHOUN | Gordon | 10000624 | T2 |  |  | FALSE |  | FALSE | Removed from Ground | Diesel | 2000 | Bare Steel | 2004-03-02 | 2004-03-02 | Bare Steel
UNNAMED VEHICLE REPAIR SHOP | 3015 BATTLEFIELD PKWY | RESACA | Gordon | 10001794 | 3 |  |  | FALSE |  | FALSE | Removed from Ground | Diesel | 1750 | Bare Steel | 1953-01-01 | 2010-05-26 | Not Marked
OWENS GROCERY | 2929 US HIGHWAY 411 NE | RANGER | Gordon | 640075 | 5B | Flapper Valve | 2002-05-10 | FALSE | 2002-05-10 | FALSE | Currently in Use | Premium | 8000 | Composite | 2002-05-10 |  | Fiberglass Reinforced Plastic | Pressurized
OWENS GROCERY | 2929 US HIGHWAY 411 NE | RANGER | Gordon | 640075 | 1 | [5 empty] | Removed from Ground | Gas (Historical Use) | 1000 | Bare Steel | 1947-05-11 | 1899-12-31 | Galvanized Steel | Suction (American)
OWENS GROCERY | 2929 US HIGHWAY 411 NE | RANGER | Gordon | 640075 | 4 | [5 empty] | Removed from Ground | Gas (Historical Use) | 1000 | Cathodically Protected Steel | 1987-01-01 | 1998-10-01 | Galvanized Steel
ONE STOP SHOP | 3711 ROME RD SW | PLAINVILLE | Gordon | 640165 | 4 |  | 1998-06-01 |  | 1998-06-01 |  | Removed from Ground | Gas (Historical Use) | 4000 | Steel-Impressed Current | 1986-01-01 | 2000-01-04 | Cathodically Protected | Safe Suction (Euro)
ONE STOP SHOP | 3711 ROME RD SW | PLAINVILLE | Gordon | 640165 | 1 |  | 1998-06-01 |  | 1998-06-01 |  | Removed from Ground | Gas (Historical Use) | 4000 | Steel-Impressed Current | 1986-01-01 | 2000-01-04 | Cathodically Protected | Safe Suction (Euro)
FOX & BRINDLE CONSTRUCTION CO | 724 SOUTH RIVER ST | CALHOUN | Gordon | 9064173 | 1 |  | 2009-06-12 |  | 2009-06-12 |  | Currently in Use | Gas (Historical Use) | 0 | Not Marked/Unknown |  |  | Galvanized Steel | Suction (American)
PANTRY #3563 DBA GOLDEN GALLON | 1401 RED BUD RD | CALHOUN | Gordon | 9640170 | 6 |  | 1992-01-02 |  | 1992-01-02 |  | Removed from Ground | Gas (Historical Use) | 10000 | Composite | 1992-01-02 | 2013-01-02 | Double Walled/Sec. Containment | Pressurized
ASTRO DIE WORKS INC | ROME RD | CALHOUN | Gordon | 9064041 | 2 | [5 empty] | Removed from Ground | Diesel | 10000 | Not Marked/Unknown | 1995-06-26 | 1995-06-26 | Unknown
ABC CONVENIENCE STORE | 4095 CHATSWORTH HWY 225 | RESACA | Gordon | 640154 | 2 |  |  | FALSE |  | FALSE | Removed from Ground |  | 2000 | Bare Steel | 1984-06-01 | 1998-01-01 | Bare Steel
OAKMAN TRUCK STOP | US HWY 411 SOUTH | OAKMAN | Gordon | 9064034 | 2 | [5 empty] | Currently in Use | Empty | 2000 | Not Marked/Unknown |  |  | Not Marked
BALDY'S MUFFLER | HWY 41 | CALHOUN | Gordon | 9064006 | 1 | [5 empty] | Removed from Ground | Gas (Historical Use) | 6000 | Bare Steel | 1968-05-06 | 1992-04-17 | Galvanized Steel | Pressurized
AMERI MART #3 | 7339 FAIRMOUNT HWY SE | CALHOUN | Gordon | 9064191 | 3 | Ball Float | 2000-08-02 | FALSE | 2000-08-02 | FALSE | Currently in Use | Diesel | 6000 | Epoxy | 2000-07-27 |  | Fiberglass Reinforced Plastic | Pressurized
GORDON COUNTY ROAD DEPARTMENT | 116 Public Safety DR | CALHOUN | Gordon | 9640177 | 1 | Flapper Valve | 1999-10-01 | FALSE | 1999-10-01 | FALSE | Currently in Use | Diesel | 15000 | Fiberglass Double Walled | 1999-09-30 |  | Fiberglass Reinforced Plastic | Pressurized
MYDRIN INC | 129 NANCE RD | CALHOUN | Gordon | 9064024 | 1 | [5 empty] | Removed from Ground | Diesel | 1000 | Bare Steel | 1994-03-17 | 1994-03-17 | Bare Steel | Safe Suction (Euro)
ABC CONVENIENCE STORE | 4095 CHATSWORTH HWY 225 | RESACA | Gordon | 640154 | 1 | Flapper Valve | 1994-07-01 | FALSE | 1999-01-01 | FALSE | Currently in Use | Regular | 6000 | Steel-Impressed Current | 1984-06-01 |  | Steel (Impressed Current) | Safe Suction (Euro)
CLOSED | US HWY 411 | RANGER | Gordon | 640108 | 2 | [5 empty] | Removed from Ground | Empty | 1000 | Bare Steel | 1987-01-01 | 1987-01-01 | Galvanized Steel | Suction (American)
PLAINVILLE BRICK CO | 3 BRICK YARD ROAD | PLAINVILLE | Gordon | 9604171 | 2 | [5 empty] | Removed from Ground | Gas (Historical Use) | 550 | Bare Steel | 1994-04-01 | 1994-04-01 | Unknown
MERCER MARINE TRANSIT CORP | 273 JOHNSON LAKE RD | CALHOUN | Gordon | 640015 | 2 | [5 empty] | Permanently Out of Use - historical purposes | Diesel | 8000 | Bare Steel | 1974-03-08 | 1899-12-31 | Galvanized Steel | Suction (American)
DR GEO KIRKLEY | 300 NORTH WALL | CALHOUN | Gordon | 640118 | 2 | [5 empty] | Permanently Out of Use - historical purposes | Gas (Historical Use) | 3000 | Bare Steel | 1986-05-08 | 1899-12-31 | Unknown
NEELS MARKET | 602 HWY 53 | CALHOUN | Gordon | 640162 | 4 |  | 1986-01-01 | FALSE | 1986-01-01 | FALSE | Closed in Ground | Kerosene | 1000 | Fiberglass | 1986-01-01 |  | Fiberglass Reinforced Plastic | Safe Suction (Euro)
VACANT LOT/OLD STATION NEW ST D | 943 HWY 53 SE | CALHOUN | Gordon | 640171 | 4 | [5 empty] | Removed from Ground | Diesel | 10000 | Fiberglass | 1982-04-30 | 1990-08-01 | Fiberglass Reinforced Plastic
BEAMER INTERSTATE BP | 756 HWY 53 | CALHOUN | Gordon | 9000502 | 6 | Ball Float | 2001-01-06 | FALSE | 2001-01-06 | FALSE | Currently in Use | Premium | 10000 | Fiberglass | 2001-01-01 |  | Double-Walled Flex | Pressurized
SHELL | 1444 US 41 N | CALHOUN | Gordon | 9064001 | 3 | Ball Float | 1998-10-01 | FALSE | 1998-10-01 | FALSE | Currently in Use | Premium | 10000 | Steel-Impressed Current | 1988-01-01 |  | Fiberglass Reinforced Plastic | Pressurized
CIRCLE K #2723651 | 808 SOUTH WALL ST | CALHOUN | Gordon | 9064183 | 4A | Ball Float | 1998-10-01 | FALSE | 1998-10-01 | FALSE | Currently in Use | Diesel | 4000 | Composite | 1998-10-01 |  | Fiberglass Reinforced Plastic | Pressurized
PILOT #4558 | 2111 HWY 41 NE | CALHOUN | Gordon | 9064186 | 2 | Ball Float | 1998-06-01 | FALSE | 1998-06-01 | FALSE | Currently in Use | Premium | 10000 | Epoxy | 1998-05-01 |  | Double-Walled Fiberglass | Pressurized
TOWN & COUNTRY STORE | 3523 DEWS POND RD | CALHOUN | Gordon | 9064171 | 5 | Ball Float | 2005-01-12 | FALSE | 2005-01-12 | FALSE | Currently in Use | Kerosene | 2000 | Epoxy | 2004-12-06 |  | Fiberglass Reinforced Plastic | Pressurized
TOWN & COUNTRY STORE | 3523 DEWS POND RD | CALHOUN | Gordon | 9064171 | 4 | Ball Float | 2005-01-12 | FALSE | 2005-01-12 | FALSE | Currently in Use | Diesel | 3000 | Epoxy | 2004-12-06 |  | Fiberglass Reinforced Plastic | Pressurized
BALDY'S MUFFLER | HWY 41 | CALHOUN | Gordon | 9064006 | 2 | [5 empty] | Removed from Ground | Gas (Historical Use) | 6000 | Bare Steel | 1968-05-06 | 1992-04-17 | Galvanized Steel | Pressurized
AMERI MART #3 | 7339 FAIRMOUNT HWY SE | CALHOUN | Gordon | 9064191 | 2 | Ball Float | 2000-08-02 | FALSE | 2000-08-02 | FALSE | Currently in Use | Premium | 6000 | Epoxy | 2000-07-27 |  | Fiberglass Reinforced Plastic | Pressurized
TOWN & COUNTRY STORE | 3523 DEWS POND RD | CALHOUN | Gordon | 9064171 | 2 | Ball Float | 1998-10-01 | FALSE | 1998-10-01 | FALSE | Currently in Use | Regular | 8000 | Steel-Impressed Current | 1983-01-01 |  |  | Pressurized
WILLCAN INC | 712 N WALL ST | CALHOUN | Gordon | 9064176 | 1 | Flapper Valve | 1998-12-01 | FALSE | 1998-12-01 | FALSE | Currently in Use | Diesel | 10000 | Steel-Impressed Current | 1989-02-10 |  | Fiberglass Reinforced Plastic | Suction (American)
JOHN'S MTN GEN STORE | 156 EVERETT SPRINGS RD SW | CALHOUN | Gordon | 9064177 | 3 | [5 empty] | Temporarily out of use | Gas (Historical Use) | 2000 | Bare Steel |  |  | Bare Steel | Safe Suction (Euro)
UNNAMED VEHICLE REPAIR SHOP | 3015 BATTLEFIELD PKWY | RESACA | Gordon | 10001794 | 2 |  |  | FALSE |  | FALSE | Removed from Ground | Gas (Historical Use) | 980 | Bare Steel | 1953-01-01 | 2010-05-26 | Not Marked
OAKMAN TRUCK STOP | US HWY 411 SOUTH | OAKMAN | Gordon | 9064034 | 3 | [5 empty] | Currently in Use | Empty | 2000 | Not Marked/Unknown |  |  | Not Marked
CLOSED | US HWY 411 | RANGER | Gordon | 640108 | 1 | [5 empty] | Removed from Ground | Empty | 1000 | Bare Steel | 1987-01-01 | 1987-01-01 | Galvanized Steel | Suction (American)
PLAINVILLE BRICK CO | PLAINVILLE ROAD | PLAINVILLE | Gordon | 9064026 | 1 | [5 empty] | Removed from Ground | Gas (Historical Use) | 500 | Not Marked/Unknown | 1994-09-22 | 1994-09-22 | Not Marked
CALHOUN RECREATION DEPT | 5 SOUTH RIVER RD | CALHOUN | Gordon | 9064187 | 1 | [5 empty] | Removed from Ground | Gas (Historical Use) | 500 | Bare Steel | 1998-07-28 | 1998-07-28 | Bare Steel | Safe Suction (Euro)
FLYING J TRAVEL PLAZA #632 | 288 RESACA BEACH BLVD NW | RESACA | Gordon | 9064012 | 6 | Overfill Alarm | 1990-03-15 | FALSE | 1990-03-15 | FALSE | Currently in Use | Regular | 12000 | Fiberglass | 1990-01-01 |  | Fiberglass Reinforced Plastic | Pressurized
FLYING J TRAVEL PLAZA #632 | 288 RESACA BEACH BLVD NW | RESACA | Gordon | 9064012 | 8 | Flapper Valve | 2011-01-01 | FALSE | 2011-01-01 | FALSE | Currently in Use | Diesel | 20000 | Fiberglass Double Walled | 2011-01-01 |  | Double-Walled Fiberglass | Pressurized
FLYING J TRAVEL PLAZA #632 | 288 RESACA BEACH BLVD NW | RESACA | Gordon | 9064012 | 9 | Flapper Valve | 2011-01-01 | FALSE | 2011-01-01 | FALSE | Currently in Use | Diesel | 20000 | Fiberglass Double Walled | 2011-01-01 |  | Double-Walled Fiberglass | Pressurized
Machhu 1, Inc | 4053 CHATSWORTH HWY 225 NE | RESACA | Gordon | 9064182 | 1 | Ball Float | 1996-12-22 | FALSE | 1996-12-22 | FALSE | Currently in Use | Regular | 10000 | Composite | 1996-12-20 |  | Double-Walled Flex | Pressurized
FAIR'S GULF SERVICE | 700 S WALL ST (DOT 1110) | CALHOUN | Gordon | 9000539 | 5 |  |  | TRUE |  | TRUE | Permanently Out of Use - historical purposes | Used Oil | 500 | Bare Steel | 1961-05-07 | 1899-12-31 | Galvanized Steel
GORDON HOSPITAL | 1035 RED BUD RD | CALHOUN | Gordon | 9604173 | 1 |  | 1995-10-30 |  | 1995-10-30 |  | Removed from Ground | Diesel | 20000 | Bare Steel | 1979-09-01 | 1998-12-17 | Galvanized Steel | Safe Suction (Euro)
RALSTON ESTATE PROPERTY | CREST AVE | CALHOUN | Gordon | 9064025 | 3 | [5 empty] | Removed from Ground | Diesel | 7600 | Bare Steel | 1994-03-17 | 1994-09-06 | Galvanized Steel
BRUMLOW RUG CO | 734 SOUTH RIVER STREET | CALHOUN | Gordon | 9064020 | 1 | [5 empty] | Removed from Ground | Other | 10000 | Marked Unknown |  | 1899-12-31 | Unknown
GINGERS GROCERY #62 | 1600 DEWS POND RD | CALHOUN | Gordon | 9064013 | 1 | [5 empty] | Removed from Ground | Gas (Historical Use) | 6000 | Cathodically Protected Steel | 1985-01-01 | 1994-09-27 | Cathodically Protected | Suction (American)
CALHOUN KIRBY RD FUEL STATION | 201 KIRBY ROAD | CALHOUN | Gordon | 9064029 | 1 | Overfill Alarm | 1993-03-01 |  | 1993-03-01 |  | Removed from Ground | Diesel | 12000 | Composite | 1993-03-01 | 2016-04-26 | Fiberglass Reinforced Plastic | Pressurized
RAMOND & BRENDA JONES/UNOCCUPIED | 3364 HWY 225 NORTH | CALHOUN | Gordon | 9064030 | 1 | [5 empty] | Removed from Ground | Gas (Historical Use) | 1000 | Bare Steel | 1994-08-31 | 1994-08-31 | Bare Steel | Safe Suction (Euro)
S & R GROCERY | 1133 SOUTH WALL ST | CALHOUN | Gordon | 642000 | 1 | Ball Float | 1987-01-01 |  | 1987-01-01 |  | Removed from Ground | Gas (Historical Use) | 7910 | Galvanic (STIP-3) | 1987-11-04 | 2009-05-13 | Fiberglass Reinforced Plastic | Pressurized
ONE STOP SHOP | 3711 ROME RD SW | PLAINVILLE | Gordon | 640165 | 2 |  | 1998-06-01 |  | 1998-06-01 |  | Removed from Ground | Gas (Historical Use) | 4000 | Steel-Impressed Current | 1986-01-01 | 2000-01-04 | Cathodically Protected | Safe Suction (Euro)
CIRCLE K #2723651 | 808 SOUTH WALL ST | CALHOUN | Gordon | 9064183 | 3 | Ball Float | 1998-10-01 | FALSE | 1998-10-01 | FALSE | Currently in Use | Premium | 10000 | Composite | 1998-10-01 |  | Fiberglass Reinforced Plastic | Pressurized
MAPCO EXPRESS 3608 | 973 ROME ROAD SW | CALHOUN | Gordon | 9640171 | 2 | Ball Float | 1995-08-11 | FALSE | 1995-08-11 | FALSE | Currently in Use | Premium | 10000 | Composite | 1995-08-01 |  | Double-Walled Flex | Pressurized
CHEROKEE NURSING HOME INC | 1387 HWY 41 | CALHOUN | Gordon | 9064039 | 1 | [5 empty] | Removed from Ground | Gas (Historical Use) | 500 | Bare Steel | 1995-05-12 | 1995-05-12 | Unknown
MYDRIN INC | 129 NANCE RD | CALHOUN | Gordon | 9064024 | 2 | [5 empty] | Removed from Ground | Gas (Historical Use) | 1000 | Bare Steel | 1988-01-15 | 1988-01-15 | Bare Steel | Safe Suction (Euro)
Machhu 1, Inc | 4053 CHATSWORTH HWY 225 NE | RESACA | Gordon | 9064182 | 2 | Ball Float | 1996-12-22 | FALSE | 1996-12-22 | FALSE | Currently in Use | Premium | 10000 | Composite | 1996-12-20 |  | Double-Walled Flex | Pressurized
ROSWELL AUTO BROKERS | 346 HWY 411 N | RANGER | Gordon | 9064015 | 1 |  | 1989-01-01 |  | 1989-01-01 |  | Temporarily out of use | Gas (Historical Use) | 10000 | Fiberglass | 1989-01-01 |  | Fiberglass Reinforced Plastic
GORDON COUNTY ROAD DEPARTMENT | 116 Public Safety DR | CALHOUN | Gordon | 9640177 | 2 | Ball Float | 1999-10-01 | FALSE | 1999-10-01 | FALSE | Currently in Use | Regular | 15000 | Fiberglass Double Walled | 1999-09-30 |  | Fiberglass Reinforced Plastic | Pressurized
MAPCO EXPRESS 3608 | 973 ROME ROAD SW | CALHOUN | Gordon | 9640171 | 3 | Ball Float | 1995-08-11 | FALSE | 1995-08-11 | FALSE | Currently in Use | Plus | 10000 | Composite | 1995-08-01 |  | Double-Walled Flex | Pressurized
RALSTON CORNER | 3434 HWY 411 NE | RANGER | Gordon | 9064174 | 3 | Flapper Valve | 1998-07-07 | FALSE | 1998-07-07 | FALSE | Currently in Use | Premium | 8000 | Galvanic (STIP-3) | 1987-06-01 |  | Steel (Impressed Current) | Pressurized
FORMER WEST DISTRIBUTION FACILITY | 185 COUNTY LINE RD | PLAINVILLE | Gordon | 10001055 | 1 |  |  | FALSE |  | FALSE | Removed from Ground | Gas (Historical Use) | 0 | Bare Steel | 2006-01-24 | 2006-01-24
PANTRY #3563 DBA GOLDEN GALLON | 1401 RED BUD RD | CALHOUN | Gordon | 9640170 | 3 | [5 empty] | Removed from Ground | Gas (Historical Use) | 8000 | Cathodically Protected Steel | 1986-01-01 | 1991-09-07 | Fiberglass Reinforced Plastic | Pressurized
ASTRO DIE WORKS INC | ROME RD | CALHOUN | Gordon | 9064041 | 1 | [5 empty] | Removed from Ground | Diesel | 8000 | Not Marked/Unknown | 1995-06-26 | 1995-06-26 | Unknown
JONES SHOPPETTE | US 41 N | RESACA | Gordon | 640070 | 1 | [5 empty] | Removed from Ground | Gas (Historical Use) | 2000 | Bare Steel | 1973-05-04 | 1988-09-18 | Galvanized Steel
NORTH GEORGIA READY MIX | GA HWY 136 | RESACA | Gordon | 9064011 | 1 | [5 empty] | Removed from Ground | Diesel | 3000 | Not Marked/Unknown |  | 1899-12-31 | Not Marked
FLYING J TRAVEL PLAZA #632 | 288 RESACA BEACH BLVD NW | RESACA | Gordon | 9064012 | 3 |  | 1990-03-15 |  | 1990-03-15 |  | Closed in Ground | Diesel | 20000 | Fiberglass | 1990-01-01 | 2011-12-13 | Fiberglass Reinforced Plastic | Pressurized
ROSWELL AUTO BROKERS | 346 HWY 411 N | RANGER | Gordon | 9064015 | 3 |  | 1989-01-01 |  | 1989-01-01 |  | Temporarily out of use | Gas (Historical Use) | 8000 | Fiberglass | 1989-01-01 |  | Fiberglass Reinforced Plastic
H & K SHOPPETTE #130 | 3580 Battlefield Pkwy | RESACA | Gordon | 642001 | 1 |  | 1987-11-04 | FALSE | 1987-11-04 | FALSE | Temporarily out of use | Regular | 10000 | Composite | 1987-11-04 |  | Fiberglass Reinforced Plastic | Pressurized
ROSWELL AUTO BROKERS | 346 HWY 411 N | RANGER | Gordon | 9064015 | 2 |  | 1989-01-01 |  | 1989-01-01 |  | Temporarily out of use | Gas (Historical Use) | 8000 | Fiberglass | 1989-01-01 |  | Fiberglass Reinforced Plastic
S&B QUICK SHOP #71 | 3840 ROME RD S W | PLAINVILLE | Gordon | 640086 | 2 | Ball Float | 1997-04-01 | FALSE | 1997-04-01 | FALSE | Currently in Use | Premium | 8000 | Steel-Impressed Current | 1981-05-02 |  | Fiberglass Reinforced Plastic | Pressurized
RALSTON CORNER | 3434 HWY 411 NE | RANGER | Gordon | 9064174 | 5 | Flapper Valve | 1998-07-07 | FALSE | 1998-07-07 | FALSE | Currently in Use | Kerosene | 8000 | Galvanic (STIP-3) | 1987-06-01 |  | Galvanized Steel | Pressurized
RALSTON CORNER | 3434 HWY 411 NE | RANGER | Gordon | 9064174 | 4 | Flapper Valve | 1998-07-07 | FALSE | 1998-07-07 | FALSE | Currently in Use | Diesel | 10000 | Galvanic (STIP-3) | 1987-06-01 |  | Galvanized Steel | Pressurized
S&B QUICK SHOP #71 | 3840 ROME RD S W | PLAINVILLE | Gordon | 640086 | 1 | Ball Float | 1997-04-01 | FALSE | 1997-04-01 | FALSE | Currently in Use | Regular | 10000 | Steel-Impressed Current | 1981-05-02 |  | Fiberglass Reinforced Plastic | Pressurized
SHELL | 1444 US 41 N | CALHOUN | Gordon | 9064001 | 1 | Ball Float | 1998-10-01 | FALSE | 1998-10-01 | FALSE | Currently in Use | Regular | 10000 | Steel-Impressed Current | 1988-01-01 |  | Fiberglass Reinforced Plastic | Pressurized
FOODMART AND TOBACCO | 1402 US HWY 41 S | CALHOUN | Gordon | 9064172 | 4 | Flapper Valve | 1998-01-01 | FALSE | 1998-01-01 | FALSE | Currently in Use | Diesel | 2000 | Galvanic (STIP-3) | 1988-06-15 |  | Fiberglass Reinforced Plastic | Pressurized
FOODMART AND TOBACCO | 1402 US HWY 41 S | CALHOUN | Gordon | 9064172 | 1 | Flapper Valve | 1998-01-01 | FALSE | 1998-01-01 | FALSE | Currently in Use | Regular | 8000 | Galvanic (STIP-3) | 1988-06-15 |  | Fiberglass Reinforced Plastic | Pressurized
CIRCLE K #2723651 | 808 SOUTH WALL ST | CALHOUN | Gordon | 9064183 | 4B | Flapper Valve | 1998-10-01 | FALSE | 1998-10-01 | FALSE | Currently in Use | Kerosene | 4000 | Composite | 1998-10-01 |  | Fiberglass Reinforced Plastic | Safe Suction (Euro)
S & R GROCERY | 1133 SOUTH WALL ST | CALHOUN | Gordon | 642000 | 6 | Ball Float | 2011-10-06 | FALSE | 1997-01-01 | FALSE | Currently in Use | Diesel | 4000 | Composite Double Walled | 2011-10-06 |  | Double-Walled Fiberglass | Pressurized
MERCER MARINE TRANSIT CORP | 273 JOHNSON LAKE RD | CALHOUN | Gordon | 640015 | 1 | [5 empty] | Permanently Out of Use - historical purposes | Diesel | 8000 | Bare Steel | 1974-03-08 | 1899-12-31 | Bare Steel | Suction (American)
GA DOT 62401 RESACA ASPHALT PLAN | GA HWY 136 / RR BOX 88 | RESACA | Gordon | 640047 | 62401 | [5 empty] | Removed from Ground | Gas (Historical Use) | 2500 | Bare Steel | 1985-04-29 | 1989-08-04 | Galvanized Steel | Suction (American)
Machhu 1, Inc | 4053 CHATSWORTH HWY 225 NE | RESACA | Gordon | 9064182 | 3 | Ball Float | 1996-12-22 | FALSE | 1996-12-22 | FALSE | Currently in Use | Diesel | 10000 | Composite | 1996-12-20 |  | Double-Walled Flex | Pressurized
RALSTON CORNER | 3434 HWY 411 NE | RANGER | Gordon | 9064174 | 1 | Flapper Valve | 1998-07-07 | FALSE | 1998-07-07 | FALSE | Currently in Use | Regular | 8000 | Galvanic (STIP-3) | 1987-06-01 |  | Steel (Impressed Current) | Pressurized
ONE STOP SHOP | 3711 ROME RD SW | PLAINVILLE | Gordon | 640165 | 3 |  | 1998-06-01 |  | 1998-06-01 |  | Removed from Ground | Gas (Historical Use) | 4000 | Steel-Impressed Current | 1986-01-01 | 2000-01-04 | Cathodically Protected | Safe Suction (Euro)
PANTRY #3563 DBA GOLDEN GALLON | 1401 RED BUD RD | CALHOUN | Gordon | 9640170 | 1 | [5 empty] | Removed from Ground | Gas (Historical Use) | 8000 | Cathodically Protected Steel | 1986-01-01 | 1991-09-07 | Fiberglass Reinforced Plastic
FLYING J TRAVEL PLAZA #632 | 288 RESACA BEACH BLVD NW | RESACA | Gordon | 9064012 | 7 |  |  | TRUE |  | TRUE | Removed from Ground | Used Oil | 1000 | Fiberglass | 1990-01-01 | 2009-03-01 | Fiberglass Reinforced Plastic | Pressurized
FLYING J TRAVEL PLAZA #632 | 288 RESACA BEACH BLVD NW | RESACA | Gordon | 9064012 | 1 |  | 1990-03-15 |  | 1990-03-15 |  | Closed in Ground | Diesel | 20000 | Fiberglass | 1990-01-01 | 2011-12-13 | Fiberglass Reinforced Plastic | Pressurized
OAKMAN TRUCK STOP | US HWY 411 SOUTH | OAKMAN | Gordon | 9064034 | 1 | [5 empty] | Currently in Use | Empty | 2000 | Not Marked/Unknown |  |  | Not Marked
RALSTON CORNER | 3434 HWY 411 NE | RANGER | Gordon | 9064174 | 2 | Flapper Valve | 1998-07-01 | FALSE | 1998-07-07 | FALSE | Currently in Use | E-0 | 8000 | Galvanic (STIP-3) | 1987-06-01 |  | Steel (Impressed Current) | Pressurized
S&B QUICK SHOP #71 | 3840 ROME RD S W | PLAINVILLE | Gordon | 640086 | 3 | Ball Float | 1997-04-01 | FALSE | 1997-04-01 | FALSE | Currently in Use | Diesel | 8000 | Steel-Impressed Current | 1981-05-02 |  | Fiberglass Reinforced Plastic | Pressurized
SANDY'S GROCERY | 512 PLAINVILLE RD SW | PLAINVILLE | Gordon | 9064175 | 1 | [5 empty] | Removed from Ground | Gas (Historical Use) | 1000 | Bare Steel | 1974-01-01 | 1899-12-31 | Galvanized Steel | Suction (American)
ROCKET 101 | 101 NEWTOWN RD | CALHOUN | Gordon | 10003320 | 2B | Flapper Valve | 2023-03-14 | FALSE | 2023-02-08 | FALSE | Currently in Use | Regular | 4000 | Composite Double Walled | 2023-01-28 |  | Double-Walled Fiberglass | Pressurized
BALDYS MUFFLER SHOP | 601 SOUTH WALL STREET | CALHOUN | Gordon | 10002024 | 3 |  |  | FALSE |  | FALSE | Removed from Ground | Used Oil | 1000 | Bare Steel | 1968-05-06 | 1992-04-17 | Galvanized Steel | Pressurized
RaceTrac #2374 - Calhoun | 665 HWY 53 E | CALHOUN | Gordon | 10002364 | 3 | Overfill Alarm | 2014-08-15 | FALSE | 2014-08-15 | FALSE | Currently in Use | Diesel | 10000 | Fiberglass Double Walled | 2014-08-15 |  | Double-Walled Fiberglass | Pressurized
OLD BURGERS MARKET (CORNER PAWN) | 608 NORTH WALL STREET | CALHOUN | Gordon | 10001630 | 1 |  |  | FALSE |  | FALSE | Removed from Ground | Gas (Historical Use) | 8000 | Unknown | 2006-12-23 | 2006-12-23
C W BARRETT JR | HWY 53 W/ROME RD/RT 1 | CALHOUN | Gordon | 640002 | 4 | [5 empty] | Removed from Ground | Diesel | 2000 | Bare Steel | 1981-02-19 | 1988-12-17 | Galvanized Steel
CHEROKEE GROCERY | 1386 ROME RD | CALHOUN | Gordon | 640053 | 2 |  | 1990-10-19 | FALSE | 1990-10-19 | FALSE | Removed from Ground | Gas (Historical Use) | 2000 | Galvanic (STIP-3) | 1990-01-01 | 2020-10-09 | Fiberglass Reinforced Plastic | Suction (American)
TOMS LAWN MOWER | 307 SOUTH WALL ST | CALHOUN | Gordon | 640071 | 1 | [5 empty] | Removed from Ground | Gas (Historical Use) | 1000 | Bare Steel | 1961-05-07 | 1988-09-28 | Galvanized Steel
PREWITTS PRODUCE | 2209 HWY 41 NE | CALHOUN | Gordon | 640073 | 1 | [5 empty] | Removed from Ground | Gas (Historical Use) | 4000 | Bare Steel | 1963-05-07 | 1996-09-01 | Galvanized Steel
NORTHWEST GA PAVING | 501 WEST MAY ST | CALHOUN | Gordon | 640016 | 3 | [5 empty] | Removed from Ground | Diesel | 6000 | Bare Steel | 1980-02-29 | 1993-11-01 | Galvanized Steel
QUALITY FINISHERS INC | OLD DALTON RD | CALHOUN | Gordon | 640018 | 1 | [5 empty] | Permanently Out of Use - historical purposes | Gas (Historical Use) | 2000 | Bare Steel | 1973-01-25 | 1899-12-31 | Galvanized Steel
TORRINGTON/FAFNIR | HY 41 SOUTH | CALHOUN | Gordon | 640020 | 6 | [5 empty] | Removed from Ground | Other | 10000 | Bare Steel | 1981-01-25 | 1988-10-26 | Bare Steel
TORRINGTON/FAFNIR | HY 41 SOUTH | CALHOUN | Gordon | 640020 | 8 | [5 empty] | Removed from Ground | Other | 10000 | Bare Steel | 1981-01-25 | 1988-10-26 | Bare Steel
TORRINGTON/FAFNIR | HY 41 SOUTH | CALHOUN | Gordon | 640020 | 9 |  |  | TRUE |  | TRUE | Removed from Ground | Used Oil | 4000 | Bare Steel | 1976-01-27 | 1988-10-26 | Bare Steel
CIRCLE K #2723518 | 1310 N HWY 41 | CALHOUN | Gordon | 640023 | 3 | [5 empty] | Removed from Ground | Gas (Historical Use) | 10000 | Bare Steel | 1978-03-26 | 1899-12-31 | Galvanized Steel | Pressurized
CALHOUN STREET DEPT | KIRBY RD | CALHOUN | Gordon | 640032 | 1 | [5 empty] | Removed from Ground | Gas (Historical Use) | 2000 | Bare Steel | 1986-04-14 | 1993-04-30 | Galvanized Steel
MAX BRANNON FUNERAL HOME | 705 RED BUD RD | CALHOUN | Gordon | 640112 | 1 | [5 empty] | Removed from Ground | Gas (Historical Use) | 2000 | Bare Steel | 1983-05-09 | 1992-06-01 | Galvanized Steel
DR GEO KIRKLEY | 300 NORTH WALL | CALHOUN | Gordon | 640118 | 3 |  |  | TRUE |  | TRUE | Permanently Out of Use - historical purposes | Used Oil | 550 | Bare Steel | 1986-05-08 | 1899-12-31 | Unknown
LARRYS TRIANGLE GROC | REDBUD RD | CALHOUN | Gordon | 640119 | 3 |  | 1991-07-13 |  | 1991-07-13 |  | Removed from Ground | Gas (Historical Use) | 3000 | Cathodically Protected Steel | 1984-05-08 | 2003-09-09 | Cathodically Protected | Pressurized
AMERICAN NATIONAL LLC | 100 MARINE DR | CALHOUN | Gordon | 640148 | 3 | [5 empty] | Removed from Ground | Kerosene | 12000 | Fiberglass | 1984-05-08 | 1993-01-06 | Cathodically Protected
NEELS MARKET | 602 HWY 53 | CALHOUN | Gordon | 640162 | 3 | Flapper Valve | 1986-01-01 |  | 1986-01-01 |  | Currently in Use | Gas (Historical Use) | 8000 | Fiberglass | 1986-01-01 |  | Fiberglass Reinforced Plastic | Pressurized
JONES SHOPPETTE | US 41 N | RESACA | Gordon | 640070 | 3 | [5 empty] | Removed from Ground | Gas (Historical Use) | 1000 | Bare Steel | 1973-05-04 | 1988-09-18 | Galvanized Steel
EUBANKS GROCERY | HWY 41 SOUTH | RESACA | Gordon | 1550098 | 1 | [5 empty] | Removed from Ground | Gas (Historical Use) | 1000 | Bare Steel | 1986-05-08 | 1992-04-01 | Galvanized Steel
ABC CONVENIENCE STORE #6 | 1135 RESACA LAFAYETTE RD | RESACA | Gordon | 9064010 | 1 |  | 1998-10-10 |  | 1998-10-10 |  | Removed from Ground | Gas (Historical Use) | 5000 | Steel-Impressed Current | 1976-09-01 | 2009-11-12 | Galvanized Steel | Safe Suction (Euro)
H & K SHOPPETTE #130 | 3580 Battlefield Pkwy | RESACA | Gordon | 642001 | 2 | Flapper Valve | 1987-11-04 | FALSE | 1987-11-04 | FALSE | Temporarily out of use | Diesel | 8000 | Composite | 1987-11-04 |  | Fiberglass Reinforced Plastic | Pressurized
Pocket Shanty | 3113 SUGAR VALLEY RD | SUGAR VALLEY | Gordon | 640048 | 2 | Flapper Valve | 1998-09-30 | FALSE | 1998-09-30 | FALSE | Closed in Ground | Regular | 3000 | Steel-Impressed Current | 1976-05-01 | 2019-04-11 |  | Suction (American)
FASTMART | US HWY 411 | RANGER | Gordon | 640083 | 1 | [5 empty] | Currently in Use | Gas (Historical Use) | 1 | Bare Steel | 1986-04-30 |  | Galvanized Steel
CALHOUN FOOD AND TOBACCO | 901 N WALL ST | CALHOUN | Gordon | 640098 | 2 | Flapper Valve | 1996-05-01 | FALSE | 1996-05-01 | FALSE | Currently in Use | Premium | 10027 | Steel-Impressed Current | 1984-05-05 |  | Steel (Impressed Current) | Pressurized
PETTY GROCERY | CORNER OF BOONE FORD RD & CASH R | CALHOUN | Gordon | 640106 | 2 | [5 empty] | Removed from Ground | Gas (Historical Use) | 1000 | Bare Steel | 1966-05-13 | 1993-12-31 | Galvanized Steel
WARD'S TEXACO | 1215 REDBUD ROAD | CALHOUN | Gordon | 640116 | 2 |  | 1998-11-01 |  | 1998-11-01 |  | Removed from Ground | Gas (Historical Use) | 10000 | Steel-Impressed Current | 1983-05-09 | 2006-08-24 | Cathodically Protected | Pressurized
AMOCO SS-22-248 (CLOSED)10/31/91 | US HWY 41 & I-75 | CALHOUN | Gordon | 640040 | 3 | [5 empty] | Removed from Ground | Gas (Historical Use) | 6000 | Cathodically Protected Steel | 1985-04-23 | 1899-12-31 | Galvanized Steel
CALHOUN FIRE DEPT | 327 SOUTH WALL ST | CALHOUN | Gordon | 640034 | 2 | Flapper Valve | 1998-09-25 | FALSE | 1998-09-28 | FALSE | Removed from Ground | Regular | 500 | Fiberglass | 1986-04-14 |  | Fiberglass Reinforced Plastic | Safe Suction (Euro)
BGR TRANSPORTATION/REPUBLIC INDU | RT 6 & OLD BELWOOD RD | CALHOUN | Gordon | 640092 | 1 | [5 empty] | Removed from Ground | Gas (Historical Use) | 10000 | Marked Unknown | 1986-04-14 | 1989-04-11 | Unknown
CARRIAGE INDUSTRIES INC | 185 S INDUSTRIAL BLVD | CALHOUN | Gordon | 640142 | 5 |  |  | TRUE |  | TRUE | Removed from Ground | Used Oil | 2000 | Bare Steel | 1985-05-08 | 1999-10-08 | Galvanized Steel
CARRIAGE INDUSTRIES INC | 185 S INDUSTRIAL BLVD | CALHOUN | Gordon | 640142 | 4 | [5 empty] | Removed from Ground | Diesel | 15000 | Bare Steel | 1985-05-08 | 1999-10-08 | Galvanized Steel | Suction (American)
CITY OF CALHOUN | 328 W LINE ST | CALHOUN | Gordon | 640038 | 4 | [5 empty] | Permanently Out of Use - historical purposes | Empty | 4000 | Bare Steel | 1963-04-23 | 1899-12-31 | Galvanized Steel
OMS #9 GAARNG | 300 NORTH RIVER ST | CALHOUN | Gordon | 640089 | 1 | [5 empty] | Removed from Ground | Diesel | 5000 | Bare Steel | 1980-05-02 | 1996-01-27 | Galvanized Steel
MCENTYRE'S LINE ST TEXACO | 105 WEST LINE ST | CALHOUN | Gordon | 640113 | 4 |  |  | TRUE |  | TRUE | Removed from Ground | Used Oil | 500 | Bare Steel | 1968-05-12 | 2003-07-24 | Galvanized Steel | Gravity Fed
TIERCE'S SUPERETTE | 1116 NORTH WALL ST | CALHOUN | Gordon | 640109 | 2 | Flapper Valve | 1998-11-01 | FALSE | 1998-11-01 | FALSE | Removed from Ground | Gas (Historical Use) | 10000 | Steel-Impressed Current | 1971-05-12 | 2019-06-12 | Fiberglass Reinforced Plastic | Pressurized
CARRIAGE INDUSTRIES INC | 185 S INDUSTRIAL BLVD | CALHOUN | Gordon | 640142 | 3 | [5 empty] | Closed in Ground | Gas (Historical Use) | 10000 | Bare Steel | 1980-05-09 | 1997-07-17 | Galvanized Steel | Suction (American)
MCENTYRE GROCERY | 7889 FAIRMOUNT HWY SE\HWY 53 | CALHOUN | Gordon | 640138 | 1 | [5 empty] | Removed from Ground | Gas (Historical Use) | 560 | Bare Steel | 1952-01-01 | 1999-10-01 | Galvanized Steel | Suction (American)
SMART MART #3 | HWY 53 ALT PO BOX 1595 | CALHOUN | Gordon | 640100 | 2 |  | 1998-04-01 |  | 1998-04-01 |  | Removed from Ground | Gas (Historical Use) | 6000 | Galvanic (STIP-3) | 1985-05-05 | 2002-03-19 | Fiberglass Reinforced Plastic | Pressurized
CALHOUN FOOD AND TOBACCO | 901 N WALL ST | CALHOUN | Gordon | 640098 | 3 | Ball Float | 1996-05-01 | FALSE | 1996-05-01 | FALSE | Currently in Use | E-0 | 6110 | Steel-Impressed Current | 1984-05-05 |  | Steel (Impressed Current) | Pressurized
J & P CONVENIENCE STORE | 549 EAST SE HWY 53 | CALHOUN | Gordon | 640099 | 4 | Ball Float | 1997-06-30 | FALSE | 1997-06-30 | FALSE | Currently in Use | Diesel | 6000 | Steel-Impressed Current | 1984-05-05 |  | Fiberglass Reinforced Plastic | Pressurized
CARRIAGE INDUSTRIES INC | 185 S INDUSTRIAL BLVD | CALHOUN | Gordon | 640142 | 2 | [5 empty] | Closed in Ground | Diesel | 10000 | Bare Steel | 1980-05-09 | 1999-07-17 | Not Marked
MCENTYRE GROCERY | 7889 FAIRMOUNT HWY SE\HWY 53 | CALHOUN | Gordon | 640138 | 2 | [5 empty] | Removed from Ground | Gas (Historical Use) | 560 | Bare Steel | 1952-01-01 | 1999-10-01 | Galvanized Steel | Suction (American)
EVANS SOUTH WALL ST TEXACO | 703 SOUTH WALL ST | CALHOUN | Gordon | 640115 | 5 | [5 empty] | Removed from Ground | Diesel | 3000 | Cathodically Protected Steel | 1984-01-01 | 1992-12-30 | Cathodically Protected
PETTY GROCERY | CORNER OF BOONE FORD RD & CASH R | CALHOUN | Gordon | 640106 | 1 | [5 empty] | Removed from Ground | Gas (Historical Use) | 560 | Bare Steel | 1961-05-14 | 1993-12-31 | Galvanized Steel
RAYMOND KING CONST CO | WEST MAY ST 2 HWY 33 | CALHOUN | Gordon | 640131 | 1 | [5 empty] | Removed from Ground | Diesel | 1000 | Bare Steel | 1971-05-12 | 1988-12-01 | Unknown
WARD'S TEXACO | 1215 REDBUD ROAD | CALHOUN | Gordon | 640116 | 5 |  |  | TRUE |  | TRUE | Removed from Ground | Used Oil | 500 | Bare Steel | 1968-05-12 | 2002-10-01 | Galvanized Steel | Suction (American)
WARD'S TEXACO | 1215 REDBUD ROAD | CALHOUN | Gordon | 640116 | 4 |  | 1998-11-01 |  | 1998-11-01 |  | Removed from Ground | Diesel | 4000 | Steel-Impressed Current | 1983-05-09 | 2006-08-24 | Cathodically Protected | Pressurized
J & P CONVENIENCE STORE | 549 EAST SE HWY 53 | CALHOUN | Gordon | 640099 | 3 | Ball Float | 1997-06-30 | FALSE | 1997-06-30 | FALSE | Currently in Use | Gas (Historical Use) | 8000 | Steel-Impressed Current | 1984-05-05 |  | Fiberglass Reinforced Plastic | Pressurized
JIMS GENERAL STORE | 117 W BELMONT DR | CALHOUN | Gordon | 640105 | 3 |  | 1998-11-20 |  | 1998-11-20 |  | Removed from Ground | Gas (Historical Use) | 3000 | Steel-Impressed Current | 1983-05-09 | 2011-12-20 | Cathodically Protected | Safe Suction (Euro)
Gas Express #188 | 943 HWY 53 | CALHOUN | Gordon | 640090 | A | [5 empty] | Removed from Ground | Gas (Historical Use) | 10000 | Bare Steel | 1980-01-01 | 1996-05-04 | Galvanized Steel
MCENTYRE'S LINE ST TEXACO | 105 WEST LINE ST | CALHOUN | Gordon | 640113 | 3 | [5 empty] | Removed from Ground | Gas (Historical Use) | 4000 | Bare Steel | 1979-05-10 | 2003-07-24 | Galvanized Steel | Suction (American)
J & P CONVENIENCE STORE | 549 EAST SE HWY 53 | CALHOUN | Gordon | 640099 | 1 | Ball Float | 1997-06-30 | FALSE | 1997-06-30 | FALSE | Currently in Use | Gas (Historical Use) | 8000 | Steel-Impressed Current | 1984-05-05 |  | Fiberglass Reinforced Plastic | Pressurized
ANDYS MARKET | 4858 RED BUD RD | CALHOUN | Gordon | 640104 | 2 |  | 1998-11-12 |  | 1998-11-12 |  | Removed from Ground | Gas (Historical Use) | 2000 | Steel-Impressed Current | 1984-05-08 | 2013-11-21 | Cathodically Protected | Safe Suction (Euro)
CITY OF CALHOUN | 328 W LINE ST | CALHOUN | Gordon | 640038 | 3 | [5 empty] | Permanently Out of Use - historical purposes | Empty | 4000 | Bare Steel | 1963-04-23 | 1899-12-31 | Galvanized Steel
OMS #9 GAARNG | 300 NORTH RIVER ST | CALHOUN | Gordon | 640089 | 2 | [5 empty] | Removed from Ground | Gas (Historical Use) | 1500 | Bare Steel | 1961-05-07 | 1899-12-31 | Galvanized Steel
BGR TRANSPORTATION/REPUBLIC INDU | RT 6 & OLD BELWOOD RD | CALHOUN | Gordon | 640092 | 2 | [5 empty] | Removed from Ground | Diesel | 10000 | Marked Unknown | 1986-04-14 | 1989-04-11 | Unknown
PILGRIMS | 110 N INDUSTRIAL BLVD | CALHOUN | Gordon | 640096 | 223925 |  | 1992-11-20 | FALSE | 1992-11-20 | FALSE | Temporarily out of use | Diesel | 12000 | Fiberglass Double Walled | 1992-12-11 |  | Fiberglass Reinforced Plastic | Pressurized
EVANS SOUTH WALL ST TEXACO | 703 SOUTH WALL ST | CALHOUN | Gordon | 640115 | 4 |  |  | TRUE |  | TRUE | Removed from Ground | Used Oil | 500 | Bare Steel | 1968-05-12 | 1992-12-30 | Galvanized Steel
JIMS GENERAL STORE | 117 W BELMONT DR | CALHOUN | Gordon | 640105 | 1 |  | 1998-11-20 |  | 1998-11-20 |  | Removed from Ground | Gas (Historical Use) | 4000 | Steel-Impressed Current | 1983-05-09 | 2011-12-20 | Cathodically Protected | Safe Suction (Euro)
FARMER'S MUTUAL EXCHANGE | N IND BLVD | CALHOUN | Gordon | 640130 | 1 | [5 empty] | Removed from Ground | Diesel | 1000 | Bare Steel | 1971-05-12 | 1989-12-01 | Unknown
GORDON COUNTY BOARD OF EDUCATION | 1300 DEWS POND RD | CALHOUN | Gordon | 640161 | 11 | Flapper Valve | 1999-06-30 | FALSE | 1999-06-30 | TRUE | Currently in Use | Regular | 10000 | Tank Jacket | 1999-06-30 |  | Fiberglass Reinforced Plastic | Pressurized
SMART MART #4 | 1275 RED BUD RD | CALHOUN | Gordon | 9000685 | 4 | [5 empty] | Removed from Ground | Gas (Historical Use) | 5000 | Cathodically Protected Steel | 1965-04-28 | 1987-01-01 | Galvanized Steel
SMART MART #4 | 1275 RED BUD RD | CALHOUN | Gordon | 9000685 | 5 |  |  | TRUE |  | TRUE | Removed from Ground | Used Oil | 550 | Cathodically Protected Steel | 1965-04-28 | 1987-01-01 | Galvanized Steel
SMART MART #4 | 1275 RED BUD RD | CALHOUN | Gordon | 9000685 | 7 |  | 1987-12-10 |  | 1987-12-10 |  | Removed from Ground | Gas (Historical Use) | 10000 | Fiberglass | 1987-12-10 | 2008-10-15 | Fiberglass Reinforced Plastic | Pressurized
BEAMER INTERSTATE BP | 756 HWY 53 | CALHOUN | Gordon | 9000502 | 7 | Ball Float | 2001-01-06 | FALSE | 2001-01-06 | FALSE | Currently in Use | Diesel | 8000 | Fiberglass | 2001-01-01 |  | Double-Walled Flex | Pressurized
BEAMER INTERSTATE BP | 756 HWY 53 | CALHOUN | Gordon | 9000502 | 1 |  |  |  | 1990-01-01 |  | Removed from Ground | Gas (Historical Use) | 6000 | Bare Steel | 1966-05-06 | 1999-03-03 | Fiberglass Reinforced Plastic | Gravity Fed
BEAMER INTERSTATE BP | 756 HWY 53 | CALHOUN | Gordon | 9000502 | 4 | [5 empty] | Removed from Ground | Diesel | 1000 | Not Marked/Unknown | 1999-03-03 | 1999-03-03 | Not Marked
RED BUD RD BP | 1090 RED BUD ROAD | CALHOUN | Gordon | 9604179 | 1 | Ball Float | 2000-05-01 | FALSE | 2000-05-01 | FALSE | Currently in Use | Regular | 10000 | Composite | 2000-05-01 |  | Double-Walled Flex | Pressurized
TRICO VII PETROLEUM INC #978 | 731 HWY 53 E SE | CALHOUN | Gordon | 9064014 | 2 |  | 1989-02-18 |  | 1989-02-18 |  | Removed from Ground | Gas (Historical Use) | 10000 | Cathodically Protected Steel | 1989-01-01 | 2006-01-12 | Fiberglass Reinforced Plastic | Pressurized
QUICK STOP | 461 HARRIS BEAMER RD SW | CALHOUN | Gordon | 9064043 | 2 | Flapper Valve | 1998-12-04 | FALSE | 1998-12-04 | FALSE | Temporarily out of use | Regular | 3000 | Steel-Impressed Current | 1982-07-12 |  | Steel (Impressed Current) | Safe Suction (Euro)
PILOT #4558 | 2111 HWY 41 NE | CALHOUN | Gordon | 9064186 | 1 | Ball Float | 1998-06-01 | FALSE | 1998-06-01 | FALSE | Currently in Use | Regular | 15000 | Epoxy | 1998-05-01 |  | Double-Walled Fiberglass | Pressurized
CIRCLE K #2723651 | 808 SOUTH WALL ST | CALHOUN | Gordon | 9064183 | 1 | [5 empty] | Removed from Ground | Diesel | 500 | Not Marked/Unknown | 1978-01-01 | 1978-01-01
TOWN & COUNTRY STORE | 3523 DEWS POND RD | CALHOUN | Gordon | 9064171 | 1 | Ball Float | 1998-10-01 | FALSE | 1998-10-01 | FALSE | Currently in Use | Premium | 8000 | Steel-Impressed Current | 1983-01-01 |  |  | Pressurized
FOX & BRINDLE | 1216 N WALL STREET | CALHOUN | Gordon | 9064178 | 1A | Ball Float | 1996-04-01 | FALSE | 1996-04-01 | FALSE | Currently in Use | Diesel | 6000 | Composite | 1996-04-01 |  | Double-Walled Fiberglass | Pressurized
BACKING INC | US 41 N | CALHOUN | Gordon | 640077 | 3 | [5 empty] | Removed from Ground | Diesel | 7000 | Bare Steel | 1971-05-05 | 1994-03-01 | Galvanized Steel
NORTH WALL TEXACO (MARMAC) | 607 N WALL ST | CALHOUN | Gordon | 640111 | 1 | [5 empty] | Removed from Ground | Empty | 2000 | Bare Steel | 1986-05-08 | 1998-09-18 | Galvanized Steel | Suction (American)
EVANS SOUTH WALL ST TEXACO | 703 SOUTH WALL ST | CALHOUN | Gordon | 640115 | 1 | [5 empty] | Removed from Ground | Gas (Historical Use) | 3000 | Bare Steel | 1975-05-11 | 1992-12-30 | Galvanized Steel
CALHOUN WATER & SEWER DEPT | KIRBY RD | CALHOUN | Gordon | 640031 | 1 | [5 empty] | Removed from Ground | Gas (Historical Use) | 2000 | Bare Steel | 1976-04-16 | 1993-05-15 | Galvanized Steel
AMOCO SS-22-248 (CLOSED)10/31/91 | US HWY 41 & I-75 | CALHOUN | Gordon | 640040 | 5 |  |  | TRUE |  | TRUE | Removed from Ground | Used Oil | 500 | Cathodically Protected Steel | 1985-04-23 | 1899-12-31 | Galvanized Steel
CITY OF CALHOUN | 328 W LINE ST | CALHOUN | Gordon | 640038 | 7 | Ball Float | 1987-10-01 | FALSE | 1987-10-01 | FALSE | Currently in Use | Regular | 10000 | Fiberglass | 1987-10-01 |  | Fiberglass Reinforced Plastic | Pressurized
CITY OF CALHOUN | 328 W LINE ST | CALHOUN | Gordon | 640038 | 1 | [5 empty] | Permanently Out of Use - historical purposes | Empty | 4000 | Bare Steel | 1963-04-23 | 1899-12-31 | Galvanized Steel
DWIGHT WILSON HOMES OFFICE | 301 SOUTH WALL ST | CALHOUN | Gordon | 640084 | 4 | [5 empty] | Removed from Ground | Diesel | 1000 | Bare Steel | 2001-05-21 | 2001-05-21 | Bare Steel | Suction (American)
Gas Express #188 | 943 HWY 53 | CALHOUN | Gordon | 640090 | 2 | Flapper Valve | 1996-01-01 | FALSE | 1996-01-01 | FALSE | Currently in Use | Regular | 12000 | Fiberglass Double Walled | 1996-06-01 |  | Double-Walled Fiberglass | Pressurized
SUPERIOR FORWARDING CO INC | 527 OLD BELLWOOD RD SE | CALHOUN | Gordon | 640094 | 1 | [5 empty] | Removed from Ground | Diesel | 10000 | Bare Steel | 1971-05-04 | 2000-05-21 | Galvanized Steel | Pressurized
ANDYS MARKET | 4858 RED BUD RD | CALHOUN | Gordon | 640104 | 1 |  | 1998-11-12 |  | 1998-11-12 |  | Removed from Ground | Gas (Historical Use) | 1000 | Steel-Impressed Current | 1966-05-13 | 2013-11-21 | Cathodically Protected | Safe Suction (Euro)
COUNTY BARN | HWY 53/N WALL ST | CALHOUN | Gordon | 9064032 | 2 | [5 empty] | Removed from Ground | Diesel | 2000 | Bare Steel |  | 1899-12-31 | Not Marked | Safe Suction (Euro)
UNNAMED VEHICLE REPAIR SHOP | 3015 BATTLEFIELD PKWY | RESACA | Gordon | 10001794 | 1 |  |  | FALSE |  | FALSE | Removed from Ground | Gas (Historical Use) | 2650 | Bare Steel | 1953-01-01 | 2010-05-26 | Not Marked
UNNAMED VEHICLE REPAIR SHOP | 3015 BATTLEFIELD PKWY | RESACA | Gordon | 10001794 | 4 |  |  | FALSE |  | FALSE | Removed from Ground | Kerosene | 2000 | Bare Steel | 1953-01-01 | 2010-05-26 | Not Marked
ABC CONVENIENCE STORE | 4095 CHATSWORTH HWY 225 | RESACA | Gordon | 640154 | 4 | Flapper Valve | 1994-07-01 | FALSE | 2007-12-01 | FALSE | Currently in Use | Diesel | 2000 | Steel-Impressed Current | 1994-07-01 |  | Steel (Impressed Current) | Safe Suction (Euro)
FLYING J TRAVEL PLAZA #632 | 288 RESACA BEACH BLVD NW | RESACA | Gordon | 9064012 | 10 | Flapper Valve | 2011-01-01 | FALSE | 2011-01-01 | FALSE | Currently in Use | Diesel | 20000 | Fiberglass Double Walled | 2011-01-01 |  | Double-Walled Fiberglass | Pressurized
Pocket Shanty | 3113 SUGAR VALLEY RD | SUGAR VALLEY | Gordon | 640048 | 1 | Flapper Valve | 1998-09-30 | FALSE | 1998-09-30 | FALSE | Closed in Ground | Diesel | 2000 | Steel-Impressed Current | 1971-05-01 | 2019-04-11 |  | Suction (American)
OWENS GROCERY | 2929 US HIGHWAY 411 NE | RANGER | Gordon | 640075 | 3 | [5 empty] | Removed from Ground | Gas (Historical Use) | 550 | Bare Steel | 1941-05-12 | 1998-10-01 | Galvanized Steel | Suction (American)
ROCKET 101 | 101 NEWTOWN RD | CALHOUN | Gordon | 10003320 | 2C | Flapper Valve | 2023-03-14 | FALSE | 2023-02-09 | FALSE | Currently in Use | Diesel On Road | 6000 | Composite Double Walled | 2023-01-28 |  | Double-Walled Fiberglass | Pressurized
AMACO | 235 W. LINE ST. | CALHOUN | Gordon | 10003351 | 2A | Flapper Valve | 2022-02-18 | FALSE | 2022-02-18 | FALSE | Currently in Use | Premium | 8000 | Composite Double Walled | 2022-02-18 |  | Double-Walled Fiberglass | Pressurized
AMACO | 235 W. LINE ST. | CALHOUN | Gordon | 10003351 | 2B | Flapper Valve | 2022-02-18 | FALSE | 2022-02-18 | FALSE | Currently in Use | Diesel | 4000 | Composite Double Walled | 2022-02-18 |  | Double-Walled Fiberglass | Pressurized
ROCKET 101 | 101 NEWTOWN RD | CALHOUN | Gordon | 10003320 | 2A | Flapper Valve | 2023-03-14 | FALSE | 2023-02-08 | FALSE | Currently in Use | Premium | 7000 | Composite Double Walled | 2023-01-28 |  | Double-Walled Fiberglass | Pressurized
AMACO | 235 W. LINE ST. | CALHOUN | Gordon | 10003351 | 1 | Flapper Valve | 2022-02-18 | FALSE | 2022-02-18 | FALSE | Currently in Use | Regular | 12000 | Composite Double Walled | 2022-02-18 |  | Double-Walled Fiberglass | Pressurized
ROYAL EXPRESS | 609 S. WALL ST | CALHOUN | Gordon | 10003364 | 2C | Flapper Valve | 2022-07-07 | FALSE | 2022-07-07 | FALSE | Currently in Use | E-0 | 4000 | Composite Double Walled | 2022-07-07 |  | Double-Walled Fiberglass | Pressurized
ROYAL EXPRESS | 609 S. WALL ST | CALHOUN | Gordon | 10003364 | 2B | Flapper Valve | 2022-07-07 | FALSE | 2022-07-07 | FALSE | Currently in Use | Diesel | 10000 | Composite Double Walled | 2022-07-07 |  | Double-Walled Fiberglass | Pressurized
ROYAL EXPRESS | 609 S. WALL ST | CALHOUN | Gordon | 10003364 | 1 | Flapper Valve | 2022-07-07 | FALSE | 2022-07-07 | FALSE | Currently in Use | Regular | 20000 | Composite Double Walled | 2022-07-07 |  | Double-Walled Fiberglass | Pressurized
COREVISION INVESTMENT GROUP LLC | 1206 DEWSPOND RD NE | CALLHOUN | Gordon | 10003485 | 1 | Flapper Valve | 2024-10-03 | FALSE | 2024-01-24 | FALSE | Currently in Use | Regular | 20000 | Composite Double Walled | 2023-11-14 |  | Double-Walled Fiberglass | Pressurized
ROYAL EXPRESS | 609 S. WALL ST | CALHOUN | Gordon | 10003364 | 2A | Flapper Valve | 2022-07-07 | FALSE | 2022-07-07 | FALSE | Currently in Use | Premium | 6000 | Composite Double Walled | 2022-07-07 |  | Double-Walled Fiberglass | Pressurized
ROCKET 101 | 101 NEWTOWN RD | CALHOUN | Gordon | 10003320 | 1 | Flapper Valve | 2023-03-14 | FALSE | 2023-02-08 | FALSE | Currently in Use | Regular | 20000 | Composite Double Walled | 2023-01-28 |  | Double-Walled Fiberglass | Pressurized
BP | 3689 ROME RD SW. | PLAINVILLE | Gordon | 10003272 | 2B | Flapper Valve | 2021-11-03 | FALSE | 2021-11-03 | FALSE | Currently in Use | Diesel | 4000 | Composite Double Walled | 2021-11-03 |  | Double-Walled Fiberglass | Pressurized
BP | 3683 Rome Rd. SW | PLAINVILLE | Gordon | 10003283 | 1 | Flapper Valve | 2021-11-03 | FALSE | 2021-11-03 | FALSE | Currently in Use | Regular | 12000 | Composite Double Walled | 2021-11-03 |  | Double-Walled Fiberglass | Pressurized
BP | 3689 ROME RD SW. | PLAINVILLE | Gordon | 10003272 | 1 | Flapper Valve | 2021-11-03 | FALSE | 2021-11-03 | FALSE | Currently in Use | Regular | 12000 | Composite Double Walled | 2021-11-03 |  | Double-Walled Fiberglass | Pressurized
BP | 3683 Rome Rd. SW | PLAINVILLE | Gordon | 10003283 | 2A | Flapper Valve | 2021-11-03 | FALSE | 2021-11-03 | FALSE | Currently in Use | Premium | 8000 | Composite Double Walled | 2021-11-03 |  | Double-Walled Fiberglass | Pressurized
BP | 3683 Rome Rd. SW | PLAINVILLE | Gordon | 10003283 | 2B | Flapper Valve | 2021-11-03 | FALSE | 2021-11-03 | FALSE | Currently in Use | Diesel | 4000 | Composite Double Walled | 2021-11-03 |  | Double-Walled Fiberglass | Pressurized
MURPHY USA #5360 | 440 W BELMONT DRIVE | CALHOUN | Gordon | 9064184 | 1 | Flapper Valve | 1997-06-11 | FALSE | 1997-09-11 | FALSE | Currently in Use | Regular | 12000 | Tank Jacket | 1997-05-20 |  | Double-Walled Flex | Pressurized
DOT ROW/CRIDERS BP SVC STATION | 410 PEACHTREE ST | FAIRMOUNT | Gordon | 9064040 | 2 | [5 empty] | Removed from Ground | Gas (Historical Use) | 3000 | Not Marked/Unknown | 1997-11-24 | 1997-11-24 | Not Marked
Shell | 1503 Red Bud Rd | Calhoun | Gordon | 10002733 | 1B | Flapper Valve | 2020-07-14 | FALSE | 2020-07-14 | FALSE | Currently in Use | Premium | 5000 | Composite Double Walled | 2020-07-14 |  | Double-Walled Fiberglass | Pressurized
Shell | 1503 Red Bud Rd | Calhoun | Gordon | 10002733 | 2A | Flapper Valve | 2020-07-14 | FALSE | 2020-07-14 | FALSE | Currently in Use | Diesel On Road | 5750 | Composite Double Walled | 2020-07-14 |  | Double-Walled Fiberglass | Pressurized
Loves 735 | 1081 Belwood Rd SE | Calhoun | Gordon | 10002963 | 4 | Flapper Valve | 2019-10-24 | FALSE | 2019-04-16 | FALSE | Currently in Use | Regular | 20000 | Fiberglass Double Walled | 2019-02-14 |  | Double-Walled Fiberglass | Pressurized
Shell | 1503 Red Bud Rd | Calhoun | Gordon | 10002733 | 2C | Flapper Valve | 2020-07-14 | FALSE | 2020-07-14 | FALSE | Currently in Use | Kerosene | 3500 | Composite Double Walled | 2020-07-14 |  | Double-Walled Fiberglass | Pressurized
Shell | 1503 Red Bud Rd | Calhoun | Gordon | 10002733 | 1A | Flapper Valve | 2020-07-14 | FALSE | 2020-07-14 | FALSE | Currently in Use | Regular | 15000 | Composite Double Walled | 2020-07-14 |  | Double-Walled Fiberglass | Pressurized
RIGHTWAY EXPRESS | 1604 US HWY 41 SOUTH | CALHOUN | Gordon | 9064037 | 2 |  |  | TRUE |  | TRUE | Removed from Ground | Used Oil | 2500 | Marked Unknown | 1994-11-21 | 1994-11-21 | Unknown
Gas Express #189 | 110 Shope Lake Rd. | Calhoun | Gordon | 10002787 | 2B | Flapper Valve | 2016-07-07 | FALSE | 2016-07-07 | FALSE | Currently in Use | Diesel | 6000 | Composite Double Walled | 2016-07-07 |  | Double-Walled Fiberglass | Pressurized
Gas Express #189 | 110 Shope Lake Rd. | Calhoun | Gordon | 10002787 | 2A | Flapper Valve | 2016-07-07 | FALSE | 2016-07-07 | FALSE | Currently in Use | Premium | 4000 | Composite Double Walled | 2016-07-07 |  | Double-Walled Fiberglass | Pressurized
DOT ROW/CRIDERS BP SVC STATION | 410 PEACHTREE ST | FAIRMOUNT | Gordon | 9064040 | 1 | [5 empty] | Removed from Ground | Diesel | 2000 | Not Marked/Unknown | 1997-11-24 | 1997-11-24 | Not Marked
RIGHTWAY EXPRESS | 1604 US HWY 41 SOUTH | CALHOUN | Gordon | 9064037 | 3 |  |  | TRUE |  | TRUE | Removed from Ground | Used Oil | 2500 | Marked Unknown | 1994-12-21 | 1994-12-21 | Unknown
Loves 735 | 1081 Belwood Rd SE | Calhoun | Gordon | 10002963 | 6E | Overfill Alarm | 2019-11-12 | FALSE | 2019-08-20 | FALSE | Currently in Use | New Oil | 2000 | Tank Jacket Double Walled | 2019-04-13 |  | Double-Walled Fiberglass | Pressurized
Loves 735 | 1081 Belwood Rd SE | Calhoun | Gordon | 10002963 | 2 | Flapper Valve | 2019-10-24 | FALSE | 2019-04-16 | FALSE | Currently in Use | Diesel On Road | 30000 | Fiberglass Double Walled | 2019-02-14 |  | Double-Walled Fiberglass | Pressurized
RIGHTWAY EXPRESS | 1604 US HWY 41 SOUTH | CALHOUN | Gordon | 9064037 | 1 | [5 empty] | Removed from Ground | Diesel | 10000 | Marked Unknown | 1994-11-21 | 1994-11-21 | Unknown
MURPHY USA #5360 | 440 W BELMONT DRIVE | CALHOUN | Gordon | 9064184 | 2 | Flapper Valve | 1997-06-11 | FALSE | 1997-06-11 | FALSE | Currently in Use | Premium | 12000 | Tank Jacket | 1997-05-20 |  | Double-Walled Flex | Pressurized
Loves 735 | 1081 Belwood Rd SE | Calhoun | Gordon | 10002963 | 6G | Overfill Alarm | 2019-11-12 | FALSE | 2019-08-20 | FALSE | Currently in Use | New Oil | 2000 | Tank Jacket Double Walled | 2019-04-13 |  | Double-Walled Fiberglass | Gravity
Loves 735 | 1081 Belwood Rd SE | Calhoun | Gordon | 10002963 | 3 | Flapper Valve | 2019-10-24 | FALSE | 2019-04-16 | FALSE | Currently in Use | Biodiesel | 20000 | Fiberglass Double Walled | 2019-02-14 |  | Double-Walled Fiberglass | Pressurized
Loves 735 | 1081 Belwood Rd SE | Calhoun | Gordon | 10002963 | 5B | Flapper Valve | 2019-10-24 | FALSE | 2019-04-16 | FALSE | Currently in Use | Premium | 8000 | Fiberglass Double Walled | 2019-02-14 |  | Double-Walled Fiberglass | Pressurized
Loves 735 | 1081 Belwood Rd SE | Calhoun | Gordon | 10002963 | 6F | Overfill Alarm | 2019-11-12 | FALSE | 2019-08-20 | FALSE | Currently in Use | Used Oil | 7000 | Tank Jacket Double Walled | 2019-04-13 |  | Double-Walled Fiberglass | Gravity
Loves 735 | 1081 Belwood Rd SE | Calhoun | Gordon | 10002963 | 6D | Overfill Alarm | 2019-11-12 | FALSE | 2019-08-20 | FALSE | Currently in Use | New Oil | 8000 | Tank Jacket Double Walled | 2019-04-13 |  | Double-Walled Fiberglass | Safe Suction (Euro)
Loves 735 | 1081 Belwood Rd SE | Calhoun | Gordon | 10002963 | 6C | Overfill Alarm | 2019-11-12 | FALSE | 2019-08-20 | FALSE | Currently in Use | New Oil | 2000 | Tank Jacket Double Walled |  |  | Double-Walled Fiberglass | Safe Suction (Euro)
Food City #212 | 225 Lovers Ln | Calhoun | Gordon | 10002964 | 2A | Flapper Valve | 2019-09-23 | FALSE | 2019-08-19 | FALSE | Currently in Use | Premium | 10000 | Fiberglass Double Walled | 2019-07-18 |  | Double-Walled Flex | Pressurized
Food City #212 | 225 Lovers Ln | Calhoun | Gordon | 10002964 | 2B | Flapper Valve | 2019-09-23 | FALSE | 2019-08-19 | FALSE | Currently in Use | Diesel | 10000 | Fiberglass Double Walled | 2019-07-18 |  | Double-Walled Flex | Pressurized
Loves 735 | 1081 Belwood Rd SE | Calhoun | Gordon | 10002963 | 5A | Flapper Valve | 2019-10-24 | FALSE | 2019-04-16 | FALSE | Currently in Use | Regular | 12000 | Fiberglass Double Walled | 2019-02-14 |  | Double-Walled Fiberglass | Pressurized
Loves 735 | 1081 Belwood Rd SE | Calhoun | Gordon | 10002963 | 6A | Overfill Alarm | 2019-11-12 | FALSE | 2019-08-20 | FALSE | Currently in Use | New Oil | 2000 | Tank Jacket Double Walled | 2019-04-13 |  | Double-Walled Fiberglass | Safe Suction (Euro)
Loves 735 | 1081 Belwood Rd SE | Calhoun | Gordon | 10002963 | 6B | Overfill Alarm | 2019-11-12 | FALSE | 2019-08-20 | FALSE | Currently in Use | New Oil | 8000 | Tank Jacket Double Walled | 2019-04-13 |  | Double-Walled Fiberglass | Safe Suction (Euro)
Buc-ee's #52 | 601 Union Grove Rd SE | Adairsville | Gordon | 10003136 | 3A | Flapper Valve |  | FALSE |  | FALSE | Currently in Use | Diesel | 28000 | Fiberglass Double Walled | 2020-11-10 |  | Double-Walled Fiberglass | Pressurized
BP | 3689 ROME RD SW. | PLAINVILLE | Gordon | 10003272 | 2A | Flapper Valve | 2021-11-03 | FALSE | 2021-11-03 | FALSE | Currently in Use | Premium | 8000 | Composite Double Walled | 2021-11-03 |  | Double-Walled Fiberglass | Pressurized
Buc-ee's #52 | 601 Union Grove Rd SE | Adairsville | Gordon | 10003136 | 2B | Flapper Valve |  | FALSE |  | FALSE | Currently in Use | E-0 | 12000 | Fiberglass Double Walled | 2020-11-10 |  | Double-Walled Fiberglass | Pressurized
Buc-ee's #52 | 601 Union Grove Rd SE | Adairsville | Gordon | 10003136 | 1 | Flapper Valve |  | FALSE |  | FALSE | Currently in Use | Regular | 40000 | Fiberglass Double Walled | 2020-11-10 |  | Double-Walled Fiberglass | Pressurized
Buc-ee's #52 | 601 Union Grove Rd SE | Adairsville | Gordon | 10003136 | 4 | Flapper Valve |  | FALSE |  | FALSE | Currently in Use | Regular | 32000 | Fiberglass Double Walled | 2020-11-10 |  | Double-Walled Fiberglass | Pressurized
Buc-ee's #52 | 601 Union Grove Rd SE | Adairsville | Gordon | 10003136 | 5B | Flapper Valve |  | FALSE |  | FALSE | Currently in Use | E-0 | 12000 | Fiberglass Double Walled | 2020-11-10 |  | Double-Walled Fiberglass | Pressurized
Buc-ee's #52 | 601 Union Grove Rd SE | Adairsville | Gordon | 10003136 | 3B | Flapper Valve |  | FALSE |  | FALSE | Currently in Use | Premium | 12000 | Fiberglass Double Walled | 2020-11-10 |  | Double-Walled Fiberglass | Pressurized
Buc-ee's #52 | 601 Union Grove Rd SE | Adairsville | Gordon | 10003136 | 6B | Flapper Valve |  | FALSE |  | FALSE | Currently in Use | Premium | 12000 | Fiberglass Double Walled | 2020-11-10 |  | Double-Walled Fiberglass | Pressurized
Buc-ee's #52 | 601 Union Grove Rd SE | Adairsville | Gordon | 10003136 | 6A | Flapper Valve |  | FALSE |  | FALSE | Currently in Use | Diesel | 28000 | Fiberglass Double Walled | 2020-11-10 |  | Double-Walled Fiberglass | Pressurized
Buc-ee's #52 | 601 Union Grove Rd SE | Adairsville | Gordon | 10003136 | 5A | Flapper Valve |  | FALSE |  | FALSE | Currently in Use | Regular | 28000 | Fiberglass Double Walled | 2020-11-10 |  | Double-Walled Fiberglass | Pressurized
Shell | 1503 Red Bud Rd | Calhoun | Gordon | 10002733 | 2B | Flapper Valve | 2020-07-14 | FALSE | 2020-07-14 | FALSE | Currently in Use | E-0 | 5750 | Composite Double Walled | 2020-07-14 |  | Double-Walled Fiberglass | Pressurized
Loves 735 | 1081 Belwood Rd SE | Calhoun | Gordon | 10002963 | 1 | Flapper Valve | 2019-10-24 | FALSE | 2019-04-16 | FALSE | Currently in Use | Diesel On Road | 30000 | Fiberglass Double Walled | 2019-02-14 |  | Double-Walled Fiberglass | Pressurized
Food City #212 | 225 Lovers Ln | Calhoun | Gordon | 10002964 | 1 | Flapper Valve | 2019-09-23 | FALSE | 2019-08-19 | FALSE | Currently in Use | Regular | 20000 | Fiberglass Double Walled | 2019-07-18 |  | Double-Walled Flex | Pressurized
Buc-ee's #52 | 601 Union Grove Rd SE | Adairsville | Gordon | 10003136 | 2A | Flapper Valve |  | FALSE |  | FALSE | Currently in Use | Regular | 28000 | Fiberglass Double Walled | 2020-11-10 |  | Double-Walled Fiberglass | Pressurized
CAIRO FOOD MART | 1010 BAINBRIDGE RD | CAIRO | Grady | 650047 | 5 | [5 empty] | Removed from Ground | Gas (Historical Use) | 2000 | Bare Steel | 1974-05-11 | 1994-02-08 | Galvanized Steel | Pressurized
ONE CONVENIENT STOP #5 | 1979 HWY 111 N / GA HWY 93 N | CAIRO | Grady | 650051 | 1 | Flapper Valve | 1986-01-01 | FALSE | 1986-01-01 | FALSE | Currently in Use | E-10 | 6000 | Composite | 1986-01-01 |  | Fiberglass Reinforced Plastic | Pressurized
DREW OIL CO | 980 FIRST AVE NE | CAIRO | Grady | 650035 | 3 | Flapper Valve | 1998-10-01 | FALSE | 1998-10-01 | FALSE | Temporarily out of use | Plus | 10000 | Steel-Impressed Current | 1997-01-01 |  | Steel (Impressed Current) | Pressurized
ONE CONVENIENT STORE #4 | 375 FIFTH ST SE | CAIRO | Grady | 650037 | 1 | Flapper Valve | 1998-10-01 | FALSE | 1998-10-01 | FALSE | Removed from Ground | E-10 | 6000 | Steel-Impressed Current | 1983-08-01 |  | Steel (Impressed Current) | Pressurized
Monrovia Nursery Company | 1579 GA HWY 111 S | CAIRO | Grady | 650012 | 2M | Flapper Valve | 1989-09-12 | FALSE | 1989-09-12 | FALSE | Currently in Use | Diesel | 6000 | Galvanic (STIP-3) | 1989-09-12 |  | Fiberglass Reinforced Plastic | Pressurized
Monrovia Site 2 | 1741 GA HWY 112 N | CAIRO | Grady | 650013 | 2H | Flapper Valve | 1989-09-12 | FALSE | 1989-09-12 | FALSE | Temporarily out of use | Diesel | 6000 | Galvanic (STIP-3) | 1989-09-12 |  | Fiberglass Reinforced Plastic | Pressurized
ALLEN J CASTLEBERRY | 495 US HWY 89 EAST | CAIRO | Grady | 650001 | 3 | [5 empty] | Closed in Ground | Other | 3000 | Bare Steel | 1956-04-25 | 1977-06-01 | Unknown
IRA HIGDON GROCERY | 29 TH ST NE | CAIRO | Grady | 650034 | 1 | [5 empty] | Removed from Ground | Diesel | 4000 | Bare Steel | 1976-04-25 | 1996-06-15 | Galvanized Steel
FLAV-O-RICH INC | 101 FIRST AVE NORTH | CAIRO | Grady | 650028 | 1 | [5 empty] | Removed from Ground | Diesel | 1000 | Bare Steel | 1981-04-11 | 1899-12-31 | Galvanized Steel
B&H GULF AUTO SERVICE | US HWY 84 & FOURTH ST | CAIRO | Grady | 650020 | 6 | [5 empty] | Removed from Ground | Empty | 1000 | Not Marked/Unknown | 1983-04-16 | 1993-05-01 | Galvanized Steel
CAIRO SERVICE CENTER | 352 FIFTH ST SE | CAIRO | Grady | 650046 | 4 |  | 1999-02-01 | FALSE | 1999-02-01 | FALSE | Removed from Ground | Diesel | 3000 | Steel-Impressed Current | 1984-05-08 | 2018-05-11 | Fiberglass Reinforced Plastic
ONE CONVENIENT STOP #5 | 1979 HWY 111 N / GA HWY 93 N | CAIRO | Grady | 650051 | 2 | Flapper Valve | 1986-01-01 | FALSE | 1986-01-01 | FALSE | Temporarily out of use | Gas (Historical Use) | 8000 | Composite | 1986-01-01 |  | Fiberglass Reinforced Plastic | Pressurized
Easy Stop Cairo | 995 US HWY 84 E | CAIRO | Grady | 650039 | 8 | Flapper Valve | 1991-07-01 | FALSE | 1991-07-01 | FALSE | Currently in Use | Premium | 6000 | Galvanic (STIP-3) | 1991-07-25 |  | Fiberglass Reinforced Plastic | Pressurized
CAIRO SERVICE CENTER | 352 FIFTH ST SE | CAIRO | Grady | 650046 | 1 |  | 1999-02-01 | FALSE | 1999-02-01 | FALSE | Removed from Ground | Gas (Historical Use) | 6000 | Steel-Impressed Current | 1984-05-08 | 2018-05-11 | Fiberglass Reinforced Plastic
CAIRO FOOD MART | 1010 BAINBRIDGE RD | CAIRO | Grady | 650047 | 3 | [5 empty] | Removed from Ground | Gas (Historical Use) | 6000 | Bare Steel | 1974-05-11 | 1994-02-07 | Galvanized Steel | Pressurized
CAIRO SERVICE CENTER | 352 FIFTH ST SE | CAIRO | Grady | 650046 | 2 |  | 1999-02-01 | FALSE | 1999-02-01 | FALSE | Removed from Ground | Gas (Historical Use) | 6000 | Steel-Impressed Current | 1984-05-08 | 2018-05-11 | Fiberglass Reinforced Plastic
CAIRO FOOD MART | 1010 BAINBRIDGE RD | CAIRO | Grady | 650047 | 6 | [5 empty] | Removed from Ground | Gas (Historical Use) | 4000 | Bare Steel | 1974-05-11 | 1994-02-08 | Galvanized Steel | Pressurized
GRADY OIL CO | 325 FIFTH ST SE | CAIRO | Grady | 650036 | 1 |  | 1998-10-01 |  | 1998-10-01 |  | Removed from Ground | Diesel | 10000 | Steel-Impressed Current | 1974-05-09 | 2006-01-03 | Cathodically Protected | Safe Suction (Euro)
GRADY OIL CO | 325 FIFTH ST SE | CAIRO | Grady | 650036 | 4 | Flapper Valve | 1998-10-01 | FALSE | 1998-10-01 | FALSE | Currently in Use | Diesel On Road | 4000 | Steel-Impressed Current | 1966-05-11 |  | Steel (Impressed Current) | Safe Suction (Euro)
DREW OIL CO | 980 FIRST AVE NE | CAIRO | Grady | 650035 | 6B | Flapper Valve | 1998-10-01 | FALSE | 1998-10-01 | FALSE | Temporarily out of use | E-10 | 10000 | Steel-Impressed Current | 1983-07-01 |  | Steel (Impressed Current) | Pressurized
DREW OIL CO | 980 FIRST AVE NE | CAIRO | Grady | 650035 | 6A | Flapper Valve | 1998-11-01 | FALSE | 1998-11-01 | FALSE | Temporarily out of use | Diesel | 10000 | Steel-Impressed Current | 1983-07-01 |  | Steel (Impressed Current) | Pressurized
GRADY CO | US HWY 84 WEST | CAIRO | Grady | 650010 | 2 | [5 empty] | Removed from Ground | Gas (Historical Use) | 4000 | Bare Steel | 1970-03-03 | 1989-11-15 | Galvanized Steel
L & M FOOD MART | 1001 FIFTH ST NE | CAIRO | Grady | 650056 | 3 | Flapper Valve | 1998-09-24 | FALSE | 1998-09-24 | FALSE | Currently in Use | E-0 | 4000 | Steel-Impressed Current | 1981-05-09 |  | Steel (Impressed Current) | Safe Suction (Euro)
T & J GROCERY | 4103 HIGHWAY 111 NORTH | CAIRO | Grady | 650059 | 1B | [5 empty] | Removed from Ground | Gas (Historical Use) | 1000 | Bare Steel | 1971-05-12 | 1998-08-01 | Galvanized Steel | Suction (American)
Quick Buys # 2 | 4539 US HWY 84 E | CAIRO | Grady | 650052 | 3 |  | 1998-10-10 |  | 1998-10-10 |  | Removed from Ground | Gas (Historical Use) | 6000 | Steel-Impressed Current | 1985-05-08 | 2002-10-30 | Cathodically Protected | Suction (American)
FLOWERWOOD NURSERY | 3108 US 84 E | CAIRO | Grady | 650053 | 2 | [5 empty] | Removed from Ground | Gas (Historical Use) | 560 | Bare Steel | 1981-05-09 | 2000-06-01 | Galvanized Steel | Suction (American)
APC #526 | 355 S BROAD ST | CAIRO | Grady | 650065 | 96840 |  | 1987-10-01 |  | 1987-10-01 |  | Removed from Ground | Gas (Historical Use) | 6000 | Galvanic (STIP-3) | 1987-10-27 | 2004-05-07 | Fiberglass Reinforced Plastic | Pressurized
MIDWAY GROCERY | 2330 HWY 93 SOUTH | CAIRO | Grady | 650058 | 1 | [5 empty] | Permanently Out of Use - historical purposes | Gas (Historical Use) | 1000 | Bare Steel | 1968-05-12 | 1899-12-31 | Galvanized Steel
ONE CONVENIENT STOP #7 | 101 FOURTH STREET SW | CAIRO | Grady | 650055 | 1 |  | 1988-02-01 |  | 1988-02-01 |  | Removed from Ground | Gas (Historical Use) | 6000 | Bare Steel | 1976-05-10 | 1988-02-01 | Galvanized Steel
Quick Buys # 2 | 4539 US HWY 84 E | CAIRO | Grady | 650052 | 2 |  | 1998-05-01 |  | 1998-05-01 |  | Removed from Ground | Gas (Historical Use) | 6000 | Steel-Impressed Current | 1985-05-08 | 2002-10-30 | Cathodically Protected | Suction (American)
L & M FOOD MART | 1001 FIFTH ST NE | CAIRO | Grady | 650056 | 1 | Flapper Valve | 1998-09-24 | FALSE | 1998-09-24 | FALSE | Currently in Use | E-10 | 8000 | Steel-Impressed Current | 1981-05-09 |  | Steel (Impressed Current) | Safe Suction (Euro)
T & J GROCERY | 4103 HIGHWAY 111 NORTH | CAIRO | Grady | 650059 | 3 | [5 empty] | Permanently Out Of Use | Gas (Historical Use) | 560 | Bare Steel | 1976-05-10 | 1988-05-09 | Galvanized Steel
MIDWAY GROCERY | 2330 HWY 93 SOUTH | CAIRO | Grady | 650058 | 3 | [5 empty] | Removed from Ground | Gas (Historical Use) | 560 | Bare Steel | 1976-01-01 | 1988-01-01 | Galvanized Steel
ONE CONVENIENT STOP #7 | 101 FOURTH STREET SW | CAIRO | Grady | 650055 | 4 | Flapper Valve | 1988-02-01 | FALSE | 1988-02-01 | TRUE | Temporarily out of use | Premium | 8200 | Fiberglass | 1988-02-01 |  | Fiberglass Reinforced Plastic | Pressurized
ONE CONVENIENT STOP #2 | 1413 GA HWY 93 S | CAIRO | Grady | 650064 | 1 | Flapper Valve | 1994-12-22 | FALSE | 1994-12-22 | FALSE | Currently in Use | Premium | 6000 | Steel-Impressed Current | 2003-02-24 |  | Fiberglass Reinforced Plastic | Pressurized
T & J GROCERY | 4103 HIGHWAY 111 NORTH | CAIRO | Grady | 650059 | 4 | Flapper Valve | 1998-09-08 | FALSE | 1998-09-08 | FALSE | Removed from Ground | Diesel | 2000 | Fiberglass | 1998-09-08 | 2020-03-24 | Fiberglass Reinforced Plastic | Safe Suction (Euro)
T & J GROCERY | 4103 HIGHWAY 111 NORTH | CAIRO | Grady | 650059 | 5 | Flapper Valve | 1998-09-08 | FALSE | 1998-09-08 | FALSE | Removed from Ground | Gas (Historical Use) | 2000 | Fiberglass | 1998-09-08 | 2020-03-24 | Fiberglass Reinforced Plastic | Safe Suction (Euro)
RYDER TRUCK SHOP LEASED | 616 SECOND AVE SE @ SEVENTH ST | CAIRO | Grady | 650063 | 2 | [5 empty] | Removed from Ground | Diesel | 10000 | Bare Steel | 1973-05-10 | 1998-06-21 | Galvanized Steel | Pressurized
L & M FOOD MART | 1001 FIFTH ST NE | CAIRO | Grady | 650056 | 2 | Flapper Valve | 1998-09-24 | FALSE | 1998-09-24 | FALSE | Currently in Use | Premium | 4000 | Steel-Impressed Current | 1981-05-09 |  | Steel (Impressed Current) | Safe Suction (Euro)
FLOWERWOOD NURSERY | 3108 US 84 E | CAIRO | Grady | 650053 | 1 | [5 empty] | Removed from Ground | Gas (Historical Use) | 560 | Bare Steel | 1981-05-09 | 2000-06-01 | Galvanized Steel | Suction (American)
APC #526 | 355 S BROAD ST | CAIRO | Grady | 650065 | 96843 |  | 1987-10-01 |  | 1987-10-01 |  | Removed from Ground | Gas (Historical Use) | 6000 | Galvanic (STIP-3) | 1987-10-27 | 2004-05-07 | Fiberglass Reinforced Plastic | Pressurized
T & J GROCERY | 4103 HIGHWAY 111 NORTH | CAIRO | Grady | 650059 | 1A |  | 1998-09-18 |  | 1998-09-18 |  | Removed from Ground | Gas (Historical Use) | 1000 | Bare Steel | 1971-05-12 | 1998-08-01 | Galvanized Steel | Suction (American)
ONE CONVENIENT STOP #7 | 101 FOURTH STREET SW | CAIRO | Grady | 650055 | 2 |  | 1988-02-01 |  | 1988-02-01 |  | Removed from Ground | Gas (Historical Use) | 4000 | Bare Steel | 1976-05-10 | 1988-02-01 | Galvanized Steel
Quick Buys # 2 | 4539 US HWY 84 E | CAIRO | Grady | 650052 | 1 |  | 1998-05-01 |  | 1998-05-01 |  | Removed from Ground | Gas (Historical Use) | 8000 | Steel-Impressed Current | 1985-05-08 | 2002-10-30 | Cathodically Protected | Suction (American)
RYDER TRUCK SHOP LEASED | 616 SECOND AVE SE @ SEVENTH ST | CAIRO | Grady | 650063 | 3 | [5 empty] | Removed from Ground | Empty | 8000 | Fiberglass | 1973-05-10 | 1998-06-21 | Galvanized Steel
PYLES BOLD SPRINGS GROCERY |  | CAIRO | Grady | 650061 | 2 | [5 empty] | Removed from Ground | Gas (Historical Use) | 560 | Bare Steel | 1969-05-12 | 1988-04-14 | Galvanized Steel
Quick Buys # 2 | 4539 US HWY 84 E | CAIRO | Grady | 650052 | 4B | Ball Float | 2002-11-04 | FALSE | 2002-11-04 | FALSE | Currently in Use | Premium | 5000 | Composite | 2002-11-04 |  | Fiberglass Reinforced Plastic | Pressurized
APC #526 | 355 S BROAD ST | CAIRO | Grady | 650065 | T5 |  |  | TRUE |  | TRUE | Removed from Ground | Used Oil | 550 | Bare Steel | 1991-08-23 | 1991-08-23 | Galvanized Steel
RYDER TRUCK SHOP LEASED | 616 SECOND AVE SE @ SEVENTH ST | CAIRO | Grady | 650063 | 4 |  |  | TRUE |  | TRUE | Removed from Ground | Used Oil | 500 | Bare Steel | 1973-05-10 | 1998-09-02 | Galvanized Steel | Safe Suction (Euro)
ONE CONVENIENT STOP #2 | 1413 GA HWY 93 S | CAIRO | Grady | 650064 | 3 | Flapper Valve | 1994-12-22 | FALSE | 1994-12-22 | FALSE | Currently in Use | E-0 | 6000 | Steel-Impressed Current | 2003-02-24 |  | Fiberglass Reinforced Plastic | Pressurized
APC #526 | 355 S BROAD ST | CAIRO | Grady | 650065 | T3 | [5 empty] | Removed from Ground | Gas (Historical Use) | 4000 | Bare Steel | 1987-10-25 | 1987-10-25 | Galvanized Steel
CAIRO FOOD MART | 1010 BAINBRIDGE RD | CAIRO | Grady | 650047 | 216397 | Flapper Valve | 1994-03-01 | FALSE | 1994-03-01 | FALSE | Currently in Use | E-0 | 8200 | Galvanic (STIP-3) | 1994-02-09 |  | Double-Walled Flex | Pressurized
RENO GENERAL STORE | 4498 HWY 111 S | CAIRO | Grady | 650040 | 4 | [5 empty] | Removed from Ground | E-10 | 3000 | Bare Steel | 1971-05-09 | 1998-12-01 | Galvanized Steel | Suction (American)
RENO GENERAL STORE | 4498 HWY 111 S | CAIRO | Grady | 650040 | 7 | [5 empty] | Removed from Ground | Diesel | 500 | Bare Steel | 1983-01-01 | 1899-12-31 | Galvanized Steel
Monrovia Nursery Company | 1579 GA HWY 111 S | CAIRO | Grady | 650012 | 1 | [5 empty] | Removed from Ground | Gas (Historical Use) | 6000 | Bare Steel | 1980-02-29 | 1899-12-31 | Galvanized Steel
SOUTHSIDE ELEM SCHOOL | 491 THIRD ST SE | CAIRO | Grady | 650008 | 1 | [5 empty] | Permanently Out of Use - historical purposes | Diesel | 5000 | Bare Steel | 1960-12-12 | 1899-12-31 | Galvanized Steel
Monrovia Site 2 | 1741 GA HWY 112 N | CAIRO | Grady | 650013 | 1H | Flapper Valve | 1989-09-12 | FALSE | 1989-09-12 | FALSE | Temporarily out of use | E-10 | 6000 | Galvanic (STIP-3) | 1989-09-12 |  | Fiberglass Reinforced Plastic | Pressurized
GA DOT #10424/CAIRO MAINT HQ\GRA | SR 93 N OF CITY LIMITS | CAIRO | Grady | 650029 | 424G1 | [5 empty] | Removed from Ground | Gas (Historical Use) | 935 | Bare Steel | 1971-05-03 | 2005-05-18 | Galvanized Steel | Suction (American)
FLAV-O-RICH INC | 101 FIRST AVE NORTH | CAIRO | Grady | 650028 | 2 | [5 empty] | Removed from Ground | Gas (Historical Use) | 1000 | Bare Steel | 1966-04-15 | 1998-12-31 | Galvanized Steel
B&H GULF AUTO SERVICE | US HWY 84 & FOURTH ST | CAIRO | Grady | 650020 | 3 | [5 empty] | Removed from Ground | Gas (Historical Use) | 3000 | Bare Steel | 1972-04-18 | 1988-08-22 | Unknown
MARTINS UNION 76 | US HWY 84 S | CAIRO | Grady | 650068 | 3 | [5 empty] | Removed from Ground | Gas (Historical Use) | 4000 | Bare Steel | 1953-05-16 | 1987-01-01 | Galvanized Steel
RYDER TRUCK SHOP LEASED | 616 SECOND AVE SE @ SEVENTH ST | CAIRO | Grady | 650063 | 1 | [5 empty] | Removed from Ground | Diesel | 10000 | Bare Steel | 1973-05-10 | 1998-06-21 | Galvanized Steel | Pressurized
APC #526 | 355 S BROAD ST | CAIRO | Grady | 650065 | 98659 |  | 1987-10-01 |  | 1987-10-01 |  | Removed from Ground | Gas (Historical Use) | 6000 | Galvanic (STIP-3) | 1987-10-27 | 2004-05-07 | Fiberglass Reinforced Plastic | Pressurized
APC #526 | 355 S BROAD ST | CAIRO | Grady | 650065 | T2 | [5 empty] | Removed from Ground | Gas (Historical Use) | 6000 | Bare Steel | 1987-10-25 | 1987-10-25 | Galvanized Steel
RENO GENERAL STORE | 4498 HWY 111 S | CAIRO | Grady | 650040 | 2 | [5 empty] | Closed in Ground | Diesel | 500 | Bare Steel | 1950-11-01 | 1950-11-01 | Galvanized Steel
NORTHSIDE ELEM SCHOOL | 985 FIRST ST NW | CAIRO | Grady | 650006 | 1 | [5 empty] | Removed from Ground | Diesel | 5000 | Bare Steel | 1959-12-13 | 1987-12-01 | Galvanized Steel
Quick Buy's #1 | 208 S BROAD ST | CAIRO | Grady | 650016 | 2 |  | 1998-11-14 |  | 1998-11-14 |  | Removed from Ground | Empty | 8068 | Steel-Impressed Current | 1980-04-16 | 2001-02-26 | Cathodically Protected | Pressurized
GA DOT #10424/CAIRO MAINT HQ\GRA | SR 93 N OF CITY LIMITS | CAIRO | Grady | 650029 | 10424-3 | [5 empty] | Removed from Ground | Gas (Historical Use) | 550 | Bare Steel | 1980-04-30 | 1993-05-04 | Galvanized Steel
716 FOOD MART | 716 US HWY 84 EAST | CAIRO | Grady | 650032 | 6 | Ball Float |  | FALSE |  | FALSE | Currently in Use | Premium | 8000 | Composite |  |  | Double-Walled Flex | Pressurized
SOUTHERN CONCRETE | 1200 NORTH BROAD ST | CAIRO | Grady | 650023 | 1 | [5 empty] | Removed from Ground | Diesel | 560 | Bare Steel | 1976-01-01 | 1993-04-01 | Bare Steel | Safe Suction (Euro)
CAIRO STORE LLC | 420 FIRST AVE NE | CAIRO | Grady | 650018 | 2 | [5 empty] | Removed from Ground | Gas (Historical Use) | 2000 | Bare Steel | 1976-04-17 | 2001-06-19 | Galvanized Steel | Safe Suction (Euro)
ONE CONVENIENT STOP #7 | 101 FOURTH STREET SW | CAIRO | Grady | 650055 | 3 | Flapper Valve | 1988-02-01 | FALSE | 1988-02-01 | TRUE | Currently in Use | E-10 | 8200 | Composite | 1988-02-01 |  | Fiberglass Reinforced Plastic | Pressurized
PYLES BOLD SPRINGS GROCERY |  | CAIRO | Grady | 650061 | 1 | [5 empty] | Removed from Ground | Gas (Historical Use) | 560 | Bare Steel | 1969-05-12 | 1988-04-14 | Galvanized Steel
GOLD KIST STORE | 702 FIRST AVE NE | CAIRO | Grady | 650050 | 1 | [5 empty] | Removed from Ground | Gas (Historical Use) | 1000 | Bare Steel | 1980-05-09 | 1990-08-15 | Galvanized Steel
ONE CONVENIENT STOP #5 | 1979 HWY 111 N / GA HWY 93 N | CAIRO | Grady | 650051 | 3 | Flapper Valve | 1986-01-01 | FALSE | 1986-01-01 | FALSE | Temporarily out of use | Premium | 8000 | Composite | 1986-01-01 |  | Fiberglass Reinforced Plastic | Pressurized
GRADY OIL CO | 325 FIFTH ST SE | CAIRO | Grady | 650036 | 3 | Flapper Valve | 1998-10-01 | FALSE | 1998-10-01 | FALSE | Currently in Use | E-10 | 4000 | Steel-Impressed Current | 1966-05-11 |  | Steel (Impressed Current) | Safe Suction (Euro)
Easy Stop Cairo | 995 US HWY 84 E | CAIRO | Grady | 650039 | 3 | [5 empty] | Removed from Ground | Gas (Historical Use) | 8000 | Bare Steel | 1975-05-09 | 1991-07-01 | Galvanized Steel
GRADY CO | US HWY 84 WEST | CAIRO | Grady | 650010 | 1 | [5 empty] | Removed from Ground | Diesel | 500 | Bare Steel | 1954-03-07 | 1989-11-15 | Galvanized Steel
GRADY CO VOCATIONAL CENTER | 455 FIFTH ST SE | CAIRO | Grady | 650005 | 1 |  |  | TRUE |  | TRUE | Currently in Use | Used Oil | 100 | Marked Unknown | 1974-01-01 |  | Unknown
CAIRO STORE LLC | 420 FIRST AVE NE | CAIRO | Grady | 650018 | 3 | [5 empty] | Removed from Ground | Gas (Historical Use) | 4000 | Bare Steel | 1976-04-17 | 2001-06-19 | Galvanized Steel | Safe Suction (Euro)
CAIRO STORE LLC | 420 FIRST AVE NE | CAIRO | Grady | 650018 | 5A | Ball Float | 2001-06-01 | FALSE | 2001-06-01 | FALSE | Temporarily out of use | Gas (Historical Use) | 12000 | Epoxy | 2001-06-01 |  | Double-Walled Fiberglass | Pressurized
Easy Stop Cairo | 995 US HWY 84 E | CAIRO | Grady | 650039 | 6 | Flapper Valve | 1991-07-01 | FALSE | 1991-07-01 | FALSE | Currently in Use | Diesel | 4000 | Galvanic (STIP-3) | 1991-07-25 |  | Fiberglass Reinforced Plastic | Pressurized
GRADY OIL CO | 325 FIFTH ST SE | CAIRO | Grady | 650036 | 6 | [5 empty] | Removed from Ground | Gas (Historical Use) | 9000 | Bare Steel | 1976-05-08 | 1998-06-15 | Galvanized Steel
GRADY COUNTY/SCHOOL BUS GARAGE | 641 SIXTH AVE SE | CAIRO | Grady | 650004 | 1 | [5 empty] | Removed from Ground | Gas (Historical Use) | 17000 | Bare Steel | 1965-12-11 | 1990-07-01 | Galvanized Steel
PALLET SOUTH | HALL RD | CAIRO | Grady | 650022 | 1 | [5 empty] | Removed from Ground | Diesel | 4000 | Bare Steel | 1985-04-15 | 1992-05-05 | Galvanized Steel
B&H GULF AUTO SERVICE | US HWY 84 & FOURTH ST | CAIRO | Grady | 650020 | 1 | [5 empty] | Removed from Ground | Gas (Historical Use) | 3000 | Bare Steel | 1972-04-18 | 1988-08-22 | Unknown
TRAWICKS FINA STA | US HWY 84 @ FIFTH ST NE | CAIRO | Grady | 9000691 | 2 | [5 empty] | Removed from Ground | Gas (Historical Use) | 3000 | Bare Steel | 1965-07-09 | 1990-04-28 | Unknown
TORRINGTON CO | 2525 TORRINGTON DR | CAIRO | Grady | 9000421 | SM-1 | [5 empty] | Removed from Ground | Other | 5000 | Bare Steel | 1977-04-23 | 1989-12-04 | Bare Steel
TORRINGTON CO | 2525 TORRINGTON DR | CAIRO | Grady | 9000421 | BR-9 | [5 empty] | Removed from Ground | Diesel | 10000 | Bare Steel | 1977-04-23 | 1989-12-04 | Bare Steel
ALLTEL GA INC | 48 SECOND AVE NW | CAIRO | Grady | 650066 | 1 | [5 empty] | Removed from Ground | Diesel | 1000 | Epoxy | 1979-05-10 | 1994-01-11 | Bare Steel
RENO GENERAL STORE | 4498 HWY 111 S | CAIRO | Grady | 650040 | 3 | [5 empty] | Removed from Ground | E-10 | 3000 | Bare Steel | 1971-05-09 | 1998-12-01 | Galvanized Steel | Suction (American)
Monrovia Nursery Company | 1579 GA HWY 111 S | CAIRO | Grady | 650012 | 1M | Flapper Valve | 1989-09-12 | FALSE | 1989-09-12 | FALSE | Currently in Use | E-10 | 6000 | Galvanic (STIP-3) | 1989-09-12 |  | Fiberglass Reinforced Plastic | Pressurized
SOUTHSIDE ELEM SCHOOL | 491 THIRD ST SE | CAIRO | Grady | 650008 | 2 | [5 empty] | Permanently Out of Use - historical purposes | Diesel | 3000 | Bare Steel | 1960-12-12 | 1899-12-31 | Galvanized Steel
Quick Buy's #1 | 208 S BROAD ST | CAIRO | Grady | 650016 | 3 |  | 1998-11-14 |  | 1998-11-14 |  | Removed from Ground | Empty | 6048 | Steel-Impressed Current | 1980-04-16 | 2001-02-26 | Cathodically Protected | Pressurized
Quick Buy's #1 | 208 S BROAD ST | CAIRO | Grady | 650016 | 4A | Ball Float | 2004-07-16 | FALSE | 2014-07-16 | FALSE | Currently in Use | E-10 | 12000 | Composite | 2004-07-16 |  | Fiberglass Reinforced Plastic | Pressurized
716 FOOD MART | 716 US HWY 84 EAST | CAIRO | Grady | 650032 | 4 | [5 empty] | Removed from Ground | Diesel | 4000 | Bare Steel | 1983-05-02 | 1996-03-01 | Galvanized Steel
716 FOOD MART | 716 US HWY 84 EAST | CAIRO | Grady | 650032 | 1 | [5 empty] | Removed from Ground | Diesel | 4000 | Bare Steel | 1983-05-02 | 1996-03-01 | Galvanized Steel
MARTINS UNION 76 | US HWY 84 S | CAIRO | Grady | 650068 | 4 | [5 empty] | Removed from Ground | Gas (Historical Use) | 3000 | Bare Steel | 1953-05-16 | 1987-01-01 | Galvanized Steel
MARTINS UNION 76 | US HWY 84 S | CAIRO | Grady | 650068 | 7 | [5 empty] | Removed from Ground | Gas (Historical Use) | 3006 | Cathodically Protected Steel | 1987-01-01 | 1998-10-20 | Galvanized Steel | Suction (American)
MARTINS UNION 76 | US HWY 84 S | CAIRO | Grady | 650068 | 1 | [5 empty] | Removed from Ground | Diesel | 3000 | Bare Steel | 1953-05-16 | 1998-10-20 | Galvanized Steel | Suction (American)
UPS CAIRO (UST) #3172 | 1918 US 84 EAST | CAIRO | Grady | 9000516 | 4 | Flapper Valve | 1995-02-28 | FALSE | 1995-02-28 | FALSE | Temporarily out of use | Diesel | 10000 | Fiberglass | 1990-03-02 |  | Fiberglass Reinforced Plastic | Pressurized
Monrovia Nursery Company | 1579 GA HWY 111 S | CAIRO | Grady | 650012 | 2 | [5 empty] | Removed from Ground | Diesel | 12000 | Bare Steel | 1980-02-29 | 1899-12-31 | Galvanized Steel
GA FC-GRADY CO UNIT | GA HWY 111 | CAIRO | Grady | 9065002 | 200186 |  | 1992-03-18 |  | 1992-03-18 |  | Removed from Ground | Diesel | 1000 | Galvanic (STIP-3) | 1992-03-18 | 2007-12-13 | Cathodically Protected | Safe Suction (Euro)
UNITED CITIES GAS CO | 505 HWY 84 EAST | CAIRO | Grady | 9065004 | 3 | [5 empty] | Removed from Ground | Diesel | 3000 | Bare Steel | 1991-05-31 | 1991-05-31 | Galvanized Steel
ONE CONVENIENT STOP #3 | 130 GA HWY 93 N | CAIRO | Grady | 9065017 | 3B | Ball Float | 1997-11-26 | FALSE | 1997-11-26 | FALSE | Currently in Use | E-0 | 4000 | Composite | 1997-11-26 |  | Double-Walled Flex | Pressurized
GRADY GENERAL HOSPITAL | 1155 5TH ST SE | CAIRO | Grady | 9065012 | 1 | [5 empty] | Removed from Ground | Diesel | 550 | Bare Steel | 1998-10-01 | 1998-10-01 | Galvanized Steel
CITY OF CAIRO LULL WATER LIFT STATION | 500 LULL WATER CIRCLE | CAIRO | Grady | 10000845 | 1 |  |  | FALSE |  | FALSE | Removed from Ground | Diesel | 550 | Unknown | 2004-11-09 | 2004-11-09
CAIN PROPERTY/CARTER CONCRETE | GA HWY 111 | CALVARY | Grady | 9065001 | 2 | [5 empty] | Removed from Ground | Empty | 1000 | Not Marked/Unknown | 1991-09-01 | 1991-09-01 | Not Marked
JOE MCNAIR INC | 6480 HWY 111 S | CALVARY | Grady | 650003 | 1 | [5 empty] | Removed from Ground | Diesel | 3000 | Bare Steel | 1961-04-24 | 1991-02-14 | Bare Steel
WHIGHAM PUBLIC SCHOOLS | 211 WEST BROAD ST | WHIGHAM | Grady | 650009 | 1 | [5 empty] | Permanently Out Of Use | Diesel | 5000 | Bare Steel | 1955-12-14 | 1989-08-01 | Galvanized Steel
WHIGHAM COUNTRY STORE #286 | 248 W BROAD ST | WHIGHAM | Grady | 652000 | 2 | Overfill Alarm | 1987-01-01 | FALSE | 1987-01-01 | FALSE | Currently in Use | E-10 | 8200 | Composite | 1987-11-04 |  | Fiberglass Reinforced Plastic | Pressurized
GILLIARDS STORE | 2275 HWY 93 NORTH | PELHAM | Grady | 650031 | 3 | [5 empty] | Removed from Ground | Gas (Historical Use) | 2000 | Bare Steel | 1974-05-04 | 1998-06-09 | Galvanized Steel | Suction (American)
UPS CAIRO (UST) #3172 | 1918 US 84 EAST | CAIRO | Grady | 9000516 | 2 | [5 empty] | Removed from Ground | Gas (Historical Use) | 6000 | Bare Steel | 1979-05-07 | 1990-04-01 | Unknown
TRAWICKS FINA STA | US HWY 84 @ FIFTH ST NE | CAIRO | Grady | 9000691 | 1 | [5 empty] | Removed from Ground | Gas (Historical Use) | 3000 | Bare Steel | 1965-07-09 | 1990-04-28 | Unknown
TRAWICKS FINA STA | US HWY 84 @ FIFTH ST NE | CAIRO | Grady | 9000691 | 4 | [5 empty] | Removed from Ground | Kerosene | 560 | Bare Steel | 1965-07-09 | 1990-04-28 | Unknown
DREW SELF SERVICE | 330 N BROAD ST | CAIRO | Grady | 9000403 | 9 | Overfill Alarm | 1998-01-01 | FALSE | 1998-01-01 | FALSE | Currently in Use | E-10 | 10000 | Composite | 2001-11-21 |  | Fiberglass Reinforced Plastic | Pressurized
DREW SELF SERVICE | 330 N BROAD ST | CAIRO | Grady | 9000403 | 6 | Overfill Alarm | 1989-01-01 | FALSE | 1989-01-01 | FALSE | Currently in Use | Diesel On Road | 6000 | Galvanic (STIP-3) | 2001-11-21 |  | Fiberglass Reinforced Plastic | Pressurized
DREW SELF SERVICE | 330 N BROAD ST | CAIRO | Grady | 9000403 | 8 | Overfill Alarm | 1998-01-01 | FALSE | 1998-01-01 | FALSE | Currently in Use | Diesel Off Road | 6000 | Composite | 2001-11-21 |  | Fiberglass Reinforced Plastic | Pressurized
BANK OF AMERICA | 225 FIFTH ST NE | CAIRO | Grady | 9065036 | 2 | [5 empty] | Removed from Ground | Gas (Historical Use) | 1000 | Marked Unknown | 1991-01-01 | 1991-01-01 | Unknown
HUNTER'S SERVICE STATION | 798 HWY 111 S | CAIRO | Grady | 9065019 | 4 |  |  | FALSE |  | FALSE | Removed from Ground | Diesel | 1000 | Bare Steel |  |  | Galvanized Steel | Suction (American)
HIGHWAY 84 SALES & SERVICE | 443 US HWY 84 | CAIRO | Grady | 670269 | 2 |  |  | FALSE |  | FALSE | Removed from Ground | Gas (Historical Use) | 8200 | Unknown | 2003-09-24 | 2003-09-24 | Unknown
CAIRO SERVICE CENTER | 352 FIFTH ST SE | CAIRO | Grady | 650046 | 3 |  | 1999-02-01 | FALSE | 1999-02-01 | FALSE | Removed from Ground | Gas (Historical Use) | 6000 | Steel-Impressed Current | 1984-05-08 | 2018-05-11 | Fiberglass Reinforced Plastic
CAIRO FOOD MART | 1010 BAINBRIDGE RD | CAIRO | Grady | 650047 | 4 | [5 empty] | Removed from Ground | Gas (Historical Use) | 1000 | Bare Steel | 1974-05-11 | 1994-02-08 | Galvanized Steel | Pressurized
CAIRO FOOD MART | 1010 BAINBRIDGE RD | CAIRO | Grady | 650047 | 1 | [5 empty] | Removed from Ground | Gas (Historical Use) | 6000 | Bare Steel | 1974-05-11 | 1994-02-07 | Galvanized Steel | Pressurized
Easy Stop Cairo | 995 US HWY 84 E | CAIRO | Grady | 650039 | 7 | Flapper Valve | 1991-07-01 | FALSE | 1991-07-01 | FALSE | Currently in Use | E-10 | 10000 | Galvanic (STIP-3) | 1991-07-25 |  | Fiberglass Reinforced Plastic | Pressurized
Easy Stop Cairo | 995 US HWY 84 E | CAIRO | Grady | 650039 | 1 | [5 empty] | Removed from Ground | Diesel | 5000 | Bare Steel | 1975-05-09 | 1991-07-01 | Galvanized Steel
GRADY CO | US HWY 84 WEST | CAIRO | Grady | 650010 | 3 | [5 empty] | Removed from Ground | Gas (Historical Use) | 4000 | Bare Steel | 1970-03-03 | 1989-11-15 | Galvanized Steel
Monrovia Nursery Company | 1579 GA HWY 111 S | CAIRO | Grady | 650012 | 3 | [5 empty] | Removed from Ground | Diesel | 6000 | Bare Steel | 1980-02-29 | 1899-12-31 | Galvanized Steel
POITEVINT GROCERY | 2191 GA HWY 111 S | CAIRO | Grady | 650015 | 1 |  | 1985-04-15 |  | 1985-04-15 |  | Removed from Ground | Gas (Historical Use) | 2000 | Composite | 1985-04-15 | 2000-08-17 | Fiberglass Reinforced Plastic | Suction (American)
716 FOOD MART | 716 US HWY 84 EAST | CAIRO | Grady | 650032 | 5 | Ball Float | 1996-10-01 | FALSE | 1996-10-01 | FALSE | Currently in Use | E-10 | 12000 | Composite | 1996-10-01 |  | Double-Walled Flex | Pressurized
CAIRO STORE LLC | 420 FIRST AVE NE | CAIRO | Grady | 650018 | 1 | [5 empty] | Removed from Ground | Diesel | 1000 | Bare Steel | 1976-04-17 | 1991-12-09 | Galvanized Steel
UPS CAIRO (UST) #3172 | 1918 US 84 EAST | CAIRO | Grady | 9000516 | 1 | [5 empty] | Removed from Ground | Gas (Historical Use) | 6000 | Bare Steel | 1979-05-07 | 1990-04-01 | Unknown
DREW SELF SERVICE | 330 N BROAD ST | CAIRO | Grady | 9000403 | 5 | Overfill Alarm | 1989-01-01 | FALSE | 1989-01-01 | FALSE | Currently in Use | Diesel On Road | 6000 | Galvanic (STIP-3) | 2001-11-21 |  | Fiberglass Reinforced Plastic | Pressurized
DREW SELF SERVICE | 330 N BROAD ST | CAIRO | Grady | 9000403 | 4 | Overfill Alarm | 1989-01-01 | FALSE | 1989-01-01 | FALSE | Currently in Use | E-10 | 6000 | Galvanic (STIP-3) | 2001-11-21 |  | Fiberglass Reinforced Plastic | Pressurized
DREW SELF SERVICE | 330 N BROAD ST | CAIRO | Grady | 9000403 | 7 | Overfill Alarm | 1998-01-01 | FALSE | 1998-01-01 | FALSE | Currently in Use | Kerosene | 2000 | Galvanic (STIP-3) | 2001-11-21 |  | Fiberglass Reinforced Plastic | Pressurized
GA FC-GRADY CO UNIT | GA HWY 111 | CAIRO | Grady | 9065002 | 200192 |  | 1992-03-18 |  | 1992-03-18 |  | Removed from Ground | Gas (Historical Use) | 1000 | Galvanic (STIP-3) | 1992-03-18 | 2007-12-13 | Cathodically Protected | Safe Suction (Euro)
HIGHWAY 84 SALES & SERVICE | 443 US HWY 84 | CAIRO | Grady | 670269 | 1 |  |  | FALSE |  | FALSE | Removed from Ground | Gas (Historical Use) | 6000 | Unknown | 2003-09-24 | 2003-09-24 | Unknown
HIGHWAY 84 SALES & SERVICE | 443 US HWY 84 | CAIRO | Grady | 670269 | 7 | [5 empty] | Removed from Ground | Gas (Historical Use) | 8000 | Bare Steel | 1983-04-15 | 1995-05-05 | Galvanized Steel | Suction (American)
CALVARY MARKET LLC, | 210 FIRST AVE | CALVARY | Grady | 9065026 | 1 | [5 empty] | Removed from Ground | Gas (Historical Use) | 280 | Bare Steel | 1998-07-01 | 1998-07-01 | Bare Steel | Safe Suction (Euro)
HUDS #5 | 114 E BROAD AVE | WHIGHAM | Grady | 9014013 | 1 | Flapper Valve | 2006-01-19 | FALSE | 2006-01-19 | FALSE | Currently in Use | E-10 | 8000 | Steel-Impressed Current | 2002-11-06 |  | Steel (Impressed Current) | Pressurized
DREW OIL CO | 980 FIRST AVE NE | CAIRO | Grady | 650035 | 1 | Flapper Valve | 1998-10-01 | FALSE | 1998-10-01 | FALSE | Currently in Use | Diesel | 15000 | Steel-Impressed Current | 1997-01-01 |  | Steel (Impressed Current) | Pressurized
Quick Buy's #1 | 208 S BROAD ST | CAIRO | Grady | 650016 | 4B | Ball Float | 2004-07-16 | FALSE | 2004-07-16 | FALSE | Currently in Use | Premium | 8000 | Composite | 2004-07-16 |  | Fiberglass Reinforced Plastic | Pressurized
GRADY COUNTY/SCHOOL BUS GARAGE | 641 SIXTH AVE SE | CAIRO | Grady | 650004 | 3 | Flapper Valve |  | FALSE | 1990-08-04 | FALSE | Currently in Use | Diesel | 15000 | Galvanic (STIP-3) | 1990-07-20 |  | Fiberglass Reinforced Plastic | Safe Suction (Euro)
ALLEN J CASTLEBERRY | 495 US HWY 89 EAST | CAIRO | Grady | 650001 | 1 | [5 empty] | Closed in Ground | Other | 3000 | Bare Steel | 1956-04-25 | 1977-06-01 | Unknown
ALLEN J CASTLEBERRY | 495 US HWY 89 EAST | CAIRO | Grady | 650001 | 4 | [5 empty] | Closed in Ground | Other | 3000 | Bare Steel | 1956-04-25 | 1977-06-01 | Unknown
716 FOOD MART | 716 US HWY 84 EAST | CAIRO | Grady | 650032 | 3 | [5 empty] | Removed from Ground | Gas (Historical Use) | 4000 | Bare Steel | 1996-03-01 | 1996-03-01 | Galvanized Steel
TRAWICKS FINA STA | US HWY 84 @ FIFTH ST NE | CAIRO | Grady | 9000691 | 5 | [5 empty] | Removed from Ground | Other | 1000 | Not Marked/Unknown | 1996-07-17 | 1996-07-17 | Not Marked
RENO GENERAL STORE | 4498 HWY 111 S | CAIRO | Grady | 650040 | 8A |  | 1998-12-30 | FALSE | 1998-12-30 | FALSE | Temporarily out of use | Gas (Historical Use) | 1000 | Composite | 1998-11-30 |  | Fiberglass Reinforced Plastic | Safe Suction (Euro)
IRA HIGDON GROCERY | 29 TH ST NE | CAIRO | Grady | 650034 | 2 | [5 empty] | Removed from Ground | Diesel | 12000 | Bare Steel | 1976-04-25 | 1996-06-15 | Galvanized Steel
MARTINS UNION 76 | US HWY 84 S | CAIRO | Grady | 650068 | 5 |  |  | TRUE |  | TRUE | Removed from Ground | Used Oil | 560 | Bare Steel | 1953-05-16 | 1970-01-01 | Galvanized Steel
QUICK BUYS #108 | 2815 US HWY 84 E | CAIRO | Grady | 650080 | 3 | Overfill Alarm | 1997-04-20 | FALSE | 1997-04-20 | FALSE | Currently in Use | Plus | 4000 | Steel-Impressed Current | 2004-01-05 |  | Fiberglass Reinforced Plastic | Pressurized
CITY OF CAIRO | 259 EDNA LN | CAIRO | Grady | 9065034 | 1 | Flapper Valve | 1998-12-28 | FALSE | 1998-12-28 | FALSE | Removed from Ground | Aviaion gas/AV Gas | 10000 | Steel-Impressed Current | 1998-12-10 |  | Steel (Impressed Current) | Safe Suction (Euro)
M & K CHEVRON | 12 38TH BLVD NE | CAIRO | Grady | 9065032 | 2 | [5 empty] | Removed from Ground | Gas (Historical Use) | 10000 | Cathodically Protected Steel | 1986-03-13 | 1998-05-06 | Fiberglass Reinforced Plastic | Pressurized
SUSIE QS #30 | 45 HWY 84 E | CAIRO | Grady | 9065003 | 2 | Ball Float | 1990-08-01 | FALSE | 1990-08-01 | FALSE | Currently in Use | E-10 | 8000 | Galvanic (STIP-3) | 1990-08-01 |  |  | Pressurized
Monrovia Site 2 | 1741 GA HWY 112 N | CAIRO | Grady | 650013 | 1 | [5 empty] | Removed from Ground | Diesel | 10000 | Bare Steel | 1980-02-29 | 1899-12-31 | Galvanized Steel
CAIRO STORE LLC | 420 FIRST AVE NE | CAIRO | Grady | 650018 | 5B |  | 2001-06-01 | FALSE | 2001-06-01 | FALSE | Temporarily out of use | Gas (Historical Use) | 6000 | Epoxy | 2001-06-01 |  | Double-Walled Fiberglass | Pressurized
QUICK BUYS #108 | 2815 US HWY 84 E | CAIRO | Grady | 650080 | 2 | Overfill Alarm | 1997-04-20 | FALSE | 1997-04-20 | FALSE | Currently in Use | E-10 | 4000 | Steel-Impressed Current | 2004-01-05 |  | Fiberglass Reinforced Plastic | Pressurized
TORRINGTON CO | 2525 TORRINGTON DR | CAIRO | Grady | 9000421 | BB-5 | [5 empty] | Removed from Ground | Diesel | 1000 | Bare Steel | 1977-04-23 | 1989-12-04 | Galvanized Steel
GOLD KIST STORE | 702 FIRST AVE NE | CAIRO | Grady | 650050 | 2 | [5 empty] | Removed from Ground | Diesel | 250 | Bare Steel | 1980-05-09 | 1990-08-15 | Bare Steel
GRADY OIL CO | 325 FIFTH ST SE | CAIRO | Grady | 650036 | 5 | Flapper Valve | 1998-10-01 | FALSE | 1998-10-01 | FALSE | Currently in Use | Premium | 4000 | Steel-Impressed Current | 1969-05-10 |  | Steel (Impressed Current) | Safe Suction (Euro)
DREW OIL CO | 980 FIRST AVE NE | CAIRO | Grady | 650035 | 2 | Flapper Valve | 1998-10-01 | FALSE | 1998-10-01 | FALSE | Temporarily out of use | Gas (Historical Use) | 10000 | Steel-Impressed Current | 1981-05-07 |  | Steel (Impressed Current) | Pressurized
Easy Stop Cairo | 995 US HWY 84 E | CAIRO | Grady | 650039 | 5 | Flapper Valve | 1991-07-01 | FALSE | 1991-07-01 | FALSE | Currently in Use | Diesel | 6000 | Galvanic (STIP-3) | 1991-07-25
Easy Stop Cairo | 995 US HWY 84 E | CAIRO | Grady | 650039 | 4 | [5 empty] | Removed from Ground | Gas (Historical Use) | 6000 | Bare Steel | 1975-05-09 | 1991-07-01 | Galvanized Steel
RENO GENERAL STORE | 4498 HWY 111 S | CAIRO | Grady | 650040 | 5 | [5 empty] | Removed from Ground | Diesel | 3000 | Bare Steel | 1971-05-09 | 1998-12-01 | Galvanized Steel | Suction (American)
POITEVINT GROCERY | 2191 GA HWY 111 S | CAIRO | Grady | 650015 | 2 |  | 1985-04-15 |  | 1985-04-15 |  | Removed from Ground | Gas (Historical Use) | 2000 | Composite | 1985-04-15 | 2000-08-17 | Fiberglass Reinforced Plastic | Suction (American)
ALLEN J CASTLEBERRY | 495 US HWY 89 EAST | CAIRO | Grady | 650001 | 2 | [5 empty] | Closed in Ground | Other | 3000 | Bare Steel | 1956-04-25 | 1977-06-01 | Unknown
CAIRO STORE LLC | 420 FIRST AVE NE | CAIRO | Grady | 650018 | 4 | [5 empty] | Removed from Ground | Gas (Historical Use) | 5000 | Bare Steel | 1976-04-17 | 2001-06-19 | Galvanized Steel | Safe Suction (Euro)
DREW SELF SERVICE | 330 N BROAD ST | CAIRO | Grady | 9000403 | 1 | [5 empty] | Removed from Ground | Gas (Historical Use) | 4000 | Bare Steel | 1961-05-12 | 1989-11-01 | Unknown
TORRINGTON CO | 2525 TORRINGTON DR | CAIRO | Grady | 9000421 | SM-2 | [5 empty] | Removed from Ground | Other | 10000 | Bare Steel | 1977-04-23 | 1989-12-04 | Bare Steel
CAIRO FOOD MART | 1010 BAINBRIDGE RD | CAIRO | Grady | 650047 | 216396 | Flapper Valve | 1994-03-01 | FALSE | 1994-03-01 | FALSE | Currently in Use | Diesel | 8200 | Galvanic (STIP-3) | 1994-02-09 |  | Double-Walled Flex | Pressurized
CAIRO FOOD MART | 1010 BAINBRIDGE RD | CAIRO | Grady | 650047 | 216398 | Flapper Valve | 1994-03-01 | FALSE | 1994-03-01 | FALSE | Currently in Use | E-10 | 8200 | Galvanic (STIP-3) | 1994-02-09 |  | Double-Walled Flex | Pressurized
GRADY OIL CO | 325 FIFTH ST SE | CAIRO | Grady | 650036 | 2 | Flapper Valve | 1998-10-01 | FALSE | 1998-10-01 | FALSE | Currently in Use | Diesel Off Road | 3000 | Steel-Impressed Current | 1966-05-11 |  | Steel (Impressed Current) | Safe Suction (Euro)
DREW OIL CO | 980 FIRST AVE NE | CAIRO | Grady | 650035 | 4 | Flapper Valve | 1998-10-01 | FALSE | 1998-10-01 | FALSE | Temporarily out of use | Gas (Historical Use) | 10000 | Steel-Impressed Current | 1981-05-07 |  | Steel (Impressed Current) | Pressurized
DREW OIL CO | 980 FIRST AVE NE | CAIRO | Grady | 650035 | 5 | Flapper Valve | 1998-10-01 | FALSE | 1998-10-01 | FALSE | Temporarily out of use | Kerosene | 3000 | Steel-Impressed Current | 1982-05-07 |  | Steel (Impressed Current) | Safe Suction (Euro)
Easy Stop Cairo | 995 US HWY 84 E | CAIRO | Grady | 650039 | 2 | [5 empty] | Removed from Ground | Gas (Historical Use) | 4000 | Bare Steel | 1975-05-09 | 1991-07-01 | Galvanized Steel
RENO GENERAL STORE | 4498 HWY 111 S | CAIRO | Grady | 650040 | 8C |  | 1998-12-30 | FALSE | 1998-12-30 | FALSE | Temporarily out of use | Gas (Historical Use) | 1000 | Composite |  |  | Fiberglass Reinforced Plastic | Safe Suction (Euro)
Monrovia Site 2 | 1741 GA HWY 112 N | CAIRO | Grady | 650013 | 2 | [5 empty] | Removed from Ground | Gas (Historical Use) | 6000 | Bare Steel | 1980-02-29 | 1899-12-31 | Galvanized Steel
QUICK BUYS #108 | 2815 US HWY 84 E | CAIRO | Grady | 650080 | 1 | Overfill Alarm | 1997-04-20 | FALSE | 1997-04-20 | FALSE | Currently in Use | E-10 | 4000 | Steel-Impressed Current | 2004-01-05 |  | Fiberglass Reinforced Plastic | Pressurized
DREW SELF SERVICE | 330 N BROAD ST | CAIRO | Grady | 9000403 | 3 | [5 empty] | Removed from Ground | Gas (Historical Use) | 3000 | Bare Steel | 1961-05-12 | 1989-11-01 | Unknown
M & K CHEVRON | 12 38TH BLVD NE | CAIRO | Grady | 9065032 | 1 | [5 empty] | Removed from Ground | Gas (Historical Use) | 8000 | Cathodically Protected Steel | 1986-03-13 | 1998-05-06 | Fiberglass Reinforced Plastic | Pressurized
GRADY COUNTY | 1978 N BROAD ST | CAIRO | Grady | 9065028 | 3 | [5 empty] | Removed from Ground | Diesel | 10000 | Bare Steel | 1998-10-04 | 1998-10-04 | Bare Steel | Suction (American)
ONE CONVENIENT STOP #3 | 130 GA HWY 93 N | CAIRO | Grady | 9065017 | 2 | [5 empty] | Removed from Ground | Gas (Historical Use) | 1060 | Bare Steel | 1997-06-19 | 1997-06-19 | Galvanized Steel | Suction (American)
GRADY GENERAL HOSPITAL | 1155 5TH ST SE | CAIRO | Grady | 9065012 | 4 | Flapper Valve | 1998-11-15 | FALSE | 1998-11-15 | FALSE | Currently in Use | Diesel | 1000 | Composite | 1998-11-15 |  | Fiberglass Reinforced Plastic | Suction (American)
CAIRO FOOD MART | 1010 BAINBRIDGE RD | CAIRO | Grady | 650047 | 2 | [5 empty] | Removed from Ground | Gas (Historical Use) | 6000 | Bare Steel | 1974-05-11 | 1994-02-07 | Galvanized Steel | Pressurized
ONE CONVENIENT STORE #4 | 375 FIFTH ST SE | CAIRO | Grady | 650037 | 3 | Flapper Valve | 1998-10-01 | FALSE | 1998-10-01 | FALSE | Removed from Ground | Premium | 6000 | Steel-Impressed Current | 1998-12-01 |  | Steel (Impressed Current) | Pressurized
RENO GENERAL STORE | 4498 HWY 111 S | CAIRO | Grady | 650040 | 1 | [5 empty] | Closed in Ground | Diesel | 1000 | Bare Steel | 1950-11-01 | 1950-11-01 | Galvanized Steel
RENO GENERAL STORE | 4498 HWY 111 S | CAIRO | Grady | 650040 | 8B |  | 1998-12-30 | FALSE | 1998-12-30 | FALSE | Temporarily out of use | Gas (Historical Use) | 1000 | Composite |  |  | Fiberglass Reinforced Plastic | Safe Suction (Euro)
Monrovia Nursery Company | 1579 GA HWY 111 S | CAIRO | Grady | 650012 | 4 | [5 empty] | Removed from Ground | Gas (Historical Use) | 500 | Bare Steel | 1980-02-29 | 1899-12-31 | Galvanized Steel
Quick Buy's #1 | 208 S BROAD ST | CAIRO | Grady | 650016 | 1 |  | 1998-11-14 |  | 1998-11-14 |  | Removed from Ground | Empty | 8068 | Steel-Impressed Current | 1980-04-16 | 2001-02-26 | Cathodically Protected | Pressurized
GA DOT #10424/CAIRO MAINT HQ\GRA | SR 93 N OF CITY LIMITS | CAIRO | Grady | 650029 | 424D1 | [5 empty] | Removed from Ground | Diesel | 550 | Bare Steel | 1980-04-30 | 2005-05-18 | Galvanized Steel | Suction (American)
IRA HIGDON GROCERY | 29 TH ST NE | CAIRO | Grady | 650034 | 3 | [5 empty] | Removed from Ground | Gas (Historical Use) | 12000 | Bare Steel | 1976-04-25 | 1996-06-15 | Galvanized Steel
TORRINGTON CO | 2525 TORRINGTON DR | CAIRO | Grady | 9000421 | RH-11 | [5 empty] | Removed from Ground | Other | 8000 | Bare Steel | 1977-04-23 | 1989-12-04 | Bare Steel
GA FC-GRADY CO UNIT | GA HWY 111 | CAIRO | Grady | 9065002 | 1 | [5 empty] | Removed from Ground | Gas (Historical Use) | 2000 | Bare Steel | 1985-04-22 | 1992-03-18 | Galvanized Steel | Safe Suction (Euro)
JOE MCNAIR INC | 6480 HWY 111 S | CALVARY | Grady | 650003 | 7 |  | 1991-02-16 | FALSE | 1991-02-16 | FALSE | Temporarily out of use | Gas (Historical Use) | 6000 | Galvanic (STIP-3) | 1991-02-08 |  | Fiberglass Reinforced Plastic | Pressurized
JOE MCNAIR INC | 6480 HWY 111 S | CALVARY | Grady | 650003 | 4 | [5 empty] | Removed from Ground | Gas (Historical Use) | 4000 | Bare Steel | 1966-04-23 | 1991-02-14 | Bare Steel
SHRADHA INC D/B/A ROUTE 84 COUNTRY STORE | 4050 HWY 84 E | CAIRO | Grady | 9065035 | 1B | Ball Float | 1999-10-05 | FALSE | 1999-10-05 | FALSE | Currently in Use | Premium | 6000 | Composite | 1999-10-05 |  | Fiberglass Reinforced Plastic | Pressurized
M & K CHEVRON | 12 38TH BLVD NE | CAIRO | Grady | 9065032 | 3 | [5 empty] | Removed from Ground | Gas (Historical Use) | 10000 | Cathodically Protected Steel | 1986-03-13 | 1998-05-06 | Fiberglass Reinforced Plastic | Pressurized
ONE CONVENIENT STOP #3 | 130 GA HWY 93 N | CAIRO | Grady | 9065017 | 3C | Ball Float | 1997-11-26 | FALSE | 1997-11-26 | FALSE | Currently in Use | Diesel | 2000 | Composite | 1997-11-26 |  | Double-Walled Flex | Pressurized
UNITED CITIES GAS CO | 505 HWY 84 EAST | CAIRO | Grady | 9065004 | 1 | [5 empty] | Removed from Ground | Gas (Historical Use) | 4000 | Bare Steel | 1991-05-31 | 1991-05-31 | Galvanized Steel
GRADY GENERAL HOSPITAL | 1155 5TH ST SE | CAIRO | Grady | 9065012 | 3 | [5 empty] | Removed from Ground | Gas (Historical Use) | 1500 | Bare Steel | 1998-10-21 | 1998-10-21 | Galvanized Steel
MOBLEY FARMS | 1356 STAGECOACH RD | PELHAM | Grady | 650074 | 1 | [5 empty] | Removed from Ground | Diesel | 3000 | Bare Steel | 1998-06-10 | 1998-06-10 | Galvanized Steel
AT&T | PHELAM/UNION HILL RD | MEIGS | Grady | 650041 | 1 | [5 empty] | Removed from Ground | Diesel | 500 | Bare Steel | 1956-05-13 | 1994-12-01 | Galvanized Steel
NOLES GROCERY | RT 1/POPES MUSIUM | OCHLOCKNEE | Grady | 650060 | 1 | [5 empty] | Removed from Ground | Empty | 560 | Bare Steel | 1971-05-12 | 1988-04-14 | Galvanized Steel
WHIGHAM BAY STATION | US HWY 84 | WHIGHAM | Grady | 650057 | 2 | [5 empty] | Removed from Ground | Gas (Historical Use) | 3000 | Bare Steel | 1966-05-13 | 1988-01-25 | Galvanized Steel
DEVANE MOORE | OLD THOMASVILLE RD | WHIGHAM | Grady | 650072 | 3 | [5 empty] | Closed in Ground | Gas (Historical Use) | 500 | Bare Steel | 1962-05-11 | 1991-01-01 | Galvanized Steel
MOBLEY FARMS | 1356 STAGECOACH RD | PELHAM | Grady | 650074 | 2 | [5 empty] | Removed from Ground | Diesel | 3000 | Bare Steel | 1998-06-10 | 1998-06-10 | Galvanized Steel
GILLIARDS STORE | 2275 HWY 93 NORTH | PELHAM | Grady | 650031 | 1 | [5 empty] | Removed from Ground | Gas (Historical Use) | 6000 | Bare Steel | 1974-05-04 | 1998-06-09 | Galvanized Steel | Suction (American)
SHIVER ELEM SCHOOL | 1847 HWY 93 NORTH | PELHAM | Grady | 650007 | 2 | [5 empty] | Permanently Out Of Use | Kerosene | 5000 | Bare Steel | 1965-12-11 | 1990-07-20 | Galvanized Steel
APC #526 | 355 S BROAD ST | CAIRO | Grady | 650065 | T1 | [5 empty] | Removed from Ground | Gas (Historical Use) | 6000 | Bare Steel | 1987-10-25 | 1987-10-25 | Galvanized Steel
SHRADHA INC D/B/A ROUTE 84 COUNTRY STORE | 4050 HWY 84 E | CAIRO | Grady | 9065035 | 1A | Ball Float | 1999-10-05 | FALSE | 1999-10-05 | FALSE | Currently in Use | E-10 | 9000 | Composite | 1999-10-05 |  | Fiberglass Reinforced Plastic | Pressurized
ONE CONVENIENT STOP #3 | 130 GA HWY 93 N | CAIRO | Grady | 9065017 | 1 | [5 empty] | Removed from Ground | Gas (Historical Use) | 550 | Bare Steel | 1997-06-19 | 1997-06-19 | Galvanized Steel | Suction (American)
L & G FOODMART #4 | 1250 US 84 E | CAIRO | Grady | 9065011 | 2B | Overfill Alarm | 1994-07-24 | FALSE | 1994-04-24 | FALSE | Currently in Use | Diesel | 4000 | Composite Double Walled | 1994-07-24 |  | Double-Walled Flex | Pressurized
Quick Buys # 2 | 4539 US HWY 84 E | CAIRO | Grady | 650052 | 4A | Ball Float | 2002-11-04 | FALSE | 2002-11-04 | FALSE | Currently in Use | E-10 | 10000 | Composite | 2002-11-04 |  | Fiberglass Reinforced Plastic | Pressurized
QUICK BUYS #108 | 2815 US HWY 84 E | CAIRO | Grady | 650080 | 4 | Overfill Alarm | 1997-04-20 | FALSE | 1997-04-20 | FALSE | Currently in Use | Premium | 4000 | Steel-Impressed Current | 1974-05-16 |  | Fiberglass Reinforced Plastic | Pressurized
SHRADHA INC D/B/A ROUTE 84 COUNTRY STORE | 4050 HWY 84 E | CAIRO | Grady | 9065035 | 2A | Ball Float | 2002-06-13 | FALSE | 2002-06-13 | FALSE | Currently in Use | Diesel | 10000 | Composite | 2002-06-13 |  | Fiberglass Reinforced Plastic | Pressurized
SUSIE QS #30 | 45 HWY 84 E | CAIRO | Grady | 9065003 | 3 | Ball Float | 1990-08-01 | FALSE | 1990-08-01 | FALSE | Currently in Use | Premium | 6000 | Galvanic (STIP-3) | 1990-08-01 |  |  | Pressurized
GRADY COUNTY | 1978 N BROAD ST | CAIRO | Grady | 9065028 | 2 | [5 empty] | Removed from Ground | Gas (Historical Use) | 8000 | Bare Steel | 1998-10-04 | 1998-10-04 | Bare Steel | Suction (American)
UNITED CITIES GAS CO | 505 HWY 84 EAST | CAIRO | Grady | 9065004 | 2 | [5 empty] | Removed from Ground | Gas (Historical Use) | 3000 | Bare Steel | 1991-05-31 | 1991-05-31 | Galvanized Steel
GRADY GENERAL HOSPITAL | 1155 5TH ST SE | CAIRO | Grady | 9065012 | 2 | [5 empty] | Removed from Ground | Gas (Historical Use) | 550 | Bare Steel | 1998-10-01 | 1998-10-01 | Galvanized Steel
JOE MCNAIR INC | 6480 HWY 111 S | CALVARY | Grady | 650003 | 9 |  | 1991-02-16 | FALSE | 1991-02-16 | FALSE | Temporarily out of use | Diesel | 6000 | Galvanic (STIP-3) | 1991-02-08 |  | Fiberglass Reinforced Plastic | Pressurized
JOE MCNAIR INC | 6480 HWY 111 S | CALVARY | Grady | 650003 | 6 |  |  | TRUE |  | TRUE | Closed in Ground | Kerosene | 500 | Bare Steel | 1961-04-24 | 1999-09-09 | Bare Steel
JOE MCNAIR INC | 6480 HWY 111 S | CALVARY | Grady | 650003 | 8 |  | 1991-02-16 | FALSE | 1991-02-16 | FALSE | Temporarily out of use | Gas (Historical Use) | 6000 | Galvanic (STIP-3) | 1991-02-08 |  | Fiberglass Reinforced Plastic | Pressurized
JOHNNYS COUNTRY STORE | FRED COLLINS RD | WHIGHAM | Grady | 650073 | 3 | [5 empty] | Permanently Out of Use - historical purposes | Empty | 1000 | Bare Steel | 1976-05-07 | 1899-12-31 | Galvanized Steel | Suction (American)
COUNTY FOOD & TIRE | 5324 HIGHWAY 111S | WHIGHAM | Grady | 9065025 | 3 | Flapper Valve | 2008-08-01 |  | 2008-08-01 |  | Temporarily out of use | Diesel | 6000 | Steel-Impressed Current | 1988-01-01 |  | Steel (Impressed Current) | Pressurized
WHIGHAM COUNTRY STORE #286 | 248 W BROAD ST | WHIGHAM | Grady | 652000 | 3 | Overfill Alarm | 1987-01-01 | FALSE | 1987-01-01 | FALSE | Currently in Use | Diesel On Road | 8200 | Composite | 1987-11-04 |  | Fiberglass Reinforced Plastic | Pressurized
GILLIARDS STORE | 2275 HWY 93 NORTH | PELHAM | Grady | 650031 | 2 | [5 empty] | Removed from Ground | Gas (Historical Use) | 4000 | Bare Steel | 1972-05-04 | 1998-06-09 | Galvanized Steel | Suction (American)
UPS CAIRO (UST) #3172 | 1918 US 84 EAST | CAIRO | Grady | 9000516 | 5 | [5 empty] | Removed from Ground | Gas (Historical Use) | 4000 | Bare Steel | 1979-05-07 | 1990-04-01 | Unknown
TORRINGTON CO | 2525 TORRINGTON DR | CAIRO | Grady | 9000421 | WO-10 |  |  | TRUE |  | TRUE | Removed from Ground | Used Oil | 10000 | Bare Steel | 1977-04-23 | 1989-12-04 | Bare Steel
TORRINGTON CO | 2525 TORRINGTON DR | CAIRO | Grady | 9000421 | SM-4 | [5 empty] | Removed from Ground | Other | 10000 | Bare Steel | 1977-04-23 | 1989-12-04 | Bare Steel
SHRADHA INC D/B/A ROUTE 84 COUNTRY STORE | 4050 HWY 84 E | CAIRO | Grady | 9065035 | 2B | Ball Float | 2002-06-13 | FALSE | 2002-06-13 | FALSE | Currently in Use | E-0 | 2000 | Composite | 2002-06-13 |  | Fiberglass Reinforced Plastic | Pressurized
CITY OF CAIRO WASTEWATER TREATMENT FACILITY | 579 SIXTH STREET | CAIRO | Grady | 10000844 | 1 |  |  | FALSE |  | FALSE | Removed from Ground | Diesel | 4000 | Unknown | 2004-11-09 | 2004-11-09
HIGHWAY 84 SALES & SERVICE | 443 US HWY 84 | CAIRO | Grady | 670269 | 3 |  |  | FALSE |  | FALSE | Removed from Ground | Gas (Historical Use) | 6000 | Unknown | 2003-09-24 | 2003-09-24 | Unknown
CALVARY MARKET LLC, | 210 FIRST AVE | CALVARY | Grady | 9065026 | 2 | [5 empty] | Removed from Ground | Gas (Historical Use) | 550 | Bare Steel | 1998-07-01 | 1998-07-01 | Bare Steel | Safe Suction (Euro)
P & H FOODS | 266 W BROAD AVE | WHIGHAM | Grady | 650075 | 1 | [5 empty] | Removed from Ground | Gas (Historical Use) | 4000 | Bare Steel | 1961-05-14 | 1899-12-31 | Galvanized Steel
NOLES GROCERY | RT 1/POPES MUSIUM | OCHLOCKNEE | Grady | 650060 | 2 | [5 empty] | Removed from Ground | Empty | 560 | Bare Steel | 1971-05-12 | 1988-04-14 | Galvanized Steel
SUSIE QS #30 | 45 HWY 84 E | CAIRO | Grady | 9065003 | 1 | Ball Float | 1990-08-01 | FALSE | 1990-08-01 | FALSE | Currently in Use | E-10 | 8000 | Galvanic (STIP-3) | 1990-08-01 |  | Fiberglass Reinforced Plastic | Pressurized
SUSIE QS #30 | 45 HWY 84 E | CAIRO | Grady | 9065003 | 4 | Ball Float | 1990-08-01 | FALSE | 1990-08-01 | FALSE | Currently in Use | Diesel | 6000 | Galvanic (STIP-3) | 1990-08-01 |  |  | Pressurized
L & G FOODMART #4 | 1250 US 84 E | CAIRO | Grady | 9065011 | 2A | Overfill Alarm | 1994-07-24 | FALSE | 1994-07-24 | FALSE | Currently in Use | Premium | 8000 | Composite Double Walled | 1994-07-24 |  | Double-Walled Flex | Pressurized
HIGHWAY 84 SALES & SERVICE | 443 US HWY 84 | CAIRO | Grady | 670269 | 5 | [5 empty] | Removed from Ground | Gas (Historical Use) | 6000 | Bare Steel | 1983-04-15 | 1995-05-05 | Galvanized Steel | Suction (American)
CAIN PROPERTY/CARTER CONCRETE | GA HWY 111 | CALVARY | Grady | 9065001 | 1 | [5 empty] | Removed from Ground | Empty | 1000 | Not Marked/Unknown | 1991-09-01 | 1991-09-01 | Not Marked
JOE MCNAIR INC | 6480 HWY 111 S | CALVARY | Grady | 650003 | 2 | [5 empty] | Removed from Ground | Gas (Historical Use) | 4000 | Bare Steel | 1961-04-24 | 1991-02-14 | Bare Steel
P & H FOODS | 266 W BROAD AVE | WHIGHAM | Grady | 650075 | 2 | [5 empty] | Removed from Ground | Gas (Historical Use) | 4000 | Bare Steel | 1961-05-14 | 1899-12-31 | Galvanized Steel
JOE MCNAIR INC | 6480 HWY 111 S | CALVARY | Grady | 650003 | 5 | [5 empty] | Removed from Ground | Diesel | 4000 | Bare Steel | 1966-04-23 | 1991-02-14 | Bare Steel
WHIGHAM PUBLIC SCHOOLS | 211 WEST BROAD ST | WHIGHAM | Grady | 650009 | 2 | [5 empty] | Removed from Ground | Diesel | 1000 | Bare Steel | 1955-12-14 | 1991-10-01 | Galvanized Steel
HOLLINGSWORTH GEN STORE | 2049 OLD 179N | WHIGHAM | Grady | 650014 | 1SOUTH | [5 empty] | Removed from Ground | Gas (Historical Use) | 4000 | Bare Steel | 1966-03-24 | 1996-06-26 | Galvanized Steel | Safe Suction (Euro)
WHIGHAM PUBLIC SCHOOLS | 211 WEST BROAD ST | WHIGHAM | Grady | 650009 | 4 |  | 1990-09-02 |  | 1990-09-02 |  | Removed from Ground | Diesel | 5000 | Galvanic (STIP-3) | 1990-07-20 | 2013-07-16 | Fiberglass Reinforced Plastic | Safe Suction (Euro)
DEVANE MOORE | OLD THOMASVILLE RD | WHIGHAM | Grady | 650072 | 1 | [5 empty] | Closed in Ground | Gas (Historical Use) | 1000 | Bare Steel | 1962-05-11 | 1991-01-01 | Galvanized Steel
TORRINGTON CO | 2525 TORRINGTON DR | CAIRO | Grady | 9000421 | BR-8 | [5 empty] | Removed from Ground | Diesel | 10000 | Bare Steel | 1977-04-23 | 1989-12-04 | Bare Steel
GA FC-GRADY CO UNIT | GA HWY 111 | CAIRO | Grady | 9065002 | 2 | [5 empty] | Removed from Ground | Diesel | 560 | Bare Steel | 1962-04-28 | 1992-03-18 | Galvanized Steel | Safe Suction (Euro)
CAIRO STATE FARMERS MARKET | 1110 NORTH BROAD ST | CAIRO | Grady | 9065007 | 1 | [5 empty] | Removed from Ground | Other | 1000 | Not Marked/Unknown | 2000-04-10 | 2000-04-10 | Not Marked
HUNTER'S SERVICE STATION | 798 HWY 111 S | CAIRO | Grady | 9065019 | 2 | [5 empty] | Removed from Ground | Gas (Historical Use) | 3000 | Bare Steel | 2012-03-27 | 2012-03-27 | Galvanized Steel | Suction (American)
CALVARY MARKET LLC, | 210 FIRST AVE | CALVARY | Grady | 9065026 | 3B | Overfill Alarm | 1998-08-01 | FALSE | 1998-08-01 | FALSE | Currently in Use | E-0 | 3000 | Composite | 1998-08-01 |  | Double-Walled Flex | Pressurized
WHIGHAM BAY STATION | US HWY 84 | WHIGHAM | Grady | 650057 | 1 | [5 empty] | Removed from Ground | Gas (Historical Use) | 3000 | Bare Steel | 1966-05-13 | 1988-01-25 | Galvanized Steel
ONE CONVENIENT STORE #4 | 375 FIFTH ST SE | CAIRO | Grady | 650037 | 2 | Flapper Valve | 1998-10-01 | FALSE | 1998-10-01 | FALSE | Removed from Ground | Plus | 6000 | Steel-Impressed Current | 1998-12-01 |  | Steel (Impressed Current) | Pressurized
B&H GULF AUTO SERVICE | US HWY 84 & FOURTH ST | CAIRO | Grady | 650020 | 7 | Flapper Valve | 1998-03-15 |  | 1988-08-02 |  | Removed from Ground | Gas (Historical Use) | 6000 | Galvanic (STIP-3) | 1988-08-02 | 2009-11-03 | Galvanized Steel | Pressurized
B&H GULF AUTO SERVICE | US HWY 84 & FOURTH ST | CAIRO | Grady | 650020 | 5 | Flapper Valve | 1998-01-03 |  | 1988-08-02 |  | Removed from Ground | Diesel | 8000 | Fiberglass | 1976-04-17 | 2009-11-03 | Galvanized Steel | Safe Suction (Euro)
B&H GULF AUTO SERVICE | US HWY 84 & FOURTH ST | CAIRO | Grady | 650020 | 4 | [5 empty] | Removed from Ground | Gas (Historical Use) | 3000 | Bare Steel | 1972-04-18 | 1988-08-22 | Unknown
HUNTER'S SERVICE STATION | 798 HWY 111 S | CAIRO | Grady | 9065019 | 1 | [5 empty] | Removed from Ground | Gas (Historical Use) | 3000 | Bare Steel | 2012-03-27 | 2012-03-27 | Galvanized Steel | Suction (American)
JOE MCNAIR INC | 6480 HWY 111 S | CALVARY | Grady | 650003 | 3 | [5 empty] | Removed from Ground | Gas (Historical Use) | 4000 | Bare Steel | 1976-04-20 | 1991-02-14 | Bare Steel
WHIGHAM PUBLIC SCHOOLS | 211 WEST BROAD ST | WHIGHAM | Grady | 650009 | 3 | [5 empty] | Removed from Ground | Diesel | 5000 | Bare Steel | 1965-12-11 | 1899-12-31 | Galvanized Steel
JOHNNYS COUNTRY STORE | FRED COLLINS RD | WHIGHAM | Grady | 650073 | 2 | [5 empty] | Permanently Out of Use - historical purposes | Empty | 1000 | Bare Steel | 1976-05-07 | 1899-12-31 | Galvanized Steel | Suction (American)
MARTINS UNION 76 | US HWY 84 S | CAIRO | Grady | 650068 | 6 | [5 empty] | Removed from Ground | Kerosene | 560 | Bare Steel | 1953-05-16 | 1970-01-01 | Galvanized Steel
TORRINGTON CO | 2525 TORRINGTON DR | CAIRO | Grady | 9000421 | BB-6 | [5 empty] | Removed from Ground | Gas (Historical Use) | 1000 | Bare Steel | 1977-04-23 | 1989-12-04 | Galvanized Steel
L & G FOODMART #4 | 1250 US 84 E | CAIRO | Grady | 9065011 | 1 | Overfill Alarm | 1994-07-24 | FALSE | 1994-07-24 | FALSE | Currently in Use | E-10 | 12000 | Composite Double Walled | 1994-07-24 |  | Double-Walled Flex | Pressurized
Sun Valley Market #936 | 1150 HWY 84 W | CAIRO | Grady | 10000444 | 1B | Ball Float | 2003-08-25 | FALSE | 2003-08-25 | FALSE | Currently in Use | Diesel | 4000 | Composite | 2003-08-22 |  | Double-Walled Fiberglass | Pressurized
WHIGHAM BAY STATION | US HWY 84 | WHIGHAM | Grady | 650057 | 3 | [5 empty] | Removed from Ground | Gas (Historical Use) | 2000 | Bare Steel | 1977-05-10 | 1988-01-25 | Galvanized Steel
COOPERS GROCERY | 1169 SPENCE RD | PELHAM | Grady | 650019 | 2 | [5 empty] | Removed from Ground | Gas (Historical Use) | 500 | Bare Steel | 1956-01-08 | 1998-09-29 | Galvanized Steel | Safe Suction (Euro)
SHIVER ELEM SCHOOL | 1847 HWY 93 NORTH | PELHAM | Grady | 650007 | 3 |  | 1998-09-06 |  | 1998-09-06 |  | Removed from Ground | Diesel | 5000 | Galvanic (STIP-3) | 1990-07-20 | 2014-12-02 | Fiberglass Reinforced Plastic | Safe Suction (Euro)
AT&T | PHELAM/UNION HILL RD | MEIGS | Grady | 650041 | 2 | [5 empty] | Removed from Ground | Diesel | 2000 | Bare Steel | 1961-05-12 | 1994-12-01 | Galvanized Steel
GRADY E.M.C | 1499 38TH BLVD NW | CAIRO | Grady | 9043044 | 2 | Flapper Valve |  | FALSE |  | FALSE | Currently in Use | Diesel | 10000 | Galvanic (STIP-3) | 1989-03-01 |  | Fiberglass Reinforced Plastic | Pressurized
Cairo Travel Center | 328 US HWY 84 E | CAIRO | Grady | 10002257 | 2A | Flapper Valve | 2013-03-12 | FALSE | 2013-03-12 | FALSE | Currently in Use | Diesel On Road | 15000 | Composite Double Walled | 2013-01-08 |  | Double-Walled Fiberglass | Pressurized
Cairo Travel Center | 328 US HWY 84 E | CAIRO | Grady | 10002257 | 2A | Flapper Valve | 2013-03-12 | FALSE | 2013-03-12 | FALSE | Currently in Use | Diesel On Road | 15000 | Composite Double Walled | 2013-01-08 |  | Double-Walled Fiberglass | Pressurized
CALVARY MARKET LLC, | 210 FIRST AVE | CALVARY | Grady | 9065026 | 4 | Overfill Alarm | 1998-08-01 | FALSE | 1998-08-01 | FALSE | Currently in Use | Diesel | 3000 | Composite | 1998-08-01 |  | Double-Walled Flex | Pressurized
P & H FOODS | 266 W BROAD AVE | WHIGHAM | Grady | 650075 | 3 | [5 empty] | Removed from Ground | Diesel | 2000 | Bare Steel | 1961-05-14 | 1899-12-31 | Galvanized Steel
GRADY E.M.C | 1499 38TH BLVD NW | CAIRO | Grady | 9043044 | 1 | Flapper Valve |  | FALSE |  | FALSE | Currently in Use | E-0 | 2000 | Galvanic (STIP-3) | 1989-03-01 |  | Fiberglass Reinforced Plastic | Pressurized
HIGHWAY 84 SALES & SERVICE | 443 US HWY 84 | CAIRO | Grady | 670269 | 6 | [5 empty] | Removed from Ground | Gas (Historical Use) | 6000 | Bare Steel | 1983-04-15 | 1995-05-05 | Galvanized Steel | Suction (American)
Cairo Travel Center | 328 US HWY 84 E | CAIRO | Grady | 10002257 | 2B | Flapper Valve | 2013-03-12 | FALSE | 2013-03-12 | FALSE | Currently in Use | Diesel Off Road | 5000 | Composite Double Walled | 2017-01-08 |  | Double-Walled Fiberglass | Pressurized
HOLLINGSWORTH GEN STORE | 2049 OLD 179N | WHIGHAM | Grady | 650014 | 2NORTH | [5 empty] | Removed from Ground | Gas (Historical Use) | 4000 | Bare Steel | 1966-03-24 | 1996-06-26 | Galvanized Steel | Safe Suction (Euro)
AT&T CLIMAX | GRADY COUNTY RD #101 | WHIGHAM | Grady | 650042 | 1 | [5 empty] | Removed from Ground | Diesel | 3000 | Bare Steel | 1956-05-13 | 1993-07-02 | Galvanized Steel
COUNTY FOOD & TIRE | 5324 HIGHWAY 111S | WHIGHAM | Grady | 9065025 | 1 | Flapper Valve | 1997-05-01 | FALSE | 1997-05-01 | FALSE | Temporarily out of use | Gas (Historical Use) | 6000 | Steel-Impressed Current | 1988-01-01 |  | Steel (Impressed Current) | Pressurized
GILLIARDS STORE | 2275 HWY 93 NORTH | PELHAM | Grady | 650031 | 4 | [5 empty] | Removed from Ground | Diesel | 4000 | Bare Steel | 1976-05-03 | 1998-06-09 | Galvanized Steel | Suction (American)
GILLIARDS STORE | 2275 HWY 93 NORTH | PELHAM | Grady | 650031 | 5 | [5 empty] | Removed from Ground | Diesel | 1000 | Bare Steel | 1971-05-05 | 1998-06-09 | Galvanized Steel | Suction (American)
GRADY COUNTY | 1978 N BROAD ST | CAIRO | Grady | 9065028 | 1 | [5 empty] | Removed from Ground | Gas (Historical Use) | 8000 | Bare Steel | 1998-10-04 | 1998-10-04 | Bare Steel | Suction (American)
GAINEY'S STORE | CORNER OF GAINEY ROAD AND HAWTHO | CAIRO | Grady | 9065030 | 1 | [5 empty] | Removed from Ground | Gas (Historical Use) | 560 | Bare Steel |  | 1899-12-31 | Bare Steel | Safe Suction (Euro)
Cairo Travel Center | 328 US HWY 84 E | CAIRO | Grady | 10002257 | 1A | Flapper Valve | 2013-03-12 | FALSE | 2013-03-12 | FALSE | Currently in Use | E-10 | 15000 | Composite Double Walled | 2013-01-08 |  | Double-Walled Fiberglass | Pressurized
DIXON-GREENE LOGGING | GA HWY 111 SOUTH | CAIRO | Grady | 650048 | 1 | [5 empty] | Currently in Use | Gas (Historical Use) | 1000 | Bare Steel |  |  | Galvanized Steel
RENO GENERAL STORE | 4498 HWY 111 S | CAIRO | Grady | 650040 | 6 | [5 empty] | Removed from Ground | Diesel | 1000 | Bare Steel | 1983-01-01 | 1899-12-31 | Galvanized Steel | Suction (American)
GRADY COUNTY/SCHOOL BUS GARAGE | 641 SIXTH AVE SE | CAIRO | Grady | 650004 | 2 | [5 empty] | Removed from Ground | Diesel | 17500 | Bare Steel | 1965-01-01 | 1990-07-01 | Unknown
COUNTY FOOD & TIRE | 5324 HIGHWAY 111S | WHIGHAM | Grady | 9065025 | 2 | Flapper Valve | 1997-05-01 |  | 1997-05-01 |  | Temporarily out of use | Gas (Historical Use) | 8000 | Steel-Impressed Current | 1988-01-01 |  | Steel (Impressed Current) | Pressurized
716 FOOD MART | 716 US HWY 84 EAST | CAIRO | Grady | 650032 | 2 | [5 empty] | Closed in Ground | Gas (Historical Use) | 4000 | Bare Steel | 1996-03-01 | 1996-03-01 | Galvanized Steel
B&H GULF AUTO SERVICE | US HWY 84 & FOURTH ST | CAIRO | Grady | 650020 | 2 | [5 empty] | Removed from Ground | Gas (Historical Use) | 3000 | Bare Steel | 1972-04-18 | 1988-08-22 | Unknown
B&H GULF AUTO SERVICE | US HWY 84 & FOURTH ST | CAIRO | Grady | 650020 | 8 | Flapper Valve | 1998-03-15 |  | 1988-08-02 |  | Removed from Ground | Gas (Historical Use) | 6000 | Galvanic (STIP-3) | 1988-08-02 | 2009-11-03 | Galvanized Steel | Pressurized
FAST FUEL 18 | 2499 US HWY 319 S | THOMASVILLE | Grady | 9065029 | 3 | Ball Float | 1996-05-01 | FALSE | 1996-05-01 | FALSE | Currently in Use | Diesel | 20000 | Composite | 1996-05-01 |  | Double-Walled Flex | Pressurized
DEVANE MOORE | OLD THOMASVILLE RD | WHIGHAM | Grady | 650072 | 4 | [5 empty] | Closed in Ground | Kerosene | 280 | Bare Steel | 1962-05-11 | 1976-01-01 | Galvanized Steel
WHIGHAM ELEM SCHOOL | US HWY 84 | WHIGHAM | Grady | 9065005 | 1 | [5 empty] | Permanently Out of Use - historical purposes | Diesel | 5000 | Bare Steel | 1965-01-01 | 1899-12-31 | Unknown
HUDS #5 | 114 E BROAD AVE | WHIGHAM | Grady | 9014013 | 2 | Flapper Valve | 2006-01-19 | FALSE | 2006-01-19 | FALSE | Currently in Use | E-0 | 8000 | Steel-Impressed Current | 2002-11-06 |  | Steel (Impressed Current) | Pressurized
MURPHY USA #7199 | 337 8TH AVE NE | Cairo | Grady | 10000852 | 2A | Flapper Valve | 2005-02-04 | FALSE | 2005-02-04 | FALSE | Currently in Use | Premium | 12000 | Fiberglass Double Walled | 2005-01-25 |  | Double-Walled Flex | Pressurized
ONE CONVENIENT STOP #3 | 130 GA HWY 93 N | CAIRO | Grady | 9065017 | 3A | Ball Float | 1997-11-26 | FALSE | 1997-11-26 | FALSE | Currently in Use | E-10 | 6000 | Composite | 1997-11-26 |  | Double-Walled Flex | Pressurized
Sun Valley Market #936 | 1150 HWY 84 W | CAIRO | Grady | 10000444 | 1A | Ball Float | 2003-08-25 | FALSE | 2003-08-25 | FALSE | Currently in Use | E-10 | 8000 | Composite | 2003-08-22 |  | Double-Walled Fiberglass | Pressurized
Cairo Travel Center | 328 US HWY 84 E | CAIRO | Grady | 10002257 | 1C | Flapper Valve | 2013-03-12 | FALSE | 2013-03-12 | FALSE | Currently in Use | E-0 | 5000 | Composite Double Walled | 2013-01-08 |  | Double-Walled Fiberglass | Pressurized
GA DOT #10470 | EAST OF MCGRIFF ST BESIDE RR | WHIGHAM | Grady | 650030 | 10470-1 | [5 empty] | Removed from Ground | Gas (Historical Use) | 550 | Bare Steel | 1993-05-04 | 1993-05-04 | Galvanized Steel
DEVANE MOORE | OLD THOMASVILLE RD | WHIGHAM | Grady | 650072 | 2 | [5 empty] | Closed in Ground | Gas (Historical Use) | 500 | Bare Steel | 1962-05-11 | 1991-01-01 | Galvanized Steel
WHIGHAM COUNTRY STORE #286 | 248 W BROAD ST | WHIGHAM | Grady | 652000 | 1 | Overfill Alarm | 1987-01-01 | FALSE | 1987-01-01 | FALSE | Currently in Use | E-10 | 6000 | Composite | 1987-11-04 |  | Fiberglass Reinforced Plastic | Pressurized
COOPERS GROCERY | 1169 SPENCE RD | PELHAM | Grady | 650019 | 1 | [5 empty] | Removed from Ground | Gas (Historical Use) | 500 | Bare Steel | 1946-10-12 | 1998-09-29 | Galvanized Steel | Safe Suction (Euro)
JOHNNYS COUNTRY STORE | FRED COLLINS RD | WHIGHAM | Grady | 650073 | 1 | [5 empty] | Permanently Out of Use - historical purposes | Empty | 1000 | Bare Steel | 1976-05-07 | 1899-12-31 | Galvanized Steel | Suction (American)
GILLIARDS STORE | 2275 HWY 93 NORTH | PELHAM | Grady | 650031 | 6B | Ball Float |  | FALSE |  | FALSE | Temporarily out of use | Diesel | 4000 | Composite Double Walled | 2008-04-01 |  | Double-Walled Flex
GILLIARDS STORE | 2275 HWY 93 NORTH | PELHAM | Grady | 650031 | 6A | Ball Float |  | FALSE |  | FALSE | Temporarily out of use | E-10 | 8000 | Composite Double Walled | 2008-04-01 |  | Double-Walled Flex
FAST FUEL 18 | 2499 US HWY 319 S | THOMASVILLE | Grady | 9065029 | 1 | Ball Float | 1996-05-01 | FALSE | 1996-05-01 | FALSE | Currently in Use | E-10 | 20000 | Composite | 1996-05-01 |  | Double-Walled Flex | Pressurized
PURE COUNTRY STORE LLC | 2752 HWY 112 N | Cairo | Grady | 650070 | 3A | Flapper Valve | 1997-08-15 | FALSE | 1997-08-15 | FALSE | Currently in Use | Diesel | 2000 | Composite | 1994-05-18 |  | Steel/FG Secondary containment | Safe Suction (Euro)
MURPHY USA #7199 | 337 8TH AVE NE | Cairo | Grady | 10000852 | 1 | Flapper Valve | 2005-02-04 | FALSE | 2005-02-04 | FALSE | Currently in Use | E-10 | 20000 | Fiberglass Double Walled | 2005-01-25 |  | Double-Walled Flex | Pressurized
PURE COUNTRY STORE LLC | 2752 HWY 112 N | Cairo | Grady | 650070 | 3B | Flapper Valve | 1997-08-15 | FALSE | 1997-08-15 | FALSE | Currently in Use | E-10 | 2000 | Composite | 1997-08-15 |  | Steel/FG Secondary containment | Safe Suction (Euro)
PURE COUNTRY STORE LLC | 2752 HWY 112 N | Cairo | Grady | 650070 | 2 | [5 empty] | Closed in Ground | Gas (Historical Use) | 1012 | Bare Steel | 1976-05-10 | 1997-07-27 | Galvanized Steel | Suction (American)
PURE COUNTRY STORE LLC | 2752 HWY 112 N | Cairo | Grady | 650070 | 1 | [5 empty] | Removed from Ground | Gas (Historical Use) | 1012 | Bare Steel | 1976-05-10 | 1997-07-27 | Galvanized Steel | Suction (American)
MURPHY USA #7199 | 337 8TH AVE NE | Cairo | Grady | 10000852 | 2B | Flapper Valve | 2005-02-04 | FALSE | 2005-02-04 | FALSE | Currently in Use | Diesel | 8000 | Fiberglass Double Walled | 2005-01-25 |  | Double-Walled Flex | Pressurized
MIDWAY GROCERY | 2330 HWY 93 SOUTH | CAIRO | Grady | 650058 | 2 | [5 empty] | Permanently Out of Use - historical purposes | Gas (Historical Use) | 1000 | Bare Steel | 1968-05-12 | 1899-12-31 | Galvanized Steel
W B RODDENBERRY CO INC | 800 FIRST AVE SE | CAIRO | Grady | 650062 | 1 | [5 empty] | Closed in Ground | Gas (Historical Use) | 3000 | Bare Steel | 1966-05-12 | 1998-06-22 | Galvanized Steel | Suction (American)
ONE CONVENIENT STOP #2 | 1413 GA HWY 93 S | CAIRO | Grady | 650064 | 2 | Flapper Valve | 1994-12-22 | FALSE | 1994-12-22 | FALSE | Currently in Use | E-10 | 8000 | Steel-Impressed Current | 2003-01-24 |  | Fiberglass Reinforced Plastic | Pressurized
B&H GULF AUTO SERVICE | US HWY 84 & FOURTH ST | CAIRO | Grady | 650020 | 9 | Flapper Valve | 1998-03-15 |  | 1988-08-02 |  | Removed from Ground | Gas (Historical Use) | 6000 | Galvanic (STIP-3) | 1988-08-02 | 2009-11-03 | Galvanized Steel | Pressurized
MARTINS UNION 76 | US HWY 84 S | CAIRO | Grady | 650068 | 2 | [5 empty] | Removed from Ground | Gas (Historical Use) | 4000 | Bare Steel | 1953-05-16 | 1998-10-20 | Galvanized Steel | Suction (American)
UPS CAIRO (UST) #3172 | 1918 US 84 EAST | CAIRO | Grady | 9000516 | 3 |  |  | TRUE |  | TRUE | Removed from Ground | Used Oil | 500 | Bare Steel | 1979-05-07 | 1990-04-01 | Unknown
TRAWICKS FINA STA | US HWY 84 @ FIFTH ST NE | CAIRO | Grady | 9000691 | 3 | [5 empty] | Removed from Ground | Gas (Historical Use) | 3000 | Bare Steel | 1965-07-09 | 1990-04-28 | Unknown
DREW SELF SERVICE | 330 N BROAD ST | CAIRO | Grady | 9000403 | 2 | [5 empty] | Removed from Ground | Gas (Historical Use) | 3000 | Bare Steel | 1961-05-12 | 1989-11-01 | Fiberglass Reinforced Plastic
TORRINGTON CO | 2525 TORRINGTON DR | CAIRO | Grady | 9000421 | SM-3 | [5 empty] | Removed from Ground | Other | 10000 | Bare Steel | 1977-04-23 | 1989-12-04 | Bare Steel
TORRINGTON CO | 2525 TORRINGTON DR | CAIRO | Grady | 9000421 | BR-7 | [5 empty] | Removed from Ground | Diesel | 10000 | Bare Steel | 1977-04-23 | 1989-12-04 | Bare Steel
BANK OF AMERICA | 225 FIFTH ST NE | CAIRO | Grady | 9065036 | 1 | [5 empty] | Removed from Ground | Gas (Historical Use) | 1000 | Marked Unknown | 1991-01-01 | 1991-01-01 | Unknown
HUNTER'S SERVICE STATION | 798 HWY 111 S | CAIRO | Grady | 9065019 | 3 | [5 empty] | Removed from Ground | Gas (Historical Use) | 4000 | Bare Steel | 2012-05-02 | 2012-05-02 | Galvanized Steel | Suction (American)
Cairo Travel Center | 328 US HWY 84 E | CAIRO | Grady | 10002257 | 1B | Flapper Valve |  | FALSE |  | FALSE | Currently in Use | Premium | 5000 | Composite Double Walled | 2013-01-08 |  | Double-Walled Fiberglass | Pressurized
CALVARY MARKET LLC, | 210 FIRST AVE | CALVARY | Grady | 9065026 | 3A | Overfill Alarm | 1998-08-01 | FALSE | 1998-08-01 | FALSE | Currently in Use | E-10 | 5000 | Composite | 1998-08-01 |  | Double-Walled Flex | Pressurized
BEACHTONS NEVER GIVE UP LLC | 1494 US Hwy 319 S | THOMASVILLE | Grady | 9065021 | 2 | Flapper Valve | 1992-04-29 | FALSE | 1992-04-29 | FALSE | Currently in Use | Premium | 6000 | Galvanic (STIP-3) | 1992-04-01 |  | Fiberglass Reinforced Plastic | Pressurized
BEACHTONS NEVER GIVE UP LLC | 1494 US Hwy 319 S | THOMASVILLE | Grady | 9065021 | 3 | Flapper Valve | 1995-09-01 | FALSE | 1995-09-01 | FALSE | Currently in Use | Diesel | 10000 | Galvanic (STIP-3) | 1995-09-01 |  | Fiberglass Reinforced Plastic | Pressurized
FAST FUEL 18 | 2499 US HWY 319 S | THOMASVILLE | Grady | 9065029 | 2 | Ball Float | 1996-05-01 | FALSE | 1996-05-01 | FALSE | Currently in Use | Premium | 15000 | Composite | 1996-05-01 |  | Double-Walled Flex | Pressurized
BEACHTONS NEVER GIVE UP LLC | 1494 US Hwy 319 S | THOMASVILLE | Grady | 9065021 | 1 | Flapper Valve | 1992-04-29 | FALSE | 1992-04-29 | FALSE | Currently in Use | E-10 | 10000 | Galvanic (STIP-3) | 1992-04-01 |  | Fiberglass Reinforced Plastic | Pressurized
GOLDEN PANTRY #103 | 2310 S MAIN ST | GREENSBORO | Greene | 660025 | 4 |  | 1993-04-01 |  | 1993-04-01 |  | Currently in Use | Diesel | 10000 | Cathodically Protected Steel | 1976-05-09 |  | Fiberglass Reinforced Plastic | Pressurized
GA DOT #10212 GREENE CO MAINT HQ | GA HWY 12/UNION POINT RD | GREENSBORO | Greene | 660014 | 10212-1 | [5 empty] | Removed from Ground | Empty | 540 | Marked Unknown | 1989-04-01 | 1989-04-01 | Unknown
GOLDEN PANTRY #103 | 2310 S MAIN ST | GREENSBORO | Greene | 660025 | 1 |  | 1993-04-01 |  | 1993-04-01 |  | Currently in Use | Gas (Historical Use) | 10000 | Cathodically Protected Steel | 1976-05-09 |  | Fiberglass Reinforced Plastic | Pressurized
CURTIS CAR CARE | EAST BROAD ST | GREENSBORO | Greene | 660028 | 2 | [5 empty] | Closed in Ground | Gas (Historical Use) | 8000 | Bare Steel | 1971-05-11 | 1987-03-10 | Galvanized Steel
GREENSBORO PRIMARY SCHOOL K-2 | 1441 MARTIN LUTHER KING | GREENSBORO | Greene | 660003 | 1 |  | 1998-07-29 |  | 1998-07-29 |  | Removed from Ground | Diesel | 7200 | Steel-Impressed Current | 1973-01-01 | 2000-06-12 | Fiberglass Reinforced Plastic | Safe Suction (Euro)
GRANITE SHOALS MARINA REYNOLDS PLANTATION | 2441 WALKER CHURCH RD | GREENSBORO | Greene | 660036 | 4 | Flapper Valve | 1994-12-01 | FALSE | 1994-12-01 | FALSE | Currently in Use | Gas (Historical Use) | 2000 | Galvanic (STIP-3) | 1991-05-01 |  | Cathodically Protected
GRANITE SHOALS MARINA REYNOLDS PLANTATION | 2441 WALKER CHURCH RD | GREENSBORO | Greene | 660036 | 1 |  | 1994-12-01 | FALSE | 1994-12-01 | FALSE | Removed from Ground | Gas (Historical Use) | 1000 |  | 1979-05-09 | 2017-12-13
COTTON'S CORNER | 2110 E BROAD ST | GREENSBORO | Greene | 660018 | 1
COTTON'S CORNER | 2110 E BROAD ST | GREENSBORO | Greene | 660018 | 4
GA DOT #10212 GREENE CO MAINT HQ | GA HWY 12/UNION POINT RD | GREENSBORO | Greene | 660014 | 212D1 | [5 empty] | Removed from Ground | Diesel | 1020 | Bare Steel | 1973-05-02 | 2004-01-07 | Galvanized Steel | Suction (American)
GA PACIFIC | VEAZEY RD | GREENSBORO | Greene | 660051 | 3 | [5 empty] | Removed from Ground | Gas (Historical Use) | 1060 | Bare Steel | 1966-05-13 | 1992-08-01 | Galvanized Steel
BAY JONES | 404 SOUTH EAST ST | GREENSBORO | Greene | 660029 | 1 | [5 empty] | Closed in Ground | Diesel | 8000 | Bare Steel | 1972-05-10 | 1973-06-15 | Galvanized Steel
GRANITE SHOALS MARINA REYNOLDS PLANTATION | 2441 WALKER CHURCH RD | GREENSBORO | Greene | 660036 | 3 | Flapper Valve | 1994-12-01 | FALSE | 1994-12-01 | FALSE | Currently in Use | Gas (Historical Use) | 1000 | Galvanic (STIP-3) | 1991-05-01 |  | Cathodically Protected
HILLTOP GROCERY | 2071 MLK DR | GREENSBORO | Greene | 7000041 | 1 | Flapper Valve | 1998-02-05 | FALSE | 1998-02-05 | FALSE | Currently in Use | Regular | 8000 | Steel-Impressed Current | 1974-05-11 |  |  | Suction (American)
GOLDEN PANTRY #103 | 2310 S MAIN ST | GREENSBORO | Greene | 660025 | 2 |  | 1993-04-01 |  | 1993-04-01 |  | Currently in Use | Gas (Historical Use) | 10000 | Cathodically Protected Steel | 1976-05-09 |  | Fiberglass Reinforced Plastic | Pressurized
CURTIS CAR CARE | EAST BROAD ST | GREENSBORO | Greene | 660028 | 3 | [5 empty] | Closed in Ground | Gas (Historical Use) | 8000 | Bare Steel | 1971-05-11 | 1987-03-10 | Galvanized Steel
COTTON'S CORNER | 2110 E BROAD ST | GREENSBORO | Greene | 660018 | 2
GRANITE SHOALS MARINA REYNOLDS PLANTATION | 2441 WALKER CHURCH RD | GREENSBORO | Greene | 660036 | 2 |  | 1994-12-01 | FALSE | 1994-12-01 | FALSE | Removed from Ground | Gas (Historical Use) | 2000 |  | 1979-05-09 | 2017-12-13
E-Z TOWING | US HWY 441 & I-20 | GREENSBORO | Greene | 660056 | 5 |  | 1986-07-19 |  |  |  | Removed from Ground | Diesel | 10000 | Bare Steel | 1975-05-11 | 2008-04-03 | Galvanized Steel
E-Z TOWING | US HWY 441 & I-20 | GREENSBORO | Greene | 660056 | 4 |  | 1986-07-19 |  | 1986-07-19 |  | Removed from Ground | Diesel | 10000 | Bare Steel | 1975-05-11 | 2008-04-03 | Galvanized Steel
HOMETOWN MANUFACTURING CO INC | INDUSTRIAL BLVD | GREENSBORO | Greene | 660045 | 1 | [5 empty] | Removed from Ground | Diesel | 1000 | Bare Steel | 1971-01-01 | 1985-01-01 | Unknown
GA PACIFIC | VEAZEY RD | GREENSBORO | Greene | 660051 | 1 | [5 empty] | Removed from Ground | Diesel | 1000 | Bare Steel | 1966-05-13 | 1992-08-01 | Galvanized Steel
THE DUGOUT | 1231 E BROAD ST | GREENSBORO | Greene | 660015 | 2 | [5 empty] | Removed from Ground | Gas (Historical Use) | 3000 | Bare Steel | 1981-05-02 | 1997-02-19 | Galvanized Steel | Suction (American)
GREENSBORO LUMBER CO | OFF US HWY 278 | GREENSBORO | Greene | 660052 | 2 | [5 empty] | Removed from Ground | Diesel | 1000 | Bare Steel | 1973-05-11 | 1994-03-23 | Galvanized Steel | Safe Suction (Euro)
E-Z TOWING | US HWY 441 & I-20 | GREENSBORO | Greene | 660056 | 3 |  | 1986-07-19 |  | 1986-07-19 |  | Removed from Ground | Gas (Historical Use) | 10000 | Bare Steel | 1975-05-11 | 2008-04-03 | Galvanized Steel
WEBB GROCERY | 4001 VEAZY RD | GREENSBORO | Greene | 660061 | 1 | [5 empty] | Removed from Ground | Gas (Historical Use) | 500 | Bare Steel |  | 1899-12-31 | Galvanized Steel
GREENSBORO LUMBER CO | OFF US HWY 278 | GREENSBORO | Greene | 660052 | 5 | [5 empty] | Removed from Ground | Used Oil | 6000 | Marked Unknown | 1994-03-23 | 1994-03-23 | Unknown | Safe Suction (Euro)
GREENSBORO LUMBER CO | OFF US HWY 278 | GREENSBORO | Greene | 660052 | 7 | [5 empty] | Removed from Ground | Empty | 1000 | Marked Unknown | 1994-03-23 | 1994-03-23 | Unknown | Safe Suction (Euro)
GREENSBORO LUMBER CO | OFF US HWY 278 | GREENSBORO | Greene | 660052 | 4 | [5 empty] | Removed from Ground | Gas (Historical Use) | 6000 | Marked Unknown | 1994-03-23 | 1994-03-23 | Unknown | Safe Suction (Euro)
E-Z TOWING | US HWY 441 & I-20 | GREENSBORO | Greene | 660056 | 1 |  | 1986-07-19 |  | 1986-07-19 |  | Removed from Ground | Gas (Historical Use) | 10000 | Bare Steel | 1975-05-11 | 2008-04-03 | Galvanized Steel
HILLTOP GROCERY | 2071 MLK DR | GREENSBORO | Greene | 7000041 | 4 | Flapper Valve | 2005-05-27 | FALSE | 2005-05-27 | FALSE | Temporarily out of use | Diesel | 1000 | Composite | 2005-05-27 |  | Fiberglass Reinforced Plastic | Suction (American)
E-Z TOWING | US HWY 441 & I-20 | GREENSBORO | Greene | 660056 | 6 |  | 1986-07-19 |  |  |  | Removed from Ground | Diesel | 10000 | Bare Steel | 1975-05-11 | 2008-04-03 | Galvanized Steel
HILLTOP GROCERY | 2071 MLK DR | GREENSBORO | Greene | 7000041 | 3 | Flapper Valve | 2005-05-27 | FALSE | 2005-05-27 | FALSE | Currently in Use | Diesel | 3000 | Composite | 2005-05-27 |  | Fiberglass Reinforced Plastic | Pressurized
TEG INC | 2280 S MAIN ST | GREENSBORO | Greene | 10000151 | 3 | Ball Float | 1994-07-01 | FALSE | 1994-07-01 | FALSE | Currently in Use | Gas (Historical Use) | 6000 | Epoxy | 1994-07-01 |  | Fiberglass Reinforced Plastic | Pressurized
LAKE CLUB MARINA | 8055 BROWNS FORD ROAD | GREENSBORO | Greene | 10001614 | 1 | Ball Float | 2006-01-01 | FALSE | 2006-01-01 | FALSE | Currently in Use | Gas (Historical Use) | 8000 | Fiberglass Double Walled | 2006-01-01 |  | Double-Walled Flex | Pressurized
GA-PACIFIC/GREENSBORO GA FORESTR | VEAZEY RD/GA HWY 15 | GREENSBORO | Greene | 9066008 | 1 | [5 empty] | Removed from Ground | Diesel | 1000 | Marked Unknown |  | 1899-12-31 | Unknown
REYNOLDS PLANTATION | 100 LINGER LONGER RD | GREENSBORO | Greene | 9066001 | 2 |  | 1995-01-01 |  | 1995-01-01 |  | Removed from Ground | Gas (Historical Use) | 1000 | Cathodically Protected Steel | 1988-01-01 | 2003-01-16 |  | Safe Suction (Euro)
E-Z TOWING | US HWY 441 & I-20 | GREENSBORO | Greene | 660056 | 2 |  | 1986-07-19 |  | 1986-07-19 |  | Removed from Ground | Gas (Historical Use) | 10000 | Bare Steel | 1975-05-11 | 2008-04-03 | Galvanized Steel
CITGO STOP | 302 E BROAD ST | GREENSBORO | Greene | 660060 | 1 | [5 empty] | Removed from Ground | Gas (Historical Use) | 2000 | Bare Steel | 1956-05-14 | 1991-06-01 | Unknown
CITGO STOP | 302 E BROAD ST | GREENSBORO | Greene | 660060 | 7 | Ball Float | 1991-06-19 | FALSE | 1991-06-19 | FALSE | Currently in Use | Regular | 6000 | Galvanic (STIP-3) | 1991-06-19 |  | Fiberglass Reinforced Plastic | Suction (American)
DISCOUNT TOBACCO PLAYTIME | 1230 E BROAD ST | GREENSBORO | Greene | 660062 | 5C |  | 1997-05-05 | FALSE | 1997-05-05 | FALSE | Temporarily out of use | Gas (Historical Use) | 2000 | Epoxy | 1997-05-05 |  | Fiberglass Reinforced Plastic | Pressurized
DISCOUNT TOBACCO PLAYTIME | 1230 E BROAD ST | GREENSBORO | Greene | 660062 | 3 | [5 empty] | Removed from Ground | Gas (Historical Use) | 2000 | Bare Steel | 1997-02-01 | 1997-02-01 | Galvanized Steel | Suction (American)
WELLINGTON LEISURE PRODUCTS INC | 206 WEST ST | GREENSBORO | Greene | 660063 | 1 | [5 empty] | Removed from Ground | Gas (Historical Use) | 1000 | Bare Steel | 1974-04-20 | 1989-01-01 | Galvanized Steel
STANSELL COMMUNITY STORES | 4160 VEAZEY ROAD | GREENSBORO | Greene | 660065 | 3 |  | 1989-11-01 |  | 1989-11-01 |  | Currently in Use | Gas (Historical Use) | 3000 | Galvanic (STIP-3) | 1989-11-01 |  | Bare Steel | Safe Suction (Euro)
TEG INC | 2280 S MAIN ST | GREENSBORO | Greene | 10000151 | 2 | Ball Float | 1994-07-01 | FALSE | 1994-07-01 | FALSE | Currently in Use | Gas (Historical Use) | 6000 | Epoxy | 1994-07-01 |  | Double-Walled Fiberglass | Pressurized
J C MART III | 6141 LAKE OCONEE PKWY | GREENSBORO | Greene | 10000836 | 1 | Ball Float | 2005-02-01 | FALSE | 2005-02-01 | FALSE | Currently in Use | Regular | 12000 | Composite | 2004-12-01 |  | Fiberglass Reinforced Plastic | Pressurized
6885 T FUEL | 2480 MEADOW CREST RD | GREENSBORO | Greene | 10001328 | 2A | Flapper Valve | 2007-04-05 | FALSE | 2007-04-02 | FALSE | Currently in Use | Premium | 10000 | Fiberglass Double Walled | 2007-03-15 |  | Double-Walled Fiberglass | Pressurized
FORMER GAS STATION/AUTO DEALERSHIP | 122 EAST BROAD ST | GREENSBORO | Greene | 10002194 | 2 |  |  | FALSE |  | FALSE | Closed in Ground | Gas (Historical Use) | 1000 | Bare Steel | 2013-01-16 | 2013-01-16
REYNOLDS PLANTATION | 100 LINGER LONGER RD | GREENSBORO | Greene | 9066001 | 1 |  | 1995-01-01 |  | 1995-01-01 |  | Removed from Ground | Diesel | 1000 | Cathodically Protected Steel | 1988-01-01 | 2003-01-16 |  | Safe Suction (Euro)
GOLDEN PANTRY #32 | 6131 EATONTON HWY | GREENSBORO | Greene | 9066021 | 3 | Ball Float | 1996-02-16 |  | 1996-02-16 |  | Currently in Use | Gas (Historical Use) | 10000 | Fiberglass Double Walled | 1996-02-16 |  | Double-Walled Fiberglass | Pressurized
CITGO STOP | 302 E BROAD ST | GREENSBORO | Greene | 660060 | 3 | [5 empty] | Removed from Ground | Gas (Historical Use) | 3000 | Bare Steel | 1956-05-14 | 1991-06-01 | Unknown
GA FC-GREENE CO UNIT | RT 3 BOX 206 | GREENSBORO | Greene | 660064 | 3 |  | 1991-04-05 |  | 1991-04-05 |  | Removed from Ground | Gas (Historical Use) | 1000 | Galvanic (STIP-3) | 1991-04-05 | 2008-08-04 | Cathodically Protected | Safe Suction (Euro)
GREENSBORO CHEVRON | 2530 LAKE OCONEE PKWY | GREENSBORO | Greene | 9066012 | 2 | Ball Float | 1995-03-25 | FALSE | 1995-03-25 | FALSE | Currently in Use | Premium | 10000 | Galvanic (STIP-3) | 1987-03-01 |  | Fiberglass Reinforced Plastic | Pressurized
SOUTH WALNUT LLC, | 405 S. WALNUT ST | GREENSBORO | Greene | 9066013 | 1 |  | 1999-01-01 |  | 1999-01-01 |  | Currently in Use | Gas (Historical Use) | 6000 | Steel-Impressed Current | 1987-01-01 |  | Steel (Impressed Current) | Pressurized
CALDWELL LAUNDRY & DRY CLEANING | 305 E BROAD STREET | GREENSBORO | Greene | 660017 | 1 | [5 empty] | Closed in Ground | Other | 500 | Bare Steel | 1966-05-06 | 1975-01-01 | Galvanized Steel
GREENSBORO LUMBER CO | OFF US HWY 278 | GREENSBORO | Greene | 660052 | 1 | [5 empty] | Removed from Ground | Diesel | 1000 | Bare Steel | 1973-05-11 | 1994-03-23 | Galvanized Steel | Safe Suction (Euro)
WEBB GROCERY | 4001 VEAZY RD | GREENSBORO | Greene | 660061 | 3 | [5 empty] | Removed from Ground | Diesel | 500 | Bare Steel |  | 1899-12-31 | Galvanized Steel
DISCOUNT TOBACCO PLAYTIME | 1230 E BROAD ST | GREENSBORO | Greene | 660062 | 2 | [5 empty] | Removed from Ground | Gas (Historical Use) | 2000 | Bare Steel | 1997-02-01 | 1997-02-01 | Galvanized Steel | Suction (American)
SOUTH WALNUT LLC, | 405 S. WALNUT ST | GREENSBORO | Greene | 9066013 | 4A |  | 2015-01-16 | FALSE | 2015-01-16 | FALSE | Temporarily out of use | E-85 | 12000 | Fiberglass Double Walled | 2015-01-16 |  | Double-Walled Flex | Pressurized
COASTAL | 1230 WEST BROAD ST | GREENSBORO | Greene | 9066014 | 1 |  | 1998-09-01 |  | 1998-09-01 |  | Removed from Ground | Gas (Historical Use) | 10000 | Steel-Impressed Current | 1980-01-01 | 2013-06-06 | Cathodically Protected | Suction (American)
CHEVRON #44010 | 104 NORTH ST | GREENSBORO | Greene | 9066004 | 3 | [5 empty] | Removed from Ground | Gas (Historical Use) | 5000 | Cathodically Protected Steel | 1958-04-30 | 1988-02-01 | Galvanized Steel
HARBOR CLUB | 1 CLUB DR | GREENSBORO | Greene | 9066003 | 2 | [5 empty] | Removed from Ground | Diesel | 1500 | Cathodically Protected Steel | 1990-06-01 | 1995-05-25 | Galvanized Steel
BELLSOUTH TELECOMMUNICATIONS GRE | 201 NORTHWEST ST | GREENSBORO | Greene | 9066022 | 1AST | [5 empty] | Currently in Use | Diesel | 650 | Not Marked/Unknown |  |  | Not Marked
COLEMAN STORE LLC | 7521 HWY #15 SOUTH | WHITE PLAINS | Greene | 660044 | 3 | Flapper Valve | 2024-08-28 | FALSE | 1993-12-15 | FALSE | Currently in Use | Regular | 4000 | Galvanic (STIP-3) | 1993-12-15 |  | Fiberglass Reinforced Plastic | Suction (American)
STANSELL COMMUNITY STORES | 4160 VEAZEY ROAD | GREENSBORO | Greene | 660065 | 1 |  | 1989-11-01 | FALSE | 1989-11-01 | FALSE | Temporarily out of use | Gas (Historical Use) | 1000 | Galvanic (STIP-3) | 1985-05-19 |  | Bare Steel | Safe Suction (Euro)
TEG INC | 2280 S MAIN ST | GREENSBORO | Greene | 10000151 | 1 | Ball Float | 1994-07-01 | FALSE | 1994-07-01 | FALSE | Currently in Use | Gas (Historical Use) | 10000 | Epoxy | 1994-07-01 |  | Fiberglass Reinforced Plastic | Pressurized
TEG INC | 2280 S MAIN ST | GREENSBORO | Greene | 10000151 | 4 | Flapper Valve | 1994-07-01 | FALSE | 1994-07-01 | FALSE | Currently in Use | Diesel | 2000 | Epoxy | 1994-07-01 |  | Fiberglass Reinforced Plastic | Suction (American)
FORMER GAS STATION/AUTO DEALERSHIP | 122 EAST BROAD ST | GREENSBORO | Greene | 10002194 | 1 |  |  | FALSE |  | FALSE | Closed in Ground | Used Oil | 500 | Bare Steel | 2013-01-16 | 2013-01-16 | Bare Steel
SOUTH WALNUT LLC, | 405 S. WALNUT ST | GREENSBORO | Greene | 9066013 | 3 |  | 1999-01-01 | FALSE | 1999-01-01 | FALSE | Temporarily out of use | Gas (Historical Use) | 6000 | Steel-Impressed Current | 1987-01-01 |  | Steel (Impressed Current) | Pressurized
CHEVRON #44010 | 104 NORTH ST | GREENSBORO | Greene | 9066004 | 1 | [5 empty] | Removed from Ground | Gas (Historical Use) | 10000 | Cathodically Protected Steel | 1958-04-30 | 1988-02-01 | Galvanized Steel
PIONEER INTERNATIONAL | 1260 AIRPORT RD | GREENSBORO | Greene | 9066024 | 1 | [5 empty] | Removed from Ground | Diesel | 330 | Cathodically Protected Steel | 1989-01-01 | 1989-01-01 | Bare Steel
ALLTEL GA INC | GA HWY 15 NORTH | WHITE PLAINS | Greene | 660058 | 1 | [5 empty] | Removed from Ground | Other | 550 | Bare Steel | 1986-05-08 | 1991-10-02 | Unknown
Price's Country Store & Kitchen | 7460 HWY 15 SOUTH | WHITE PLAINS | Greene | 9066026 | 3 | Flapper Valve | 1997-09-22 | FALSE | 1998-09-21 | TRUE | Currently in Use | Diesel | 4000 | Galvanic (STIP-3) | 1988-01-01 |  | Steel (Impressed Current) | Safe Suction (Euro)
GA FC-GREENE CO UNIT | RT 3 BOX 206 | GREENSBORO | Greene | 660064 | 1 | [5 empty] | Removed from Ground | Gas (Historical Use) | 560 | Bare Steel | 1968-01-06 | 1991-04-01 | Galvanized Steel
J C MART III | 6141 LAKE OCONEE PKWY | GREENSBORO | Greene | 10000836 | 3 | Ball Float | 2005-02-01 | FALSE | 2005-02-01 | FALSE | Currently in Use | Diesel | 4000 | Composite | 2004-12-01 |  | Fiberglass Reinforced Plastic | Pressurized
JMAR INVESTMENTS PROPERTY | 1371 WILLOW RUN RD | GREENSBORO | Greene | 10002523 | 1 |  |  | FALSE |  | FALSE | Removed from Ground | Diesel | 15000 | Unknown | 2016-01-14 | 2016-01-14 | Unknown
GREENSBORO CHEVRON | 2530 LAKE OCONEE PKWY | GREENSBORO | Greene | 9066012 | 4 | Ball Float | 1995-03-25 | FALSE | 1995-03-25 | FALSE | Currently in Use | Diesel | 6000 | Galvanic (STIP-3) | 1987-03-01 |  | Fiberglass Reinforced Plastic | Pressurized
SOUTH WALNUT LLC, | 405 S. WALNUT ST | GREENSBORO | Greene | 9066013 | 2 |  | 1999-01-01 |  | 1999-01-01 |  | Currently in Use | Gas (Historical Use) | 6000 | Steel-Impressed Current | 1987-01-01 |  | Steel (Impressed Current) | Pressurized
HARBOR CLUB | 1 CLUB DR | GREENSBORO | Greene | 9066003 | 1 | [5 empty] | Removed from Ground | Gas (Historical Use) | 1500 | Cathodically Protected Steel | 1990-06-01 | 1994-12-01 | Galvanized Steel
REYNOLDS PLANTATION | 100 LINGER LONGER RD | GREENSBORO | Greene | 9066001 | 3 |  | 1995-01-01 | FALSE | 1995-01-01 | FALSE | Closed in Ground | Gas (Historical Use) | 1000 | Galvanic (STIP-3) | 1988-01-01 | 2019-03-15 | Fiberglass Reinforced Plastic | Safe Suction (Euro)
EAST BROAD ST FOOD MART LLC | 202 EAST BROAD ST | GREENSBORO | Greene | 9066011 | 1 |  | 1993-03-23 |  | 1993-03-23 |  | Currently in Use | Gas (Historical Use) | 12000 | Composite | 1993-03-23 |  | Fiberglass Reinforced Plastic | Pressurized
COASTAL | 1230 WEST BROAD ST | GREENSBORO | Greene | 9066014 | 2 |  | 1998-09-01 |  | 1998-09-01 |  | Removed from Ground | Diesel | 8000 | Steel-Impressed Current | 1980-01-01 | 2013-06-06 | Cathodically Protected | Suction (American)
CITY OF GREENSBORO | 212 NORTH MAIN ST | GREENSBORO | Greene | 660008 | 1 | [5 empty] | Removed from Ground | Gas (Historical Use) | 1000 | Bare Steel | 1970-03-03 | 1992-01-01 | Galvanized Steel
GA PACIFIC | VEAZEY RD | GREENSBORO | Greene | 660051 | 2 | [5 empty] | Removed from Ground | Gas (Historical Use) | 1000 | Bare Steel | 1966-05-13 | 1992-08-01 | Galvanized Steel
GOLDEN PANTRY #103 | 2310 S MAIN ST | GREENSBORO | Greene | 660025 | 3 |  | 1993-04-01 |  | 1993-04-01 |  | Currently in Use | Gas (Historical Use) | 10000 | Cathodically Protected Steel | 1976-05-09 |  | Fiberglass Reinforced Plastic | Pressurized
THE DUGOUT | 1231 E BROAD ST | GREENSBORO | Greene | 660015 | 1 | [5 empty] | Removed from Ground | Gas (Historical Use) | 3000 | Bare Steel | 1981-05-02 | 1997-02-19 | Galvanized Steel | Pressurized
COTTON'S CORNER | 2110 E BROAD ST | GREENSBORO | Greene | 660018 | 3
CITGO STOP | 302 E BROAD ST | GREENSBORO | Greene | 660060 | 9 | Flapper Valve | 1991-06-19 | FALSE | 1991-06-19 | FALSE | Currently in Use | Kerosene | 1000 | Galvanic (STIP-3) | 1991-06-19 |  | Fiberglass Reinforced Plastic | Suction (American)
PUBLIC WORKS DEPT | 1700 W BROAD ST | GREENSBORO | Greene | 9066023 | 1 |  | 1997-10-24 |  | 1997-10-24 |  | Currently in Use | Gas (Historical Use) | 10000 | Fiberglass | 1997-10-22 |  | Double-Walled Fiberglass | Pressurized
CHEVRON FOOD MART | 3870 HWY 77 | SILOAM | Greene | 9066016 | 2 | Flapper Valve | 1994-09-01 |  | 1994-09-01 |  | Currently in Use | Gas (Historical Use) | 6000 | Galvanic (STIP-3) | 1994-09-01 |  | Fiberglass Reinforced Plastic | Pressurized
SANDY MART | 1081 RAILROAD ST | SILOAM | Greene | 660046 | 1 | [5 empty] | Removed from Ground | Gas (Historical Use) | 1000 | Bare Steel | 1978-05-09 | 1997-04-17 | Galvanized Steel | Suction (American)
BURRELL COUNTRY STORE | GA HWY 77 | WOODVILLE | Greene | 660038 | 1 | [5 empty] | Removed from Ground | Gas (Historical Use) | 1000 | Bare Steel | 1979-05-09 | 1899-12-31 | Galvanized Steel | Suction (American)
CITGO STOP | 302 E BROAD ST | GREENSBORO | Greene | 660060 | 8 | Ball Float | 1991-06-19 | FALSE | 1991-06-19 | FALSE | Currently in Use | Regular | 6000 | Galvanic (STIP-3) | 1991-06-19 |  | Fiberglass Reinforced Plastic | Pressurized
CITGO STOP | 302 E BROAD ST | GREENSBORO | Greene | 660060 | 6 | Ball Float | 1991-06-19 | FALSE | 1991-06-19 | FALSE | Currently in Use | Premium | 6000 | Galvanic (STIP-3) | 1991-06-19 |  | Fiberglass Reinforced Plastic | Pressurized
GA FC-GREENE CO UNIT | RT 3 BOX 206 | GREENSBORO | Greene | 660064 | 2 | [5 empty] | Removed from Ground | Gas (Historical Use) | 2000 | Cathodically Protected Steel | 1986-01-01 | 1991-04-01 | Cathodically Protected | Safe Suction (Euro)
GREENSBORO CHEVRON | 2530 LAKE OCONEE PKWY | GREENSBORO | Greene | 9066012 | 1 | Ball Float | 1995-03-25 | FALSE | 1995-03-25 | FALSE | Currently in Use | Regular | 10000 | Galvanic (STIP-3) | 1987-03-01 |  | Fiberglass Reinforced Plastic | Pressurized
GOLDEN PANTRY #32 | 6131 EATONTON HWY | GREENSBORO | Greene | 9066021 | 1 | Ball Float | 1996-02-16 |  | 1996-02-16 |  | Currently in Use | Gas (Historical Use) | 10000 | Fiberglass Double Walled | 1996-02-16 |  | Double-Walled Fiberglass | Pressurized
GOLDEN PANTRY #32 | 6131 EATONTON HWY | GREENSBORO | Greene | 9066021 | 4 | Flapper Valve | 1996-02-16 |  | 1996-02-16 |  | Currently in Use | Gas (Historical Use) | 4000 | Double Walled | 1996-02-16 |  | Double-Walled Fiberglass | Pressurized
COLEMAN STORE LLC | 7521 HWY #15 SOUTH | WHITE PLAINS | Greene | 660044 | 5 | Flapper Valve | 2024-09-25 | FALSE | 2024-09-13 | FALSE | Currently in Use | Diesel | 10000 | Composite | 2004-03-02 |  | Fiberglass Reinforced Plastic | Pressurized
COLEMAN STORE LLC | 7521 HWY #15 SOUTH | WHITE PLAINS | Greene | 660044 | 4 | Flapper Valve | 2024-09-25 | FALSE | 1993-12-15 | FALSE | Currently in Use | Diesel | 10000 | Galvanic (STIP-3) | 1993-12-15 |  | Fiberglass Reinforced Plastic | Pressurized
CITGO STOP | 302 E BROAD ST | GREENSBORO | Greene | 660060 | 2 | [5 empty] | Removed from Ground | Gas (Historical Use) | 3000 | Bare Steel | 1956-05-14 | 1991-06-01 | Unknown
DISCOUNT TOBACCO PLAYTIME | 1230 E BROAD ST | GREENSBORO | Greene | 660062 | 5B |  | 1997-05-05 | FALSE | 1997-05-05 | FALSE | Temporarily out of use | Gas (Historical Use) | 6000 | Epoxy | 1997-05-05 |  | Fiberglass Reinforced Plastic | Pressurized
DISCOUNT TOBACCO PLAYTIME | 1230 E BROAD ST | GREENSBORO | Greene | 660062 | 4 | [5 empty] | Closed in Ground | Gas (Historical Use) | 2000 | Bare Steel | 1984-06-01 | 1984-06-01 | Galvanized Steel
BOSWELL PARKER HOSPITAL | 1201 SILOAM RD | GREENSBORO | Greene | 10002397 | 1 |  |  | FALSE |  | FALSE | Removed from Ground | Diesel | 280 | Galvanic (STIP-3) | 2015-01-22 | 2015-05-06 | Bare Steel | Safe Suction (Euro)
GREENE COUNTY AIRPORT | 2550 UNION POINT HWY | GREENSBORO | Greene | 9066020 | 3 | Flapper Valve | 1997-11-06 | FALSE | 1997-11-06 | FALSE | Currently in Use | Aviaion gas/AV Gas | 6000 | Fiberglass | 1997-11-04 |  | Double-Walled Fiberglass | Pressurized
KAHN BROS FOOD STORE METRO FOOD STORE | 4020 HWY 77 | SILOAM | Greene | 9066009 | 2 |  | 1998-10-01 |  | 1998-10-01 |  | Temporarily out of use | Gas (Historical Use) | 6000 | Steel-Impressed Current | 1986-01-01 |  | Cathodically Protected | Pressurized
SANDY MART | 1081 RAILROAD ST | SILOAM | Greene | 660046 | 6 |  | 1997-10-01 |  | 1997-10-01 |  | Temporarily out of use | Gas (Historical Use) | 1000 | Epoxy | 1997-10-01 |  | Fiberglass Reinforced Plastic | Safe Suction (Euro)
HILLTOP GROCERY | 2071 MLK DR | GREENSBORO | Greene | 7000041 | 2 | Flapper Valve | 1998-02-05 | FALSE | 1998-02-05 | FALSE | Currently in Use | Premium | 8000 | Steel-Impressed Current | 1974-05-11 |  |  | Suction (American)
CITGO STOP | 302 E BROAD ST | GREENSBORO | Greene | 660060 | 4 | [5 empty] | Removed from Ground | Gas (Historical Use) | 3000 | Bare Steel | 1966-05-12 | 1991-06-01 | Unknown
CITGO STOP | 302 E BROAD ST | GREENSBORO | Greene | 660060 | 5 |  |  | TRUE |  | TRUE | Removed from Ground | Used Oil | 550 | Bare Steel | 1956-05-14 | 1991-06-01 | Unknown
FORMER GAS STATION/AUTO DEALERSHIP | 122 EAST BROAD ST | GREENSBORO | Greene | 10002194 | 4 |  |  | FALSE |  | FALSE | Closed in Ground | Gas (Historical Use) | 4000 | Bare Steel | 2013-01-16 | 2013-01-16 | Bare Steel
CHEVRON #44010 | 104 NORTH ST | GREENSBORO | Greene | 9066004 | 4 |  |  | TRUE |  | TRUE | Removed from Ground | Used Oil | 550 | Cathodically Protected Steel | 1958-04-30 | 1988-02-01 | Galvanized Steel
COLEMAN STORE LLC | 7521 HWY #15 SOUTH | WHITE PLAINS | Greene | 660044 | 1 | Flapper Valve | 2024-08-28 | FALSE |  | FALSE | Currently in Use | Regular | 5000 | Galvanic (STIP-3) | 1993-12-15 |  | Fiberglass Reinforced Plastic | Suction (American)
Manv Investments LLC | 7481 HWY 15 SOUTH | WHITE PLAINS | Greene | 10000423 | 1A |  | 2003-06-20 | FALSE | 2003-06-20 | FALSE | Currently in Use | Regular | 8000 | Composite | 2003-06-16 |  | Fiberglass Reinforced Plastic | Pressurized
BURRELL COUNTRY STORE | GA HWY 77 | WOODVILLE | Greene | 660038 | 2 | [5 empty] | Removed from Ground | Gas (Historical Use) | 1000 | Bare Steel | 1979-05-09 | 1899-12-31 | Galvanized Steel | Suction (American)
GRESHAMVILLE MALL | 1050 FARMINGTON RD | MADISON | Greene | 660042 | 3 | [5 empty] | Removed from Ground | Gas (Historical Use) | 1000 | Bare Steel | 1978-06-01 | 1999-11-11 | Galvanized Steel
B & M FULL SERVICE | 4990 LAMB AVE | UNION POINT | Greene | 9066019 | 2 | Flapper Valve | 1998-08-01 |  | 1998-08-01 |  | Temporarily out of use | Diesel | 2000 | Steel-Impressed Current | 1963-06-01 |  |  | Suction (American)
FORMER GREENE COUNTY ROAD CAMP | 1001 APALACHEE AVE | GREENSBORO | Greene | 9066017 | 1 | [5 empty] | Removed from Ground | Gas (Historical Use) | 10000 | Bare Steel | 1998-02-01 | 1998-02-01 | Galvanized Steel
GREENE COUNTY AIRPORT | 2550 UNION POINT HWY | GREENSBORO | Greene | 9066020 | 2 | Overfill Alarm | 1997-11-06 | FALSE | 1997-11-06 | FALSE | Currently in Use | Jet fuel | 6000 | Fiberglass | 1997-11-04 |  | Steel/FG Secondary containment | Suction (American)
GREENE COUNTY BOARD OF EDUCATION | 101 E THIRD ST | GREENSBORO | Greene | 9066027 | 1 |  | 2000-07-20 |  | 2000-07-20 |  | Currently in Use | Gas (Historical Use) | 4000 | Composite | 2000-07-20 |  | Fiberglass Reinforced Plastic | Safe Suction (Euro)
KAHN BROS FOOD STORE METRO FOOD STORE | 4020 HWY 77 | SILOAM | Greene | 9066009 | 3 |  | 1998-10-01 |  | 1998-10-01 |  | Temporarily out of use | Gas (Historical Use) | 5000 | Steel-Impressed Current | 1986-01-01 |  | Cathodically Protected | Pressurized
SANDY MART | 1081 RAILROAD ST | SILOAM | Greene | 660046 | 4 | [5 empty] | Removed from Ground | Gas (Historical Use) | 1000 | Bare Steel | 1976-05-09 | 1997-04-17 | Galvanized Steel | Suction (American)
STANSELL COMMUNITY STORES | 4160 VEAZEY ROAD | GREENSBORO | Greene | 660065 | 2 |  | 1989-11-01 |  | 1989-11-01 |  | Currently in Use | Gas (Historical Use) | 2000 | Galvanic (STIP-3) | 1985-05-19 |  | Bare Steel | Safe Suction (Euro)
FORMER GREENE COUNTY ROAD CAMP | 1001 APALACHEE AVE | GREENSBORO | Greene | 9066017 | 3 | [5 empty] | Removed from Ground | Gas (Historical Use) | 6000 | Bare Steel | 1990-02-01 | 1990-02-01 | Bare Steel | Safe Suction (Euro)
Price's Country Store & Kitchen | 7460 HWY 15 SOUTH | WHITE PLAINS | Greene | 9066026 | 1 | Flapper Valve | 1997-09-22 | FALSE | 1998-09-21 | TRUE | Currently in Use | Regular | 4000 | Galvanic (STIP-3) | 1988-01-01 |  | Steel (Impressed Current) | Safe Suction (Euro)
GRESHAMVILLE MALL | 1050 FARMINGTON RD | MADISON | Greene | 660042 | 2 | [5 empty] | Removed from Ground | Gas (Historical Use) | 1000 | Bare Steel | 1978-06-01 | 1999-11-11 | Galvanized Steel
THE DUGOUT | 1231 E BROAD ST | GREENSBORO | Greene | 660015 | 3 | [5 empty] | Removed from Ground | Gas (Historical Use) | 2000 | Bare Steel | 1981-05-02 | 1997-02-19 | Galvanized Steel | Suction (American)
GA DOT #10212 GREENE CO MAINT HQ | GA HWY 12/UNION POINT RD | GREENSBORO | Greene | 660014 | 212G1 | [5 empty] | Removed from Ground | Gas (Historical Use) | 2000 | Cathodically Protected Steel | 1988-04-13 | 2004-01-07 | Galvanized Steel | Suction (American)
SUPER HAIR STYLES/TALK OF THE TOWN (DOT) | 409 EAST BROAD STREET | GREENSBORO | Greene | 10000775 | 2 |  |  | FALSE |  | FALSE | Removed from Ground | Not Marked | 0 | Unknown | 1996-10-16 | 1997-12-08
COASTAL | 1230 WEST BROAD ST | GREENSBORO | Greene | 9066014 | 3 |  | 1998-09-01 |  | 1998-09-01 |  | Removed from Ground | Gas (Historical Use) | 8000 | Steel-Impressed Current | 1980-01-01 | 2013-06-06 | Cathodically Protected | Suction (American)
GOLDEN PANTRY #32 | 6131 EATONTON HWY | GREENSBORO | Greene | 9066021 | 2 | Ball Float | 1996-02-16 |  | 1996-02-16 |  | Currently in Use | Gas (Historical Use) | 10000 | Fiberglass Double Walled | 1996-02-16 |  | Double-Walled Fiberglass | Pressurized
PUBLIC WORKS DEPT | 1700 W BROAD ST | GREENSBORO | Greene | 9066023 | 2 |  | 1997-10-24 |  | 1997-10-24 |  | Currently in Use | Diesel | 10000 | Fiberglass | 1997-10-22 |  | Double-Walled Fiberglass | Pressurized
CHEVRON FOOD MART | 3870 HWY 77 | SILOAM | Greene | 9066016 | 1 | Flapper Valve | 1994-09-01 |  | 1994-09-01 |  | Currently in Use | Gas (Historical Use) | 6000 | Galvanic (STIP-3) | 1994-09-01 |  | Fiberglass Reinforced Plastic | Pressurized
KAHN BROS FOOD STORE METRO FOOD STORE | 4020 HWY 77 | SILOAM | Greene | 9066009 | 1 |  | 1998-10-01 |  | 1998-10-01 |  | Temporarily out of use | Gas (Historical Use) | 6000 | Steel-Impressed Current | 1986-01-01 |  | Cathodically Protected | Pressurized
SANDY MART | 1081 RAILROAD ST | SILOAM | Greene | 660046 | 2 | [5 empty] | Removed from Ground | Gas (Historical Use) | 1000 | Bare Steel | 1976-05-09 | 1997-04-17 | Galvanized Steel | Suction (American)
C L RHODES | GA HWY 15 | SILOAM | Greene | 660030 | 2 | [5 empty] | Closed in Ground | Gas (Historical Use) | 1000 | Bare Steel | 1971-02-01 | 1971-02-01 | Galvanized Steel
CONLEY AMOCO | GA HWY 15 &D GA HWY 77 | SILOAM | Greene | 660031 | 1 | [5 empty] | Removed from Ground | Empty | 1000 | Bare Steel | 1966-05-12 | 1999-12-01 | Galvanized Steel | Safe Suction (Euro)
PARROTT GROCERY | RT 1 | WHITE PLAINS | Greene | 660033 | 1 | [5 empty] | Removed from Ground | Gas (Historical Use) | 1000 | Bare Steel | 1971-05-11 | 1899-12-31 | Galvanized Steel
SANDY MART | 1081 RAILROAD ST | SILOAM | Greene | 660046 | 7 |  | 1997-10-01 |  | 1997-10-01 |  | Temporarily out of use | Gas (Historical Use) | 1000 | Epoxy | 1997-10-01 |  | Fiberglass Reinforced Plastic | Safe Suction (Euro)
SANDY MART | 1081 RAILROAD ST | SILOAM | Greene | 660046 | 5 |  | 1997-10-01 |  | 1997-10-01 |  | Temporarily out of use | Gas (Historical Use) | 1000 | Epoxy | 1997-10-01 |  | Fiberglass Reinforced Plastic | Safe Suction (Euro)
ABANDONED SVC STA | SR 15 | WHITE PLAINS | Greene | 3066000 | 1 | [5 empty] | Removed from Ground | Other | 0 | Not Marked/Unknown | 1992-01-01 | 1992-01-01 | Not Marked
DISCOUNT TOBACCO PLAYTIME | 1230 E BROAD ST | GREENSBORO | Greene | 660062 | 5A |  | 1997-05-05 |  | 1997-05-05 |  | Temporarily out of use | Diesel | 12000 | Epoxy | 1997-05-05 |  | Fiberglass Reinforced Plastic | Pressurized
GA FC-GREENE CO UNIT | RT 3 BOX 206 | GREENSBORO | Greene | 660064 | 4 |  | 1991-04-05 |  | 1991-04-05 |  | Removed from Ground | Diesel | 1000 | Galvanic (STIP-3) | 1991-04-05 | 2008-08-04 | Cathodically Protected | Safe Suction (Euro)
6885 T FUEL | 2480 MEADOW CREST RD | GREENSBORO | Greene | 10001328 | 1 | Flapper Valve | 2007-04-05 | FALSE | 2007-04-02 | FALSE | Currently in Use | Regular | 15000 | Fiberglass Double Walled | 2007-03-15 |  | Double-Walled Fiberglass | Pressurized
CHEVRON #44010 | 104 NORTH ST | GREENSBORO | Greene | 9066004 | 2 | [5 empty] | Removed from Ground | Gas (Historical Use) | 10000 | Cathodically Protected Steel | 1958-04-30 | 1988-02-01 | Galvanized Steel
SANDY MART | 1081 RAILROAD ST | SILOAM | Greene | 660046 | 3 | [5 empty] | Removed from Ground | Gas (Historical Use) | 1000 | Bare Steel | 1976-05-09 | 1997-04-17 | Galvanized Steel | Suction (American)
COLEMAN STORE LLC | 7521 HWY #15 SOUTH | WHITE PLAINS | Greene | 660044 | 2 | Flapper Valve | 2024-08-28 | FALSE | 1993-12-15 | FALSE | Currently in Use | Premium | 3000 | Galvanic (STIP-3) | 1993-12-15 |  | Fiberglass Reinforced Plastic | Suction (American)
Manv Investments LLC | 7481 HWY 15 SOUTH | WHITE PLAINS | Greene | 10000423 | 1B |  | 2003-06-20 | FALSE | 2003-06-20 | FALSE | Currently in Use | Diesel | 4000 | Composite | 2003-06-16 |  | Fiberglass Reinforced Plastic | Pressurized
Price's Country Store & Kitchen | 7460 HWY 15 SOUTH | WHITE PLAINS | Greene | 9066026 | 4 | Flapper Valve | 1997-09-22 | FALSE | 1998-09-21 | TRUE | Currently in Use | Diesel | 4000 | Galvanic (STIP-3) | 1988-01-01 |  | Steel (Impressed Current) | Safe Suction (Euro)
BURRELL COUNTRY STORE | GA HWY 77 | WOODVILLE | Greene | 660038 | 3 | [5 empty] | Removed from Ground | Gas (Historical Use) | 1000 | Bare Steel | 1981-05-08 | 1899-12-31 | Galvanized Steel | Suction (American)
GREENSBORO PRIMARY SCHOOL K-2 | 1441 MARTIN LUTHER KING | GREENSBORO | Greene | 660003 | 2 |  | 1998-07-29 |  | 1998-07-29 |  | Removed from Ground | Gas (Historical Use) | 10000 | Steel-Impressed Current | 1976-01-01 | 2000-06-12 | Fiberglass Reinforced Plastic | Safe Suction (Euro)
CALDWELL LAUNDRY & DRY CLEANING | 305 E BROAD STREET | GREENSBORO | Greene | 660017 | 2 |  |  | FALSE |  | FALSE | Permanently Out of Use - historical purposes | Diesel | 1000 | Bare Steel | 1966-05-06 |  | Galvanized Steel
WEBB GROCERY | 4001 VEAZY RD | GREENSBORO | Greene | 660061 | 2 | [5 empty] | Removed from Ground | Gas (Historical Use) | 500 | Bare Steel |  | 1899-12-31 | Galvanized Steel
DISCOUNT TOBACCO PLAYTIME | 1230 E BROAD ST | GREENSBORO | Greene | 660062 | 1 | [5 empty] | Removed from Ground | Gas (Historical Use) | 2000 | Bare Steel | 1997-02-01 | 1997-02-01 | Galvanized Steel | Suction (American)
FORMER GAS STATION/AUTO DEALERSHIP | 122 EAST BROAD ST | GREENSBORO | Greene | 10002194 | 3 |  |  | FALSE |  | FALSE | Closed in Ground | Gas (Historical Use) | 2000 | Bare Steel | 2013-01-16 | 2013-01-16 | Bare Steel
GREENE COUNTY AIRPORT | 2550 UNION POINT HWY | GREENSBORO | Greene | 9066020 | 1 | [5 empty] | Removed from Ground | Other | 10000 | Bare Steel | 1975-01-01 | 1998-02-01 | Galvanized Steel | Safe Suction (Euro)
CONLEY AMOCO | GA HWY 15 &D GA HWY 77 | SILOAM | Greene | 660031 | 2 | [5 empty] | Removed from Ground | Empty | 550 | Bare Steel | 1966-05-12 | 1999-12-01 | Galvanized Steel | Safe Suction (Euro)
GA DNR/OCONEE WILDLIFE MGMT | LIBERTY CHURCH RD | WHITE PLAINS | Greene | 9066007 | 2 | [5 empty] | Removed from Ground | Gas (Historical Use) | 1000 | Bare Steel | 1978-01-01 | 1899-12-31 | Galvanized Steel
PLANTATION MARINA | 3313 LINGER LONGER RD | GREENSBORO | Greene | 9066025 | 4 |  | 1998-05-01 |  | 1998-05-01 |  | Currently in Use | Gas (Historical Use) | 4000 | Composite | 1998-02-01 |  | Double-Walled Flex | Pressurized
CHEVRON FOOD MART | 3870 HWY 77 | SILOAM | Greene | 9066016 | 3 | Flapper Valve | 1994-09-01 |  | 1994-09-01 |  | Currently in Use | Gas (Historical Use) | 6000 | Galvanic (STIP-3) | 1994-09-01 |  | Fiberglass Reinforced Plastic | Pressurized
PRICE AMOCO | HWY 15 SOUTH | WHITE PLAINS | Greene | 660032 | 2 | [5 empty] | Permanently Out Of Use | Gas (Historical Use) | 1000 | Bare Steel | 1968-05-11 | 1998-01-01 | Galvanized Steel
GRESHAMVILLE MALL | 1050 FARMINGTON RD | MADISON | Greene | 660042 | 1 | [5 empty] | Removed from Ground | Gas (Historical Use) | 1000 | Bare Steel | 1978-06-01 | 1999-11-11 | Galvanized Steel
FORMER GREENE COUNTY ROAD CAMP | 1001 APALACHEE AVE | GREENSBORO | Greene | 9066017 | 2 | [5 empty] | Removed from Ground | Diesel | 10000 | Bare Steel | 1998-02-01 | 1998-02-01 | Galvanized Steel
GREENE COUNTY BOARD OF EDUCATION | 101 E THIRD ST | GREENSBORO | Greene | 9066027 | 2 |  | 2000-07-20 |  | 2000-07-20 |  | Temporarily out of use | Diesel | 8000 | Composite | 2000-07-20 |  | Fiberglass Reinforced Plastic | Safe Suction (Euro)
SHORT STOP | 4680 LAMB AVE | UNION POINT | Greene | 9066010 | 2 |  | 1999-01-01 |  | 1999-01-01 |  | Removed from Ground | Gas (Historical Use) | 2000 | Steel-Impressed Current | 1986-01-01 | 2008-01-05 | Steel (Impressed Current) | Suction (American)
PRICE AMOCO | HWY 15 SOUTH | WHITE PLAINS | Greene | 660032 | 1 | [5 empty] | Permanently Out Of Use | Gas (Historical Use) | 1000 | Bare Steel | 1968-05-11 | 1998-01-01 | Galvanized Steel
Price's Country Store & Kitchen | 7460 HWY 15 SOUTH | WHITE PLAINS | Greene | 9066026 | 2 | Flapper Valve | 1997-09-22 | FALSE | 1998-09-21 | TRUE | Currently in Use | Premium | 4000 | Galvanic (STIP-3) | 1988-01-01 |  | Steel (Impressed Current) | Safe Suction (Euro)
GREENSBORO LUMBER CO | OFF US HWY 278 | GREENSBORO | Greene | 660052 | 3 | [5 empty] | Removed from Ground | Gas (Historical Use) | 6000 | Marked Unknown | 1994-03-23 | 1994-03-23 | Unknown | Safe Suction (Euro)
J C MART III | 6141 LAKE OCONEE PKWY | GREENSBORO | Greene | 10000836 | 2 | Ball Float | 2005-02-01 | FALSE | 2005-02-01 | FALSE | Currently in Use | Premium | 8000 | Composite | 2004-12-01 |  | Fiberglass Reinforced Plastic | Pressurized
6885 T FUEL | 2480 MEADOW CREST RD | GREENSBORO | Greene | 10001328 | 2B | Flapper Valve | 2007-04-05 | FALSE | 2007-04-02 | FALSE | Currently in Use | Diesel | 5000 | Fiberglass Double Walled | 2007-03-15 |  | Double-Walled Fiberglass | Pressurized
GREENSBORO CHEVRON | 2530 LAKE OCONEE PKWY | GREENSBORO | Greene | 9066012 | 3 |  | 1995-03-25 | FALSE | 1995-03-25 | FALSE | Currently in Use | Regular | 10000 | Galvanic (STIP-3) | 1987-03-01 |  | Fiberglass Reinforced Plastic | Pressurized
SOUTH WALNUT LLC, | 405 S. WALNUT ST | GREENSBORO | Greene | 9066013 | 4B |  | 2015-01-16 | FALSE | 2015-01-16 | FALSE | Temporarily out of use | Diesel | 3000 | Fiberglass Double Walled | 2015-01-16 |  | Double-Walled Flex | Pressurized
EAST BROAD ST FOOD MART LLC | 202 EAST BROAD ST | GREENSBORO | Greene | 9066011 | 2 |  | 1993-03-23 |  | 1993-03-23 |  | Currently in Use | Gas (Historical Use) | 8000 | Composite | 1993-03-23 |  | Fiberglass Reinforced Plastic | Pressurized
CHEVRON FOOD MART | 3870 HWY 77 | SILOAM | Greene | 9066016 | 4 | Flapper Valve | 1994-09-01 |  | 1994-09-01 |  | Currently in Use | Diesel | 3000 | Galvanic (STIP-3) | 1994-09-01 |  | Fiberglass Reinforced Plastic | Pressurized
SHORT STOP | 4680 LAMB AVE | UNION POINT | Greene | 9066010 | 5B | Flapper Valve | 2008-01-05 | FALSE | 2008-01-05 | FALSE | Currently in Use | Diesel | 2000 | Composite | 2008-01-05 |  | Fiberglass Reinforced Plastic | Safe Suction (Euro)
FLYING J TRAVEL PLAZA #633 | 3600 HWY 77 SOUTH | UNION POINT | Greene | 10001259 | 5 | Flapper Valve | 2006-10-01 | FALSE | 2006-10-01 | FALSE | Currently in Use | Premium | 12000 | Fiberglass Double Walled | 2006-07-27 |  | Double-Walled Fiberglass | Pressurized
B & M FULL SERVICE | 4990 LAMB AVE | UNION POINT | Greene | 9066019 | 3 | Flapper Valve | 1998-08-01 | FALSE | 1998-08-01 | FALSE | Temporarily out of use | Gas (Historical Use) | 4000 | Steel-Impressed Current | 1963-06-01 |  |  | Suction (American)
MCI | US HWY 278 | UNION POINT | Greene | 9066002 | 2 | Overfill Alarm | 1993-12-01 | FALSE | 1993-12-01 | FALSE | Currently in Use | Diesel | 600 | Fiberglass Double Walled | 1993-12-17 |  | Fiberglass Reinforced Plastic | Suction (American)
SHORT STOP | 4680 LAMB AVE | UNION POINT | Greene | 9066010 | 3 |  | 1999-01-01 |  | 1999-01-01 |  | Removed from Ground | Diesel | 2000 | Steel-Impressed Current | 1986-01-01 | 2008-01-05 | Steel (Impressed Current) | Suction (American)
WILLIS OIL CO INC | 1005 CARLTON AVE | UNION POINT | Greene | 660034 | 2 | [5 empty] | Permanently Out Of Use | Empty | 4000 | Bare Steel | 1966-05-12 | 1970-03-01 | Galvanized Steel
HENRY SISSON SERVICE STATION | 4760 LAMB Ave | UNION POINT | Greene | 9066018 | 1 | [5 empty] | Temporarily out of use | Gas (Historical Use) | 1065 | Bare Steel |  |  | Galvanized Steel | Suction (American)
WILLIS OIL CO INC | 1005 CARLTON AVE | UNION POINT | Greene | 660034 | 3 |  | 1998-11-01 | FALSE | 1998-11-01 | FALSE | Removed from Ground | Kerosene | 6000 | Steel-Impressed Current | 1974-05-10 |  |  | Safe Suction (Euro)
UNIVERSAL RUNDLE CORP | IND PARK | UNION POINT | Greene | 660001 | 1 | [5 empty] | Removed from Ground | Gas (Historical Use) | 1000 | Bare Steel | 1982-04-05 | 1986-01-01 | Galvanized Steel
DOVERS GROCERY | GA HWY 77 | UNION POINT | Greene | 660027 | 1 | [5 empty] | Closed in Ground | Gas (Historical Use) | 550 | Bare Steel | 1961-05-13 | 1970-03-01 | Galvanized Steel
SHORT STOP | 4680 LAMB AVE | UNION POINT | Greene | 9066010 | 4 | Flapper Valve | 2008-01-05 | FALSE | 2008-01-05 | FALSE | Currently in Use | Gas (Historical Use) | 4000 | Composite | 2008-01-05 |  | Fiberglass Reinforced Plastic | Safe Suction (Euro)
SHORT STOP | 4680 LAMB AVE | UNION POINT | Greene | 9066010 | 5A | Flapper Valve | 2008-01-05 | FALSE | 2008-01-05 | FALSE | Currently in Use | Gas (Historical Use) | 2000 | Composite | 2008-01-05 |  | Fiberglass Reinforced Plastic | Safe Suction (Euro)
ALVIN REESE | HUNTER ST | UNION POINT | Greene | 660053 | 1 | [5 empty] | Closed in Ground | Diesel | 1000 | Bare Steel | 1961-05-14 | 1967-01-01 | Galvanized Steel
WILSONS REPAIR SHOP | PENFIELD RD | UNION POINT | Greene | 660054 | 2 | [5 empty] | Removed from Ground | Diesel | 560 | Bare Steel | 1966-05-13 | 1899-12-31 | Galvanized Steel
PRECISION SHAVING | 1990 HWY 77 NORTH | UNION POINT | Greene | 660035 | 1 | [5 empty] | Closed in Ground | Gas (Historical Use) | 1000 | Bare Steel | 1961-05-11 | 1969-06-01 | Galvanized Steel
BRAHM UNION POINT GROCERY & DELI | 4801 LAMB AVE | UNION POINT | Greene | 660019 | 3 | Flapper Valve | 1998-04-01 |  | 1998-04-01 |  | Currently in Use | Gas (Historical Use) | 8000 | Steel-Impressed Current | 1976-05-03 |  | Double Walled
FLYING J TRAVEL PLAZA #633 | 3600 HWY 77 SOUTH | UNION POINT | Greene | 10001259 | 1 |  | 2006-10-01 | FALSE | 2006-10-01 | FALSE | Currently in Use | Diesel | 20000 | Fiberglass Double Walled | 2006-07-27 |  | Double-Walled Fiberglass | Pressurized
GREENE COUNTY MOTOR CO | 1440 GA HWY 15 S | GREENSBORO | Greene | 660013 | 4 | [5 empty] | Removed from Ground | Gas (Historical Use) | 6000 | Bare Steel | 1976-03-19 | 1994-02-01 | Galvanized Steel
GREENE COUNTY MOTOR CO | 1440 GA HWY 15 S | GREENSBORO | Greene | 660013 | 5 | [5 empty] | Removed from Ground | Gas (Historical Use) | 6000 | Bare Steel | 1966-03-22 | 1994-02-01 | Galvanized Steel
FLYING J TRAVEL PLAZA #633 | 3600 HWY 77 SOUTH | UNION POINT | Greene | 10001259 | 3 |  | 2006-10-01 | FALSE | 2006-10-01 | FALSE | Currently in Use | Diesel | 20000 | Fiberglass Double Walled | 2006-07-27 |  | Double-Walled Fiberglass | Pressurized
FOWLER FLEMISTER CONCRETE INC | INDUSTRIAL BLVD | GREENSBORO | Greene | 660022 | 2 | [5 empty] | Closed in Ground | Empty | 4000 | Bare Steel | 2001-07-01 | 2001-07-01 | Galvanized Steel
B&B BP | 4660 LAMB AVE | UNION POINT | Greene | 660066 | 3 |  | 1987-10-01 |  | 1995-01-01 |  | Currently in Use | Gas (Historical Use) | 6000 | Galvanic (STIP-3) | 1987-11-04 |  | Galvanized Steel | Pressurized
HENRY SISSON SERVICE STATION | 4760 LAMB Ave | UNION POINT | Greene | 9066018 | 2 | [5 empty] | Temporarily out of use | Gas (Historical Use) | 1065 | Bare Steel |  |  | Galvanized Steel | Suction (American)
GOLDEN PANTRY #028/CORNER PANTRY | 315 Broad Street | GREENSBORO | Greene | 660020 | 1 | Flapper Valve | 1998-08-01 | FALSE | 1998-08-01 | FALSE | Currently in Use | Regular | 10000 | Steel-Impressed Current | 2017-02-22 |  | Steel (Impressed Current) | Suction (American)
WILSONS REPAIR SHOP | PENFIELD RD | UNION POINT | Greene | 660054 | 1 | [5 empty] | Removed from Ground | Gas (Historical Use) | 560 | Bare Steel | 1966-05-13 | 1899-12-31 | Galvanized Steel
B&B BP | 4660 LAMB AVE | UNION POINT | Greene | 660066 | 1 |  | 1987-10-01 |  | 1995-01-01 |  | Currently in Use | Gas (Historical Use) | 6000 | Galvanic (STIP-3) | 1987-11-04 |  | Galvanized Steel | Pressurized
ENGLISH AMOCO | US HWY 278 EAST | UNION POINT | Greene | 660041 | 3 | [5 empty] | Removed from Ground | Diesel | 4000 | Cathodically Protected Steel | 1990-03-03 | 1997-02-20 | Galvanized Steel | Suction (American)
ENGLISH AMOCO | US HWY 278 EAST | UNION POINT | Greene | 660041 | 5 |  |  | TRUE |  | TRUE | Removed from Ground | Used Oil | 550 | Bare Steel | 1966-05-12 | 1997-02-20 | Galvanized Steel
GOLDEN PANTRY #028/CORNER PANTRY | 315 Broad Street | GREENSBORO | Greene | 660020 | 3 | Flapper Valve | 1998-08-01 | FALSE | 1998-08-01 | FALSE | Currently in Use | Premium | 8000 | Steel-Impressed Current | 2017-02-22 |  | Steel (Impressed Current) | Suction (American)
MCI | US HWY 278 | UNION POINT | Greene | 9066002 | 1 | [5 empty] | Removed from Ground | Diesel | 500 | Fiberglass | 1986-06-01 | 1993-12-14 | Not Marked
SHORT STOP | 4680 LAMB AVE | UNION POINT | Greene | 9066010 | 1 |  | 1999-01-01 |  | 1999-01-01 |  | Removed from Ground | Gas (Historical Use) | 4000 | Steel-Impressed Current | 1986-01-01 | 2008-01-05 | Steel (Impressed Current) | Suction (American)
FLYING J TRAVEL PLAZA #633 | 3600 HWY 77 SOUTH | UNION POINT | Greene | 10001259 | 2 |  | 2006-10-01 | FALSE | 2006-10-01 | FALSE | Currently in Use | Diesel | 20000 | Fiberglass Double Walled | 2006-07-27 |  | Double-Walled Fiberglass | Pressurized
ALLTEL GA INC | CORNER OF WITCHER WAY & HART AVE | UNION POINT | Greene | 660057 | 1 | [5 empty] | Removed from Ground | Diesel | 1000 | Bare Steel | 1984-05-08 | 1993-05-26 | Unknown
TAYLOR & SONS LOGGING INC | US HWY 278 NORTH | UNION POINT | Greene | 660043 | 1 | [5 empty] | Closed in Ground | Diesel | 2000 | Bare Steel | 1956-05-14 | 1969-07-01 | Galvanized Steel
GREENE COUNTY MOTOR CO | 1440 GA HWY 15 S | GREENSBORO | Greene | 660013 | 3 | [5 empty] | Removed from Ground | Gas (Historical Use) | 8000 | Bare Steel | 1966-03-22 | 1994-02-01 | Galvanized Steel
PRECISION SHAVING | 1990 HWY 77 NORTH | UNION POINT | Greene | 660035 | 2 | [5 empty] | Closed in Ground | Gas (Historical Use) | 550 | Bare Steel | 1969-06-01 | 1969-06-01 | Galvanized Steel
BRAHM UNION POINT GROCERY & DELI | 4801 LAMB AVE | UNION POINT | Greene | 660019 | 2 | Flapper Valve | 1998-04-01 |  | 1998-04-01 |  | Currently in Use | Gas (Historical Use) | 8000 | Steel-Impressed Current | 1976-05-03 |  | Double Walled
ENGLISH AMOCO | US HWY 278 EAST | UNION POINT | Greene | 660041 | 6 | [5 empty] | Removed from Ground | Gas (Historical Use) | 4000 | Bare Steel | 1966-05-12 | 1997-02-20 | Galvanized Steel
WILLIS OIL CO INC | 1005 CARLTON AVE | UNION POINT | Greene | 660034 | 5 | [5 empty] | Permanently Out Of Use | Empty | 1000 | Bare Steel | 1962-07-01 | 1970-03-01 | Galvanized Steel
WILLIS OIL CO INC | 1005 CARLTON AVE | UNION POINT | Greene | 660034 | 4 | [5 empty] | Permanently Out Of Use | Empty | 2000 | Bare Steel | 1962-07-01 | 1970-03-01 | Galvanized Steel
B&B BP | 4660 LAMB AVE | UNION POINT | Greene | 660066 | 2 |  | 1987-10-01 |  | 1995-01-01 |  | Temporarily out of use | Gas (Historical Use) | 6000 | Galvanic (STIP-3) | 1987-11-04 |  | Galvanized Steel | Pressurized
ENGLISH AMOCO | US HWY 278 EAST | UNION POINT | Greene | 660041 | 2 | [5 empty] | Removed from Ground | Gas (Historical Use) | 6000 | Bare Steel | 1966-05-12 | 1997-02-20 | Galvanized Steel
ENGLISH AMOCO | US HWY 278 EAST | UNION POINT | Greene | 660041 | 8 | [5 empty] | Removed from Ground | Gas (Historical Use) | 550 | Bare Steel | 1966-05-12 | 1997-02-20 | Galvanized Steel
WILLIS OIL CO INC | 1005 CARLTON AVE | UNION POINT | Greene | 660034 | 1 |  | 1998-11-01 | FALSE | 1998-11-01 | FALSE | Removed from Ground | Gas (Historical Use) | 4000 | Steel-Impressed Current | 1966-05-12 |  |  | Safe Suction (Euro)
FLYING J TRAVEL PLAZA #633 | 3600 HWY 77 SOUTH | UNION POINT | Greene | 10001259 | 4 | Flapper Valve | 2006-10-01 | FALSE | 2006-10-01 | FALSE | Currently in Use | Regular | 20000 | Fiberglass Double Walled | 2006-07-27 |  | Double-Walled Fiberglass | Pressurized
GOLDEN PANTRY #028/CORNER PANTRY | 315 Broad Street | GREENSBORO | Greene | 660020 | 2 | Flapper Valve | 1998-08-01 | FALSE | 1998-08-01 | FALSE | Currently in Use | Regular | 8000 | Steel-Impressed Current | 2017-02-22 |  | Steel (Impressed Current) | Suction (American)
GREENE COUNTY MOTOR CO | 1440 GA HWY 15 S | GREENSBORO | Greene | 660013 | 1 | [5 empty] | Removed from Ground | Diesel | 8000 | Bare Steel | 1971-03-21 | 1994-02-01 | Galvanized Steel
B & M FULL SERVICE | 4990 LAMB AVE | UNION POINT | Greene | 9066019 | 1 | Flapper Valve | 1998-08-01 |  | 1998-08-01 |  | Temporarily out of use | Gas (Historical Use) | 6000 | Steel-Impressed Current | 1963-06-01 |  |  | Suction (American)
B & M FULL SERVICE | 4990 LAMB AVE | UNION POINT | Greene | 9066019 | 4 | Flapper Valve | 1998-08-01 | FALSE | 1998-08-01 | FALSE | Temporarily out of use | Diesel | 2000 | Steel-Impressed Current | 1963-06-01 |  |  | Suction (American)
BRAHM UNION POINT GROCERY & DELI | 4801 LAMB AVE | UNION POINT | Greene | 660019 | 1 | Flapper Valve | 1998-04-01 |  | 1998-04-01 |  | Currently in Use | Gas (Historical Use) | 10000 | Steel-Impressed Current | 1976-05-03 |  | Double Walled
GREENE COUNTY MOTOR CO | 1440 GA HWY 15 S | GREENSBORO | Greene | 660013 | 2 | [5 empty] | Removed from Ground | Diesel | 6000 | Bare Steel | 1976-03-19 | 1994-02-01 | Galvanized Steel
FOWLER FLEMISTER CONCRETE INC | INDUSTRIAL BLVD | GREENSBORO | Greene | 660022 | 1 | [5 empty] | Closed in Ground | Diesel | 5000 | Bare Steel | 2001-07-01 | 2001-07-01 | Galvanized Steel
CURTIS CAR CARE | EAST BROAD ST | GREENSBORO | Greene | 660028 | 1 | [5 empty] | Closed in Ground | Gas (Historical Use) | 8000 | Bare Steel | 1971-05-11 | 1989-03-10 | Galvanized Steel
COTTON'S CORNER | 2110 E BROAD ST | GREENSBORO | Greene | 660018 | 5
GREENSBORO LUMBER CO | OFF US HWY 278 | GREENSBORO | Greene | 660052 | 6 | [5 empty] | Removed from Ground | Gas (Historical Use) | 10000 | Marked Unknown | 1994-03-23 | 1994-03-23 | Unknown | Safe Suction (Euro)
SUPER HAIR STYLES/TALK OF THE TOWN (DOT) | 409 EAST BROAD STREET | GREENSBORO | Greene | 10000775 | 1 |  |  | FALSE |  | FALSE | Removed from Ground | Not Marked | 0 | Unknown | 1996-10-16 | 1997-12-08
GREENE COUNTY BOE BUS MAINTENANCE | 1170 Kevin Roberst Way | GREENSBORO | Greene | 10001959 | 1 |  | 2010-08-01 | FALSE | 2010-08-01 | FALSE | Currently in Use | Diesel | 12000 | Composite Double Walled | 2010-08-01 |  | Double-Walled Fiberglass | Pressurized
THE FELDSPAR CORP | QUARRY RD | SILOAM | Greene | 790029 | 1 | [5 empty] | Removed from Ground | Other | 10000 | Bare Steel | 1980-05-06 | 1995-02-06 | Galvanized Steel
C L RHODES | GA HWY 15 | SILOAM | Greene | 660030 | 1 | [5 empty] | Closed in Ground | Gas (Historical Use) | 1000 | Bare Steel | 1971-02-01 | 1971-02-01 | Galvanized Steel
HENRY SISSON SERVICE STATION | 4760 LAMB Ave | UNION POINT | Greene | 9066018 | 3 | [5 empty] | Temporarily out of use | Gas (Historical Use) | 3000 | Bare Steel |  |  | Bare Steel | Suction (American)
ENGLISH AMOCO | US HWY 278 EAST | UNION POINT | Greene | 660041 | 4 | [5 empty] | Removed from Ground | Gas (Historical Use) | 2000 | Bare Steel | 1984-05-07 | 1997-02-20 | Galvanized Steel
ENGLISH AMOCO | US HWY 278 EAST | UNION POINT | Greene | 660041 | 7 | [5 empty] | Removed from Ground | Gas (Historical Use) | 4000 | Bare Steel | 1966-05-12 | 1997-02-20 | Galvanized Steel
ENGLISH AMOCO | US HWY 278 EAST | UNION POINT | Greene | 660041 | 1 | [5 empty] | Removed from Ground | Diesel | 6000 | Bare Steel | 1966-05-12 | 1997-02-20 | Galvanized Steel
J D VAUGHNS GROCERY | US HWY 278 E | UNION POINT | Greene | 660037 | 1 | [5 empty] | Permanently Out of Use - historical purposes | Gas (Historical Use) | 560 | Bare Steel | 1961-05-13 | 1899-12-31 | Galvanized Steel
DOVERS GROCERY | GA HWY 77 | UNION POINT | Greene | 660027 | 2 | [5 empty] | Closed in Ground | Gas (Historical Use) | 550 | Bare Steel | 1961-05-13 | 1970-03-01 | Galvanized Steel
UNION POINT | 306 HILLARD STREET | UNION POINT | Greene | 660021 | 1 | [5 empty] | Removed from Ground | Diesel | 500 | Bare Steel | 1985-04-04 | 2001-02-21 | Bare Steel
RACE TRAC #2654 | 2670 LAKE OCONEE PKWY | GREENSBORO | Greene | 10003470 | 4 | Overfill Alarm | 2024-03-10 | FALSE | 2024-03-10 | FALSE | Currently in Use | Diesel | 24000 | Fiberglass Double Walled | 2024-03-10 |  | Double-Walled Fiberglass | Pressurized
RACE TRAC #2654 | 2670 LAKE OCONEE PKWY | GREENSBORO | Greene | 10003470 | 1 | Overfill Alarm | 2024-03-10 | FALSE | 2024-03-10 | FALSE | Currently in Use | Regular | 20000 | Fiberglass Double Walled | 2024-03-10 |  | Double-Walled Fiberglass | Pressurized
GOLDEN PANTRY #39 (FORMER/CLOSED | 1930 GA HWY 13 @ LEE ST | BUFORD | Gwinnett | 9000428 | 1 | [5 empty] | Removed from Ground | Gas (Historical Use) | 10000 | Bare Steel | 1966-04-22 | 1989-06-01 | Galvanized Steel
EXXON FOOD MART #102 | 4545 S LEE ST | BUFORD | Gwinnett | 9067407 | 1 | Ball Float | 2001-09-26 | FALSE | 2001-09-27 | FALSE | Currently in Use | Regular | 12000 | Composite | 2001-09-25 |  | Double-Walled Flex | Pressurized
CHADWICK GROCERY | 1579 BUFORD DAM RD | BUFORD | Gwinnett | 9067396 | 1 | [5 empty] | Removed from Ground | Gas (Historical Use) | 500 | Bare Steel | 1960-01-01 | 2001-08-01 | Not Marked
QUIKTRIP #786 | 4080 BUFORD DR | BUFORD | Gwinnett | 9067394 | 4B | Flapper Valve | 2019-12-06 | FALSE | 2019-12-06 | FALSE | Currently in Use | E-0 | 10000 | Fiberglass Double Walled | 2019-12-06 |  | Double-Walled Flex | Pressurized
KING'S OIL #372 | 2275 BUFORD HWY | BUFORD | Gwinnett | 9067227 | 2B | Ball Float | 2010-09-27 | FALSE | 2010-09-27 | FALSE | Currently in Use | Diesel | 4000 | Fiberglass Double Walled | 2010-09-06 |  | Double-Walled Fiberglass | Pressurized
SUGAR HILL TEXACO | 5905 SUWANEE DAM RD | BUFORD | Gwinnett | 9067360 | 2 |  | 1998-04-01 | FALSE | 1998-04-01 | TRUE | Removed from Ground | Premium | 12000 | Fiberglass | 1998-04-01 | 2018-05-01 | Fiberglass Reinforced Plastic | Pressurized
BIG H FOOD STORE #90 | 2655 BUFORD HWY/ 23 | BUFORD | Gwinnett | 9067346 | 1 | Ball Float | 1998-08-01 | FALSE | 1998-08-01 | FALSE | Currently in Use | Regular | 15000 | Epoxy | 1998-08-01 |  | Fiberglass Reinforced Plastic | Pressurized
OLYMPIC OIL CO | WEST RAILROAD ST | BUFORD | Gwinnett | 9067122 | 1 | [5 empty] | Removed from Ground | Other | 10000 | Not Marked/Unknown | 1988-12-01 | 1988-12-01 | Not Marked
US ARMY CORPS OF ENG | BUFORD DAM RD | BUFORD | Gwinnett | 9067113 | 5 | [5 empty] | Removed from Ground | Gas (Historical Use) | 1000 | Bare Steel | 1992-06-01 | 1992-06-01 | Galvanized Steel
US ARMY CORPS OF ENG | BUFORD DAM RD | BUFORD | Gwinnett | 9067113 | 4 | [5 empty] | Removed from Ground | Diesel | 1020 | Bare Steel | 1980-01-01 | 1992-06-01 | Galvanized Steel
WEE WILLY'S FOOD STORE #7 | 1875 PEACHTREE IND BLVD | BUFORD | Gwinnett | 9000002 | 1 | Flapper Valve | 1988-01-01 | FALSE | 1988-01-01 | FALSE | Removed from Ground | Diesel | 6000 | Galvanic (STIP-3) | 1988-06-20 |  | Fiberglass Reinforced Plastic | Pressurized
GOLDEN PANTRY #39 (FORMER/CLOSED | 1930 GA HWY 13 @ LEE ST | BUFORD | Gwinnett | 9000428 | 3 | [5 empty] | Removed from Ground | Gas (Historical Use) | 3000 | Bare Steel | 1966-04-22 | 1989-06-01 | Galvanized Steel
QUIKTRIP #786 | 4080 BUFORD DR | BUFORD | Gwinnett | 9067394 | 3 |  | 2001-02-01 | FALSE | 2001-02-01 | FALSE | Currently in Use | Gas (Historical Use) | 12000 | Fiberglass Double Walled | 2000-12-01 |  | Double-Walled Fiberglass | Pressurized
GWINNETT COUNTY RIGHT OF WAY | 4163 HAMILTON MILL RD | BUFORD | Gwinnett | 9067194 | 2 | [5 empty] | Removed from Ground | Gas (Historical Use) | 1000 | Marked Unknown | 1995-08-01 | 1995-08-01 | Unknown
GWINNETT COUNTY RIGHT OF WAY | 4163 HAMILTON MILL RD | BUFORD | Gwinnett | 9067194 | 3 | [5 empty] | Removed from Ground | Gas (Historical Use) | 1000 | Marked Unknown | 1995-08-01 | 1995-08-01 | Unknown
SUGAR HILL TEXACO | 5905 SUWANEE DAM RD | BUFORD | Gwinnett | 9067360 | 1 |  | 1998-04-01 | FALSE | 1998-04-01 | TRUE | Removed from Ground | Regular | 20000 | Fiberglass | 1998-04-01 | 2018-05-01 | Fiberglass Reinforced Plastic | Pressurized
OLYMPIC OIL CO | WEST RAILROAD ST | BUFORD | Gwinnett | 9067122 | 2 | [5 empty] | Removed from Ground | Other | 10000 | Not Marked/Unknown | 1988-12-01 | 1988-12-01 | Not Marked
PHILLIPS STATE PRISON | 2967 WEST ROCK QUARRY RD | BUFORD | Gwinnett | 9067010 | 5 | Flapper Valve | 1998-06-18 | FALSE | 1998-06-18 | FALSE | Currently in Use | Diesel | 1000 | Fiberglass Double Walled | 1998-06-17 |  | Double-Walled Fiberglass | Pressurized
GWINNETT COUNTY RIGHT OF WAY | 4163 HAMILTON MILL RD | BUFORD | Gwinnett | 9067194 | 1 | [5 empty] | Removed from Ground | Gas (Historical Use) | 1000 | Marked Unknown | 1995-08-01 | 1995-08-01 | Unknown
GOLDEN PANTRY #39 (FORMER/CLOSED | 1930 GA HWY 13 @ LEE ST | BUFORD | Gwinnett | 9000428 | 4 | [5 empty] | Removed from Ground | Gas (Historical Use) | 3000 | Bare Steel | 1966-04-22 | 1989-06-01 | Galvanized Steel
GOLDEN PANTRY #39 (FORMER/CLOSED | 1930 GA HWY 13 @ LEE ST | BUFORD | Gwinnett | 9000428 | 5 | [5 empty] | Removed from Ground | Gas (Historical Use) | 3000 | Bare Steel | 1966-04-22 | 1989-06-01 | Galvanized Steel
JESSE WHEELERS AUTO SVC & WRECKI | 55 SCOTT ST | BUFORD | Gwinnett | 9067183 | 1 | [5 empty] | Removed from Ground | Gas (Historical Use) | 550 | Not Marked/Unknown | 1994-05-16 | 1994-05-16 | Not Marked
PHILLIPS STATE PRISON | 2967 WEST ROCK QUARRY RD | BUFORD | Gwinnett | 9067010 | 4 | Flapper Valve | 1998-06-18 | FALSE | 1998-06-18 | FALSE | Currently in Use | Regular | 6000 | Fiberglass | 1998-06-17 |  | Double-Walled Fiberglass | Pressurized
WEE WILLY'S FOOD STORE #7 | 1875 PEACHTREE IND BLVD | BUFORD | Gwinnett | 9000002 | 3 | Flapper Valve | 1988-01-01 | FALSE | 1988-01-01 | FALSE | Removed from Ground | Premium | 6000 | Galvanic (STIP-3) | 1988-06-20 |  | Fiberglass Reinforced Plastic | Pressurized
EXXON FOOD MART #102 | 4545 S LEE ST | BUFORD | Gwinnett | 9067407 | 3 | Ball Float | 2001-09-26 | FALSE | 2001-09-27 | FALSE | Currently in Use | Diesel | 8000 | Composite | 2001-09-25 |  | Double-Walled Flex | Pressurized
BIG H FOOD STORE #90 | 2655 BUFORD HWY/ 23 | BUFORD | Gwinnett | 9067346 | 2 | Ball Float | 1998-08-01 | FALSE | 1998-08-01 | FALSE | Currently in Use | Premium | 15000 | Epoxy | 1998-08-01 |  | Fiberglass Reinforced Plastic | Pressurized
US ARMY CORPS OF ENG | BUFORD DAM RD | BUFORD | Gwinnett | 9067113 | 3 | [5 empty] | Removed from Ground | Diesel | 1080 | Bare Steel | 1969-01-01 | 1992-06-01 | Galvanized Steel
H & W MERCHANDISE | 2786 HAMILTON MILL RD | BUFORD | Gwinnett | 9000487 | 1 | [5 empty] | Removed from Ground | Gas (Historical Use) | 5000 | Bare Steel | 1974-07-04 | 1899-12-31 | Fiberglass Reinforced Plastic | Suction (American)
CHEVRON STATION #43251 | 2549 HAMILTON MILL RD | BUFORD | Gwinnett | 9000576 | 1 | [5 empty] | Removed from Ground | Gas (Historical Use) | 0 | Marked Unknown | 1991-01-01 | 1991-01-01 | Unknown
CITY OF BUFORD/BARN | 205 ALEXANDER ST | BUFORD | Gwinnett | 670462 | 1 | [5 empty] | Removed from Ground | Gas (Historical Use) | 1000 | Bare Steel | 1966-03-05 | 1998-12-01 | Galvanized Steel
WATERWORKS CHEVRON | 2475 S WATERWORKS RD STE C | BUFORD | Gwinnett | 10000528 | 3 | Ball Float | 2003-01-01 | FALSE | 2003-01-01 | FALSE | Currently in Use | Diesel | 12000 | Fiberglass | 2003-01-01 |  | Flex | Pressurized
EXXON FOOD MART #102 | 4545 S LEE ST | BUFORD | Gwinnett | 9067407 | 2 | Ball Float | 2001-09-26 | FALSE | 2001-09-27 | FALSE | Currently in Use | Premium | 10000 | Composite | 2001-09-25 |  | Double-Walled Flex | Pressurized
KING'S OIL #372 | 2275 BUFORD HWY | BUFORD | Gwinnett | 9067227 | 618891 | Ball Float | 1995-04-11 |  | 1995-04-11 |  | Removed from Ground | Gas (Historical Use) | 12000 | Fiberglass | 1995-04-11 | 2010-04-12 | Fiberglass Reinforced Plastic | Pressurized
BUFORD EAST FLOWER & GIFT SHOP | 4101 HAMILTON MILL RD | BUFORD | Gwinnett | 9067195 | 1 | [5 empty] | Removed from Ground | Diesel | 1 | Not Marked/Unknown | 1995-01-10 | 1995-01-10 | Not Marked
PHILLIPS STATE PRISON | 2967 WEST ROCK QUARRY RD | BUFORD | Gwinnett | 9067010 | 1 | [5 empty] | Removed from Ground | Gas (Historical Use) | 10000 | Double Walled | 1989-01-01 | 1998-06-16 | Fiberglass Reinforced Plastic
LANIER HARBOR | 2066 PINE TREE DR | BUFORD | Gwinnett | 10000371 | 3 |  | 1988-12-01 | FALSE | 1988-12-01 | FALSE | Removed from Ground | Gas (Historical Use) | 8000 | Cathodically Protected Steel | 1988-12-22 | 2008-01-24 | Fiberglass Reinforced Plastic | Pressurized
CROWES COUNTRY STORE | 1914 HWY 124 | BUFORD | Gwinnett | 9067156 | 6 | [5 empty] | Removed from Ground | Kerosene | 500 | Not Marked/Unknown | 1992-06-29 | 1992-06-29 | Not Marked
KING'S OIL #372 | 2275 BUFORD HWY | BUFORD | Gwinnett | 9067227 | 618892 | Ball Float | 1995-04-11 |  | 1995-04-11 |  | Removed from Ground | Gas (Historical Use) | 12000 | Fiberglass | 1995-04-11 | 2010-04-12 | Fiberglass Reinforced Plastic | Pressurized
MOONEYS | 89 E MORENO ST | BUFORD | Gwinnett | 9067219 | 3 | [5 empty] | Currently in Use | Diesel | 550 | Marked Unknown |  |  | Unknown | Suction (American)
US ARMY CORPS OF ENG | BUFORD DAM RD | BUFORD | Gwinnett | 9067113 | 1 | [5 empty] | Removed from Ground | Gas (Historical Use) | 2000 | Bare Steel | 1983-01-01 | 1992-06-01 | Galvanized Steel
QUICK PANTRY 103 | 1945 BUFORD HWY | BUFORD | Gwinnett | 9067073 | 7 | Ball Float | 1989-01-01 | FALSE | 1989-01-01 | FALSE | Removed from Ground | Gas (Historical Use) | 10000 | Fiberglass Double Walled | 1989-01-01 | 2019-02-15 | Fiberglass Reinforced Plastic | Pressurized
QUIKTRIP #786 | 4080 BUFORD DR | BUFORD | Gwinnett | 9067394 | 2 |  | 2001-02-01 | FALSE | 2001-02-01 | FALSE | Currently in Use | Gas (Historical Use) | 20000 | Fiberglass Double Walled | 2000-12-01 |  | Double-Walled Fiberglass | Pressurized
CROWES COUNTRY STORE | 1914 HWY 124 | BUFORD | Gwinnett | 9067156 | 2 | [5 empty] | Removed from Ground | Gas (Historical Use) | 1500 | Not Marked/Unknown | 1992-06-29 | 1992-06-29 | Not Marked
H & W MERCHANDISE | 2786 HAMILTON MILL RD | BUFORD | Gwinnett | 9000487 | 2 | [5 empty] | Removed from Ground | Gas (Historical Use) | 5000 | Bare Steel | 1974-07-04 | 1899-12-31 | Fiberglass Reinforced Plastic | Suction (American)
BellSoth-F5602 | 803 S. Church St. | BUFORD | Gwinnett | 670504 | 3 | Flapper Valve | 2001-02-02 | FALSE | 2001-02-02 | FALSE | Currently in Use | Diesel | 4000 | Fiberglass Double Walled | 2000-02-01 |  | Double-Walled Fiberglass | Suction (American)
WEE WILLY'S FOOD STORE #7 | 1875 PEACHTREE IND BLVD | BUFORD | Gwinnett | 9000002 | 2 | Flapper Valve | 1988-01-01 | FALSE | 1988-01-01 | FALSE | Removed from Ground | Regular | 6000 | Galvanic (STIP-3) | 1988-06-20 |  | Fiberglass Reinforced Plastic | Pressurized
GOLDEN PANTRY #39 (FORMER/CLOSED | 1930 GA HWY 13 @ LEE ST | BUFORD | Gwinnett | 9000428 | 6 | [5 empty] | Removed from Ground | Gas (Historical Use) | 1000 | Bare Steel | 1966-04-22 | 1995-09-01 | Galvanized Steel
OLYMPIC OIL CO | WEST RAILROAD ST | BUFORD | Gwinnett | 9067122 | 4 | [5 empty] | Removed from Ground | Other | 10000 | Not Marked/Unknown | 1988-12-01 | 1988-12-01 | Not Marked
OLYMPIC OIL CO | WEST RAILROAD ST | BUFORD | Gwinnett | 9067122 | 5 | [5 empty] | Removed from Ground | Other | 2000 | Not Marked/Unknown | 1988-12-01 | 1988-12-01 | Not Marked
QUICK PANTRY 103 | 1945 BUFORD HWY | BUFORD | Gwinnett | 9067073 | 6 | Ball Float | 1989-01-01 | FALSE | 1989-01-01 | FALSE | Removed from Ground | Gas (Historical Use) | 10000 | Fiberglass Double Walled | 1989-01-01 | 2019-02-15 | Fiberglass Reinforced Plastic | Pressurized
QUICK PANTRY 103 | 1945 BUFORD HWY | BUFORD | Gwinnett | 9067073 | 9 | Flapper Valve | 1989-01-01 | FALSE | 1989-01-01 | FALSE | Removed from Ground | Kerosene | 3000 | Fiberglass Double Walled | 1989-01-01 | 2019-02-15 | Fiberglass Reinforced Plastic | Safe Suction (Euro)
CITY OF BUFORD/BARN | 205 ALEXANDER ST | BUFORD | Gwinnett | 670462 | 2 | [5 empty] | Removed from Ground | Diesel | 500 | Bare Steel | 1966-03-05 | 1998-12-01 | Galvanized Steel
LANIER HARBOR | 2066 PINE TREE DR | BUFORD | Gwinnett | 10000371 | 4B | Ball Float | 2007-11-01 | FALSE | 2007-11-01 | FALSE | Removed from Ground | Gas (Historical Use) | 5000 | Composite | 2007-11-01 | 2015-04-27 | Double-Walled Flex | Pressurized
KING'S OIL #372 | 2275 BUFORD HWY | BUFORD | Gwinnett | 9067227 | 2A | Ball Float | 2010-09-27 | FALSE | 2010-09-27 | FALSE | Currently in Use | Gas (Historical Use) | 4000 | Fiberglass Double Walled | 2010-09-06 |  | Double-Walled Fiberglass | Pressurized
SHELL #7 | 2525 HAMILTON MILL RD | BUFORD | Gwinnett | 9067362 | 2 | Flapper Valve | 2022-11-10 | FALSE | 1998-12-01 | FALSE | Currently in Use | Premium | 12000 | Fiberglass | 1998-12-01 |  | Fiberglass Reinforced Plastic | Pressurized
SUGAR HILL TEXACO | 5905 SUWANEE DAM RD | BUFORD | Gwinnett | 9067360 | 3 |  | 1998-04-01 | FALSE | 1998-04-01 | TRUE | Removed from Ground | Diesel | 8000 | Fiberglass | 1998-04-01 | 2018-05-01 | Fiberglass Reinforced Plastic | Pressurized
LANIER HARBOR | 2066 PINE TREE DR | BUFORD | Gwinnett | 10000371 | 1 |  | 1988-12-01 | FALSE | 1988-12-01 | FALSE | Removed from Ground | Gas (Historical Use) | 4000 | Cathodically Protected Steel | 1988-12-22 | 2008-01-24 | Fiberglass Reinforced Plastic | Pressurized
GREG TOTH MOTOR CARS | 258 HWY 23 | BUFORD | Gwinnett | 9067304 | 2 | [5 empty] | Removed from Ground | Gas (Historical Use) | 2000 | Not Marked/Unknown | 1997-02-27 | 1997-02-27 | Not Marked
OLD BUFORD HOSPITAL | 55 MORNINGSIDE DRIVE | BUFORD | Gwinnett | 9067279 | 2 | [5 empty] | Removed from Ground | Diesel | 8000 | Bare Steel | 1968-01-01 | 1996-07-24 | Copper | Safe Suction (Euro)
OLYMPIC OIL CO | WEST RAILROAD ST | BUFORD | Gwinnett | 9067122 | 6 | [5 empty] | Removed from Ground | Other | 1000 | Not Marked/Unknown | 1988-12-01 | 1988-12-01 | Not Marked
US ARMY CORPS OF ENG | BUFORD DAM RD | BUFORD | Gwinnett | 9067113 | 6 | [5 empty] | Removed from Ground | Diesel | 1000 | Bare Steel | 1983-04-22 | 1991-09-26 | Galvanized Steel
LANIER HARBOR | 2066 PINE TREE DR | BUFORD | Gwinnett | 10000371 | 2 |  | 1988-12-01 | FALSE | 1988-12-01 | FALSE | Removed from Ground | Gas (Historical Use) | 8000 | Cathodically Protected Steel | 1988-12-22 | 2008-01-24 | Fiberglass Reinforced Plastic | Pressurized
QUIKTRIP #786 | 4080 BUFORD DR | BUFORD | Gwinnett | 9067394 | 1 |  | 2001-02-01 | FALSE | 2001-02-01 | FALSE | Currently in Use | Gas (Historical Use) | 20000 | Fiberglass Double Walled | 2000-12-01 |  | Double-Walled Fiberglass | Pressurized
BST/F5553 OLD BUFORD CO | 105 SCOTT ST | BUFORD | Gwinnett | 9067169 | 1 | [5 empty] | Removed from Ground | Diesel | 1000 | Bare Steel | 1993-12-15 | 1993-12-15 | Bare Steel | Safe Suction (Euro)
CROWES COUNTRY STORE | 1914 HWY 124 | BUFORD | Gwinnett | 9067156 | 3 | [5 empty] | Removed from Ground | Gas (Historical Use) | 2000 | Not Marked/Unknown | 1992-06-29 | 1992-06-29 | Not Marked
GWINNETT COUNTY RIGHT OF WAY | 4163 HAMILTON MILL RD | BUFORD | Gwinnett | 9067194 | 5 |  |  | FALSE |  | FALSE | Removed from Ground | Other | 2000 | Bare Steel | 1995-08-01 | 1995-08-01 | Bare Steel
GWINNETT COUNTY RIGHT OF WAY | 4163 HAMILTON MILL RD | BUFORD | Gwinnett | 9067194 | 4 |  |  | FALSE |  | FALSE | Removed from Ground | Other | 2000 | Bare Steel | 1995-08-01 | 1995-08-01 | Bare Steel
PHILLIPS STATE PRISON | 2967 WEST ROCK QUARRY RD | BUFORD | Gwinnett | 9067010 | 3 | [5 empty] | Removed from Ground | Other | 3000 | Double Walled | 1989-01-01 | 1998-09-03 | Fiberglass Reinforced Plastic
LAKESIDE SHELL LLC | 2380 BUFORD DAM RD | BUFORD | Gwinnett | 10000539 | 1 | Ball Float | 2003-08-01 | FALSE | 2003-08-01 | FALSE | Currently in Use | Regular | 12000 | Epoxy | 2003-08-01 |  | Double-Walled Fiberglass | Pressurized
WEE WILLY'S FOOD STORE #7 | 1875 PEACHTREE IND BLVD | BUFORD | Gwinnett | 9000002 | 4 | Flapper Valve | 1988-01-01 | FALSE | 1988-01-01 | FALSE | Removed from Ground | Diesel Off Road | 2000 | Galvanic (STIP-3) | 1988-06-20 |  | Fiberglass Reinforced Plastic | Safe Suction (Euro)
CROWES COUNTRY STORE | 1914 HWY 124 | BUFORD | Gwinnett | 9067156 | 1 | [5 empty] | Removed from Ground | Gas (Historical Use) | 1000 | Not Marked/Unknown | 1992-06-29 | 1992-06-29 | Not Marked
KING'S OIL #372 | 2275 BUFORD HWY | BUFORD | Gwinnett | 9067227 | 1 | Ball Float | 2010-09-27 | FALSE | 2010-09-27 | FALSE | Currently in Use | Regular | 12000 | Fiberglass Double Walled | 2010-09-16 |  | Double-Walled Fiberglass | Pressurized
MOONEYS | 89 E MORENO ST | BUFORD | Gwinnett | 9067219 | 2 | [5 empty] | Currently in Use | Gas (Historical Use) | 4000 | Marked Unknown | 1986-01-01 |  | Unknown | Suction (American)
GREG TOTH MOTOR CARS | 258 HWY 23 | BUFORD | Gwinnett | 9067304 | 1 | [5 empty] | Removed from Ground | Gas (Historical Use) | 2000 | Not Marked/Unknown | 1997-02-27 | 1997-02-27 | Not Marked
US ARMY CORPS OF ENG | BUFORD DAM RD | BUFORD | Gwinnett | 9067113 | 2 | [5 empty] | Removed from Ground | Diesel | 1000 | Bare Steel | 1983-01-01 | 1992-06-01 | Galvanized Steel
H&S VOLKWAGEN REPAIR | 5326 LITTLE MILL ROAD | BUFORD | Gwinnett | 9067223 | DUMMY | [5 empty] | Currently in Use | Other | 0 | Not Marked/Unknown |  |  | Not Marked
SHELL #7 | 2525 HAMILTON MILL RD | BUFORD | Gwinnett | 9067362 | 3 | Flapper Valve | 2022-11-10 | FALSE | 1998-12-01 | FALSE | Currently in Use | Diesel | 6000 | Fiberglass | 1998-12-01 |  | Fiberglass Reinforced Plastic | Pressurized
PHILLIPS STATE PRISON | 2967 WEST ROCK QUARRY RD | BUFORD | Gwinnett | 9067010 | 6 | Flapper Valve | 1998-09-01 | FALSE | 1998-09-01 | FALSE | Currently in Use | Diesel | 2500 | Fiberglass Double Walled | 1998-06-17 |  | Copper/Secondry Containment | Safe Suction (Euro)
LAMBS USED CARS | 765 HWY 23 | BUFORD | Gwinnett | 9067126 | 1 | [5 empty] | Removed from Ground | Gas (Historical Use) | 560 | Bare Steel | 1973-01-01 | 1998-06-18 | Bare Steel | Suction (American)
WADE FORD OF BUFORD INC | 4525 NELSON BROGDON BLVD | BUFORD | Gwinnett | 9067040 | 1 | [5 empty] | Removed from Ground | Gas (Historical Use) | 550 | Cathodically Protected Steel | 1989-01-01 | 1995-04-01 | Galvanized Steel
BellSoth-F5602 | 803 S. Church St. | BUFORD | Gwinnett | 670504 | 2 |  | 1993-01-28 |  | 1993-01-28 |  | Removed from Ground | Other | 2500 | Double Walled | 1993-01-28 | 2000-07-15 | Not Marked
LAKESIDE SHELL LLC | 2380 BUFORD DAM RD | BUFORD | Gwinnett | 10000539 | 2A | Ball Float | 2003-08-01 | FALSE | 2003-08-01 | FALSE | Currently in Use | Premium | 8000 | Epoxy | 2003-08-01 |  | Double-Walled Fiberglass | Pressurized
KING'S OIL #372 | 2275 BUFORD HWY | BUFORD | Gwinnett | 9067227 | 2C | Flapper Valve | 2010-09-27 | FALSE | 2010-09-27 | FALSE | Currently in Use | Diesel | 4000 | Fiberglass Double Walled | 2010-09-06 |  | Double-Walled Fiberglass | Safe Suction (Euro)
SHELL #7 | 2525 HAMILTON MILL RD | BUFORD | Gwinnett | 9067362 | 1 | Flapper Valve | 2022-11-10 | FALSE | 1998-12-01 | FALSE | Currently in Use | Regular | 12000 | Fiberglass | 1998-12-01 |  | Fiberglass Reinforced Plastic | Pressurized
OLD BUFORD HOSPITAL | 55 MORNINGSIDE DRIVE | BUFORD | Gwinnett | 9067279 | 1 | [5 empty] | Removed from Ground | Diesel | 550 | Bare Steel | 1968-01-01 | 1996-07-16 | Copper
H & W MERCHANDISE | 2786 HAMILTON MILL RD | BUFORD | Gwinnett | 9000487 | 3 | [5 empty] | Removed from Ground | Gas (Historical Use) | 6000 | Bare Steel | 1983-07-02 | 1899-12-31 | Fiberglass Reinforced Plastic | Suction (American)
GWINNCO MUFFLER | 1010 PEACHTREE IND BLVD | BUFORD | Gwinnett | 670152 | 1 |  |  | TRUE |  | TRUE | Removed from Ground | Used Oil | 250 | Bare Steel | 1986-04-30 | 1990-01-01 | Galvanized Steel
LAKESIDE SHELL LLC | 2380 BUFORD DAM RD | BUFORD | Gwinnett | 10000539 | 2B | Ball Float | 2003-08-01 | FALSE | 2003-08-01 | FALSE | Currently in Use | Diesel | 4000 | Epoxy | 2003-08-01 |  | Double-Walled Fiberglass | Pressurized
BILL HEARD CHEVROLET INC -BUFORD | 4490 LEE STREET | BUFORD | Gwinnett | 9067366 | 1 | [5 empty] | Removed from Ground | Gas (Historical Use) | 1000 | Bare Steel | 1999-03-24 | 1999-03-24 | Galvanized Steel | Suction (American)
OLYMPIC OIL CO | WEST RAILROAD ST | BUFORD | Gwinnett | 9067122 | 3 | [5 empty] | Removed from Ground | Other | 10000 | Not Marked/Unknown | 1988-12-01 | 1988-12-01 | Not Marked
FORMER GASOLINE STATION | 595 SAWNEE AVENUE | BUFORD | Gwinnett | 10000429 | 1 |  |  | FALSE |  | FALSE | Removed from Ground | Gas (Historical Use) | 0 | Bare Steel | 1985-01-01 | 1985-01-01
LANIER HARBOR | 2066 PINE TREE DR | BUFORD | Gwinnett | 10000371 | 4A | Ball Float | 2007-11-01 | FALSE | 2007-11-01 | FALSE | Removed from Ground | Gas (Historical Use) | 15000 | Composite | 2007-11-01 | 2015-04-27 | Double-Walled Flex | Pressurized
CLACKS/#201 | 106 MAIN ST | BUFORD | Gwinnett | 670446 | 1 |  | 1995-05-01 |  | 1995-05-01 |  | Removed from Ground | Gas (Historical Use) | 5000 | Steel-Impressed Current | 1972-05-11 | 2013-06-20 | Cathodically Protected
CITY OF BUFORD | 30 GARNETT ST | BUFORD | Gwinnett | 670461 | 1 | [5 empty] | Closed in Ground | Gas (Historical Use) | 560 | Bare Steel | 1966-03-05 | 1998-12-01 | Galvanized Steel
BUFORD FUEL SITE GWINNETT COUNTY FIRE STATION #14 | 1600 BUFORD HWY | BUFORD | Gwinnett | 670198 | 1 |  | 1992-03-06 |  | 1992-03-06 |  | Removed from Ground | Gas (Historical Use) | 10000 | Bare Steel | 1979-05-04 | 1998-12-15 | Fiberglass Reinforced Plastic | Suction (American)
LANIER FILTER PLANT | 2601 S WATERWORKS RD | BUFORD | Gwinnett | 670222 | 1 | [5 empty] | Removed from Ground | Empty | 2000 | Bare Steel | 1976-05-04 | 1992-10-21 | Galvanized Steel
LITTLE SACK SHELL | 4430 NELSON BROGDEN BLVD | BUFORD | Gwinnett | 670360 | 3 | [5 empty] | Removed from Ground | Gas (Historical Use) | 8000 | Bare Steel | 1972-05-11 | 1994-10-17 | Galvanized Steel | Pressurized
KING'S OIL #334 | 2155 BUFORD DAM RD | BUFORD | Gwinnett | 670331 | 1 | Flapper Valve | 1998-10-03 | FALSE | 1998-10-03 | FALSE | Currently in Use | Regular | 8000 | Steel-Impressed Current | 1974-05-10 |  | Fiberglass Reinforced Plastic | Pressurized
CUSTOM WOOD & GARDEN | 2476 HAMILTON MILL RD | Dacula | Gwinnett | 670326 | 2 | [5 empty] | Removed from Ground | Gas (Historical Use) | 4000 | Bare Steel | 1971-05-11 | 1988-04-01 | Galvanized Steel
US CORPS OF ENG | BUFORD DAM RD | BUFORD | Gwinnett | 670102 | 2 | [5 empty] | Removed from Ground | Diesel | 1000 | Marked Unknown | 1991-09-04 | 1991-09-04 | Unknown
EXXON FOOD MART | 4296 OLD SUWANEE ROAD | BUFORD | Gwinnett | 10001356 | P770117A |  |  | FALSE |  | FALSE | [6 empty] | Double-Walled Fiberglass | Pressurized
NALLEY'S | 5671 SHADBURN FERRY RD | BUFORD | Gwinnett | 670374 | 1B | Flapper Valve | 1998-12-14 | FALSE | 1998-12-14 | FALSE | Currently in Use | Premium | 5000 | Epoxy | 1998-12-14 |  | Fiberglass Reinforced Plastic | Pressurized
BUFORD FUEL SITE GWINNETT COUNTY FIRE STATION #14 | 1600 BUFORD HWY | BUFORD | Gwinnett | 670198 | 5 | Ball Float | 1999-02-01 | FALSE | 1999-02-01 | FALSE | Currently in Use | Regular | 15000 | Fiberglass Double Walled | 1999-02-01 |  | Fiberglass Reinforced Plastic | Pressurized
YANCEY BROTHERS CO INC | 353 HURRICANE TRAIL | DACULA | Gwinnett | 9067244 | 1 |  | 1987-08-28 |  |  |  | Removed from Ground | Gas (Historical Use) | 6000 | Fiberglass | 1987-08-28 | 1995-12-29 | Fiberglass Reinforced Plastic | Pressurized
WATERWORKS CHEVRON | 2475 S WATERWORKS RD STE C | BUFORD | Gwinnett | 10000528 | 1 | Ball Float | 2003-01-01 | FALSE | 2003-01-01 | FALSE | Currently in Use | Regular | 12000 | Fiberglass | 2003-01-01 |  | Flex | Pressurized
CLACKS/#201 | 106 MAIN ST | BUFORD | Gwinnett | 670446 | 4 |  | 1995-05-01 |  | 1995-05-01 |  | Removed from Ground | Gas (Historical Use) | 5000 | Steel-Impressed Current | 1980-05-09 | 2013-06-20 | Cathodically Protected
NALLEY'S | 5671 SHADBURN FERRY RD | BUFORD | Gwinnett | 670374 | 3 | [5 empty] | Removed from Ground | Gas (Historical Use) | 1100 | Bare Steel | 1974-05-11 | 1998-12-01 | Unknown | Suction (American)
BUFORD CHEVRON | 96 W MAIN ST | BUFORD | Gwinnett | 670375 | 1 | [5 empty] | Removed from Ground | Gas (Historical Use) | 6000 | Bare Steel | 1971-05-12 | 1998-11-30 | Unknown | Suction (American)
BP #24109/GULF #267484 | 126 LEE ST | BUFORD | Gwinnett | 670190 | 6 |  |  | TRUE |  | TRUE | Removed from Ground | Diesel | 550 | Not Marked/Unknown | 1956-05-09 | 2000-01-25 | Not Marked
SPEEDY MART | 5882 HWY 20 | BUFORD | Gwinnett | 670281 | 1 |  | 1998-11-13 |  | 1998-11-13 |  | Removed from Ground | E-10 | 8000 | Steel-Impressed Current | 1977-04-19 | 2012-08-23 | Steel (Impressed Current) | Pressurized
FORMER PERRYS SVC STATION | 186 HILL ST | BUFORD | Gwinnett | 670359 | 1 | [5 empty] | Removed from Ground | Gas (Historical Use) | 3000 | Bare Steel | 1966-05-13 | 1994-12-10 | Galvanized Steel
DISCOUNT FOOD MART | 3687 EAST HWY 20 | BUFORD | Gwinnett | 670282 | 2 |  | 1998-11-09 |  | 1998-11-09 |  | Removed from Ground | E-10 | 6000 | Steel-Impressed Current | 1977-04-19 | 2013-05-07 | Fiberglass Reinforced Plastic | Pressurized
SHELL STATION | 3933 Buford Dr | BUFORD | Gwinnett | 670003 | 4 |  |  | TRUE |  | TRUE | Removed from Ground | Used Oil | 1000 | Fiberglass | 1985-04-30 | 1991-12-18 | Fiberglass Reinforced Plastic | Gravity Fed
KING'S OIL #322 | 2380 PEACHTREE IND BLVD | BUFORD | Gwinnett | 10000951 | 2C | Ball Float | 2005-05-01 | FALSE | 2005-05-01 | FALSE | Currently in Use | E-0 | 4000 | Fiberglass | 2005-05-12 |  | Fiberglass Reinforced Plastic | Pressurized
KING'S OIL #322 | 2380 PEACHTREE IND BLVD | BUFORD | Gwinnett | 10000951 | 2B | Flapper Valve | 2005-05-01 | FALSE | 2005-05-01 | FALSE | Currently in Use | Diesel | 4000 | Fiberglass | 2005-05-12 |  | Fiberglass Reinforced Plastic | Pressurized
KING'S OIL #322 | 2380 PEACHTREE IND BLVD | BUFORD | Gwinnett | 10000951 | 1 | Flapper Valve | 2005-05-01 | FALSE | 2005-05-01 | FALSE | Currently in Use | Regular | 12000 | Fiberglass | 2005-05-12 |  | Fiberglass Reinforced Plastic | Pressurized
SHAYEM INC | 4555 THOMPSON MILL RD | BUFORD | Gwinnett | 670127 | 3 | Flapper Valve | 1998-07-24 | FALSE | 1998-07-24 | FALSE | Currently in Use | Premium | 6000 | Steel-Impressed Current | 1976-04-25 |  | Steel (Impressed Current) | Pressurized
LITTLE SACK SHELL | 4430 NELSON BROGDEN BLVD | BUFORD | Gwinnett | 670360 | 2 | [5 empty] | Removed from Ground | Gas (Historical Use) | 8000 | Bare Steel | 1972-05-11 | 1994-10-17 | Galvanized Steel | Pressurized
CUSTOM WOOD & GARDEN | 2476 HAMILTON MILL RD | Dacula | Gwinnett | 670326 | 3 | [5 empty] | Removed from Ground | Gas (Historical Use) | 4000 | Bare Steel | 1971-05-11 | 1988-04-01 | Galvanized Steel
SAM'S MART # 512 | 3841 SATELLITE BLVD | DULUTH | Gwinnett | 9067089 | 2 | Flapper Valve | 2023-09-29 | FALSE | 1990-01-01 | FALSE | Currently in Use | Premium | 10000 | Fiberglass Double Walled | 1991-01-01 |  | Double-Walled Fiberglass | Pressurized
NO FACILITY NAME | BUFORD HWY & GA HWY 120 | DULUTH | Gwinnett | 9067155 | 2 | [5 empty] | Removed from Ground | Gas (Historical Use) | 8000 | Bare Steel | 1993-02-11 | 1993-02-11 | Galvanized Steel | Pressurized
QUIKTRIP #710 | 3844 SATELLITE BLVD | DULUTH | Gwinnett | 9067018 | 5 | Flapper Valve | 2011-09-01 | FALSE | 2011-07-01 | FALSE | Currently in Use | Regular | 20000 | Fiberglass Double Walled | 2011-07-01 |  | Double-Walled Fiberglass | Pressurized
QUIKTRIP #710 | 3844 SATELLITE BLVD | DULUTH | Gwinnett | 9067018 | 7 | Flapper Valve | 2011-09-01 | FALSE | 2011-07-01 | FALSE | Currently in Use | Diesel | 12000 | Fiberglass Double Walled | 2011-07-01 |  | Double-Walled Fiberglass | Pressurized
QUIKTRIP #710 | 3844 SATELLITE BLVD | DULUTH | Gwinnett | 9067018 | 4 | Flapper Valve | 2011-09-01 | FALSE | 2011-07-01 | FALSE | Currently in Use | Regular | 20000 | Fiberglass Double Walled | 2011-07-01 |  | Double-Walled Fiberglass | Pressurized
QUIKTRIP #710 | 3844 SATELLITE BLVD | DULUTH | Gwinnett | 9067018 | 1 | Overfill Alarm | 1993-06-01 |  | 1993-06-01 |  | Removed from Ground | Gas (Historical Use) | 12000 | Fiberglass | 1987-10-02 | 2011-06-29 | Double-Walled Fiberglass | Pressurized
THOMAS CONCRETE-DULUTH PLANT/MAI | 3385 HARRIS ST | DULUTH | Gwinnett | 9067032 | 1 | [5 empty] | Removed from Ground | Diesel | 10000 | Bare Steel | 1983-01-01 | 1993-02-15 | Galvanized Steel
GOLDEN PANTRY #39 (FORMER/CLOSED | 1930 GA HWY 13 @ LEE ST | BUFORD | Gwinnett | 9000428 | 2 | [5 empty] | Removed from Ground | Gas (Historical Use) | 3000 | Bare Steel | 1966-04-22 | 1989-06-01 | Galvanized Steel
CHADWICK GROCERY | 1579 BUFORD DAM RD | BUFORD | Gwinnett | 9067396 | 2 | [5 empty] | Removed from Ground | Gas (Historical Use) | 500 | Bare Steel | 1960-01-01 | 2001-08-01 | Not Marked
QUIKTRIP #786 | 4080 BUFORD DR | BUFORD | Gwinnett | 9067394 | 4A | Flapper Valve | 2019-12-06 | FALSE | 2019-12-06 | FALSE | Currently in Use | Diesel | 12000 | Fiberglass Double Walled | 2019-12-06 |  | Double-Walled Fiberglass | Pressurized
CROWES COUNTRY STORE | 1914 HWY 124 | BUFORD | Gwinnett | 9067156 | 4 | [5 empty] | Removed from Ground | Gas (Historical Use) | 2000 | Not Marked/Unknown | 1992-06-29 | 1992-06-29 | Not Marked
GA POWER/DULUTH OPERATING HQ | 3825 ROGERS BRIDGE RD | DULUTH | Gwinnett | 9067002 | 2 | Ball Float | 1995-05-11 | FALSE | 1995-05-11 | FALSE | Removed from Ground | Diesel | 10000 | Fiberglass | 1986-01-01 |  | Double-Walled Flex | Pressurized
QUIKTRIP #746 | 3495 SATELLITE BLVD | DULUTH | Gwinnett | 9067020 | 3 | Flapper Valve | 1990-11-01 | FALSE | 1990-11-01 | FALSE | Currently in Use | Premium | 12000 | Tank Jacket | 1991-01-01 |  |  | Pressurized
NO FACILITY NAME | 3396 HWY 23 BUFORD | DULUTH | Gwinnett | 9067180 | 2 | [5 empty] | Removed from Ground | Gas (Historical Use) | 1000 | Bare Steel | 1993-04-05 | 1993-04-05 | Galvanized Steel | Suction (American)
KING'S OIL #322 | 2380 PEACHTREE IND BLVD | BUFORD | Gwinnett | 10000951 | 2A | Flapper Valve | 2005-05-01 | FALSE | 2005-05-01 | FALSE | Currently in Use | Premium | 8000 | Fiberglass | 2005-05-12 |  | Fiberglass Reinforced Plastic | Pressurized
CUSTOM WOOD & GARDEN | 2476 HAMILTON MILL RD | Dacula | Gwinnett | 670326 | 8 |  | 1993-10-12 | FALSE | 1993-10-12 | FALSE | Temporarily out of use | Gas (Historical Use) | 8000 | Fiberglass | 1988-04-01 |  | Fiberglass Reinforced Plastic | Pressurized
CUSTOM WOOD & GARDEN | 2476 HAMILTON MILL RD | Dacula | Gwinnett | 670326 | 9 |  | 1993-10-12 | FALSE | 1993-10-12 | FALSE | Temporarily out of use | Diesel | 20000 | Fiberglass | 1988-04-01 |  | Fiberglass Reinforced Plastic | Pressurized
CUSTOM WOOD & GARDEN | 2476 HAMILTON MILL RD | Dacula | Gwinnett | 670326 | 6 |  | 1993-10-12 | FALSE | 1993-10-12 | FALSE | Temporarily out of use | Gas (Historical Use) | 8000 | Fiberglass | 1988-04-01 |  | Fiberglass Reinforced Plastic | Pressurized
SHELL STATION | 3933 Buford Dr | BUFORD | Gwinnett | 670003 | 3 | [5 empty] | Removed from Ground | Gas (Historical Use) | 10000 | Fiberglass | 1985-04-30 | 1991-12-18 | Fiberglass Reinforced Plastic | Pressurized
TEXACO QUIK STOP | 1643 BUFORD HWY | BUFORD | Gwinnett | 10001428 | 2B | Ball Float | 2007-08-01 | FALSE | 2007-08-01 | FALSE | Currently in Use | Diesel | 5000 | Composite Double Walled | 2007-08-01 |  | Double-Walled Fiberglass | Pressurized
EXXON FOOD MART | 4296 OLD SUWANEE ROAD | BUFORD | Gwinnett | 10001356 | P770117B | Ball Float | 2007-05-04 | FALSE | 2007-05-04 | FALSE | Currently in Use | Diesel | 4000 | Composite | 2007-02-12 |  | Double-Walled Fiberglass | Pressurized
TEXACO QUIK STOP | 1643 BUFORD HWY | BUFORD | Gwinnett | 10001428 | 1 | Ball Float | 2007-08-01 | FALSE | 2007-08-01 | FALSE | Currently in Use | Gas (Historical Use) | 15000 | Composite Double Walled | 2007-08-01 |  | Double-Walled Fiberglass | Pressurized
BUFORD FUEL SITE GWINNETT COUNTY FIRE STATION #14 | 1600 BUFORD HWY | BUFORD | Gwinnett | 670198 | 4 | [5 empty] | Removed from Ground | Diesel | 2000 | Bare Steel | 1981-05-03 | 1997-10-02 | Galvanized Steel
CIRCLE K #1295/MR B'S #152 | 3525 GA HWY 20 | BUFORD | Gwinnett | 670325 | 1 | [5 empty] | Removed from Ground | Gas (Historical Use) | 8000 | Bare Steel | 1982-01-01 | 1899-12-31 | Galvanized Steel
CLACKS/#201 | 106 MAIN ST | BUFORD | Gwinnett | 670446 | 3 |  | 1995-05-01 |  | 1995-05-01 |  | Removed from Ground | Gas (Historical Use) | 5000 | Steel-Impressed Current | 1972-05-11 | 2013-06-20 | Cathodically Protected
BP #24109/GULF #267484 | 126 LEE ST | BUFORD | Gwinnett | 670190 | 4 | [5 empty] | Removed from Ground | Gas (Historical Use) | 3000 | Bare Steel | 1956-05-09 | 1990-12-14 | Galvanized Steel
BP #24109/GULF #267484 | 126 LEE ST | BUFORD | Gwinnett | 670190 | 5 | [5 empty] | Removed from Ground | Diesel | 3000 | Bare Steel | 1956-05-09 | 1990-12-14 | Galvanized Steel
LANIER FILTER PLANT | 2601 S WATERWORKS RD | BUFORD | Gwinnett | 670222 | 3 |  | 1998-10-01 |  | 1998-10-01 |  | Removed from Ground | Diesel | 3000 | Fiberglass Double Walled | 1981-01-01 | 2012-10-30 | Double-Walled Fiberglass | Safe Suction (Euro)
BUFORD FUEL SITE GWINNETT COUNTY FIRE STATION #14 | 1600 BUFORD HWY | BUFORD | Gwinnett | 670198 | 3 |  | 1992-03-06 |  | 1992-03-06 |  | Removed from Ground | Gas (Historical Use) | 10000 | Bare Steel | 1979-05-04 | 1998-12-15 | Fiberglass Reinforced Plastic | Suction (American)
LITTLE SACK SHELL | 4430 NELSON BROGDEN BLVD | BUFORD | Gwinnett | 670360 | 1 | [5 empty] | Removed from Ground | Gas (Historical Use) | 8000 | Bare Steel | 1972-05-11 | 1994-10-17 | Galvanized Steel | Pressurized
KING'S OIL #334 | 2155 BUFORD DAM RD | BUFORD | Gwinnett | 670331 | 3 | Flapper Valve | 1998-10-03 | FALSE | 1998-10-03 | FALSE | Temporarily out of use | Diesel | 3000 | Steel-Impressed Current | 1974-05-10 | 2016-11-22 | Fiberglass Reinforced Plastic | Pressurized
CUSTOM WOOD & GARDEN | 2476 HAMILTON MILL RD | Dacula | Gwinnett | 670326 | 5 | [5 empty] | Removed from Ground | Gas (Historical Use) | 4000 | Bare Steel | 1971-05-11 | 1988-04-01 | Galvanized Steel
CUSTOM WOOD & GARDEN | 2476 HAMILTON MILL RD | Dacula | Gwinnett | 670326 | 4 | [5 empty] | Removed from Ground | Gas (Historical Use) | 1500 | Bare Steel | 1982-05-08 | 1988-04-01 | Galvanized Steel
SHAYEM INC | 4555 THOMPSON MILL RD | BUFORD | Gwinnett | 670127 | 2 | Flapper Valve | 1998-07-24 | FALSE | 1998-07-24 | FALSE | Currently in Use | Regular | 6000 | Steel-Impressed Current | 1976-04-25 |  | Steel (Impressed Current) | Pressurized
BUFORD FUEL SITE GWINNETT COUNTY FIRE STATION #14 | 1600 BUFORD HWY | BUFORD | Gwinnett | 670198 | 6 | Flapper Valve | 1999-02-01 | FALSE | 1999-02-01 | FALSE | Currently in Use | Diesel | 15000 | Fiberglass Double Walled | 1999-02-01 |  | Fiberglass Reinforced Plastic | Pressurized
NALLEY'S | 5671 SHADBURN FERRY RD | BUFORD | Gwinnett | 670374 | 1 | [5 empty] | Removed from Ground | Gas (Historical Use) | 1100 | Bare Steel | 1974-05-11 | 1998-12-01 | Unknown | Suction (American)
BUFORD CHEVRON | 96 W MAIN ST | BUFORD | Gwinnett | 670375 | 3 | [5 empty] | Removed from Ground | Gas (Historical Use) | 1000 | Bare Steel | 1971-05-12 | 1998-11-30 | Unknown | Suction (American)
FORMER PERRYS SVC STATION | 186 HILL ST | BUFORD | Gwinnett | 670359 | 3 | [5 empty] | Removed from Ground | Gas (Historical Use) | 1000 | Bare Steel | 1994-12-10 | 1994-12-10 | Galvanized Steel
FEDEX FREIGHT CUSTOMER CENTER | 2495 MILL CENTER PKWY | BUFORD | Gwinnett | 10001039 | 1 | Flapper Valve | 2005-11-21 | FALSE | 2005-09-13 | FALSE | Currently in Use | Diesel | 20000 | Fiberglass Double Walled | 2005-09-01 |  | Double-Walled Fiberglass | Pressurized
FORMER PERRYS SVC STATION | 186 HILL ST | BUFORD | Gwinnett | 670359 | 4 | [5 empty] | Removed from Ground | Gas (Historical Use) | 560 | Bare Steel | 1994-12-10 | 1994-12-10 | Galvanized Steel
BUFORD | IND BLVD | BUFORD | Gwinnett | 670245 | 1 | [5 empty] | Removed from Ground | Kerosene | 2000 | Bare Steel | 1972-01-01 | 1991-06-01 | Unknown
US CORPS OF ENG | BUFORD DAM RD | BUFORD | Gwinnett | 670102 | 1 | [5 empty] | Removed from Ground | Gas (Historical Use) | 2000 | Marked Unknown | 1991-09-04 | 1991-09-04 | Unknown
SHELL STATION | 3933 Buford Dr | BUFORD | Gwinnett | 670003 | 1 | [5 empty] | Removed from Ground | Gas (Historical Use) | 10000 | Fiberglass | 1985-04-30 | 1991-12-18 | Galvanized Steel | Pressurized
CLACKS/#201 | 106 MAIN ST | BUFORD | Gwinnett | 670446 | 2 |  | 1995-05-01 |  | 1995-05-01 |  | Removed from Ground | Gas (Historical Use) | 5000 | Steel-Impressed Current | 1972-05-11 | 2013-06-20 | Cathodically Protected
SHAYEM INC | 4555 THOMPSON MILL RD | BUFORD | Gwinnett | 670127 | 1 | Flapper Valve | 1998-07-24 | FALSE | 1998-07-24 | FALSE | Currently in Use | Diesel | 6000 | Steel-Impressed Current | 1976-04-25 |  | Steel (Impressed Current) | Pressurized
BP #24109/GULF #267484 | 126 LEE ST | BUFORD | Gwinnett | 670190 | 3 | [5 empty] | Removed from Ground | Gas (Historical Use) | 3000 | Bare Steel | 1956-05-09 | 1990-12-14 | Galvanized Steel
CIRCLE K #1295/MR B'S #152 | 3525 GA HWY 20 | BUFORD | Gwinnett | 670325 | 2 | [5 empty] | Removed from Ground | Gas (Historical Use) | 4000 | Bare Steel | 1978-01-01 | 1899-12-31 | Galvanized Steel
FORMER PERRYS SVC STATION | 186 HILL ST | BUFORD | Gwinnett | 670359 | 2 | [5 empty] | Removed from Ground | Gas (Historical Use) | 3000 | Bare Steel | 1994-12-10 | 1994-12-10 | Galvanized Steel
DISCOUNT FOOD MART | 3687 EAST HWY 20 | BUFORD | Gwinnett | 670282 | 1 |  | 1998-11-09 |  | 1998-11-09 |  | Removed from Ground | E-10 | 8000 | Steel-Impressed Current | 1977-04-19 | 2013-05-07 | Fiberglass Reinforced Plastic | Pressurized
DISCOUNT FOOD MART | 3687 EAST HWY 20 | BUFORD | Gwinnett | 670282 | 3 |  | 1998-11-09 |  | 1998-11-09 |  | Removed from Ground | E-10 | 6000 | Steel-Impressed Current | 1977-04-19 | 2013-05-07 | Fiberglass Reinforced Plastic | Pressurized
SPEEDY MART | 5882 HWY 20 | BUFORD | Gwinnett | 670281 | 3 |  | 1998-11-13 |  | 1998-11-13 |  | Removed from Ground | E-10 | 6000 | Steel-Impressed Current | 1977-04-19 | 2012-08-23 | Steel (Impressed Current) | Pressurized
QUIKTRIP #784 | 2460 HAMILTON MILL RD | DACULA | Gwinnett | 9067376 | 1 | Flapper Valve | 1999-09-01 | FALSE | 1999-09-01 | FALSE | Currently in Use | Regular | 12000 | Fiberglass | 1999-07-01 |  | Double-Walled Flex | Pressurized
DACULA HIGH SCHOOL/STATION #8 | 163 BROAD ST | DACULA | Gwinnett | 670203 | 3 |  | 1991-12-31 |  | 1991-12-31 |  | Removed from Ground | Diesel | 12000 | Bare Steel | 1982-01-01 | 1998-10-01 | Fiberglass Reinforced Plastic | Suction (American)
BARTONS GROCERY | 1952 HARBINS RD | DACULA | Gwinnett | 670125 | 6 |  | 1988-12-01 |  | 1988-12-01 |  | Removed from Ground | Gas (Historical Use) | 2000 | Cathodically Protected Steel | 1988-12-15 | 2002-11-12 | Galvanized Steel | Safe Suction (Euro)
CLARA'S CORNER | HWY 124 | DACULA | Gwinnett | 9067271 | 1 | [5 empty] | Removed from Ground | Gas (Historical Use) | 4000 | Not Marked/Unknown | 1999-12-01 | 1999-12-01 | Not Marked
CROWES COUNTRY STORE | 1914 HWY 124 | BUFORD | Gwinnett | 9067156 | 5 | [5 empty] | Removed from Ground | Kerosene | 200 | Not Marked/Unknown | 1992-06-29 | 1992-06-29 | Not Marked
KING'S OIL #372 | 2275 BUFORD HWY | BUFORD | Gwinnett | 9067227 | 618917 |  | 1995-04-11 |  | 1995-04-11 |  | Removed from Ground | Kerosene | 2000 | Fiberglass | 1995-04-11 | 2010-04-12 | Fiberglass Reinforced Plastic | Suction (American)
MOONEYS | 89 E MORENO ST | BUFORD | Gwinnett | 9067219 | 1 | [5 empty] | Currently in Use | Gas (Historical Use) | 1050 | Marked Unknown |  |  | Unknown | Suction (American)
QUIKTRIP #784 | 2460 HAMILTON MILL RD | DACULA | Gwinnett | 9067376 | 4A | Flapper Valve | 2017-05-17 | FALSE | 2017-05-17 | FALSE | Currently in Use | E-0 | 10000 | Fiberglass Double Walled | 2017-05-05 |  | Double-Walled Flex | Pressurized
JONES 66 | JONES RD | DACULA | Gwinnett | 670445 | 2 | [5 empty] | Removed from Ground | Gas (Historical Use) | 1000 | Bare Steel | 1971-05-12 | 1995-05-01 | Galvanized Steel
GWINNETT COUNTY FIRE TRAINING CO | 3608 HWY 124 | DACULA | Gwinnett | 670218 | 1 | [5 empty] | Removed from Ground | Diesel | 500 | Bare Steel | 1985-05-02 | 1998-06-01 | Galvanized Steel
LITTLE SACK SHELL | 4430 NELSON BROGDEN BLVD | BUFORD | Gwinnett | 670360 | 4 | Ball Float | 1994-10-01 | FALSE | 1994-10-01 | FALSE | Currently in Use | Regular | 15000 | Composite | 1994-11-10 |  | Fiberglass Reinforced Plastic | Pressurized
LITTLE SACK SHELL | 4430 NELSON BROGDEN BLVD | BUFORD | Gwinnett | 670360 | 5 |  | 1994-10-01 | FALSE | 1994-10-01 | FALSE | Currently in Use | Premium | 15000 | Composite | 1994-11-10 |  | Fiberglass Reinforced Plastic | Pressurized
CIRCLE K #1295/MR B'S #152 | 3525 GA HWY 20 | BUFORD | Gwinnett | 670325 | 3 | [5 empty] | Removed from Ground | Gas (Historical Use) | 4000 | Bare Steel | 1978-01-01 | 1899-12-31 | Galvanized Steel
CUSTOM WOOD & GARDEN | 2476 HAMILTON MILL RD | Dacula | Gwinnett | 670326 | 7 |  | 1993-10-12 | FALSE | 1993-10-12 | FALSE | Temporarily out of use | Gas (Historical Use) | 8000 | Fiberglass | 1988-04-01 |  | Fiberglass Reinforced Plastic | Pressurized
CUSTOM WOOD & GARDEN | 2476 HAMILTON MILL RD | Dacula | Gwinnett | 670326 | 1 | [5 empty] | Removed from Ground | Gas (Historical Use) | 4000 | Bare Steel | 1971-05-11 | 1988-04-01 | Cathodically Protected
SHELL STATION | 3933 Buford Dr | BUFORD | Gwinnett | 670003 | 8 | Ball Float | 1994-01-01 | FALSE | 1994-01-01 | FALSE | Currently in Use | Diesel | 12000 | Fiberglass | 1994-11-29 |  | Fiberglass Reinforced Plastic | Pressurized
SHELL STATION | 3933 Buford Dr | BUFORD | Gwinnett | 670003 | 6 | Ball Float | 1994-01-01 | FALSE | 1994-01-01 | FALSE | Currently in Use | Regular | 12000 | Fiberglass | 1994-11-29 |  | Fiberglass Reinforced Plastic | Pressurized
QUIKTRIP #784 | 2460 HAMILTON MILL RD | DACULA | Gwinnett | 9067376 | 2 | Flapper Valve | 1999-09-01 | FALSE | 1999-09-01 | FALSE | Currently in Use | Regular | 12000 | Fiberglass | 1999-07-01 |  | Double-Walled Flex | Pressurized
DACULA HIGH SCHOOL/STATION #8 | 163 BROAD ST | DACULA | Gwinnett | 670203 | 2 |  | 1991-12-31 |  | 1991-12-31 |  | Removed from Ground | Diesel | 12000 | Bare Steel | 1982-01-01 | 1998-10-01 | Fiberglass Reinforced Plastic | Suction (American)
BARTONS GROCERY | 1952 HARBINS RD | DACULA | Gwinnett | 670125 | 4 |  | 1988-12-01 |  | 1988-12-01 |  | Removed from Ground | Diesel | 285 | Bare Steel | 1971-05-03 | 1988-12-01 | Galvanized Steel
BARTONS GROCERY | 1952 HARBINS RD | DACULA | Gwinnett | 670125 | 1 | [5 empty] | Removed from Ground | Gas (Historical Use) | 1000 | Bare Steel | 1971-05-03 | 1988-12-01 | Galvanized Steel
BARTONS GROCERY | 1952 HARBINS RD | DACULA | Gwinnett | 670125 | 7 |  | 1988-12-01 |  | 1988-12-01 |  | Removed from Ground | Gas (Historical Use) | 2000 | Cathodically Protected Steel | 1988-12-15 | 2002-11-12 | Galvanized Steel | Safe Suction (Euro)
DACULA EXXON | 352 HARBINS RD | DACULA | Gwinnett | 670007 | 2 | Flapper Valve | 1998-12-04 | FALSE | 1998-12-04 | FALSE | Currently in Use | Regular | 10000 | Steel-Impressed Current | 1981-04-30 |  | Double-Walled Flex | Pressurized
DISCOUNT TOBACCO OUTLET | 2182 HARBINS RD | DACULA | Gwinnett | 670135 | 3 |  |  | FALSE |  | FALSE | Removed from Ground | Gas (Historical Use) | 550 | Bare Steel | 1980-03-01 | 1998-10-01 | Galvanized Steel | Suction (American)
DISCOUNT TOBACCO OUTLET | 2182 HARBINS RD | DACULA | Gwinnett | 670135 | 6 | Flapper Valve | 2000-10-23 | FALSE | 2000-10-23 | FALSE | Removed from Ground | Premium | 6000 |  | 1986-06-01 |  |  | Safe Suction (Euro)
BARTONS GROCERY | 1952 HARBINS RD | DACULA | Gwinnett | 670125 | 5 |  | 1988-12-01 |  | 1988-12-01 |  | Removed from Ground | Gas (Historical Use) | 2000 | Cathodically Protected Steel | 1988-12-15 | 2002-11-12 | Cathodically Protected
DACULA EXXON | 352 HARBINS RD | DACULA | Gwinnett | 670007 | 5C | Flapper Valve | 2024-08-28 | FALSE | 2024-08-26 | FALSE | Currently in Use | E-0 | 5000 | Tank Jacket Double Walled | 2024-01-19 |  | Double-Walled Fiberglass
HAMILTON MILL FUEL SITE | 3608 BRASELTON HWY | DACULA | Gwinnett | 9037386 | 2 | Ball Float | 1998-09-01 | FALSE | 1998-09-01 | FALSE | Currently in Use | Diesel | 15000 | Fiberglass | 1998-09-01 |  | Double-Walled Flex | Pressurized
DACULA EXXON | 352 HARBINS RD | DACULA | Gwinnett | 670007 | 3 | Flapper Valve | 1998-12-04 | FALSE | 1998-12-04 | FALSE | Currently in Use | Premium | 10000 | Steel-Impressed Current | 1981-04-30 |  | Double-Walled Flex | Pressurized
DISCOUNT TOBACCO OUTLET | 2182 HARBINS RD | DACULA | Gwinnett | 670135 | 1 |  |  | FALSE |  | FALSE | Removed from Ground |  | 6000 | Bare Steel | 1986-04-01 | 1986-04-01 | Galvanized Steel | Suction (American)
GWINNETT COUNTY FIRE STATION #18 | 3600 HWY 124 | DACULA | Gwinnett | 670217 | 1 | [5 empty] | Removed from Ground | Diesel | 1000 | Bare Steel | 1982-05-03 | 1998-05-01 | Galvanized Steel | Suction (American)
GWINNETT COUNTY FIRE STATION #17 | 2739 BROOKS RD | DACULA | Gwinnett | 670216 | 1 | [5 empty] | Removed from Ground | Diesel | 500 | Bare Steel | 1982-05-03 | 1998-06-24 | Galvanized Steel
DISCOUNT TOBACCO OUTLET | 2182 HARBINS RD | DACULA | Gwinnett | 670135 | 5 | Flapper Valve | 1998-10-23 | FALSE | 1998-10-23 | FALSE | Removed from Ground | Diesel Off Road | 1066 | Steel-Impressed Current | 1980-03-01 |  |  | Safe Suction (Euro)
HAMILTON MILL FUEL SITE | 3608 BRASELTON HWY | DACULA | Gwinnett | 9037386 | 1 | Ball Float | 1998-09-01 | FALSE | 1998-09-01 | FALSE | Currently in Use | Regular | 15000 | Fiberglass | 1998-09-01 |  | Double-Walled Flex | Pressurized
DISCOUNT TOBACCO OUTLET | 2182 HARBINS RD | DACULA | Gwinnett | 670135 | 7 | Flapper Valve | 1998-10-23 | FALSE | 1998-10-23 | FALSE | Removed from Ground | Premium | 6000 |  | 1986-06-01 |  |  | Suction (American)
DISCOUNT TOBACCO OUTLET | 2182 HARBINS RD | DACULA | Gwinnett | 670135 | 4 |  |  | FALSE |  | FALSE | Removed from Ground |  | 6000 | Bare Steel | 1986-04-01 | 1986-04-01 | Galvanized Steel | Suction (American)
QUIKTRIP #784 | 2460 HAMILTON MILL RD | DACULA | Gwinnett | 9067376 | 3 | Flapper Valve | 1999-09-01 | FALSE | 1999-09-01 | FALSE | Currently in Use | Premium | 12000 | Fiberglass | 1999-07-01 |  | Double-Walled Flex | Pressurized
DACULA HIGH SCHOOL/STATION #8 | 163 BROAD ST | DACULA | Gwinnett | 670203 | 1 |  | 1991-12-31 |  | 1991-12-31 |  | Removed from Ground | Gas (Historical Use) | 12000 | Bare Steel | 1982-01-01 | 1998-10-01 | Fiberglass Reinforced Plastic | Suction (American)
DACULA EXXON | 352 HARBINS RD | DACULA | Gwinnett | 670007 | 5A | Flapper Valve | 2024-08-28 | FALSE | 2024-08-26 | FALSE | Currently in Use | Diesel | 5000 | Tank Jacket Double Walled | 2024-01-19 |  | Double-Walled Fiberglass
QUIKTRIP #784 | 2460 HAMILTON MILL RD | DACULA | Gwinnett | 9067376 | 4B | Flapper Valve | 2017-05-17 | FALSE | 2017-05-17 | FALSE | Currently in Use | Diesel | 12000 | Fiberglass Double Walled | 2017-05-05 |  | Double-Walled Flex
DACULA EXXON | 352 HARBINS RD | DACULA | Gwinnett | 670007 | 1 | Flapper Valve | 1998-12-04 | FALSE | 1998-12-04 | FALSE | Currently in Use | Regular | 5000 | Steel-Impressed Current | 1981-04-30 |  | Double-Walled Flex | Pressurized
GWINNETT COUNTY FIRE STATION # 1 | 195 DACULA RD | DACULA | Gwinnett | 670215 | 1 | [5 empty] | Removed from Ground | Diesel | 1000 | Bare Steel | 1981-05-03 | 1998-05-01 | Galvanized Steel
DACULA EXXON | 352 HARBINS RD | DACULA | Gwinnett | 670007 | 5B | Flapper Valve | 2024-08-28 | FALSE | 2024-08-26 | FALSE | Currently in Use | Premium | 5000 | Tank Jacket Double Walled | 2024-01-19 |  | Double-Walled Fiberglass
CLARA'S CORNER | HWY 124 | DACULA | Gwinnett | 9067271 | 3 | [5 empty] | Removed from Ground | Diesel | 4000 | Not Marked/Unknown | 1999-12-01 | 1999-12-01 | Not Marked
CLARA'S CORNER | HWY 124 | DACULA | Gwinnett | 9067271 | 2 | [5 empty] | Removed from Ground | Gas (Historical Use) | 4000 | Not Marked/Unknown | 1999-12-01 | 1999-12-01 | Not Marked
DISCOUNT TOBACCO OUTLET | 2182 HARBINS RD | DACULA | Gwinnett | 670135 | 2 | Flapper Valve | 1998-10-23 | FALSE | 1998-10-23 | FALSE | Removed from Ground | Diesel On Road | 2000 | Steel-Impressed Current | 1980-03-01 |  |  | Safe Suction (Euro)
YANCEY BROTHERS CO INC | 353 HURRICANE TRAIL | DACULA | Gwinnett | 9067244 | 2 |  | 1987-08-28 |  |  |  | Removed from Ground | Diesel | 6000 | Fiberglass | 1987-08-28 | 1995-12-29 | Fiberglass Reinforced Plastic | Pressurized
DACULA HIGH SCHOOL/STATION #8 | 163 BROAD ST | DACULA | Gwinnett | 670203 | 4 | [5 empty] | Removed from Ground | Other | 550 | Bare Steel | 1982-01-01 | 1998-10-01 | Fiberglass Reinforced Plastic | Suction (American)
BARTONS GROCERY | 1952 HARBINS RD | DACULA | Gwinnett | 670125 | 3 | [5 empty] | Removed from Ground | Gas (Historical Use) | 1000 | Bare Steel | 1971-05-03 | 1988-12-01 | Galvanized Steel
BARTONS GROCERY | 1952 HARBINS RD | DACULA | Gwinnett | 670125 | 2 | [5 empty] | Removed from Ground | Gas (Historical Use) | 1000 | Bare Steel | 1971-05-03 | 1988-12-01 | Galvanized Steel
DACULA EXXON | 352 HARBINS RD | DACULA | Gwinnett | 670007 | 4 | Flapper Valve | 2024-08-28 | FALSE | 2024-08-26 | FALSE | Currently in Use | Regular | 15000 | Tank Jacket Double Walled | 2024-01-19 |  | Double-Walled Fiberglass
QUICK PANTRY 103 | 1945 BUFORD HWY | BUFORD | Gwinnett | 9067073 | 8 | Ball Float | 1989-01-01 | FALSE | 1989-01-01 | FALSE | Removed from Ground | Gas (Historical Use) | 10000 | Fiberglass Double Walled | 1989-01-01 | 2019-02-15 | Fiberglass Reinforced Plastic | Pressurized
PHILLIPS STATE PRISON | 2967 WEST ROCK QUARRY RD | BUFORD | Gwinnett | 9067010 | 2 | [5 empty] | Removed from Ground | Diesel | 3000 | Double Walled | 1989-01-01 | 1998-06-16 | Fiberglass Reinforced Plastic
GA TRAINING & DEVELOPMENT CENTER | 2989 WEST ROCK QUARRY RD | BUFORD | Gwinnett | 670545 | 1 | [5 empty] | Removed from Ground | Empty | 1000 | Bare Steel | 1975-01-04 | 1899-12-31 | Bare Steel
BellSoth-F5602 | 803 S. Church St. | BUFORD | Gwinnett | 670504 | 1 | [5 empty] | Removed from Ground | Diesel | 1000 | Bare Steel | 1983-07-29 | 1992-12-29 | Copper | Suction (American)
GULF #267492 | 188 PIKE ST | LAWRENCEVILLE | Gwinnett | 670191 | 1 | [5 empty] | Removed from Ground | Gas (Historical Use) | 6000 | Bare Steel | 1965-05-07 | 1989-11-07 | Galvanized Steel
GWINNETT CO FIRE STATION #9 | 1900 FIVE FORKS TRICKUM RD | LAWRENCEVILLE | Gwinnett | 670213 | 1 | [5 empty] | Removed from Ground | Empty | 1000 | Bare Steel | 1978-05-04 | 1992-10-14 | Galvanized Steel
DOLCO MFG CO | 252 HOSEA RD | LAWRENCEVILLE | Gwinnett | 670126 | 1 | [5 empty] | Removed from Ground | Other | 3000 | Bare Steel | 1974-05-02 | 1989-03-06 | Galvanized Steel
SOUTHEAST CULVERT CO | 750 HURRICANE SHOALS RD | LAWRENCEVILLE | Gwinnett | 670286 | 1 |  |  | FALSE |  | FALSE | Removed from Ground | Diesel | 8000 | Bare Steel | 1976-04-23 |  | Galvanized Steel | Suction (American)
NASH CHEVROLET CO | 630 SCENIC HWY | LAWRENCEVILLE | Gwinnett | 670355 | 2 |  |  | TRUE |  | TRUE | Removed from Ground | Used Oil | 550 | Bare Steel | 1969-05-12 | 1899-12-31 | Galvanized Steel
GWINNETT COUNTY BOARD OF COMMISS | 53 GWINNETT DR | LAWRENCEVILLE | Gwinnett | 670204 | 5 | [5 empty] | Removed from Ground | Other | 550 | Bare Steel | 1974-05-05 | 2001-05-07 | Galvanized Steel
GWINNETT COUNTY WATER DEPARTMENT | 412 HURRICANE SHOALS RD | LAWRENCEVILLE | Gwinnett | 670223 | 2 | [5 empty] | Removed from Ground | Empty | 300 | Bare Steel | 1971-05-06 | 1992-10-27 | Unknown
GUNTER CONSTRUCTION CO INC | 241 MCARTHUR ST | LAWRENCEVILLE | Gwinnett | 670138 | 2 | [5 empty] | Removed from Ground | Gas (Historical Use) | 3000 | Bare Steel | 1984-04-29 | 1899-12-31 | Galvanized Steel
GWINNETT COUNTY POLICE DEPARTMEN | HI HOPE RD | LAWRENCEVILLE | Gwinnett | 670220 | 2 | [5 empty] | Removed from Ground | Empty | 2000 | Bare Steel | 1978-05-04 | 1998-05-01 | Galvanized Steel
GUNTER CONSTRUCTION CO INC | 241 MCARTHUR ST | LAWRENCEVILLE | Gwinnett | 670138 | 3 | [5 empty] | Removed from Ground | Gas (Historical Use) | 3000 | Bare Steel | 1984-04-29 | 1899-12-31 | Galvanized Steel
CIRCLE K #1152 | 105 E CROGAN ST | LAWRENCEVILLE | Gwinnett | 670330 | 3 | [5 empty] | Removed from Ground | Gas (Historical Use) | 4000 | Cathodically Protected Steel | 1980-05-02 | 1994-09-16 | Bare Steel | Suction (American)
CENTRAL GWINNETT MOTORS | 589 WEST PIKE ST | LAWRENCEVILLE | Gwinnett | 670073 | 2 | [5 empty] | Removed from Ground | Gas (Historical Use) | 2000 | Bare Steel | 1975-04-12 | 1997-04-07 | Unknown
CIRCLE M #8/AMOCO STATION | 27 CROGAN ST | LAWRENCEVILLE | Gwinnett | 670010 | 1 | [5 empty] | Removed from Ground | Gas (Historical Use) | 4000 | Bare Steel | 1971-05-03 | 1992-04-09 | Galvanized Steel | Suction (American)
NASH VOLKSWAGEN | 447 GWINNETT DR | LAWRENCEVILLE | Gwinnett | 670075 | 3 | [5 empty] | Removed from Ground | Gas (Historical Use) | 1000 | Bare Steel | 1969-05-01 | 1996-07-19 | Bare Steel | Gravity Fed
CIRCLE K #1152 | 105 E CROGAN ST | LAWRENCEVILLE | Gwinnett | 670330 | 2 | [5 empty] | Removed from Ground | Gas (Historical Use) | 10000 | Cathodically Protected Steel | 1980-05-02 | 1994-09-16 | Bare Steel | Suction (American)
DOLCO PACKAGING | 252 HOSEA RD | LAWRENCEVILLE | Gwinnett | 670034 | 2 |  |  | TRUE |  | TRUE | Removed from Ground | Used Oil | 1000 | Bare Steel | 1971-04-14 | 1991-03-08 | Unknown
GA FC/GWINNETT CO UNIT | 728 SCENIC HWY | LAWRENCEVILLE | Gwinnett | 670061 | 2 |  | 1990-01-01 |  | 1990-01-01 |  | Removed from Ground | Diesel | 1000 | Cathodically Protected Steel | 1990-01-01 | 1996-03-15 | Cathodically Protected | Safe Suction (Euro)
AUTRY'S FINA | 596 CROGAN ST | LAWRENCEVILLE | Gwinnett | 670068 | 3 | [5 empty] | Removed from Ground | Gas (Historical Use) | 2000 | Bare Steel | 1975-04-12 | 1996-08-01 | Unknown
CIRCLE FOOD MART | 2856 BUFORD HWY | DULUTH | Gwinnett | 670011 | 3 | Overfill Alarm | 1994-12-04 | FALSE | 1994-12-04 | FALSE | Temporarily out of use | Empty | 8000 | Steel-Impressed Current | 1984-04-29 |  | Fiberglass Reinforced Plastic | Pressurized
QUIKTRIP #831 | 4006 BUFORD HWY NW | DULUTH | Gwinnett | 10001176 | 1 | Ball Float | 2006-08-01 | FALSE | 2006-05-01 | FALSE | Currently in Use | Gas (Historical Use) | 20000 | Fiberglass Double Walled | 2006-05-01 |  | Double-Walled Fiberglass | Pressurized
GA FC/GWINNETT CO UNIT | 728 SCENIC HWY | LAWRENCEVILLE | Gwinnett | 670061 | 1 | [5 empty] | Removed from Ground | Gas (Historical Use) | 560 | Bare Steel | 1953-04-30 | 1989-12-21 | Galvanized Steel
CIRCLE FOOD MART | 2856 BUFORD HWY | DULUTH | Gwinnett | 670011 | 2 | Overfill Alarm | 1994-12-04 | FALSE | 1994-12-04 | FALSE | Currently in Use | Premium | 8000 | Steel-Impressed Current | 1984-04-29 |  | Fiberglass Reinforced Plastic | Pressurized
FERGUSON FUEL & FOOD CENTRE #6 | 2509 OLD PEACHTREE RD | LAWRENCEVILLE | Gwinnett | 670142 | 1 | [5 empty] | Removed from Ground | Gas (Historical Use) | 4000 | Bare Steel | 1966-05-05 | 1999-11-01 | Galvanized Steel | Suction (American)
NO FACILITY NAME | NE CORNER BUFORD HWY & GA HWY 12 | DULUTH | Gwinnett | 9067181 | 1 | [5 empty] | Removed from Ground | Gas (Historical Use) | 560 | Bare Steel | 1993-03-03 | 1993-03-03 | Galvanized Steel | Safe Suction (Euro)
JOHN WIELAND HOMES-GWINNETT OFFI | 2933 PLEASANT HILL RD | DULUTH | Gwinnett | 9067217 | 1 | [5 empty] | Closed in Ground | Diesel | 8000 | Bare Steel | 1999-04-01 | 1999-04-01 | Galvanized Steel | Suction (American)
FOOD & GAS I LLC | 3931 PEACHTREE IND BLVD | DULUTH | Gwinnett | 9067229 | 2 | Ball Float | 1987-01-01 | FALSE | 1987-01-01 | TRUE | Currently in Use | Regular | 10000 | Fiberglass | 1987-01-01 |  | Fiberglass Reinforced Plastic | Pressurized
Q LUBE INC | 3541 SATELLITE BLVD | DULUTH | Gwinnett | 670537 | 3 |  |  | TRUE |  | TRUE | Removed from Ground | Used Oil | 1000 | Cathodically Protected Steel | 1987-01-01 | 1998-07-01 | Galvanized Steel | Suction (American)
ATLANTA GATEWAY TRUCKSTOP | I-85 & PLEASANT HILL RD | DULUTH | Gwinnett | 670114 | 8 | [5 empty] | Removed from Ground | Diesel | 10000 | Bare Steel | 1967-05-06 | 1988-07-01 | Galvanized Steel
ATLANTA GATEWAY TRUCKSTOP | I-85 & PLEASANT HILL RD | DULUTH | Gwinnett | 670114 | 2 | [5 empty] | Removed from Ground | Gas (Historical Use) | 4000 | Bare Steel | 1967-05-06 | 1988-07-01 | Galvanized Steel
DODGE COUNTRY | 3254 COMMERCE AVE | DULUTH | Gwinnett | 9067305 | 2 | [5 empty] | Removed from Ground | Other | 1000 | Not Marked/Unknown | 1997-04-09 | 1997-04-09 | Not Marked
QUIKTRIP #706 | 2571 SATELLITE BLVD | DULUTH | Gwinnett | 9067295 | 1 | Flapper Valve | 1996-07-23 | FALSE | 1996-07-23 | FALSE | Removed from Ground | Gas (Historical Use) | 12000 | Fiberglass Double Walled | 1996-06-28 |  | Flex | Pressurized
FERGUSON FUEL & FOOD CENTRE #6 | 2509 OLD PEACHTREE RD | LAWRENCEVILLE | Gwinnett | 670142 | 3 | [5 empty] | Removed from Ground | Gas (Historical Use) | 4000 | Bare Steel | 1966-05-05 | 1999-11-01 | Galvanized Steel | Suction (American)
CIRCLE K #1076/MR B'S #40 | 1884 SUWANEE RD | LAWRENCEVILLE | Gwinnett | 670336 | 2 | [5 empty] | Removed from Ground | Gas (Historical Use) | 4000 | Bare Steel | 1972-05-10 | 1994-09-27 | Bare Steel | Suction (American)
CHEVRON FOOD MART #201812 | 1843 PLEASANT HILL RD & I-85 | DULUTH | Gwinnett | 480036 | 1 | Flapper Valve | 1993-06-29 | FALSE | 1993-06-29 | FALSE | Currently in Use | Regular | 10000 | Fiberglass | 1985-01-03 |  | Double-Walled Fiberglass | Pressurized
GOODEARTH ENVIRONMENTAL | 3330 NORTH BUFORD HIGHWAY | DULUTH | Gwinnett | 10000783 | 1 |  |  | FALSE |  | FALSE | Removed from Ground | Used Oil | 500 | Unknown |  | 1899-12-31
PLEASANT HILL ROAD OIL LLC | 2001 PLEASANT HILL RD | DULUTH | Gwinnett | 670182 | 8 | Flapper Valve | 2003-11-01 | FALSE | 2003-11-01 | FALSE | Currently in Use | Diesel | 10000 | Fiberglass Double Walled | 2003-10-08 |  | Double-Walled Flex | Pressurized
PLEASANT HILL ROAD OIL LLC | 2001 PLEASANT HILL RD | DULUTH | Gwinnett | 670182 | 6 | Flapper Valve | 2003-11-01 | FALSE | 2003-11-01 | FALSE | Currently in Use | Regular | 10000 | Fiberglass Double Walled | 2003-10-08 |  | Double-Walled Flex | Pressurized
QUIKTRIP #731 | 1565 PLEASANT HILL RD | DULUTH | Gwinnett | 10001979 | 2 | Flapper Valve | 2011-04-01 | FALSE | 2010-12-01 | FALSE | Currently in Use | Regular | 20000 | Fiberglass Double Walled | 2010-11-01 |  | Double-Walled Fiberglass | Pressurized
SEASIDE ENTERPRISES INC | 635 BUFORD DR | LAWRENCEVILLE | Gwinnett | 9067101 | 2 |  | 1998-06-01 | FALSE | 1998-06-01 | FALSE | Removed from Ground | Gas (Historical Use) | 10000 |  | 1988-08-25 | 2020-05-07 | Fiberglass Reinforced Plastic | Pressurized
QUIKTRIP #740 | 5050 SUGARLOAF PKWY | LAWRENCEVILLE | Gwinnett | 10002516 | 3A | Flapper Valve |  | FALSE |  | FALSE | Currently in Use | Premium | 10000 | Fiberglass Double Walled | 2015-08-01 |  | Double-Walled Fiberglass | Pressurized
HIGH ROLLER LLC | 760 BRISCOE BLVD | LAWRENCEVILLE | Gwinnett | 10001309 | 2 | Ball Float | 2006-11-01 | FALSE | 2006-11-01 | FALSE | Currently in Use | Jet fuel | 20000 | Fiberglass | 2006-11-01 |  | Steel/FG Secondary containment | Pressurized
BST/DULUTH CO/F5215 | 3394 HOWELL ST | DULUTH | Gwinnett | 670505 | 2 | Overfill Alarm | 1997-10-09 | FALSE | 1997-10-09 | FALSE | Currently in Use | Diesel | 4000 | Fiberglass Double Walled | 1997-10-09 |  | Copper | Suction (American)
B&B QUIK FOOD | 2077 GA HWY 120 | DULUTH | Gwinnett | 670064 | 1 | [5 empty] | Removed from Ground | Gas (Historical Use) | 4000 | Bare Steel | 1975-04-12 | 1992-11-09 | Unknown
TEXACO STATION #100441 | 2060 PLEASANT HILL RD | DULUTH | Gwinnett | 670087 | 2 |  | 1996-02-01 |  | 1985-01-01 |  | Removed from Ground | Gas (Historical Use) | 10000 | Fiberglass | 1984-04-29 | 2003-11-05 | Fiberglass Reinforced Plastic | Pressurized
CAROLINA FREIGHT CARRIERS CORP | 2385 PLEASANT HILL RD | DULUTH | Gwinnett | 670460 | 2 |  |  | TRUE |  | TRUE | Removed from Ground | Used Oil | 10000 | Bare Steel | 1980-02-15 | 1995-10-30 | Galvanized Steel
BANKER'S 66 | GA HWY 23/BUFORD HWY | DULUTH | Gwinnett | 670438 | 1 | [5 empty] | Removed from Ground | Gas (Historical Use) | 6000 | Bare Steel | 1961-05-14 | 1899-12-31 | Galvanized Steel | Suction (American)
DOLCO PACKAGING | 252 HOSEA RD | LAWRENCEVILLE | Gwinnett | 670034 | 1 | [5 empty] | Removed from Ground | Other | 2400 | Bare Steel | 1971-04-14 | 1987-07-08 | Unknown
GA FC/GWINNETT CO UNIT | 728 SCENIC HWY | LAWRENCEVILLE | Gwinnett | 670061 | 3 |  | 1990-01-01 |  | 1990-01-01 |  | Removed from Ground | Gas (Historical Use) | 1000 | Cathodically Protected Steel | 1990-01-01 | 1996-03-15 | Cathodically Protected | Safe Suction (Euro)
AUTRY'S FINA | 596 CROGAN ST | LAWRENCEVILLE | Gwinnett | 670068 | 2 | [5 empty] | Removed from Ground | Gas (Historical Use) | 2000 | Bare Steel | 1975-04-12 | 1996-08-01 | Unknown
GOODEARTH ENVIRONMENTAL | 3330 NORTH BUFORD HIGHWAY | DULUTH | Gwinnett | 10000783 | 2 |  |  | FALSE |  | FALSE | Removed from Ground | Not Marked | 3000 | Unknown | 2004-11-12 | 2004-11-12
Costco Fuel Facility (Loc.187) | 3980 Venture Dr | Duluth | Gwinnett | 10000046 | 1 | Overfill Alarm | 2002-05-17 | FALSE | 2002-05-17 | FALSE | Currently in Use | Regular | 20000 | Fiberglass Double Walled | 2002-04-24 |  | Double-Walled Fiberglass | Pressurized
FOOD & GAS I LLC | 3931 PEACHTREE IND BLVD | DULUTH | Gwinnett | 9067229 | 4 | Ball Float | 1987-01-01 | FALSE | 1987-01-01 | TRUE | Currently in Use | Diesel | 10000 | Fiberglass | 1987-01-01 |  | Fiberglass Reinforced Plastic | Pressurized
GWINNETT COUNTY BOARD OF COMMISS | 53 GWINNETT DR | LAWRENCEVILLE | Gwinnett | 670204 | 3 | Flapper Valve |  |  |  |  | Removed from Ground | Gas (Historical Use) | 12000 | Steel-Impressed Current | 1980-05-03 | 2004-03-23 | Fiberglass Reinforced Plastic
GWINNETT COUNTY FIRE STATION #5 | 3356 CLUB DR | LAWRENCEVILLE | Gwinnett | 670209 | 1 | [5 empty] | Closed in Ground | Empty | 1000 | Bare Steel | 1978-05-04 | 1899-12-31 | Galvanized Steel
CIRCLE M #8/AMOCO STATION | 27 CROGAN ST | LAWRENCEVILLE | Gwinnett | 670010 | 4 | [5 empty] | Removed from Ground | Gas (Historical Use) | 4000 | Bare Steel | 1971-05-03 | 1992-04-09 | Galvanized Steel | Suction (American)
BLACKWELL FIRESTONE | 456 GWINNETT DR | LAWRENCEVILLE | Gwinnett | 670030 | 3 | [5 empty] | Removed from Ground | Gas (Historical Use) | 1000 | Bare Steel | 1976-04-02 | 1899-12-31 | Galvanized Steel | Suction (American)
SUWANEE EXPRESS INC DBA DULUTH SHELL | 2880 PEACHTREE INDUSTRIAL BLVD | DULUTH | Gwinnett | 10000168 | 3 | Ball Float | 2001-11-14 | FALSE | 2001-11-14 | FALSE | Currently in Use | Diesel | 8000 | Fiberglass | 2001-09-27 |  |  | Pressurized
GWINNETT COUNTY BOARD OF COMMISS | 53 GWINNETT DR | LAWRENCEVILLE | Gwinnett | 670204 | 2 | Flapper Valve |  |  |  |  | Removed from Ground | Diesel | 12000 | Steel-Impressed Current | 1980-05-03 | 2004-03-23 | Fiberglass Reinforced Plastic
COFER ADAMS BUILDING CENTER INC | 175 BUFORD DR | LAWRENCEVILLE | Gwinnett | 670124 | 1 | [5 empty] | Removed from Ground | Gas (Historical Use) | 10000 | Bare Steel | 1979-04-25 | 1997-04-15 | Bare Steel
CENTRAL GWINNETT MOTORS | 589 WEST PIKE ST | LAWRENCEVILLE | Gwinnett | 670073 | 1 | [5 empty] | Removed from Ground | Gas (Historical Use) | 2000 | Bare Steel | 1975-04-12 | 1997-04-07 | Unknown
BLACKWELL FIRESTONE | 456 GWINNETT DR | LAWRENCEVILLE | Gwinnett | 670030 | 2 | [5 empty] | Removed from Ground | Gas (Historical Use) | 2000 | Bare Steel | 1971-04-04 | 1899-12-31 | Galvanized Steel | Suction (American)
MURPHY USA #7073 | 2625 PLEASANT HILL RD | DULUTH | Gwinnett | 10000615 | 2B | Flapper Valve | 2004-04-06 | FALSE | 2004-04-06 | FALSE | Currently in Use | Premium | 8000 | Fiberglass Double Walled | 2004-03-24 |  | Double-Walled Flex | Pressurized
GULF #267492 | 188 PIKE ST | LAWRENCEVILLE | Gwinnett | 670191 | 4 | [5 empty] | Removed from Ground | Gas (Historical Use) | 6000 | Bare Steel | 1965-05-07 | 1989-11-07 | Galvanized Steel
GULF #267492 | 188 PIKE ST | LAWRENCEVILLE | Gwinnett | 670191 | 5 |  |  | TRUE |  | TRUE | Removed from Ground | Used Oil | 550 | Bare Steel | 1965-05-07 | 1989-11-07 | Galvanized Steel
CIRCLE M #8/AMOCO STATION | 27 CROGAN ST | LAWRENCEVILLE | Gwinnett | 670010 | 2 | [5 empty] | Removed from Ground | Gas (Historical Use) | 8000 | Bare Steel | 1979-05-01 | 1992-04-09 | Galvanized Steel | Suction (American)
CIRCLE FOOD MART | 2856 BUFORD HWY | DULUTH | Gwinnett | 670011 | 4 | Overfill Alarm | 1994-12-04 | FALSE | 1994-12-04 | FALSE | Currently in Use | Diesel | 8000 | Steel-Impressed Current | 1984-04-29 |  | Fiberglass Reinforced Plastic | Pressurized
SUWANEE EXPRESS INC DBA DULUTH SHELL | 2880 PEACHTREE INDUSTRIAL BLVD | DULUTH | Gwinnett | 10000168 | 1 | Ball Float | 2001-11-14 | FALSE | 2001-11-14 | FALSE | Currently in Use | Regular | 20000 | Fiberglass | 2001-09-27 |  |  | Pressurized
Costco Fuel Facility (Loc.187) | 3980 Venture Dr | Duluth | Gwinnett | 10000046 | 4 | Overfill Alarm | 2011-09-28 | FALSE | 2011-09-28 | FALSE | Currently in Use | Ultrazol(Fuel Additive) | 1500 | Fiberglass Double Walled | 2011-09-28 |  | Double-Walled Fiberglass | Pressurized
QUIKTRIP #774 | 3195 PEACHTREE IND BLVD | DULUTH | Gwinnett | 9067297 | 2 | Flapper Valve | 1996-10-21 | FALSE | 1996-10-21 | FALSE | Currently in Use | Gas (Historical Use) | 12000 | Fiberglass | 1996-10-11 |  | Flex | Pressurized
DIXIE PLYWOOD CO OF ATLANTA | 2803 PLEASANT HILL RD | DULUTH | Gwinnett | 670544 | 1 | [5 empty] | Removed from Ground | Diesel | 12000 | Fiberglass | 1987-01-01 | 1991-10-01 | Galvanized Steel
GULF #267492 | 188 PIKE ST | LAWRENCEVILLE | Gwinnett | 670191 | 3 | [5 empty] | Removed from Ground | Gas (Historical Use) | 6000 | Bare Steel | 1965-05-07 | 1989-11-07 | Galvanized Steel
QUIKTRIP #706 | 2571 SATELLITE BLVD | DULUTH | Gwinnett | 9067295 | 3 | Flapper Valve | 1996-07-23 | FALSE | 1996-07-23 | FALSE | Removed from Ground | Gas (Historical Use) | 12000 | Fiberglass Double Walled | 1996-06-28 |  | Flex | Pressurized
TEXACO STATION #100441 | 2060 PLEASANT HILL RD | DULUTH | Gwinnett | 670087 | 4 |  | 1996-02-01 |  | 1985-01-01 |  | Removed from Ground | Diesel | 10000 | Fiberglass | 1984-04-29 | 2003-11-05 | Fiberglass Reinforced Plastic | Pressurized
Gas Express #252 | 1932 PLEASANT HILL RD @ I-85 | DULUTH | Gwinnett | 670447 | 7 | Ball Float | 1998-01-01 | FALSE | 1986-01-01 | FALSE | Currently in Use | Premium | 10000 | Steel-Impressed Current | 1986-01-01 |  | Steel (Impressed Current) | Pressurized
Gas Express #252 | 1932 PLEASANT HILL RD @ I-85 | DULUTH | Gwinnett | 670447 | 1 | Ball Float | 1986-01-01 | FALSE | 1986-01-01 | FALSE | Currently in Use | Regular | 10000 | Steel-Impressed Current | 1979-05-10 |  | Steel (Impressed Current) | Pressurized
GWINNETT COUNTY BOARD OF COMMISS | 53 GWINNETT DR | LAWRENCEVILLE | Gwinnett | 670204 | 1 | Flapper Valve | 1992-03-26 |  | 1992-03-26 |  | Removed from Ground | Gas (Historical Use) | 12000 | Steel-Impressed Current | 1980-05-03 | 2004-03-23 | Fiberglass Reinforced Plastic | Suction (American)
GWINNETT COUNTY BOARD OF COMMISS | 53 GWINNETT DR | LAWRENCEVILLE | Gwinnett | 670204 | 4 | [5 empty] | Removed from Ground | Other | 550 | Bare Steel | 1980-05-03 | 2001-05-07 | Galvanized Steel
RUMA FOOD MART | 1184 LAWRENCEVILLE HWY | LAWRENCEVILLE | Gwinnett | 9067058 | 1 | Flapper Valve | 1998-10-01 | FALSE | 1998-10-01 | FALSE | Temporarily out of use |  | 10000 | Galvanic (STIP-3) | 1999-09-01 |  | Fiberglass Reinforced Plastic | Pressurized
FORMER GAS STATION | 1214 GRAYSON HIGHWAY | LAWRENCEVILLE | Gwinnett | 10000761 | 2 |  |  | FALSE |  | FALSE | Removed from Ground | Empty | 300 | Bare Steel | 1965-01-01 | 1965-01-01
STAR MART #2 DBA CHEVRON | 629 SCENIC HWY | LAWRENCEVILLE | Gwinnett | 10000870 | N626236 | Ball Float | 2005-01-05 | FALSE | 2005-01-05 | FALSE | Currently in Use | Diesel | 6000 | Fiberglass | 2004-12-17 |  | Double-Walled Flex | Pressurized
SHELL FOOD MART | 200 NEW HOPE RD | LAWRENCEVILLE | Gwinnett | 10000350 | 3 | Ball Float | 2003-03-24 | FALSE | 2003-03-24 | FALSE | Currently in Use | Regular | 12000 | Fiberglass | 2003-01-15 |  | Fiberglass Reinforced Plastic | Pressurized
PATRICK STORS | 280 OLD PEACHTREE RD | LAWRENCEVILLE | Gwinnett | 10000485 | 1 |  |  | FALSE |  | FALSE | Removed from Ground | Gas (Historical Use) | 1000 | Unknown | 2003-09-23 | 2003-09-23
SIMS 206/ DISCOUNT FOOD MART | 445 WEST PIKE ST | LAWRENCEVILLE | Gwinnett | 670435 | 2 |  | 1996-01-01 | FALSE | 1996-01-01 | FALSE | Removed from Ground |  | 10000 | Steel-Impressed Current | 2015-11-24 | 2021-01-26 | Steel (Impressed Current) | Pressurized
A&K AMOCO D/B/A PIT STOP #2 | 105 SCENIC HWY | LAWRENCEVILLE | Gwinnett | 670253 | 2 | [5 empty] | Removed from Ground | Gas (Historical Use) | 4000 | Cathodically Protected Steel | 1976-03-09 | 1989-12-06 | Galvanized Steel
SHELL QUICK MART | 4785 SUGAR LOAF PARKWAY | LAWRENCEVILLE | Gwinnett | 670173 | 2 |  |  | FALSE |  | FALSE | Removed from Ground |  | 10027 | Bare Steel | 1976-05-07 | 1999-05-01 | Galvanized Steel
CHEVRON #201822/SHELL #210-4961- | 738 DULUTH HWY 120 | LAWRENCEVILLE | Gwinnett | 670005 | 2 | [5 empty] | Removed from Ground | Gas (Historical Use) | 10000 | Fiberglass | 1985-04-30 | 1992-06-04 | Fiberglass Reinforced Plastic | Pressurized
NORTH GWINNETT SHELL | 3034 LAWRENCEVILLE SUWANEE RD | SUWANEE | Gwinnett | 9000318 | 1 | Ball Float | 1998-12-01 | FALSE | 1998-12-01 | FALSE | Currently in Use | Regular | 12000 | Fiberglass | 1989-10-24 |  | Fiberglass Reinforced Plastic | Pressurized
CROWN STATION GA #32 | 157 SCENIC HWY | LAWRENCEVILLE | Gwinnett | 9000045 | 2 | [5 empty] | Removed from Ground | Gas (Historical Use) | 15060 | Bare Steel | 1975-04-07 | 1993-05-25 | Galvanized Steel
KROGER GA-352 | 455 GRAYSON HWY | LAWRENCEVILLE | Gwinnett | 10001368 | 1B | Flapper Valve | 2007-05-21 | FALSE | 2007-05-21 | FALSE | Currently in Use | Diesel | 8000 | Fiberglass Double Walled | 2007-04-26 |  | Double-Walled Flex | Pressurized
CHEVRON | 256 HURRICANE SHOALS | LAWRENCEVILLE | Gwinnett | 10001019 | 2B | Ball Float | 2005-10-15 | FALSE | 2005-10-15 | FALSE | Currently in Use | Diesel | 4000 | Epoxy | 2005-10-15 |  | Fiberglass Reinforced Plastic | Pressurized
EXXON @ PAPERMILL CROSSING | 108 E CROGAN ST | LAWRENCEVILLE | Gwinnett | 10000693 | 1 | Ball Float | 2003-11-01 | FALSE | 2003-11-01 | FALSE | Currently in Use | Regular | 15000 | Composite | 2003-11-01 |  | Flex | Pressurized
SCENIC HWY FUEL SITE | 703 SCENIC HWY | LAWRENCEVILLE | Gwinnett | 10000587 | 1 | Ball Float | 2004-02-03 | FALSE | 2004-02-03 | FALSE | Currently in Use | Regular | 15000 | Fiberglass Double Walled | 2004-02-03 |  | Double-Walled Fiberglass | Pressurized
DODGE COUNTRY | 3254 COMMERCE AVE | DULUTH | Gwinnett | 9067305 | 1 |  |  | TRUE |  | TRUE | Removed from Ground | Used Oil | 1000 | Not Marked/Unknown | 1997-04-09 | 1997-04-09 | Not Marked
QUIKTRIP #706 | 2571 SATELLITE BLVD | DULUTH | Gwinnett | 9067295 | 8 | Flapper Valve | 2017-02-01 | FALSE | 2017-02-01 | FALSE | Currently in Use | Diesel | 12000 | Fiberglass Double Walled | 2016-11-01 |  | Double-Walled Fiberglass | Pressurized
QUIKTRIP #706 | 2571 SATELLITE BLVD | DULUTH | Gwinnett | 9067295 | 6 | Flapper Valve | 2017-02-01 | FALSE | 2017-02-01 | FALSE | Currently in Use | Regular | 20000 | Fiberglass Double Walled | 2016-11-01 |  | Double-Walled Fiberglass | Pressurized
GWINNETT CO FIRE STATION #9 | 1900 FIVE FORKS TRICKUM RD | LAWRENCEVILLE | Gwinnett | 670213 | 3 | [5 empty] | Removed from Ground | Diesel | 550 | Bare Steel | 1998-05-01 | 1998-05-01 | Bare Steel | Safe Suction (Euro)
FERGUSON FUEL & FOOD CENTRE #6 | 2509 OLD PEACHTREE RD | LAWRENCEVILLE | Gwinnett | 670142 | 4 | [5 empty] | Removed from Ground | Gas (Historical Use) | 4000 | Bare Steel | 1966-05-05 | 1999-11-01 | Galvanized Steel | Suction (American)
CIRCLE K #1076/MR B'S #40 | 1884 SUWANEE RD | LAWRENCEVILLE | Gwinnett | 670336 | 1 | [5 empty] | Removed from Ground | Gas (Historical Use) | 8000 | Bare Steel | 1977-05-09 | 1994-09-28 | Bare Steel | Suction (American)
QUIKTRIP #700 | 741 W PIKE ST | LAWRENCEVILLE | Gwinnett | 670055 | 4 | Flapper Valve | 1994-02-01 | FALSE | 1994-02-01 | FALSE | Currently in Use | Premium | 12000 | Fiberglass | 1994-02-01 |  | Flex | Pressurized
EXXON | 3720 CLUB DR | DULUTH | Gwinnett | 10001275 | 1 | Ball Float | 2005-10-01 | FALSE | 2005-10-01 | FALSE | Currently in Use | Regular | 12000 | Composite | 2005-01-17 |  | Fiberglass Reinforced Plastic | Pressurized
Texaco Food Mart | 1670 PLEASANT HILL RD | DULUTH | Gwinnett | 9067054 | 1 | Ball Float | 1990-01-01 | FALSE | 1990-01-01 | FALSE | Currently in Use | Regular | 12000 |  | 1990-01-01 |  | Fiberglass Reinforced Plastic | Pressurized
TRICO VII PETROLEUM INC #963 | 1490 PLEASANT HILL RD | DULUTH | Gwinnett | 9067075 | 3 |  | 1991-02-01 |  | 1991-02-01 |  | Removed from Ground | Gas (Historical Use) | 10000 | Cathodically Protected Steel | 1991-01-01 | 2006-08-22 | Fiberglass Reinforced Plastic | Pressurized
Costco Fuel Facility (Loc.187) | 3980 Venture Dr | Duluth | Gwinnett | 10000046 | 2 | Overfill Alarm | 2002-05-17 | FALSE | 2002-05-17 | FALSE | Currently in Use | Regular | 20000 | Fiberglass Double Walled | 2002-04-24 |  | Double-Walled Fiberglass | Pressurized
DAVE BHANDARI | 1515 PLEASANT HILL RD | DULUTH | Gwinnett | 670384 | 2 | Flapper Valve | 1994-09-28 | FALSE | 1994-09-28 | FALSE | Currently in Use | Diesel | 10000 | Fiberglass | 1986-08-01 |  | Fiberglass Reinforced Plastic | Pressurized
SHJS INC | 3880 PEACHTREE IND BLVD | DULUTH | Gwinnett | 9067017 | 2 | Ball Float | 1988-04-01 | FALSE | 1988-04-01 | FALSE | Currently in Use | Plus | 12000 | Fiberglass | 1988-01-01 |  | Fiberglass Reinforced Plastic | Pressurized
Gas Express #252 | 1932 PLEASANT HILL RD @ I-85 | DULUTH | Gwinnett | 670447 | 4 |  |  | FALSE |  | FALSE | Removed from Ground | Diesel | 10000 | Bare Steel | 1979-05-10 | 1986-01-01 | Galvanized Steel
DULUTH BAIT & TACKLE | 3085 BUFORD HWY (US HWY 23) | DULUTH | Gwinnett | 670278 | 2 | [5 empty] | Removed from Ground | Gas (Historical Use) | 8000 | Bare Steel | 1971-04-19 | 1991-04-01 | Galvanized Steel
EXXON | 3720 CLUB DR | DULUTH | Gwinnett | 10001275 | 2 | Ball Float | 2005-10-01 | FALSE | 2005-10-01 | FALSE | Currently in Use | Premium | 6000 | Composite | 2005-10-17 |  | Fiberglass Reinforced Plastic | Pressurized
SHELL FOOD MART | 2700 BUFORD HWY | DULUTH | Gwinnett | 9067353 | 2 | Ball Float | 1998-03-01 | FALSE | 1998-03-01 | FALSE | Currently in Use | Regular | 10000 | Fiberglass | 1998-03-01 |  | Fiberglass Reinforced Plastic | Pressurized
PRECISION TUNE | 4842 JIMMY CARTER BLVD | NORCROSS | Gwinnett | 9067173 | 1 | [5 empty] | Removed from Ground | Other | 1000 | Bare Steel | 1980-07-01 | 1994-02-07 | Bare Steel | Gravity Fed
SANIYA INVESTMENT LLC | 6070 -E SOUTH NORCROSS-TUCKER RD | NORCROSS | Gwinnett | 9067107 | 1 | Flapper Valve | 1987-03-10 | FALSE | 1987-03-10 | FALSE | Currently in Use | Regular | 10000 | Steel-Impressed Current | 1987-01-01 |  | Fiberglass Reinforced Plastic | Pressurized
DOW CORNING CORP | 4291 COMMUNICATIONS DR | NORCROSS | Gwinnett | 9067001 | 1 | [5 empty] | Removed from Ground | Hazardous Substance | 8000 | Cathodically Protected Steel | 1983-06-06 | 1988-05-01 | Galvanized Steel
EXXON RETAIL STORE #4-6759 | 5560 JIMMY CARTER BLVD/@I-85 | NORCROSS | Gwinnett | 670123 | 6 | [5 empty] | Removed from Ground | Gas (Historical Use) | 6000 | Bare Steel | 1969-05-10 | 1992-04-01 | Galvanized Steel | Pressurized
MOBIL | 597 BUFORD DR | LAWRENCEVILLE | Gwinnett | 9067016 | 2 | Ball Float | 1990-10-24 | FALSE | 1990-10-24 | FALSE | Currently in Use | Diesel | 10000 | Composite Double Walled | 1973-01-01 |  | Double-Walled Fiberglass | Pressurized
BFI WASTE SYSTEMS OF GEORGIA | 75 CURTIS RD | LAWRENCEVILLE | Gwinnett | 9067066 | 2 |  | 1996-10-01 |  | 1996-10-01 |  | Removed from Ground | Diesel | 12000 | Fiberglass | 1996-09-01 | 2013-05-08 | Fiberglass Reinforced Plastic | Pressurized
FORMER MUNFORD DRUG STORE | 105 NORTH PERRY STREET | LAWRENCEVILLE | Gwinnett | 10001099 | 1 |  |  | FALSE |  | FALSE | Removed from Ground | Not Marked/Tank Removed | 1000 | Bare Steel | 2006-02-23 | 2006-02-23
EXXON @ PAPERMILL CROSSING | 108 E CROGAN ST | LAWRENCEVILLE | Gwinnett | 10000693 | 3 | Ball Float | 2003-11-01 | FALSE | 2003-11-01 | FALSE | Currently in Use | Premium | 5000 | Composite | 2003-11-01 |  | Flex | Pressurized
UNITED BMW | 3264 COMMERCE AVE | DULUTH | Gwinnett | 9067245 | 1 | [5 empty] | Removed from Ground | Other | 550 | Marked Unknown | 1994-12-01 | 1994-12-01 | Unknown
QUIKTRIP #706 | 2571 SATELLITE BLVD | DULUTH | Gwinnett | 9067295 | 2 | Flapper Valve | 1996-07-23 | FALSE | 1996-07-23 | FALSE | Removed from Ground | Gas (Historical Use) | 12000 | Fiberglass Double Walled | 1996-06-28 |  | Flex | Pressurized
GWINNETT CO/PHILLIPS 66 | 3115 BUFORD HWY | DULUTH | Gwinnett | 7067001 | 2 | [5 empty] | Removed from Ground | Gas (Historical Use) | 6000 | Bare Steel | 1993-02-10 | 1993-02-10 | Galvanized Steel | Safe Suction (Euro)
EXXON #4-4792 | 1922 PLEASANT HILL RD | DULUTH | Gwinnett | 670119 | 2 | [5 empty] | Removed from Ground | Gas (Historical Use) | 10000 | Fiberglass | 1985-05-06 | 1989-08-01 | Fiberglass Reinforced Plastic
TEXACO STATION #100441 | 2060 PLEASANT HILL RD | DULUTH | Gwinnett | 670087 | 1 |  | 1996-02-01 |  | 1985-01-01 |  | Removed from Ground | Gas (Historical Use) | 12000 | Fiberglass | 1984-04-29 | 2003-11-05 | Fiberglass Reinforced Plastic | Pressurized
BST/DULUTH CO/F5215 | 3394 HOWELL ST | DULUTH | Gwinnett | 670505 | 1 | [5 empty] | Removed from Ground | Diesel | 2000 | Bare Steel | 1981-01-02 | 1997-09-22 | Copper | Suction (American)
Food Corner | 550 NORTHDALE RD | LAWRENCEVILLE | Gwinnett | 9067260 | 1 | Flapper Valve | 1998-10-20 | FALSE | 1998-10-20 | FALSE | Currently in Use | Regular | 12000 | Epoxy | 1995-11-06 |  | Fiberglass Reinforced Plastic | Pressurized
BFI WASTE SYSTEMS OF GEORGIA | 75 CURTIS RD | LAWRENCEVILLE | Gwinnett | 9067066 | 3 |  | 1996-10-01 | TRUE | 1996-10-01 | TRUE | Removed from Ground | Used Oil | 2500 | Fiberglass | 1989-01-01 | 2013-05-10 | Fiberglass Reinforced Plastic | Gravity Fed
FYJ SONS FIVE FORKS MARKET | 1205 FIVE FORKS TRICKUM RD | LAWRENCEVILLE | Gwinnett | 9067079 | 3 | Flapper Valve | 2023-09-01 | FALSE | 1989-01-01 | FALSE | Currently in Use | E-0 | 10000 | Composite | 1989-01-01 |  | Fiberglass Reinforced Plastic | Pressurized
EXXON FOOD MART | 49 HURRICANE SHOALS RD | LAWRENCEVILLE | Gwinnett | 10001427 | 1 | Ball Float | 2007-10-01 | FALSE | 2007-10-01 | FALSE | Currently in Use | Regular | 15000 | Tank Jacket | 2007-10-01 |  | Double-Walled Fiberglass | Pressurized
SHELL FOOD MART | 1417 GRAYSON HWY | LAWRENCEVILLE | Gwinnett | 10000268 | 1 | Ball Float | 2002-04-10 | FALSE | 2002-04-10 | FALSE | Currently in Use | Regular | 12000 | Fiberglass | 2002-04-10 |  | Double-Walled Flex | Pressurized
SIMS 206/ DISCOUNT FOOD MART | 445 WEST PIKE ST | LAWRENCEVILLE | Gwinnett | 670435 | 4 |  | 1996-01-01 | FALSE | 1996-01-01 | FALSE | Removed from Ground | Diesel | 8000 | Steel-Impressed Current | 2015-11-24 | 2021-01-26 | Steel (Impressed Current) | Pressurized
SIMS 206/ DISCOUNT FOOD MART | 445 WEST PIKE ST | LAWRENCEVILLE | Gwinnett | 670435 | 5 |  | 1996-01-01 | FALSE | 1996-01-01 | FALSE | Removed from Ground | Kerosene | 6110 | Steel-Impressed Current | 1994-05-01 | 2021-01-26 | Steel (Impressed Current) | Pressurized
BFI WASTE SYSTEMS OF GEORGIA | 75 CURTIS RD | LAWRENCEVILLE | Gwinnett | 9067066 | 1 |  | 1989-04-05 |  | 1989-04-05 |  | Removed from Ground | Diesel | 10000 | Fiberglass | 1989-01-01 | 2013-05-09 | Fiberglass Reinforced Plastic | Pressurized
RUMA FOOD MART | 1184 LAWRENCEVILLE HWY | LAWRENCEVILLE | Gwinnett | 9067058 | 4 | Flapper Valve | 1998-10-01 | FALSE | 1998-01-01 | FALSE | Currently in Use | Premium | 8000 | Galvanic (STIP-3) | 2012-12-14 |  | Fiberglass Reinforced Plastic | Pressurized
RUMA FOOD MART | 1184 LAWRENCEVILLE HWY | LAWRENCEVILLE | Gwinnett | 9067058 | 5 | Flapper Valve | 1998-10-01 | FALSE | 1998-10-01 | FALSE | Temporarily out of use | Kerosene | 4000 | Galvanic (STIP-3) | 2009-09-03 |  | Fiberglass Reinforced Plastic | Pressurized
SHELL FOOD MART | 1495 DULUTH HWY | LAWRENCEVILLE | Gwinnett | 9067057 | 3 |  | 1998-10-01 |  | 1998-10-01 |  | Currently in Use | Gas (Historical Use) | 10000 | Steel-Impressed Current | 1987-04-20 |  | Fiberglass Reinforced Plastic | Pressurized
UNITED BMW | 3264 COMMERCE AVE | DULUTH | Gwinnett | 9067245 | 2 |  |  | TRUE |  | TRUE | Removed from Ground | Used Oil | 1000 | Marked Unknown | 1994-12-01 | 1994-12-01 | Unknown
QUIKTRIP #774 | 3195 PEACHTREE IND BLVD | DULUTH | Gwinnett | 9067297 | 4 | Flapper Valve | 1996-10-21 | FALSE | 1996-10-21 | FALSE | Currently in Use | Diesel | 8000 | Fiberglass | 1996-10-11 |  | Flex | Pressurized
QUIKTRIP #706 | 2571 SATELLITE BLVD | DULUTH | Gwinnett | 9067295 | 7A | Flapper Valve | 2017-02-01 | FALSE | 2017-02-01 | FALSE | Currently in Use | E-0 | 10000 | Fiberglass Double Walled | 2016-11-01 |  | Double-Walled Fiberglass | Pressurized
BST/DLTHGASC F5668 | 3103 BERKLEY LAKE CIR | DULUTH | Gwinnett | 670506 | 2 |  |  | TRUE |  | TRUE | Removed from Ground | Used Oil | 500 | Bare Steel | 1978-01-01 | 1990-07-01 | Unknown | Gravity Fed
GWINNETT CO | BUFORD HWY & MT TABOR CIR | DULUTH | Gwinnett | 7067002 | 1 | [5 empty] | Removed from Ground | Gas (Historical Use) | 560 | Bare Steel | 1993-03-04 | 1993-03-04 | Galvanized Steel | Safe Suction (Euro)
MOBIL | 597 BUFORD DR | LAWRENCEVILLE | Gwinnett | 9067016 | 1 | Ball Float | 1990-10-24 | FALSE | 1990-10-24 | FALSE | Currently in Use | Regular | 10000 | Composite Double Walled | 1973-01-01 |  | Double-Walled Fiberglass | Pressurized
KROGER GA-352 | 455 GRAYSON HWY | LAWRENCEVILLE | Gwinnett | 10001368 | 106069 | Flapper Valve | 2007-05-21 | FALSE | 2007-05-21 | FALSE | Currently in Use | Regular | 20000 | Fiberglass Double Walled | 2007-04-26 |  | Double-Walled Flex | Pressurized
FORMER BRUCE SERVICE STATION | 1722 DULUTH HIGHWAY | LAWRENCEVILLE | Gwinnett | 10001432 | 1 |  |  | FALSE |  | FALSE | Removed from Ground | Gas (Historical Use) | 0 | Unknown | 1988-01-01 | 1988-01-01 | Unknown
INGLES GAS EXPRESS #102 | 1154 LAWRENCEVILLE HWY | LAWRENCEVILLE | Gwinnett | 10000310 | 1 | Flapper Valve | 2002-06-21 | FALSE | 2002-06-21 | FALSE | Removed from Ground | Regular | 20000 | Fiberglass | 2002-06-25 | 2019-09-20 | Double-Walled Fiberglass | Pressurized
SIMS 206/ DISCOUNT FOOD MART | 445 WEST PIKE ST | LAWRENCEVILLE | Gwinnett | 670435 | 1 |  | 1996-01-01 | FALSE | 1996-01-01 | FALSE | Removed from Ground |  | 10000 | Steel-Impressed Current | 2015-11-24 | 2021-01-26 | Steel (Impressed Current) | Pressurized
LAWRENCEVILLE | 18 S CLAYTON ST | LAWRENCEVILLE | Gwinnett | 670292 | 3 |  | 1992-04-08 |  | 1992-04-08 |  | Removed from Ground | Diesel | 8000 | Double Walled | 1992-04-08 | 2009-07-16 | Double Walled | Suction (American)
MD STEPHENS PROPERTIES LD | 272 HURRICANE SHOALS RD | LAWRENCEVILLE | Gwinnett | 670298 | 2 | [5 empty] | Removed from Ground | Gas (Historical Use) | 10000 | Cathodically Protected Steel | 1979-04-23 | 1991-08-15 | Galvanized Steel
SHELL QUICK MART | 4785 SUGAR LOAF PARKWAY | LAWRENCEVILLE | Gwinnett | 670173 | 3 | Ball Float | 2003-05-01 | FALSE | 2003-05-01 | TRUE | Currently in Use | Regular | 15000 | Epoxy | 2003-05-01 |  | Double-Walled Fiberglass | Pressurized
GWINNETT CO FIRE STATION #9 | 1900 FIVE FORKS TRICKUM RD | LAWRENCEVILLE | Gwinnett | 670213 | 2 | [5 empty] | Removed from Ground | Diesel | 1000 | Bare Steel | 1978-05-04 | 1992-10-14 | Galvanized Steel
GWINNETT COUNTY FIRE STATION #15 | 275 PERRY ST | LAWRENCEVILLE | Gwinnett | 670214 | 1 | [5 empty] | Removed from Ground | Diesel | 500 | Bare Steel | 1981-05-03 | 1998-05-01 | Galvanized Steel
GWINNETT COUNTY WATER DEPARTMENT | 412 HURRICANE SHOALS RD | LAWRENCEVILLE | Gwinnett | 670223 | 1 | [5 empty] | Removed from Ground | Empty | 500 | Bare Steel | 1971-05-06 | 1992-10-27 | Unknown
LYNNS SPECIALTIES | 513 BUFORD DR | LAWRENCEVILLE | Gwinnett | 670237 | 1 | [5 empty] | Removed from Ground | Gas (Historical Use) | 8000 | Bare Steel | 1971-05-09 | 2000-04-01 | Galvanized Steel | Suction (American)
GA DOT 10135 LAWRENCEVILLE HQ | 892 HIGH HOPE SCHOOL RD | LAWRENCEVILLE | Gwinnett | 670020 | 1 | [5 empty] | Removed from Ground | Gas (Historical Use) | 1000 | Bare Steel | 1976-05-01 | 1990-01-01 | Galvanized Steel
CHEVRON FOOD MART | 225 A LANGELY DR | LAWRENCEVILLE | Gwinnett | 9067340 | 4 | Ball Float | 1988-06-01 | FALSE | 1988-06-01 | FALSE | Currently in Use | Diesel | 8000 | Fiberglass Double Walled | 1988-06-01 |  | Fiberglass Reinforced Plastic | Pressurized
SEASIDE ENTERPRISES INC | 635 BUFORD DR | LAWRENCEVILLE | Gwinnett | 9067101 | 4 |  | 1998-06-01 | FALSE | 1998-06-01 | FALSE | Removed from Ground | Diesel | 10000 |  | 1988-08-25 | 2020-05-07 | Fiberglass Reinforced Plastic | Pressurized
SHELL FOOD MART | 920 NEW HOPE RD | LAWRENCEVILLE | Gwinnett | 10001531 | 2 | Ball Float | 2008-03-21 | FALSE | 2008-03-21 | FALSE | Currently in Use | Premium | 8000 | Fiberglass Double Walled | 2008-02-15 |  | Double-Walled Fiberglass | Pressurized
FORMER BRUCE SERVICE STATION | 1722 DULUTH HIGHWAY | LAWRENCEVILLE | Gwinnett | 10001432 | 2 |  |  | FALSE |  | FALSE | Removed from Ground | Gas (Historical Use) | 0 | Unknown | 1988-01-01 | 1988-01-01 | Unknown
FORMER GAS STATION | 1214 GRAYSON HIGHWAY | LAWRENCEVILLE | Gwinnett | 10000761 | 1 |  |  | FALSE |  | FALSE | Removed from Ground | Empty | 575 | Bare Steel | 1965-01-01 | 1965-01-01
SHELL FOOD MART | 200 NEW HOPE RD | LAWRENCEVILLE | Gwinnett | 10000350 | 2 | Ball Float | 2003-03-24 | FALSE | 2003-03-24 | FALSE | Currently in Use | Premium | 12000 | Fiberglass | 2003-01-15 |  | Fiberglass Reinforced Plastic | Pressurized
PATRICK STORS | 280 OLD PEACHTREE RD | LAWRENCEVILLE | Gwinnett | 10000485 | 2 |  |  | FALSE |  | FALSE | Removed from Ground | Gas (Historical Use) | 1000 | Unknown | 2003-09-23 | 2003-09-23
LAWRENCEVILLE | 18 S CLAYTON ST | LAWRENCEVILLE | Gwinnett | 670292 | 4 |  | 1992-04-08 |  | 1992-04-08 |  | Removed from Ground | Diesel | 8000 | Double Walled | 1992-04-08 | 2009-07-16 | Double Walled | Suction (American)
A&K AMOCO D/B/A PIT STOP #2 | 105 SCENIC HWY | LAWRENCEVILLE | Gwinnett | 670253 | 3 | [5 empty] | Removed from Ground | Gas (Historical Use) | 4000 | Cathodically Protected Steel | 1976-03-09 | 1989-12-06 | Galvanized Steel
SUGARLOAF MART | 850 SCENIC HWY | LAWRENCEVILLE | Gwinnett | 10000039 | 1 | Ball Float | 2002-02-04 | FALSE | 2002-02-04 | FALSE | Currently in Use | Regular | 15000 | Epoxy | 2001-12-01 |  | Double-Walled Fiberglass | Pressurized
A&K AMOCO D/B/A PIT STOP #2 | 105 SCENIC HWY | LAWRENCEVILLE | Gwinnett | 670253 | 3N |  | 1989-12-06 |  | 1989-12-06 |  | Removed from Ground | Gas (Historical Use) | 8000 | Galvanic (STIP-3) | 1989-12-06 | 2002-02-14 | Fiberglass Reinforced Plastic | Pressurized
A&K AMOCO D/B/A PIT STOP #2 | 105 SCENIC HWY | LAWRENCEVILLE | Gwinnett | 670253 | 1 | [5 empty] | Removed from Ground | Gas (Historical Use) | 4000 | Cathodically Protected Steel | 1976-03-09 | 1989-12-06 | Galvanized Steel
GWINNETT COUNTY DOT DIST 2 MAINT | SW CORNER AT INTERSECTION OF SR | DULUTH | Gwinnett | 9067312 | 2 | [5 empty] | Removed from Ground | Other | 2000 | Not Marked/Unknown | 1997-06-24 | 1997-06-24 | Not Marked
Citgo Quik Mart | 3056 Buford Highway (US 23) | Duluth | Gwinnett | 9000419 | 2P | [5 empty] | Removed from Ground | Gas (Historical Use) | 6000 | Bare Steel | 1970-02-14 | 1990-02-07 | Galvanized Steel
Citgo Quik Mart | 3056 Buford Highway (US 23) | Duluth | Gwinnett | 9000419 | 3S | [5 empty] | Removed from Ground | Gas (Historical Use) | 6000 | Bare Steel | 1990-02-01 | 1990-02-01 | Fiberglass Reinforced Plastic
SATELLITE FOOD | 4025 SATELLITE BLVD Ste A | DULUTH | Gwinnett | 9000212 | 2 | Ball Float | 1994-05-26 | FALSE | 1994-05-26 | FALSE | Currently in Use | Diesel | 10000 | Fiberglass | 1986-05-01 |  | Fiberglass Reinforced Plastic | Pressurized
QUIKTRIP #748 | 5095 OAKBROOK PKWY | NORCROSS | Gwinnett | 9067175 | 3 | Ball Float | 1994-01-01 | FALSE | 1994-01-01 | FALSE | Removed from Ground |  | 12000 | Fiberglass | 1994-01-14 | 2017-08-30 | Flex | Pressurized
QUIKTRIP #718 | 6065 SINGLETON RD | NORCROSS | Gwinnett | 9067108 | 1 | Flapper Valve | 1990-07-01 | FALSE | 1990-07-01 | FALSE | Currently in Use | Regular | 12000 | Tank Jacket | 1990-01-01 |  | Flex | Pressurized
DOW CORNING CORP | 4291 COMMUNICATIONS DR | NORCROSS | Gwinnett | 9067001 | 3 | [5 empty] | Removed from Ground | Hazardous Substance | 1000 | Cathodically Protected Steel | 1983-05-01 | 1988-05-01 | Galvanized Steel
QUIKTRIP #740 | 5050 SUGARLOAF PKWY | LAWRENCEVILLE | Gwinnett | 10002516 | 2 | Flapper Valve |  | FALSE |  | FALSE | Currently in Use | Regular | 20000 | Fiberglass Double Walled | 2015-08-01 |  | Double-Walled Fiberglass | Pressurized
EXXON FOOD MART | 49 HURRICANE SHOALS RD | LAWRENCEVILLE | Gwinnett | 10001427 | 3 | Ball Float | 2007-10-01 | FALSE | 2007-10-01 | FALSE | Currently in Use | Diesel | 7000 | Tank Jacket | 2007-10-01 |  | Double-Walled Fiberglass | Pressurized
SHELL FOOD MART | 1417 GRAYSON HWY | LAWRENCEVILLE | Gwinnett | 10000268 | 2 | Ball Float | 2002-04-10 | FALSE | 2002-04-10 | FALSE | Currently in Use | Premium | 10000 | Fiberglass | 2002-04-01 |  | Double-Walled Flex | Pressurized
INGLES GAS EXPRESS #102 | 1154 LAWRENCEVILLE HWY | LAWRENCEVILLE | Gwinnett | 10000310 | 1B | Flapper Valve | 2002-06-21 | FALSE | 2002-06-21 | FALSE | Removed from Ground | Premium | 12000 | Fiberglass | 2002-06-25 | 2019-09-20 | Double-Walled Fiberglass | Pressurized
LAWRENCEVILLE | 18 S CLAYTON ST | LAWRENCEVILLE | Gwinnett | 670292 | 2 | [5 empty] | Removed from Ground | Gas (Historical Use) | 1000 | Bare Steel | 1971-04-15 | 1992-04-08 | Cathodically Protected
MD STEPHENS PROPERTIES LD | 272 HURRICANE SHOALS RD | LAWRENCEVILLE | Gwinnett | 670298 | 3 |  |  | TRUE |  | TRUE | Removed from Ground | Used Oil | 500 | Galvanic (STIP-3) | 1979-04-23 | 2005-08-04 | Galvanized Steel | Gravity Fed
UNITY FAMILY INC. | 662 DULUTH HWY | LAWRENCEVILLE | Gwinnett | 670025 | 12 | Flapper Valve | 1997-10-01 |  | 1986-01-01 |  | Currently in Use | Gas (Historical Use) | 8000 | Steel-Impressed Current | 1986-01-01 |  | Steel (Impressed Current) | Pressurized
BP/AMOCO #60996 | 485 PEACHTREE IND BLVD | SUWANEE | Gwinnett | 9067249 | 1 |  | 1995-11-10 |  | 1995-11-10 |  | Removed from Ground | Gas (Historical Use) | 10000 | Double Walled | 1995-09-15 | 2002-05-30 | Fiberglass Reinforced Plastic | Pressurized
KROGER GA 636 | 3093 STEVE REYNOLDS BLVD | DULUTH | Gwinnett | 10000936 | 2 | Ball Float | 2005-06-21 | FALSE | 2005-06-21 | FALSE | Currently in Use | Premium | 8000 | Fiberglass Double Walled | 2005-06-09 |  | Double-Walled Flex | Pressurized
DAVE BHANDARI | 1515 PLEASANT HILL RD | DULUTH | Gwinnett | 670384 | 1 | Flapper Valve | 1994-09-28 | FALSE | 1994-09-28 | FALSE | Currently in Use | Regular | 10000 | Fiberglass | 1986-08-01 |  | Fiberglass Reinforced Plastic | Pressurized
QUIKTRIP #731 | 1565 PLEASANT HILL RD | DULUTH | Gwinnett | 10001979 | 3 | Flapper Valve | 2011-04-01 | FALSE | 2010-12-01 | FALSE | Currently in Use | Premium | 12000 | Fiberglass Double Walled | 2010-11-01 |  | Double-Walled Fiberglass | Pressurized
Costco Fuel Facility (Loc.187) | 3980 Venture Dr | Duluth | Gwinnett | 10000046 | 3 | Overfill Alarm | 2002-05-17 | FALSE | 2002-05-17 | FALSE | Currently in Use | Premium | 20000 | Fiberglass Double Walled | 2002-04-24 |  | Double-Walled Fiberglass | Pressurized
Texaco Food Mart | 1670 PLEASANT HILL RD | DULUTH | Gwinnett | 9067054 | 4 | Ball Float | 1990-01-01 | FALSE | 1990-01-01 | FALSE | Currently in Use | Diesel | 10000 |  | 1990-01-01 |  | Fiberglass Reinforced Plastic | Pressurized
SHELL FOOD MART | 2700 BUFORD HWY | DULUTH | Gwinnett | 9067353 | 3 | Ball Float | 1998-03-01 | FALSE | 1998-03-01 | FALSE | Currently in Use | Premium | 10000 | Fiberglass | 1998-03-01 |  | Fiberglass Reinforced Plastic | Pressurized
MICKEYS LUMBER & SUPPLY CO INC | 3898 MAY RD | DULUTH | Gwinnett | 9067367 | 2 |  | 1999-05-01 |  | 1999-05-01 |  | Removed from Ground | Diesel | 6000 | Steel-Impressed Current | 1974-01-01 | 2003-10-29 | Cathodically Protected | Suction (American)
Citgo Quik Mart | 3056 Buford Highway (US 23) | Duluth | Gwinnett | 9000419 | 4A |  | 1990-05-02 | FALSE | 1990-05-02 | FALSE | Currently in Use | Diesel | 7000 | Epoxy | 1990-04-20 |  | Fiberglass Reinforced Plastic | Pressurized
SATELLITE FOOD | 4025 SATELLITE BLVD Ste A | DULUTH | Gwinnett | 9000212 | 1 | Ball Float | 1994-05-26 | FALSE | 1994-05-26 | FALSE | Currently in Use | Regular | 10000 | Fiberglass | 1986-05-01 |  | Fiberglass Reinforced Plastic | Pressurized
QUIKTRIP #748 | 5095 OAKBROOK PKWY | NORCROSS | Gwinnett | 9067175 | 4 | Ball Float | 1994-01-01 | FALSE | 1994-01-01 | FALSE | Removed from Ground |  | 12000 | Fiberglass | 1994-01-14 | 2017-08-30 | Flex | Pressurized
QUIKTRIP #748 | 5095 OAKBROOK PKWY | NORCROSS | Gwinnett | 9067175 | 5 | Flapper Valve | 2017-12-01 | FALSE | 2017-11-01 | FALSE | Currently in Use | Regular | 20000 | Fiberglass Double Walled | 2017-09-28 |  | Double-Walled Fiberglass | Pressurized
SHELL FOOD MART | 1649 BEAVER RUIN RD | NORCROSS | Gwinnett | 9067008 | 3 | Flapper Valve | 2006-09-29 | FALSE | 2006-09-29 | FALSE | Currently in Use | Premium | 10000 | Steel-Impressed Current | 1985-01-01 |  | Fiberglass Reinforced Plastic | Pressurized
MERCURY STAINLESS CORP | 6445 MCDONOUGH DR | NORCROSS | Gwinnett | 670405 | 1 |  |  | TRUE |  | TRUE | Removed from Ground | Used Oil | 500 | Bare Steel | 1980-05-29 | 1996-10-15 | Fiberglass Reinforced Plastic
HARDING ERECTORS INC | 1567 BEAVER RUIN RD | NORCROSS | Gwinnett | 670547 | 1 |  |  | FALSE |  | FALSE | Removed from Ground | Gas (Historical Use) | 4000 | Bare Steel | 1977-01-03 |  | Galvanized Steel
CHEVRON #201822/SHELL #210-4961- | 738 DULUTH HWY 120 | LAWRENCEVILLE | Gwinnett | 670005 | 3 | [5 empty] | Removed from Ground | Gas (Historical Use) | 10000 | Fiberglass | 1985-04-30 | 1992-06-04 | Fiberglass Reinforced Plastic | Pressurized
SUWANEE ONE STOP | #6 HWY US 23 | SUWANEE | Gwinnett | 9067296 | 4 | [5 empty] | Removed from Ground | Diesel | 1000 | Bare Steel | 1976-01-01 | 1996-03-01 | Bare Steel | Suction (American)
TANNER ESTATE | HWY 20 & HWY 124 | LAWRENCEVILLE | Gwinnett | 9036016 | 1 | [5 empty] | Removed from Ground | Other | 3000 | Not Marked/Unknown | 1992-09-01 | 1992-09-01 | Not Marked
GPM #24909 | 419 BUFORD DR | LAWRENCEVILLE | Gwinnett | 9067287 | 1 | Flapper Valve | 1996-04-03 | FALSE | 1996-04-08 | FALSE | Currently in Use | E-0 | 4000 | Fiberglass | 1996-03-20 |  | Flex | Suction (American)
CENTER FOR DISEASE CONTROL & PRE | 602 WEBB GIN HOUSE RD | LAWRENCEVILLE | Gwinnett | 9067163 | 14 | [5 empty] | Removed from Ground | Diesel | 25000 | Marked Unknown | 1995-04-09 | 1995-04-09 | Unknown
JIFFY LUBE #439 | 465 W PIKE ST | LAWRENCEVILLE | Gwinnett | 9067143 | 2 | [5 empty] | Removed from Ground | Other | 3000 | Bare Steel | 1986-01-01 | 2004-04-29 | Bare Steel
BIG H FOOD STORE | 526 HWY 29 | LAWRENCEVILLE | Gwinnett | 9067236 | 2A | [5 empty] | Currently in Use | Diesel | 2500 | Cathodically Protected Steel | 1995-09-01 |  | Galvanized Steel | Gravity Fed
CITGO | 1000 GRAYSON HWY | LAWRENCEVILLE | Gwinnett | 9067051 | 3 | Flapper Valve | 1997-10-01 | FALSE | 1997-10-01 | FALSE | Currently in Use | Diesel | 6000 | Fiberglass | 1986-01-01 |  | Fiberglass Reinforced Plastic | Pressurized
GWINNETT COUNTY POLICE DEPARTMEN | HI HOPE RD | LAWRENCEVILLE | Gwinnett | 670220 | 3 | [5 empty] | Removed from Ground | Diesel | 4000 | Bare Steel | 1978-05-04 | 1899-12-31 | Galvanized Steel
LYNNS SPECIALTIES | 513 BUFORD DR | LAWRENCEVILLE | Gwinnett | 670237 | 3 | [5 empty] | Removed from Ground | Gas (Historical Use) | 8000 | Bare Steel | 1971-05-09 | 2000-04-01 | Galvanized Steel | Suction (American)
CIRCLE K #1152 | 105 E CROGAN ST | LAWRENCEVILLE | Gwinnett | 670330 | 4 |  | 1994-10-01 |  | 1994-10-01 |  | Removed from Ground | Gas (Historical Use) | 9816 | Fiberglass | 1994-10-01 | 2000-10-17 | Fiberglass Reinforced Plastic | Pressurized
CIRCLE K #1152 | 105 E CROGAN ST | LAWRENCEVILLE | Gwinnett | 670330 | 5 |  | 1994-10-01 |  | 1994-10-01 |  | Removed from Ground | Gas (Historical Use) | 9816 | Fiberglass | 1994-10-01 | 2000-10-17 | Fiberglass Reinforced Plastic | Pressurized
NASH VOLKSWAGEN | 447 GWINNETT DR | LAWRENCEVILLE | Gwinnett | 670075 | 2 |  |  | TRUE |  | TRUE | Removed from Ground | Used Oil | 1500 | Bare Steel | 1969-05-01 | 1996-07-19 | Bare Steel | Gravity Fed
CIRCLE FOOD MART | 2856 BUFORD HWY | DULUTH | Gwinnett | 670011 | 1 | Overfill Alarm | 1994-12-04 | FALSE | 1994-12-04 | FALSE | Currently in Use | Regular | 8000 | Steel-Impressed Current | 1984-04-29 |  | Fiberglass Reinforced Plastic | Pressurized
RaceTrac #659 - Pleasant Hill | 2592 PLEASANT HILL RD | DULUTH | Gwinnett | 10000750 | 1 | Overfill Alarm | 2004-03-04 | FALSE | 2004-03-04 | FALSE | Currently in Use | Regular | 20000 | Composite Double Walled | 2004-03-04 |  | Double-Walled Fiberglass | Pressurized
DAVE BHANDARI | 1515 PLEASANT HILL RD | DULUTH | Gwinnett | 670384 | 3 | Flapper Valve | 1994-09-28 | FALSE | 1994-09-28 | FALSE | Currently in Use | Premium | 10000 | Fiberglass | 1986-08-01 |  | Fiberglass Reinforced Plastic | Pressurized
SHJS INC | 3880 PEACHTREE IND BLVD | DULUTH | Gwinnett | 9067017 | 1 | Ball Float | 1988-04-01 | FALSE | 1988-04-01 | FALSE | Currently in Use | Regular | 12000 | Fiberglass | 1988-01-01 |  | Fiberglass Reinforced Plastic | Pressurized
SHELL FOOD MART | 1495 DULUTH HWY | LAWRENCEVILLE | Gwinnett | 9067057 | 1 |  | 1998-10-01 |  | 1998-10-01 |  | Currently in Use | Gas (Historical Use) | 10000 | Steel-Impressed Current | 1987-04-20 |  | Fiberglass Reinforced Plastic | Pressurized
SEASIDE ENTERPRISES INC | 635 BUFORD DR | LAWRENCEVILLE | Gwinnett | 9067101 | 3 |  | 1998-06-01 | FALSE | 1998-06-01 | FALSE | Removed from Ground | Gas (Historical Use) | 10000 |  | 1988-08-25 | 2020-05-07 | Fiberglass Reinforced Plastic | Pressurized
QUIKTRIP #740 | 5050 SUGARLOAF PKWY | LAWRENCEVILLE | Gwinnett | 10002516 | 1 | Flapper Valve |  | FALSE |  | FALSE | Currently in Use | Regular | 20000 | Fiberglass Double Walled | 2015-08-01 |  | Double-Walled Fiberglass | Pressurized
HIGH ROLLER LLC | 760 BRISCOE BLVD | LAWRENCEVILLE | Gwinnett | 10001309 | 1 | Ball Float | 2006-11-01 | FALSE | 2006-11-01 | FALSE | Currently in Use | Jet fuel | 20000 | Fiberglass | 2006-11-01 |  | Steel/FG Secondary containment | Pressurized
CHEVRON | 256 HURRICANE SHOALS | LAWRENCEVILLE | Gwinnett | 10001019 | 1 | Ball Float | 2005-10-15 | FALSE | 2005-10-15 | FALSE | Currently in Use | Regular | 12000 | Epoxy | 2005-10-15 |  | Fiberglass Reinforced Plastic | Pressurized
SHELL FOOD MART | 200 NEW HOPE RD | LAWRENCEVILLE | Gwinnett | 10000350 | 1 | Ball Float | 2003-03-24 | FALSE | 2003-03-24 | FALSE | Currently in Use | Diesel | 12000 | Fiberglass | 2003-01-13 |  | Fiberglass Reinforced Plastic | Pressurized
PATRICK STORS | 280 OLD PEACHTREE RD | LAWRENCEVILLE | Gwinnett | 10000485 | 3 |  |  | FALSE |  | FALSE | Removed from Ground | Gas (Historical Use) | 500 | Unknown | 2003-09-23 | 2003-09-23
UNITY FAMILY INC. | 662 DULUTH HWY | LAWRENCEVILLE | Gwinnett | 670025 | 7 | [5 empty] | Removed from Ground | Empty | 12000 | Bare Steel | 1967-04-05 | 1986-11-01 | Galvanized Steel
CIRCLE K #1152 | 105 E CROGAN ST | LAWRENCEVILLE | Gwinnett | 670330 | 1 | [5 empty] | Removed from Ground | Gas (Historical Use) | 10000 | Cathodically Protected Steel | 1980-05-02 | 1994-09-16 | Bare Steel | Suction (American)
QUIKTRIP #700 | 741 W PIKE ST | LAWRENCEVILLE | Gwinnett | 670055 | 1 | Flapper Valve | 1994-02-01 | FALSE | 1994-02-01 | FALSE | Currently in Use | Regular | 12000 | Fiberglass | 1987-01-01 |  | Flex | Pressurized
NASH CHEVROLET CO | 675 S CLAYTON ST | LAWRENCEVILLE | Gwinnett | 670074 | 1 | [5 empty] | Removed from Ground | Gas (Historical Use) | 2000 | Bare Steel | 1960-06-01 | 1996-07-18 | Unknown | Suction (American)
CHEVRON FOOD MART #201812 | 1843 PLEASANT HILL RD & I-85 | DULUTH | Gwinnett | 480036 | 3 | Flapper Valve | 1993-06-29 | FALSE | 1993-06-29 | FALSE | Currently in Use | Premium | 10000 | Fiberglass | 1985-01-03 |  | Double-Walled Fiberglass | Pressurized
GWINNETT COUNTY POLICE DEPARTMEN | HI HOPE RD | LAWRENCEVILLE | Gwinnett | 670220 | 1 | [5 empty] | Removed from Ground | Diesel | 4000 | Bare Steel | 1978-05-04 | 1997-12-05 | Galvanized Steel
LYNNS SPECIALTIES | 513 BUFORD DR | LAWRENCEVILLE | Gwinnett | 670237 | 2 | [5 empty] | Removed from Ground | Gas (Historical Use) | 8000 | Bare Steel | 1971-05-09 | 2000-04-01 | Galvanized Steel | Suction (American)
CIRCLE K #1152 | 105 E CROGAN ST | LAWRENCEVILLE | Gwinnett | 670330 | 6 |  | 1994-10-01 |  | 1994-10-01 |  | Removed from Ground | Gas (Historical Use) | 9816 | Fiberglass | 1994-10-01 | 2000-10-17 | Fiberglass Reinforced Plastic | Pressurized
CIRCLE K #1076/MR B'S #40 | 1884 SUWANEE RD | LAWRENCEVILLE | Gwinnett | 670336 | 3 | [5 empty] | Removed from Ground | Gas (Historical Use) | 4000 | Bare Steel | 1972-05-10 | 1994-09-27 | Bare Steel | Suction (American)
BLACKWELL FIRESTONE | 456 GWINNETT DR | LAWRENCEVILLE | Gwinnett | 670030 | 1 | [5 empty] | Removed from Ground | Gas (Historical Use) | 2000 | Bare Steel | 1971-04-04 | 1899-12-31 | Galvanized Steel | Suction (American)
NASH VOLKSWAGEN | 447 GWINNETT DR | LAWRENCEVILLE | Gwinnett | 670075 | 1 |  |  | TRUE |  | TRUE | Removed from Ground | Used Oil | 1500 | Bare Steel | 1969-05-01 | 1996-07-19 | Bare Steel | Gravity Fed
NASH CHEVROLET CO | 675 S CLAYTON ST | LAWRENCEVILLE | Gwinnett | 670074 | 2 |  |  | TRUE |  | TRUE | Removed from Ground | Used Oil | 550 | Bare Steel | 1980-01-01 | 1996-01-08 | Not Marked | Gravity Fed
QUIKTRIP #831 | 4006 BUFORD HWY NW | DULUTH | Gwinnett | 10001176 | 3 | Ball Float | 2006-08-01 | FALSE | 2006-05-01 | FALSE | Currently in Use | Gas (Historical Use) | 12000 | Fiberglass Double Walled | 2006-05-01 |  | Double-Walled Fiberglass | Pressurized
QUIKTRIP #831 | 4006 BUFORD HWY NW | DULUTH | Gwinnett | 10001176 | 4A | Ball Float | 2017-05-12 | FALSE | 2017-05-21 | FALSE | Currently in Use | Gas (Historical Use) | 10000 | Fiberglass Double Walled | 2017-04-21 |  | Double-Walled Flex | Pressurized
PLEASANT HILL ROAD OIL LLC | 2001 PLEASANT HILL RD | DULUTH | Gwinnett | 670182 | 1 |  | 1997-08-01 |  | 1997-08-01 |  | Removed from Ground | Gas (Historical Use) | 10000 | Fiberglass | 1984-05-02 | 2003-10-15 | Fiberglass Reinforced Plastic | Pressurized
KROGER GA-381 | 3455 PEACHTREE INDUSTRAIL BLVD | DULUTH | Gwinnett | 10001680 | 1 | Overfill Alarm | 2008-11-21 | FALSE | 2009-01-13 | FALSE | Currently in Use | Regular | 20000 | Fiberglass Double Walled | 2008-10-23 |  | Double-Walled Flex | Pressurized
Texaco Food Mart | 1670 PLEASANT HILL RD | DULUTH | Gwinnett | 9067054 | 3 |  | 1990-01-01 |  | 1990-01-01 |  | Currently in Use | Gas (Historical Use) | 10000 | Cathodically Protected Steel | 1990-01-01 |  | Fiberglass Reinforced Plastic | Pressurized
MOBIL | 597 BUFORD DR | LAWRENCEVILLE | Gwinnett | 9067016 | 3A | Ball Float | 1990-10-24 | FALSE | 1990-10-24 | FALSE | Currently in Use | Premium | 5000 | Composite Double Walled | 1973-01-01 |  | Double-Walled Fiberglass | Pressurized
SHELL FOOD MART | 1495 DULUTH HWY | LAWRENCEVILLE | Gwinnett | 9067057 | 2 |  | 1998-10-01 |  | 1998-10-01 |  | Currently in Use | Gas (Historical Use) | 10000 | Steel-Impressed Current | 1987-04-20 |  | Fiberglass Reinforced Plastic | Pressurized
KROGER GA-352 | 455 GRAYSON HWY | LAWRENCEVILLE | Gwinnett | 10001368 | 1A | Flapper Valve | 2007-05-21 | FALSE | 2007-05-21 | FALSE | Currently in Use | Premium | 8000 | Fiberglass Double Walled | 2007-04-26 |  | Double-Walled Flex | Pressurized
LAWRENCEVILLE | 18 S CLAYTON ST | LAWRENCEVILLE | Gwinnett | 670292 | 1 | [5 empty] | Removed from Ground | Gas (Historical Use) | 6000 | Bare Steel | 1971-04-15 | 1992-04-08 | Cathodically Protected
QUIKTRIP #700 | 741 W PIKE ST | LAWRENCEVILLE | Gwinnett | 670055 | 3 | Flapper Valve | 1994-02-01 | FALSE | 1994-02-01 | FALSE | Currently in Use | Regular | 12000 | Fiberglass | 1987-01-01 |  | Flex | Pressurized
CHEVRON FOOD MART #201812 | 1843 PLEASANT HILL RD & I-85 | DULUTH | Gwinnett | 480036 | 4 | [5 empty] | Removed from Ground | Diesel | 10000 | Fiberglass | 1985-01-03 | 1993-06-18 | Fiberglass Reinforced Plastic
RaceTrac #659 - Pleasant Hill | 2592 PLEASANT HILL RD | DULUTH | Gwinnett | 10000750 | 3 | Overfill Alarm | 2004-03-14 | FALSE | 2004-03-14 | FALSE | Currently in Use | Premium | 12000 | Composite Double Walled | 2004-03-14 |  | Double-Walled Fiberglass | Pressurized
SION INC | 3501 PEACHTREE IND BLVD | DULUTH | Gwinnett | 4440332 | 3 |  | 1994-09-20 |  | 1994-09-20 |  | Removed from Ground | Gas (Historical Use) | 10000 | Fiberglass | 1986-06-01 | 2009-05-14 | Fiberglass Reinforced Plastic | Pressurized
CAPITOL MATERIALS INC | 3300 NORTH STAR BLVD | DULUTH | Gwinnett | 9067062 | 3 |  | 1998-12-14 |  | 1988-01-01 |  | Removed from Ground | Diesel | 10000 | Galvanic (STIP-3) | 1987-12-01 | 2013-10-14 | Cathodically Protected | Safe Suction (Euro)
INDIAN TRAIL 66 | 1175 INDIAN TRAIL LILBURN RD | NORCROSS | Gwinnett | 9067074 | 1 |  | 1991-02-01 |  | 1991-02-01 |  | Removed from Ground | Gas (Historical Use) | 10000 | Unknown | 1991-02-01 | 2008-05-01 | Fiberglass Reinforced Plastic | Pressurized
CHEVRON FOOD MART | 225 A LANGELY DR | LAWRENCEVILLE | Gwinnett | 9067340 | 1 | Ball Float | 1988-06-01 | FALSE | 1988-06-01 | FALSE | Currently in Use | Regular | 10000 | Fiberglass Double Walled | 1988-06-01 |  | Fiberglass Reinforced Plastic | Pressurized
MOBIL | 597 BUFORD DR | LAWRENCEVILLE | Gwinnett | 9067016 | 3B | Ball Float | 1990-10-24 | FALSE | 1990-10-24 | FALSE | Currently in Use | Diesel | 5000 | Composite Double Walled | 1973-01-01 |  | Double-Walled Fiberglass | Pressurized
SEASIDE ENTERPRISES INC | 635 BUFORD DR | LAWRENCEVILLE | Gwinnett | 9067101 | 1 |  | 1998-06-01 | FALSE | 1998-06-01 | FALSE | Removed from Ground | Gas (Historical Use) | 10000 |  | 1988-08-25 | 2020-05-07 | Fiberglass Reinforced Plastic | Pressurized
FYJ SONS FIVE FORKS MARKET | 1205 FIVE FORKS TRICKUM RD | LAWRENCEVILLE | Gwinnett | 9067079 | 4 | Flapper Valve | 2023-09-01 | FALSE | 1989-01-01 | FALSE | Currently in Use | Diesel | 6000 | Composite | 1989-01-01 |  | Fiberglass Reinforced Plastic | Pressurized
MD STEPHENS PROPERTIES LD | 272 HURRICANE SHOALS RD | LAWRENCEVILLE | Gwinnett | 670298 | 1 | [5 empty] | Removed from Ground | Diesel | 10000 | Cathodically Protected Steel | 1979-04-23 | 1991-08-15 | Galvanized Steel
A&K AMOCO D/B/A PIT STOP #2 | 105 SCENIC HWY | LAWRENCEVILLE | Gwinnett | 670253 | 1N |  | 1989-12-06 |  | 1989-12-06 |  | Removed from Ground | Gas (Historical Use) | 8000 | Galvanic (STIP-3) | 1989-12-06 | 2002-02-14 | Fiberglass Reinforced Plastic | Pressurized
UNITY FAMILY INC. | 662 DULUTH HWY | LAWRENCEVILLE | Gwinnett | 670025 | 14 | Flapper Valve | 1997-10-01 |  | 1986-01-01 |  | Currently in Use | Diesel | 8000 | Steel-Impressed Current | 1986-01-01 |  | Steel (Impressed Current) | Pressurized
CHEVRON 201845 | 3154 GA HWY 317/I-85 | SUWANEE | Gwinnett | 670006 | 6 | Flapper Valve | 1991-12-01 | FALSE | 1991-12-01 | FALSE | Currently in Use | Regular | 12000 | Fiberglass Double Walled | 1991-02-01 |  | Fiberglass Reinforced Plastic | Pressurized
CHATTAHOOCHEE RIVER NATIONAL RECREATION AREA | ADJACENT TO 1892 CHATTAHOOCHEE DRIVE | SUWANEE | Gwinnett | 10002361 | 2 |  |  | FALSE |  | FALSE | Removed from Ground | Kerosene | 500 | Unknown | 2014-07-10 | 2014-07-10 | Unknown
SUWANEE ONE STOP | #6 HWY US 23 | SUWANEE | Gwinnett | 9067296 | 3 | [5 empty] | Removed from Ground | Diesel | 1000 | Bare Steel | 1976-01-01 | 1996-03-01 | Bare Steel | Suction (American)
BEAVER RUIN/SWEETWATER CRK WASTE | 3530 CRUSE RD | LAWRENCEVILLE | Gwinnett | 670225 | 1 | [5 empty] | Removed from Ground | Diesel | 550 | Bare Steel | 1978-05-04 | 1999-03-01 | Galvanized Steel
CENTRAL GWINNETT MOTORS | 589 WEST PIKE ST | LAWRENCEVILLE | Gwinnett | 670073 | 3 |  |  | FALSE |  | FALSE | Permanently Out of Use - historical purposes | Gas (Historical Use) | Dummy | Bare Steel | 1975-04-12 | 1997-04-07
GA DOT 10135 LAWRENCEVILLE HQ | 892 HIGH HOPE SCHOOL RD | LAWRENCEVILLE | Gwinnett | 670020 | 135G1 | [5 empty] | Removed from Ground | Gas (Historical Use) | 2000 | Bare Steel | 1976-05-01 | 2004-03-08 | Galvanized Steel | Suction (American)
AUTRY'S FINA | 596 CROGAN ST | LAWRENCEVILLE | Gwinnett | 670068 | 4 | [5 empty] | Removed from Ground | Diesel | 2000 | Bare Steel | 1986-04-09 | 1996-08-01 | Unknown
AUTRY'S FINA | 596 CROGAN ST | LAWRENCEVILLE | Gwinnett | 670068 | 1 | [5 empty] | Removed from Ground | Gas (Historical Use) | 2000 | Bare Steel | 1975-04-12 | 1986-08-01 | Unknown
SHELL FOOD MART | 920 NEW HOPE RD | LAWRENCEVILLE | Gwinnett | 10001531 | 1 | Ball Float | 2008-03-21 | FALSE | 2008-03-21 | FALSE | Currently in Use | Regular | 15000 | Fiberglass Double Walled | 2008-02-15 |  | Double-Walled Fiberglass | Pressurized
FORMER MUNFORD DRUG STORE | 105 NORTH PERRY STREET | LAWRENCEVILLE | Gwinnett | 10001099 | 2 |  |  | FALSE |  | FALSE | Removed from Ground | Not Marked/Tank Removed | 1000 | Bare Steel | 2006-02-23 | 2006-02-23
EXXON @ PAPERMILL CROSSING | 108 E CROGAN ST | LAWRENCEVILLE | Gwinnett | 10000693 | 4 | Flapper Valve | 2005-04-01 | FALSE | 2005-04-01 | FALSE | Currently in Use | Ethanol | 4000 | Composite | 2016-08-16 |  | Double-Walled Fiberglass | Safe Suction (Euro)
STAR MART #2 DBA CHEVRON | 629 SCENIC HWY | LAWRENCEVILLE | Gwinnett | 10000870 | N626264 | Ball Float | 2005-01-05 | FALSE | 2005-01-05 | FALSE | Currently in Use | Regular | 15000 | Fiberglass | 2004-12-17 |  | Double-Walled Flex | Pressurized
UNITY FAMILY INC. | 662 DULUTH HWY | LAWRENCEVILLE | Gwinnett | 670025 | 4 | [5 empty] | Removed from Ground | Empty | 1000 | Bare Steel | 1967-04-05 | 1986-11-01 | Galvanized Steel
UNITY FAMILY INC. | 662 DULUTH HWY | LAWRENCEVILLE | Gwinnett | 670025 | 5 | [5 empty] | Removed from Ground | Empty | 550 | Bare Steel | 1967-04-05 | 1986-11-01 | Galvanized Steel
NORTH GWINNETT SHELL | 3034 LAWRENCEVILLE SUWANEE RD | SUWANEE | Gwinnett | 9000318 | 5 |  | 1998-12-01 |  | 1998-12-01 |  | Closed in Ground | Diesel | 1000 | Fiberglass | 1989-10-24 | 1899-12-31 | Fiberglass Reinforced Plastic
NORTH GWINNETT SHELL | 3034 LAWRENCEVILLE SUWANEE RD | SUWANEE | Gwinnett | 9000318 | 4 | Exempted |  | TRUE |  | TRUE | Currently in Use | Used Oil | 1000 | Fiberglass | 1989-10-24 |  | Fiberglass Reinforced Plastic
F A SIMS OIL CO/BULK PLANT | BUCHANAN ST | LAWRENCEVILLE | Gwinnett | 9067357 | 3 |  |  | FALSE |  | FALSE | Removed from Ground | Diesel | 6000 | Bare Steel | 1966-05-13 | 2004-07-09 | Galvanized Steel | Pressurized
QUIKTRIP #706 | 2571 SATELLITE BLVD | DULUTH | Gwinnett | 9067295 | 5 | Flapper Valve | 2017-02-01 | FALSE | 2017-02-01 | FALSE | Currently in Use | Regular | 20000 | Fiberglass Double Walled | 2016-11-01 |  | Double-Walled Fiberglass | Pressurized
QUIKTRIP #706 | 2571 SATELLITE BLVD | DULUTH | Gwinnett | 9067295 | 4 | Flapper Valve | 1996-07-23 | FALSE | 1996-07-23 | FALSE | Removed from Ground | Diesel | 8000 | Fiberglass Double Walled | 1996-06-28 |  | Flex | Pressurized
BST/DLTHGASC F5668 | 3103 BERKLEY LAKE CIR | DULUTH | Gwinnett | 670506 | 1 | [5 empty] | Removed from Ground | Gas (Historical Use) | 12000 | Bare Steel | 1979-01-03 | 1991-06-03 | Copper | Pressurized
B&B QUIK FOOD | 2077 GA HWY 120 | DULUTH | Gwinnett | 670064 | 3 | [5 empty] | Removed from Ground | Empty | 4000 | Bare Steel | 1975-04-12 | 1992-11-09 | Unknown
BANKER'S 66 | GA HWY 23/BUFORD HWY | DULUTH | Gwinnett | 670438 | 3 | [5 empty] | Removed from Ground | Gas (Historical Use) | 5000 | Bare Steel | 1961-05-14 | 1899-12-31 | Galvanized Steel | Suction (American)
SARINA SERVICES INC | 2220 PLEASANT HILL RD | DULUTH | Gwinnett | 670305 | 3 | Ball Float | 1984-04-23 | FALSE | 1984-04-23 | FALSE | Currently in Use | Premium | 10000 | Steel-Impressed Current | 1984-04-23 |  | Galvanized Steel | Pressurized
VULCAN MATERIALS COMPANY | 3955 BUFORD HWY | DULUTH | Gwinnett | 670255 | 1 | [5 empty] | Removed from Ground | Diesel | 5000 | Bare Steel | 1978-03-16 | 1996-11-20 | Galvanized Steel | Pressurized
VULCAN MATERIALS COMPANY | 3955 BUFORD HWY | DULUTH | Gwinnett | 670255 | 1 | [5 empty] | Removed from Ground | Diesel | 5000 | Bare Steel | 1978-03-16 | 1996-11-20 | Galvanized Steel | Pressurized
BP #24110 | 2080 GA HWY 120 | DULUTH | Gwinnett | 670185 | 1 | [5 empty] | Removed from Ground | Gas (Historical Use) | 3000 | Bare Steel | 1950-05-11 | 1899-12-31 | Galvanized Steel
FYJ SONS FIVE FORKS MARKET | 1205 FIVE FORKS TRICKUM RD | LAWRENCEVILLE | Gwinnett | 9067079 | 1 | Flapper Valve | 2023-09-01 | FALSE | 1989-01-01 | FALSE | Currently in Use | Regular | 10000 | Composite | 1989-01-01 |  | Fiberglass Reinforced Plastic | Pressurized
QUIKTRIP #740 | 5050 SUGARLOAF PKWY | LAWRENCEVILLE | Gwinnett | 10002516 | 3B | Flapper Valve |  | FALSE |  | FALSE | Currently in Use | E-0 | 9500 | Fiberglass Double Walled | 2015-08-01 |  | Double-Walled Fiberglass | Pressurized
SHELL FOOD MART | 920 NEW HOPE RD | LAWRENCEVILLE | Gwinnett | 10001531 | 3 | Ball Float | 2008-03-21 | FALSE | 2008-03-21 | FALSE | Currently in Use | Diesel | 7000 | Fiberglass Double Walled | 2008-02-15 |  | Double-Walled Fiberglass | Pressurized
EXXON @ PAPERMILL CROSSING | 108 E CROGAN ST | LAWRENCEVILLE | Gwinnett | 10000693 | 2 | Ball Float | 2003-11-01 | FALSE | 2003-11-01 | FALSE | Currently in Use | Diesel | 10000 | Composite | 2003-11-01 |  | Flex | Pressurized
GWINNETT COUNTY POLICE DEPARTMEN | HI HOPE RD | LAWRENCEVILLE | Gwinnett | 670220 | 4 |  |  | TRUE |  | TRUE | Closed in Ground | Used Oil | 550 | Bare Steel | 1978-05-04 | 1899-12-31 | Galvanized Steel
GUNTER CONSTRUCTION CO INC | 241 MCARTHUR ST | LAWRENCEVILLE | Gwinnett | 670138 | 1 | [5 empty] | Removed from Ground | Diesel | 1000 | Bare Steel | 1984-04-29 | 1899-12-31 | Galvanized Steel
FERGUSON FUEL & FOOD CENTRE #6 | 2509 OLD PEACHTREE RD | LAWRENCEVILLE | Gwinnett | 670142 | 2 | [5 empty] | Removed from Ground | Gas (Historical Use) | 4000 | Bare Steel | 1966-05-05 | 1999-11-01 | Galvanized Steel | Suction (American)
SEABOARD SYSTEM RAILROAD | 120 DEPOT ST | LAWRENCEVILLE | Gwinnett | 670364 | 1 | [5 empty] | Permanently Out of Use - historical purposes | Gas (Historical Use) | 280 | Bare Steel | 1948-05-15 | 1899-12-31 | Galvanized Steel
SUWANEE EXPRESS INC DBA DULUTH SHELL | 2880 PEACHTREE INDUSTRIAL BLVD | DULUTH | Gwinnett | 10000168 | 2 | Ball Float | 2001-11-14 | FALSE | 2001-11-14 | FALSE | Currently in Use | Premium | 12000 | Fiberglass | 2001-09-27 |  |  | Pressurized
QUIKTRIP #731 | 1565 PLEASANT HILL RD | DULUTH | Gwinnett | 10001979 | 4 | Flapper Valve | 2011-04-01 | FALSE | 2010-12-01 | FALSE | Currently in Use | Diesel | 12000 | Fiberglass Double Walled | 2010-11-01 |  | Double-Walled Fiberglass | Pressurized
FORMER CHURCH | 3550 WEST LAWRENCEVILLE STREET | DULUTH | Gwinnett | 10002543 | 1 |  |  | FALSE |  | FALSE | Removed from Ground | Gas (Historical Use) | 500 | Bare Steel | 2016-03-11 | 2016-03-11
CAPITOL MATERIALS INC | 3300 NORTH STAR BLVD | DULUTH | Gwinnett | 9067062 | C |  |  | FALSE |  | FALSE | Permanently Out of Use - historical purposes | Gas (Historical Use) | 250 | Unknown | 1956-01-01 | 1899-12-31 | Unknown
SATELLITE FOOD | 4025 SATELLITE BLVD Ste A | DULUTH | Gwinnett | 9000212 | 3 | Ball Float | 1994-05-26 | FALSE | 1994-05-26 | FALSE | Currently in Use | Premium | 10000 | Fiberglass | 1986-05-01 |  | Fiberglass Reinforced Plastic | Pressurized
QUIKTRIP #714 | 1515 BEAVER RUIN RD | NORCROSS | Gwinnett | 9067291 | 1 | Flapper Valve | 1996-06-12 | FALSE | 1996-06-12 | FALSE | Currently in Use | Regular | 12000 | Fiberglass | 1996-06-07 |  | Flex | Pressurized
QUIKTRIP #748 | 5095 OAKBROOK PKWY | NORCROSS | Gwinnett | 9067175 | 2 | Ball Float | 1994-01-01 | FALSE | 1994-01-01 | FALSE | Removed from Ground |  | 12000 | Fiberglass | 1994-01-14 | 2017-08-30 | Flex | Pressurized
SANIYA INVESTMENT LLC | 6070 -E SOUTH NORCROSS-TUCKER RD | NORCROSS | Gwinnett | 9067107 | 2 | Flapper Valve | 1987-03-10 | FALSE | 1987-03-10 | FALSE | Currently in Use | Plus | 10000 | Steel-Impressed Current | 1987-03-10 |  | Fiberglass Reinforced Plastic | Pressurized
RSR BUSINESS INVESTMENT | 5045 SINGLETON RD | NORCROSS | Gwinnett | 9067003 | 2 | Ball Float | 1987-10-06 | FALSE | 1987-10-06 | FALSE | Temporarily out of use | Plus | 10000 | Steel-Impressed Current | 1987-10-06 |  | Fiberglass Reinforced Plastic | Pressurized
METRO MOBILE HOME PARK SUPERETTE | 2 A INDIAN TR ACCESS & HILLCREST | NORCROSS | Gwinnett | 670552 | 2 | [5 empty] | Removed from Ground | Gas (Historical Use) | 1000 | Marked Unknown | 1990-03-01 | 1990-03-01 | Unknown
KROGER FUEL CENTER (GA #389) | 6050 SINGLETON RD | NORCROSS | Gwinnett | 10002129 | 1 | Overfill Alarm | 2012-06-12 | FALSE | 2012-06-12 | FALSE | Currently in Use | Regular | 20000 | Fiberglass Double Walled | 2012-06-12 |  | Double-Walled Flex | Pressurized
KROGER FUEL CENTER (GA #389) | 6050 SINGLETON RD | NORCROSS | Gwinnett | 10002129 | 2B | Overfill Alarm | 2012-06-12 | FALSE | 2012-06-12 | FALSE | Currently in Use | Premium | 8000 | Fiberglass Double Walled | 2012-06-12 |  | Double-Walled Flex | Pressurized
ATLANTA EAST | 1243 BEAVER RUIN RD | NORCROSS | Gwinnett | 670131 | 4 | Flapper Valve | 1998-12-01 | FALSE | 1998-12-01 | FALSE | Currently in Use | Diesel | 12000 | Fiberglass | 1998-12-07 |  | Double-Walled Flex | Pressurized
MAKRO INC | 1700 JUERGENS CT (FORMERLY 5300 | NORCROSS | Gwinnett | 670148 | 4 | [5 empty] | Closed in Ground | Empty | 10000 | Composite | 1981-05-01 | 1986-04-01 | Unknown
MAKRO INC | 1700 JUERGENS CT (FORMERLY 5300 | NORCROSS | Gwinnett | 670148 | 1 | [5 empty] | Closed in Ground | Empty | 10000 | Bare Steel | 1981-05-01 | 1986-04-01 | Cathodically Protected
LANDSPAN/FREIGHT TERMINALS INC | 6555 MCDONOUGH DR | NORCROSS | Gwinnett | 670134 | 3 | [5 empty] | Removed from Ground | Other | 6000 | Fiberglass | 1976-05-02 | 2001-04-01 | Fiberglass Reinforced Plastic
AM PM EXPRESS CHEVRON FOOD MART | 1251 INDIAN TRAIL LILBURN RD | NORCROSS | Gwinnett | 670340 | 2 | Ball Float | 1994-08-02 | FALSE | 1994-08-02 | FALSE | Currently in Use | Premium | 10000 | Fiberglass | 1983-05-09 |  | Fiberglass Reinforced Plastic | Pressurized
FORMER PRIME EQUIPMENT #416 | 5493 GOSHEN SPRINGS RD | NORCROSS | Gwinnett | 670353 | 4 |  |  | TRUE |  | TRUE | Removed from Ground | Used Oil | 300 | Bare Steel | 1992-08-07 | 1992-08-07 | Not Marked
UNITY FAMILY INC. | 662 DULUTH HWY | LAWRENCEVILLE | Gwinnett | 670025 | 13 | Flapper Valve | 1997-10-01 |  | 1986-01-01 |  | Currently in Use | Gas (Historical Use) | 8000 | Steel-Impressed Current | 1986-01-01 |  | Steel (Impressed Current) | Pressurized
MINIT SAVE #2 | 3957 GA HWY 317 | SUWANEE | Gwinnett | 670008 | 1 | [5 empty] | Removed from Ground | Gas (Historical Use) | 4000 | Bare Steel | 1972-06-01 | 1992-09-24 | Galvanized Steel | Safe Suction (Euro)
CHATTAHOOCHEE RIVER NATIONAL RECREATION AREA | ADJACENT TO 1892 CHATTAHOOCHEE DRIVE | SUWANEE | Gwinnett | 10002361 | 1 |  |  | FALSE |  | FALSE | Removed from Ground | Other | 50 | Unknown | 2014-07-10 | 2014-07-10 | Unknown
SUWANEE ONE STOP | #6 HWY US 23 | SUWANEE | Gwinnett | 9067296 | 2 | [5 empty] | Removed from Ground | Diesel | 2000 | Bare Steel | 1976-01-01 | 1996-03-01 | Bare Steel | Suction (American)
BP #79679 | 500 PEACHTREE IND BLVD | SUWANEE | Gwinnett | 9067333 | 2 | Ball Float | 1997-10-01 | FALSE | 1997-10-01 | FALSE | Currently in Use | Premium | 8000 | Fiberglass | 1997-10-01 |  | Double-Walled Flex | Pressurized
SHOALS CREEK PUMP STATION | PAPER MILL ROAD | LAWRENCEVILLE | Gwinnett | 9067281 | 1 | [5 empty] | Removed from Ground | Diesel | 2000 | Bare Steel | 1980-01-01 | 1999-03-01 | Bare Steel | Safe Suction (Euro)
HOP IN 201 | 2920 OLD NORCROSS RD | DULUTH | Gwinnett | 9067258 | 1 | Ball Float | 1995-08-16 | FALSE | 1995-08-16 | FALSE | Currently in Use | Regular | 12000 | Galvanic (STIP-3) | 1995-08-09 |  | Double-Walled Flex | Pressurized
PARSONS INC | 3780 OLD PEACHTREE RD | DULUTH | Gwinnett | 9067341 | 1 | [5 empty] | Removed from Ground | Kerosene | 550 | Not Marked/Unknown | 1998-11-01 | 1998-11-01 | Not Marked
PEACH STATE FOUNDATIONS | 1537 BEAVER RUIN RD | NORCROSS | Gwinnett | 9067318 | 2 | [5 empty] | Removed from Ground | Other | 5000 | Fiberglass | 1997-09-30 | 1997-09-30 | Galvanized Steel | Pressurized
ANGESCO TRUCKING CENTER | 95 INDUSTRIAL PARK CIR | NORCROSS | Gwinnett | 9067174 | 1 | [5 empty] | Removed from Ground | Diesel | 20000 | Bare Steel | 1980-01-01 | 1994-02-28 | Galvanized Steel | Pressurized
METRO MOBILE HOME PARK SUPERETTE | 2 A INDIAN TR ACCESS & HILLCREST | NORCROSS | Gwinnett | 670552 | 1 | [5 empty] | Removed from Ground | Gas (Historical Use) | 1000 | Marked Unknown | 1990-03-01 | 1990-03-01 | Unknown
CITGO | 6910 DAWSON BLVD | NORCROSS | Gwinnett | 672006 | 1 | Ball Float | 1993-08-23 | FALSE | 1993-08-23 | FALSE | Currently in Use | Premium | 10000 | Fiberglass | 1987-12-01 |  | Fiberglass Reinforced Plastic | Pressurized
LANDSPAN/FREIGHT TERMINALS INC | 6555 MCDONOUGH DR | NORCROSS | Gwinnett | 670134 | 2 | [5 empty] | Removed from Ground | Gas (Historical Use) | 10000 | Fiberglass | 1976-05-02 | 1994-09-15 | Fiberglass Reinforced Plastic
PEACHTREE DOORS INC | 6248 DAWSON BLVD | NORCROSS | Gwinnett | 670369 | 1 | [5 empty] | Removed from Ground | Empty | 2500 | Bare Steel | 1964-05-06 | 1988-01-01 | Galvanized Steel
THOMAS HOPSON INC | 1896 GRAVES RD | NORCROSS | Gwinnett | 670285 | 1 | [5 empty] | Removed from Ground | Gas (Historical Use) | 5000 | Bare Steel | 1984-04-21 | 1987-09-04 | Galvanized Steel
HERTZ EQUIPMENT RENTAL CORP | 6664 I-85 N | NORCROSS | Gwinnett | 670299 | 3 |  |  | TRUE |  | TRUE | Removed from Ground | Used Oil | 500 | Bare Steel | 1994-05-01 | 1994-05-01 | Unknown
ADS NORCROSS COLLECTIONS | 5374 GOSHEN SPRINGS RD | NORCROSS | Gwinnett | 670241 | 1 | [5 empty] | Removed from Ground | Diesel | 10000 | Fiberglass | 1988-04-15 | 1998-02-01 | Not Marked
QUIKTRIP #831 | 4006 BUFORD HWY NW | DULUTH | Gwinnett | 10001176 | 2 | Ball Float | 2006-08-01 | FALSE | 2006-05-01 | FALSE | Currently in Use | Gas (Historical Use) | 20000 | Fiberglass Double Walled | 2006-05-01 |  | Double-Walled Fiberglass | Pressurized
KROGER GA 636 | 3093 STEVE REYNOLDS BLVD | DULUTH | Gwinnett | 10000936 | 1 | Ball Float | 2005-06-21 | FALSE | 2005-06-21 | FALSE | Currently in Use | Regular | 20000 | Fiberglass Double Walled | 2005-06-09 |  | Double-Walled Flex | Pressurized
Texaco Food Mart | 1670 PLEASANT HILL RD | DULUTH | Gwinnett | 9067054 | 2 | Ball Float | 1990-01-01 | FALSE | 1990-01-01 | FALSE | Currently in Use | Gas (Historical Use) | 10000 |  | 1990-01-01 |  | Fiberglass Reinforced Plastic | Pressurized
TRICO VII PETROLEUM INC #963 | 1490 PLEASANT HILL RD | DULUTH | Gwinnett | 9067075 | 4 |  | 1991-02-01 |  | 1991-02-01 |  | Removed from Ground | Diesel | 10000 | Cathodically Protected Steel | 1991-01-01 | 2006-08-22 | Fiberglass Reinforced Plastic | Pressurized
HOP IN 201 | 2920 OLD NORCROSS RD | DULUTH | Gwinnett | 9067258 | 2 | Ball Float | 1995-08-16 | FALSE | 1995-08-16 | FALSE | Currently in Use | Premium | 12000 | Galvanic (STIP-3) | 1995-08-09 |  | Double-Walled Flex | Pressurized
INDIAN TRAIL 66 | 1175 INDIAN TRAIL LILBURN RD | NORCROSS | Gwinnett | 9067074 | 2 |  | 1991-02-01 |  | 1991-02-01 |  | Removed from Ground | Gas (Historical Use) | 12000 | Unknown | 1991-02-01 | 2008-05-01 | Fiberglass Reinforced Plastic | Pressurized
SHELL FOOD MART | 1649 BEAVER RUIN RD | NORCROSS | Gwinnett | 9067008 | 1 | Ball Float | 2006-09-29 | FALSE | 2006-09-29 | FALSE | Currently in Use | Regular | 10000 | Steel-Impressed Current | 1985-01-01 |  | Fiberglass Reinforced Plastic | Pressurized
CITGO | 6910 DAWSON BLVD | NORCROSS | Gwinnett | 672006 | 3 | Ball Float | 1993-08-23 | FALSE | 1993-08-23 | FALSE | Currently in Use | Diesel | 10000 | Fiberglass | 1987-12-01 |  | Fiberglass Reinforced Plastic | Pressurized
SHOP-N-GO CONVENIENT FOOD MART | 6083 NORCROSS TUCKER RD | NORCROSS | Gwinnett | 670520 | 1 | Ball Float | 1998-10-01 | FALSE | 1998-10-01 | FALSE | Currently in Use | Regular | 10000 | Steel-Impressed Current | 1979-05-18 |  | Fiberglass Reinforced Plastic | Pressurized
UNITY FAMILY INC. | 662 DULUTH HWY | LAWRENCEVILLE | Gwinnett | 670025 | 1 | [5 empty] | Removed from Ground | Empty | 3000 | Bare Steel | 1976-04-02 | 1986-11-01 | Galvanized Steel
KUBOTA TRACTOR CORP | 1025 NORTHBROOK PKWY | SUWANEE | Gwinnett | 670054 | 1 |  | 1995-09-05 |  | 1995-09-05 |  | Currently in Use | Empty | 1000 | Steel-Impressed Current | 1986-01-01 |  | Cathodically Protected
STAR MART #2 DBA CHEVRON | 629 SCENIC HWY | LAWRENCEVILLE | Gwinnett | 10000870 | N626260 | Ball Float | 2005-01-05 | FALSE | 2005-01-05 | FALSE | Currently in Use | Premium | 12000 | Fiberglass | 2004-12-17 |  | Double-Walled Flex | Pressurized
SUGARLOAF MART | 850 SCENIC HWY | LAWRENCEVILLE | Gwinnett | 10000039 | 2B | Ball Float | 2002-02-04 | FALSE | 2002-02-04 | FALSE | Currently in Use | Diesel | 5000 | Epoxy | 2002-12-01 |  | Double-Walled Fiberglass | Pressurized
Shell Food Mart | 1072 PEACHTREE IND BLVD | SUWANEE | Gwinnett | 9067292 | 3 | Ball Float | 2007-10-01 | FALSE | 2007-10-01 | FALSE | Currently in Use | Diesel | 10000 | Fiberglass Double Walled | 2007-10-05 |  |  | Pressurized
PLESANT HILL RD PROJECT | 1286 PLEASANT HILL RD | LAWRENCEVILLE | Gwinnett | 9067310 | 3 | [5 empty] | Removed from Ground | Diesel | 1000 | Not Marked/Unknown | 1996-06-18 | 1996-06-18 | Not Marked
HENNESSY LEXUS OF GWINNETT | 3383 SATELLITE BLVD | DULUTH | Gwinnett | 10001409 | 2 | Ball Float | 2007-08-01 | FALSE | 2007-08-01 | FALSE | Currently in Use | Premium | 5000 | Composite Double Walled | 2007-07-01 |  | Double-Walled Fiberglass | Pressurized
CAPITOL MATERIALS INC | 3300 NORTH STAR BLVD | DULUTH | Gwinnett | 9067062 | A |  |  | FALSE |  | FALSE | Permanently Out of Use - historical purposes | Gas (Historical Use) | 250 | Unknown | 1956-01-01 | 1899-12-31 | Unknown
TRICO VII PETROLEUM INC #963 | 1490 PLEASANT HILL RD | DULUTH | Gwinnett | 9067075 | 2 |  | 1991-02-01 |  | 1991-02-01 |  | Removed from Ground | Gas (Historical Use) | 10000 | Cathodically Protected Steel | 1991-01-01 | 2006-08-22 | Fiberglass Reinforced Plastic | Pressurized
STATION AT SWEET WATER CITGO | 3255 PLESANT HILL RD | DULUTH | Gwinnett | 9067342 | 1 | Flapper Valve | 1997-11-01 | FALSE | 1997-11-01 | FALSE | Currently in Use | Regular | 12000 | Epoxy | 1997-11-01 |  | Fiberglass Reinforced Plastic | Pressurized
QUIKTRIP #714 | 1515 BEAVER RUIN RD | NORCROSS | Gwinnett | 9067291 | 3 | Flapper Valve | 1996-06-12 | FALSE | 1996-06-12 | FALSE | Currently in Use | Premium | 12000 | Fiberglass | 1996-06-07 |  | Flex | Pressurized
GERMAN'S AUTO REPAIR | 5735 BURFORD HIGHWAY | NORCROSS | Gwinnett | 9067216 | 1 |  |  | TRUE |  | TRUE | Removed from Ground | Used Oil | 5000 | Marked Unknown | 1995-08-27 | 1995-08-27 | Unknown
PRECISION TUNE | 4842 JIMMY CARTER BLVD | NORCROSS | Gwinnett | 9067173 | 2 |  |  | TRUE |  | TRUE | Removed from Ground | Used Oil | 550 | Bare Steel | 1994-02-07 | 1994-02-07 | Bare Steel | Gravity Fed
SHOP-N-GO CONVENIENT FOOD MART | 6083 NORCROSS TUCKER RD | NORCROSS | Gwinnett | 670520 | 3 | Ball Float | 1998-10-01 | FALSE | 1998-10-01 | FALSE | Currently in Use | Premium | 10000 | Steel-Impressed Current | 1979-05-18 |  | Fiberglass Reinforced Plastic | Pressurized
UNITY FAMILY INC. | 662 DULUTH HWY | LAWRENCEVILLE | Gwinnett | 670025 | 9 | [5 empty] | Removed from Ground | Empty | 10000 | Bare Steel | 1967-04-05 | 1986-11-01 | Galvanized Steel
UNITY FAMILY INC. | 662 DULUTH HWY | LAWRENCEVILLE | Gwinnett | 670025 | 6 | [5 empty] | Removed from Ground | Empty | 12000 | Bare Steel | 1967-04-05 | 1986-11-01 | Galvanized Steel
UNITY FAMILY INC. | 662 DULUTH HWY | LAWRENCEVILLE | Gwinnett | 670025 | 8 | [5 empty] | Removed from Ground | Empty | 10000 | Bare Steel | 1967-04-05 | 1986-11-01 | Galvanized Steel
UNITY FAMILY INC. | 662 DULUTH HWY | LAWRENCEVILLE | Gwinnett | 670025 | 11 | Flapper Valve | 1997-10-01 |  | 1986-01-01 |  | Currently in Use | Gas (Historical Use) | 8000 | Steel-Impressed Current | 1986-01-01 |  | Steel (Impressed Current) | Pressurized
CHEVRON 201845 | 3154 GA HWY 317/I-85 | SUWANEE | Gwinnett | 670006 | 2 | [5 empty] | Removed from Ground | Gas (Historical Use) | 10000 | Bare Steel | 1982-05-01 | 1991-02-01 | Galvanized Steel
METAL PRODUCTS CO | 725 MAIN ST | SUWANEE | Gwinnett | 670149 | 1 | [5 empty] | Removed from Ground | Diesel | 8000 | Bare Steel | 1981-05-01 | 1998-10-24 | Galvanized Steel
BP #24123 | 2966 GA HWY 317 | SUWANEE | Gwinnett | 670194 | 1 |  |  | TRUE |  | TRUE | Removed from Ground | Used Oil | 550 | Bare Steel | 1966-05-07 | 1899-12-31 | Galvanized Steel
SOUTHEASTERN FREIGHT LINES | 3655 WINDSOR PARK DR | SUWANEE | Gwinnett | 9067087 | 3 | Flapper Valve | 1991-10-15 | TRUE | 1991-12-15 | TRUE | Removed from Ground | Used Oil | 1000 | Galvanic (STIP-3) | 1991-10-15 | 2018-10-23 | Double-Walled Fiberglass
BP/AMOCO #60996 | 485 PEACHTREE IND BLVD | SUWANEE | Gwinnett | 9067249 | 2 |  | 1995-11-10 |  | 1995-11-10 |  | Removed from Ground | Gas (Historical Use) | 10000 | Double Walled | 1995-09-15 | 2002-05-30 | Fiberglass Reinforced Plastic | Pressurized
F A SIMS OIL CO/BULK PLANT | BUCHANAN ST | LAWRENCEVILLE | Gwinnett | 9067357 | 6 |  |  | FALSE |  | FALSE | Removed from Ground | Diesel | 10000 | Bare Steel | 1978-05-10 | 2004-07-09 | Galvanized Steel | Pressurized
SOUTHEAST CULVERT CO | 750 HURRICANE SHOALS RD | LAWRENCEVILLE | Gwinnett | 670286 | 2 |  |  | FALSE |  | FALSE | Removed from Ground | Diesel | 5000 | Bare Steel | 1981-01-06 |  | Galvanized Steel | Suction (American)
NASH CHEVROLET CO | 630 SCENIC HWY | LAWRENCEVILLE | Gwinnett | 670355 | 1 | [5 empty] | Removed from Ground | Gas (Historical Use) | 2000 | Bare Steel | 1969-05-12 | 1899-12-31 | Galvanized Steel
MURPHY USA #7073 | 2625 PLEASANT HILL RD | DULUTH | Gwinnett | 10000615 | 1 | Flapper Valve | 2004-04-06 | FALSE | 2004-04-06 | FALSE | Currently in Use | Regular | 20000 | Fiberglass Double Walled | 2004-03-24 |  | Double-Walled Flex | Pressurized
RaceTrac #659 - Pleasant Hill | 2592 PLEASANT HILL RD | DULUTH | Gwinnett | 10000750 | 2 | Overfill Alarm | 2004-03-04 | FALSE | 2004-03-04 | FALSE | Currently in Use | Diesel | 12000 | Composite Double Walled | 2004-03-04 |  | Double-Walled Fiberglass | Pressurized
GWINNETT MEDICAL CENTER DULUTH | 3620 HOWELLS FERRY RD | DULUTH | Gwinnett | 10001155 | 1 | Overfill Alarm | 2005-07-01 | FALSE | 2005-07-01 | FALSE | Currently in Use | Diesel | 20000 | Fiberglass Double Walled | 2005-03-18 |  |  | Pressurized
PLEASANT HILL ROAD OIL LLC | 2001 PLEASANT HILL RD | DULUTH | Gwinnett | 670182 | 3 |  | 1997-08-01 |  | 1997-08-01 |  | Removed from Ground | Gas (Historical Use) | 10000 | Fiberglass | 1984-05-02 | 2003-10-15 | Fiberglass Reinforced Plastic | Pressurized
HENNESSY LEXUS OF GWINNETT | 3383 SATELLITE BLVD | DULUTH | Gwinnett | 10001409 | 1 | Ball Float | 2007-08-01 | FALSE | 2007-08-01 | FALSE | Currently in Use | Regular | 10000 | Composite Double Walled | 2007-07-01 |  | Double-Walled Fiberglass | Pressurized
SION INC | 3501 PEACHTREE IND BLVD | DULUTH | Gwinnett | 4440332 | 1 |  | 1994-09-20 |  | 1994-09-20 |  | Removed from Ground | Gas (Historical Use) | 10000 | Fiberglass | 1986-06-01 | 2009-05-14 | Fiberglass Reinforced Plastic | Pressurized
Citgo Quik Mart | 3056 Buford Highway (US 23) | Duluth | Gwinnett | 9000419 | 5 |  | 1990-05-02 | FALSE | 1990-05-02 | FALSE | Currently in Use | Gas (Historical Use) | 10000 | Galvanic (STIP-3) | 1990-05-02 |  | Fiberglass Reinforced Plastic | Pressurized
SANIYA INVESTMENT LLC | 6070 -E SOUTH NORCROSS-TUCKER RD | NORCROSS | Gwinnett | 9067107 | 3 | Flapper Valve | 1987-03-10 | FALSE | 1987-03-10 | FALSE | Currently in Use | Premium | 10000 | Steel-Impressed Current | 1987-03-10 |  | Fiberglass Reinforced Plastic | Pressurized
RSR BUSINESS INVESTMENT | 5045 SINGLETON RD | NORCROSS | Gwinnett | 9067003 | 3 | Ball Float | 1987-10-06 | FALSE | 1987-10-06 | FALSE | Currently in Use | Premium | 10000 | Steel-Impressed Current | 1987-10-06 |  | Fiberglass Reinforced Plastic | Pressurized
CIRCLE M #8/AMOCO STATION | 27 CROGAN ST | LAWRENCEVILLE | Gwinnett | 670010 | 3 | [5 empty] | Removed from Ground | Gas (Historical Use) | 8000 | Bare Steel | 1979-05-01 | 1992-04-09 | Galvanized Steel | Suction (American)
QUIKTRIP #700 | 741 W PIKE ST | LAWRENCEVILLE | Gwinnett | 670055 | 2 | Flapper Valve | 1994-02-01 | FALSE | 1994-02-01 | FALSE | Currently in Use | Regular | 12000 | Fiberglass | 1987-01-01 |  | Flex | Pressurized
T S CONCRETE PRODUCTS | 1080 BUFORD DR | LAWRENCEVILLE | Gwinnett | 670047 | 1 | [5 empty] | Removed from Ground | Gas (Historical Use) | 2000 | Bare Steel | 1975-04-12 | 2000-06-01 | Unknown
SPRINGBROOK PUBLIC GOLF COURSE | 585 CAMP PERRIN RD | LAWRENCEVILLE | Gwinnett | 670103 | 1 | [5 empty] | Removed from Ground | Gas (Historical Use) | 1000 | Bare Steel | 1974-05-03 | 1997-12-01 | Galvanized Steel
PLEASANT HILL ROAD OIL LLC | 2001 PLEASANT HILL RD | DULUTH | Gwinnett | 670182 | 7 | Flapper Valve | 2003-11-01 | FALSE | 2003-11-01 | FALSE | Currently in Use | Premium | 10000 | Fiberglass Double Walled | 2003-10-08 |  | Double-Walled Flex | Pressurized
PLEASANT HILL ROAD OIL LLC | 2001 PLEASANT HILL RD | DULUTH | Gwinnett | 670182 | 5 | Flapper Valve | 2003-11-01 | FALSE | 2003-11-01 | FALSE | Currently in Use | Regular | 10000 | Fiberglass Double Walled | 2003-10-08 |  | Double-Walled Flex | Pressurized
PLEASANT HILL ROAD OIL LLC | 2001 PLEASANT HILL RD | DULUTH | Gwinnett | 670182 | 4 |  | 1997-08-01 |  | 1997-08-01 |  | Removed from Ground | Diesel | 10000 | Fiberglass | 1984-05-02 | 2003-10-15 | Fiberglass Reinforced Plastic | Pressurized
EXXON | 3720 CLUB DR | DULUTH | Gwinnett | 10001275 | 3 | Ball Float | 2006-01-01 | FALSE | 2006-01-01 | FALSE | Currently in Use | Diesel | 4000 | Composite | 2005-10-17 |  | Fiberglass Reinforced Plastic | Pressurized
Citgo Quik Mart | 3056 Buford Highway (US 23) | Duluth | Gwinnett | 9000419 | 6 |  | 1990-05-02 | FALSE | 1990-05-02 | FALSE | Currently in Use | Gas (Historical Use) | 5000 | Galvanic (STIP-3) | 1990-05-02 |  | Fiberglass Reinforced Plastic | Pressurized
FYJ SONS FIVE FORKS MARKET | 1205 FIVE FORKS TRICKUM RD | LAWRENCEVILLE | Gwinnett | 9067079 | 2 | Flapper Valve | 2023-09-01 | FALSE | 1989-01-01 | FALSE | Currently in Use | Premium | 10000 | Composite | 1989-01-01 |  | Fiberglass Reinforced Plastic | Pressurized
QUIKTRIP #740 | 5050 SUGARLOAF PKWY | LAWRENCEVILLE | Gwinnett | 10002516 | 4 | Flapper Valve |  | FALSE |  | FALSE | Currently in Use | Diesel | 12000 | Fiberglass Double Walled | 2015-08-01 |  | Double-Walled Fiberglass | Pressurized
A&K AMOCO D/B/A PIT STOP #2 | 105 SCENIC HWY | LAWRENCEVILLE | Gwinnett | 670253 | 4 | [5 empty] | Removed from Ground | Gas (Historical Use) | 4000 | Cathodically Protected Steel | 1976-03-09 | 1989-12-06 | Galvanized Steel
UNITY FAMILY INC. | 662 DULUTH HWY | LAWRENCEVILLE | Gwinnett | 670025 | 10 | [5 empty] | Removed from Ground | Empty | 4000 | Bare Steel | 1967-04-05 | 1986-11-01 | Galvanized Steel
MINIT SAVE #2 | 3957 GA HWY 317 | SUWANEE | Gwinnett | 670008 | 3 | [5 empty] | Removed from Ground | Gas (Historical Use) | 4000 | Bare Steel | 1972-06-01 | 1992-09-24 | Galvanized Steel | Safe Suction (Euro)
CHEVRON 201845 | 3154 GA HWY 317/I-85 | SUWANEE | Gwinnett | 670006 | 1 | [5 empty] | Removed from Ground | Gas (Historical Use) | 10000 | Bare Steel | 1982-05-01 | 1991-02-01 | Fiberglass Reinforced Plastic
BP #24123 | 2966 GA HWY 317 | SUWANEE | Gwinnett | 670194 | 6 | [5 empty] | Removed from Ground | Diesel | 10000 | Bare Steel | 1971-05-06 | 1899-12-31 | Galvanized Steel
BP/AMOCO #60996 | 485 PEACHTREE IND BLVD | SUWANEE | Gwinnett | 9067249 | 3 |  | 1995-11-10 |  | 1995-11-10 |  | Removed from Ground | Gas (Historical Use) | 10000 | Double Walled | 1995-09-15 | 2002-05-30 | Fiberglass Reinforced Plastic | Pressurized
BP #79679 | 500 PEACHTREE IND BLVD | SUWANEE | Gwinnett | 9067333 | 1 | Ball Float | 1997-10-01 | FALSE | 1997-10-01 | FALSE | Currently in Use | Regular | 15000 | Fiberglass | 1997-10-01 |  | Fiberglass Reinforced Plastic | Pressurized
BP #02769 | 1065 HWY 120 | LAWRENCEVILLE | Gwinnett | 9067309 | 2 |  | 1996-11-01 |  | 1996-11-01 |  | Removed from Ground | Gas (Historical Use) | 8000 | Fiberglass | 2003-02-18 | 2003-04-29 | Fiberglass Reinforced Plastic | Pressurized
F A SIMS OIL CO/BULK PLANT | BUCHANAN ST | LAWRENCEVILLE | Gwinnett | 9067357 | 4 |  |  | FALSE |  | FALSE | Removed from Ground | Kerosene | 6000 | Bare Steel | 1966-05-13 | 2004-07-09 | Galvanized Steel | Pressurized
F A SIMS OIL CO/BULK PLANT | BUCHANAN ST | LAWRENCEVILLE | Gwinnett | 9067357 | 5 |  |  | FALSE |  | FALSE | Removed from Ground | Gas (Historical Use) | 3000 | Bare Steel | 1966-05-13 | 2004-07-09 | Galvanized Steel | Pressurized
BP #24123 | 2966 GA HWY 317 | SUWANEE | Gwinnett | 670194 | 9 |  | 1989-01-01 |  | 1989-01-01 |  | Removed from Ground | Gas (Historical Use) | 10000 | Fiberglass | 1989-01-01 | 2003-02-12 | Fiberglass Reinforced Plastic | Pressurized
BP #24123 | 2966 GA HWY 317 | SUWANEE | Gwinnett | 670194 | 2 | [5 empty] | Removed from Ground | Gas (Historical Use) | 6000 | Bare Steel | 1965-05-07 | 1899-12-31 | Galvanized Steel
BP #24123 | 2966 GA HWY 317 | SUWANEE | Gwinnett | 670194 | 8 |  | 1989-01-01 |  | 1989-01-01 |  | Removed from Ground | Gas (Historical Use) | 10000 | Fiberglass | 1989-01-01 | 2003-02-12 | Fiberglass Reinforced Plastic | Pressurized
SOUTHEASTERN FREIGHT LINES | 3655 WINDSOR PARK DR | SUWANEE | Gwinnett | 9067087 | 2 | Flapper Valve | 1991-12-15 | FALSE | 1991-12-15 | FALSE | Currently in Use | Diesel | 12000 | Fiberglass Double Walled | 1991-12-15 |  | Double-Walled Fiberglass | Pressurized
F A SIMS OIL CO/BULK PLANT | BUCHANAN ST | LAWRENCEVILLE | Gwinnett | 9067357 | 1 |  | 1994-05-01 |  | 1994-05-01 |  | Removed from Ground | Gas (Historical Use) | 10000 | Lined Interior | 1978-05-10 | 2004-07-09 |  | Pressurized
HAYES MICROCOMPUTER | SOUTHWEST CORNER ATKINSON RD & | LAWRENCEVILLE | Gwinnett | 9067276 | 2 | [5 empty] | Currently in Use | Diesel | 0 | Not Marked/Unknown |  |  | Not Marked
CENTER FOR DISEASE CONTROL & PRE | 602 WEBB GIN HOUSE RD | LAWRENCEVILLE | Gwinnett | 9067163 | LAWUT03 | Overfill Alarm | 1992-03-27 | FALSE | 1992-03-01 | FALSE | Currently in Use | Diesel | 15000 | Fiberglass Double Walled | 1992-01-01 |  | Double-Walled Fiberglass | Suction (American)
BIG H FOOD STORE | 526 HWY 29 | LAWRENCEVILLE | Gwinnett | 9067236 | 1B | [5 empty] | Currently in Use | Gas (Historical Use) | 2500 | Cathodically Protected Steel | 1995-09-01 |  | Galvanized Steel | Gravity Fed
TForce Freight - North Atlanta | 775 MARATHON PKWY | LAWRENCEVILLE | Gwinnett | 9067220 | 1 | Flapper Valve | 1993-04-26 | FALSE | 1993-04-26 | FALSE | Removed from Ground | Diesel | 20000 | Galvanic (STIP-3) | 1993-04-26 |  | Double-Walled Fiberglass | Pressurized
CITGO | 239 GRAYSON HWY | LAWRENCEVILLE | Gwinnett | 9067086 | 5 | Flapper Valve | 1996-01-01 | FALSE | 1989-09-01 | FALSE | Currently in Use | Gas (Historical Use) | 10000 | Galvanic (STIP-3) | 1989-09-01 |  | Fiberglass Reinforced Plastic | Pressurized
BST/LAWRENCEVILLE CO/F5618 | 305 OAK ST | LAWRENCEVILLE | Gwinnett | 670500 | 1 | [5 empty] | Removed from Ground | Other | 10000 | Bare Steel | 1977-01-03 | 1993-04-03 | Copper | Suction (American)
SOUTHERN BELL - LRVLGATL | 330 OAK ST | LAWRENCEVILLE | Gwinnett | 670501 | 1 | [5 empty] | Removed from Ground | Diesel | 1000 | Bare Steel | 1971-01-05 | 1993-04-26 | Copper | Suction (American)
MD STEPHENS PROPERTIES LD | 272 HURRICANE SHOALS RD | LAWRENCEVILLE | Gwinnett | 670298 | 4 |  |  | TRUE |  | TRUE | Removed from Ground | Used Oil | 500 | Galvanic (STIP-3) | 1979-04-23 | 2009-04-23 | Galvanized Steel | Gravity Fed
GPM #24909 | 419 BUFORD DR | LAWRENCEVILLE | Gwinnett | 9067287 | 4 | Ball Float | 1996-04-03 | FALSE | 1996-04-08 | FALSE | Currently in Use | Premium | 10000 | Fiberglass | 1996-03-20 |  | Flex | Pressurized
Food Corner | 550 NORTHDALE RD | LAWRENCEVILLE | Gwinnett | 9067260 | 2 | Flapper Valve | 1998-10-20 | FALSE | 1998-10-20 | FALSE | Currently in Use | Premium | 12000 | Epoxy | 1995-11-06 |  | Fiberglass Reinforced Plastic | Pressurized
RUMA FOOD MART | 1184 LAWRENCEVILLE HWY | LAWRENCEVILLE | Gwinnett | 9067058 | 3 | Flapper Valve | 1998-10-01 | FALSE | 1998-10-01 | FALSE | Currently in Use | Diesel | 10000 | Galvanic (STIP-3) | 1999-09-01 |  | Fiberglass Reinforced Plastic | Pressurized
EXXON FOOD MART | 49 HURRICANE SHOALS RD | LAWRENCEVILLE | Gwinnett | 10001427 | 2 | Ball Float | 2007-10-01 | FALSE | 2007-10-01 | FALSE | Currently in Use | Premium | 8000 | Tank Jacket | 2007-10-01 |  | Double-Walled Fiberglass | Pressurized
SCENIC HWY FUEL SITE | 703 SCENIC HWY | LAWRENCEVILLE | Gwinnett | 10000587 | 2 | Flapper Valve | 2004-02-03 | FALSE | 2004-02-03 | FALSE | Currently in Use | Diesel | 15000 | Fiberglass Double Walled | 2004-02-03 |  | Double-Walled Fiberglass | Pressurized
SHELL FOOD MART | 1417 GRAYSON HWY | LAWRENCEVILLE | Gwinnett | 10000268 | 3 | Ball Float | 2002-04-10 | FALSE | 2002-04-10 | FALSE | Currently in Use | Diesel | 10000 | Fiberglass | 2002-04-10 |  | Double-Walled Flex | Pressurized
SIMS 206/ DISCOUNT FOOD MART | 445 WEST PIKE ST | LAWRENCEVILLE | Gwinnett | 670435 | 3 |  | 1996-01-01 | FALSE | 1996-01-01 | FALSE | Removed from Ground |  | 10000 | Steel-Impressed Current | 2015-11-24 | 2021-01-26 | Steel (Impressed Current) | Pressurized
UNITY FAMILY INC. | 662 DULUTH HWY | LAWRENCEVILLE | Gwinnett | 670025 | 2 | [5 empty] | Removed from Ground | Empty | 3000 | Bare Steel | 1976-04-02 | 1986-11-01 | Galvanized Steel
MINIT SAVE #2 | 3957 GA HWY 317 | SUWANEE | Gwinnett | 670008 | 2 | [5 empty] | Removed from Ground | Gas (Historical Use) | 8000 | Bare Steel | 1972-06-01 | 1992-09-24 | Galvanized Steel | Safe Suction (Euro)
CHEVRON 201845 | 3154 GA HWY 317/I-85 | SUWANEE | Gwinnett | 670006 | 9 | [5 empty] | Removed from Ground | Diesel | 10000 | Fiberglass Double Walled | 1982-05-01 | 1899-12-31 | Galvanized Steel
CHEVRON 201845 | 3154 GA HWY 317/I-85 | SUWANEE | Gwinnett | 670006 | 8 |  | 1991-12-01 | FALSE | 1991-12-01 | FALSE | Currently in Use | Diesel | 12000 | Fiberglass Double Walled | 1991-02-01 |  | Fiberglass Reinforced Plastic | Pressurized
BP #24123 | 2966 GA HWY 317 | SUWANEE | Gwinnett | 670194 | 7 |  | 1989-01-01 |  | 1989-01-01 |  | Removed from Ground | Gas (Historical Use) | 10000 | Fiberglass | 1989-01-01 | 2003-02-12 | Fiberglass Reinforced Plastic | Pressurized
BP #24123 | 2966 GA HWY 317 | SUWANEE | Gwinnett | 670194 | 4 | [5 empty] | Removed from Ground | Gas (Historical Use) | 6000 | Bare Steel | 1965-05-07 | 1899-12-31 | Galvanized Steel
BP #24123 | 2966 GA HWY 317 | SUWANEE | Gwinnett | 670194 | 5 | [5 empty] | Removed from Ground | Gas (Historical Use) | 10000 | Bare Steel | 1971-05-06 | 1899-12-31 | Galvanized Steel
MAJIK MARKET #09172 | 685 SCENIC HWY | LAWRENCEVILLE | Gwinnett | 9000044 | 1 | [5 empty] | Removed from Ground | Gas (Historical Use) | 8000 | Bare Steel | 1975-05-16 | 1899-12-31 | Galvanized Steel
BP #02769 | 1065 HWY 120 | LAWRENCEVILLE | Gwinnett | 9067309 | 1 |  | 1996-11-01 |  | 1996-11-01 |  | Removed from Ground | Gas (Historical Use) | 15000 | Fiberglass | 2003-02-18 | 2003-04-29 | Fiberglass Reinforced Plastic | Pressurized
1095 SHELL INC. | 1095 DULUTH HWY | LAWRENCEVILLE | Gwinnett | 9067336 | 2 |  | 1997-03-01 |  | 1997-03-01 |  | Currently in Use | Gas (Historical Use) | 15000 | Double Walled | 1997-03-01 |  | Fiberglass Reinforced Plastic | Pressurized
QUIKTRIP #740 | 1770 MARATHON BLVD | LAWRENCEVILLE | Gwinnett | 9067241 | 1 |  | 1995-07-26 |  | 1995-07-26 |  | Removed from Ground | Gas (Historical Use) | 12000 | Fiberglass | 1995-07-26 | 2016-04-13 | Double Walled | Pressurized
JORDAN BRIDGE CO | 275 ARNOLD RD | LAWRENCEVILLE | Gwinnett | 9067159 | B | [5 empty] | Removed from Ground | Gas (Historical Use) | 4000 | Bare Steel | 1993-02-03 | 1993-02-03 | Unknown
SHELL QUICK MART | 4785 SUGAR LOAF PARKWAY | LAWRENCEVILLE | Gwinnett | 670173 | 1 |  |  | FALSE |  | FALSE | Removed from Ground |  | 10027 | Bare Steel | 1976-05-07 | 1999-05-01 | Galvanized Steel
KROGER GA-381 | 3455 PEACHTREE INDUSTRAIL BLVD | DULUTH | Gwinnett | 10001680 | 2B | Overfill Alarm | 2008-11-21 | FALSE | 2009-01-13 | FALSE | Currently in Use | Premium | 8000 | Fiberglass Double Walled | 2008-10-23 |  | Double-Walled Flex | Pressurized
SION INC | 3501 PEACHTREE IND BLVD | DULUTH | Gwinnett | 4440332 | 2 |  | 1994-09-20 |  | 1994-09-20 |  | Removed from Ground | Gas (Historical Use) | 10000 | Fiberglass | 1986-06-01 | 2009-05-14 | Fiberglass Reinforced Plastic | Pressurized
CAPITOL MATERIALS INC | 3300 NORTH STAR BLVD | DULUTH | Gwinnett | 9067062 | B |  |  | FALSE |  | FALSE | Permanently Out of Use - historical purposes | Gas (Historical Use) | 250 | Unknown | 1956-01-01 | 1899-12-31 | Unknown
TRICO VII PETROLEUM INC #963 | 1490 PLEASANT HILL RD | DULUTH | Gwinnett | 9067075 | 1 |  | 1991-02-01 |  | 1991-02-01 |  | Removed from Ground | Gas (Historical Use) | 10000 | Cathodically Protected Steel | 1991-01-01 | 2006-08-22 | Fiberglass Reinforced Plastic | Pressurized
QUIKTRIP NO 703 | 2185 BEAVER RUIN RD | NORCROSS | Gwinnett | 9067371 | 2 | Flapper Valve | 1999-05-01 | FALSE | 1999-05-01 | FALSE | Removed from Ground |  | 12000 | Fiberglass | 1999-04-01 | 2017-07-18 | Double-Walled Fiberglass | Pressurized
SOLO | 4976 STEVE REYNOLDS BLVD | NORCROSS | Gwinnett | 10002183 | 1B | Ball Float | 2012-12-01 | FALSE | 2012-12-01 | FALSE | Currently in Use | Premium | 5000 | Tank Jacket | 2012-12-01 |  | Double-Walled Fiberglass | Pressurized
QUICK MART | 647 GRAYSON HWY | LAWRENCEVILLE | Gwinnett | 670481 | 5 |  | 1994-05-01 | FALSE | 1994-05-01 | FALSE | Currently in Use | Plus | 10000 | Composite | 1994-05-01 |  | Double-Walled Flex | Pressurized
QUIKTRIP #748 | 5095 OAKBROOK PKWY | NORCROSS | Gwinnett | 9067175 | 8 | Flapper Valve | 2017-11-01 | FALSE | 2017-10-01 | FALSE | Currently in Use | Diesel | 12000 | Fiberglass Double Walled | 2017-09-28 |  | Double-Walled Fiberglass | Pressurized
QUIKTRIP #748 | 5095 OAKBROOK PKWY | NORCROSS | Gwinnett | 9067175 | 6 | Flapper Valve | 2017-12-01 | FALSE | 2017-11-01 | FALSE | Currently in Use | Regular | 20000 | Fiberglass Double Walled | 2017-09-28 |  | Double-Walled Fiberglass | Pressurized
KROGER FUEL CENTER (GA #389) | 6050 SINGLETON RD | NORCROSS | Gwinnett | 10002129 | 2A | Overfill Alarm | 2012-06-12 | FALSE | 2012-06-12 | FALSE | Currently in Use | Diesel | 10000 | Fiberglass Double Walled | 2012-06-12 |  | Double-Walled Flex | Pressurized
Amoco Food Mart | 5402 JIMMY CARTER BLVD NW | NORCROSS | Gwinnett | 670448 | 1 | Flapper Valve | 2021-08-25 | FALSE | 2021-08-25 | FALSE | Currently in Use | Regular | 10000 | Steel-Impressed Current | 1978-05-10 |  | Steel (Impressed Current) | Suction (American)
ATLANTA EAST | 1243 BEAVER RUIN RD | NORCROSS | Gwinnett | 670131 | 3 | [5 empty] | Removed from Ground | Diesel | 10000 | Bare Steel | 1986-01-01 | 1998-11-01 | Bare Steel
EXXON #4-0154 | 4124 JIMMY CARTER BLVD | NORCROSS | Gwinnett | 670122 | 4 | [5 empty] | Removed from Ground | Gas (Historical Use) | 6000 | Fiberglass | 1981-05-07 | 1899-12-31 | Fiberglass Reinforced Plastic | Pressurized
EXXON #4-0154 | 4124 JIMMY CARTER BLVD | NORCROSS | Gwinnett | 670122 | 5 |  |  | TRUE |  | TRUE | Removed from Ground | Used Oil | 1000 | Fiberglass | 1981-05-07 | 1899-12-31 | Fiberglass Reinforced Plastic | Pressurized
MAKRO INC | 1700 JUERGENS CT (FORMERLY 5300 | NORCROSS | Gwinnett | 670148 | 3 | [5 empty] | Closed in Ground | Empty | 10000 | Composite | 1981-05-01 | 1986-04-01 | Unknown
GOLDEN INSPIRATION LLC | 4614 JIMMY CARTER BLVD | NORCROSS | Gwinnett | 670339 | 2 | Ball Float | 1994-07-29 | FALSE | 1994-07-29 | FALSE | Currently in Use | Premium | 10000 | Fiberglass | 1985-09-01 |  | Double-Walled Fiberglass | Pressurized
CHEVRON STATION #43039 | 5055 JIMMY CARTER BLVD | NORCROSS | Gwinnett | 670314 | 1 | [5 empty] | Removed from Ground | Gas (Historical Use) | 5000 | Bare Steel | 1971-04-27 | 1988-05-24 | Galvanized Steel
U-HAUL #77667 | 5365 JIMMY CARTER BLVD | NORCROSS | Gwinnett | 670239 | 2 | [5 empty] | Removed from Ground | Diesel | 5000 | Bare Steel | 1982-05-09 | 1999-02-09 | Unknown
TARA MATERIALS INC | 322 INDUSTRIAL PARK DR | LAWRENCEVILLE | Gwinnett | 9067209 | 1 | [5 empty] | Removed from Ground | Diesel | 5000 | Marked Unknown | 1995-07-25 | 1995-07-25 | Unknown
CHEVRON #53504 | 425 GRAYSON HWY | LAWRENCEVILLE | Gwinnett | 9067090 | 3 |  | 1990-01-09 |  | 1990-01-09 |  | Removed from Ground | Gas (Historical Use) | 8775 | Double Walled | 1989-05-01 | 2005-02-07 | Fiberglass Reinforced Plastic | Pressurized
TEXACO #100451 | 664 BUFORD DR | LAWRENCEVILLE | Gwinnett | 9067102 | 2 |  | 1988-01-01 |  | 1996-02-09 |  | Removed from Ground | Gas (Historical Use) | 10000 | Fiberglass | 1987-01-01 | 2011-10-20 | Fiberglass Reinforced Plastic | Pressurized
FARM PROPERTY | GA HWY 20 | LAWRENCEVILLE | Gwinnett | 9067136 | 1 | [5 empty] | Removed from Ground | Other | 2000 | Bare Steel | 1992-07-24 | 1992-07-24 | Unknown
LANDSPAN/FREIGHT TERMINALS INC | 6555 MCDONOUGH DR | NORCROSS | Gwinnett | 670134 | 4 |  |  | TRUE |  | TRUE | Removed from Ground | Used Oil | 6000 | Fiberglass | 1976-05-02 | 2001-04-01 | Fiberglass Reinforced Plastic
AM PM EXPRESS CHEVRON FOOD MART | 1251 INDIAN TRAIL LILBURN RD | NORCROSS | Gwinnett | 670340 | 1 | Ball Float | 1994-08-02 | FALSE | 1994-08-02 | FALSE | Currently in Use | Regular | 10000 | Fiberglass | 1983-05-09 |  | Fiberglass Reinforced Plastic | Pressurized
FORMER PRIME EQUIPMENT #416 | 5493 GOSHEN SPRINGS RD | NORCROSS | Gwinnett | 670353 | 2 | [5 empty] | Removed from Ground | Gas (Historical Use) | 3000 | Bare Steel | 1986-05-07 | 1992-08-07 | Bare Steel | Suction (American)
ADS NORCROSS COLLECTIONS | 5374 GOSHEN SPRINGS RD | NORCROSS | Gwinnett | 670241 | 3 | [5 empty] | Removed from Ground | Other | 1000 | Fiberglass | 1988-04-15 | 1998-02-01 | Bare Steel | Suction (American)
MHC TRUCK LEASING INC | 1923 GRAVES RD | NORCROSS | Gwinnett | 670236 | 4 | [5 empty] | Removed from Ground | Diesel | 8000 | Bare Steel | 1980-05-06 | 1999-02-03 | Unknown
MHC TRUCK LEASING INC | 1923 GRAVES RD | NORCROSS | Gwinnett | 670236 | 7 | [5 empty] | Removed from Ground | Gas (Historical Use) | 10000 | Bare Steel | 1980-05-06 | 1999-02-01 | Unknown
MHC TRUCK LEASING INC | 1923 GRAVES RD | NORCROSS | Gwinnett | 670236 | 5 | [5 empty] | Removed from Ground | Diesel | 1000 | Bare Steel | 1980-05-06 | 1999-02-01 | Unknown
CHEVRON | 1103 US HWY 78 | GRAYSON | Gwinnett | 670482 | 1 | Ball Float | 1994-04-01 | FALSE | 1994-04-01 | FALSE | Currently in Use | Regular | 10000 | Fiberglass | 1984-01-15 |  | Double-Walled Flex | Pressurized
JONES 66 | JONES RD | DACULA | Gwinnett | 670445 | 1 | [5 empty] | Removed from Ground | Gas (Historical Use) | 1000 | Bare Steel | 1971-05-12 | 1995-05-01 | Galvanized Steel
WATERWORKS CHEVRON | 2475 S WATERWORKS RD STE C | BUFORD | Gwinnett | 10000528 | 2 | Ball Float | 2003-01-01 | FALSE | 2003-01-01 | FALSE | Currently in Use | Premium | 12000 | Fiberglass | 2003-01-01 |  | Flex | Pressurized
BUFORD CHEVRON | 96 W MAIN ST | BUFORD | Gwinnett | 670375 | 2 | [5 empty] | Removed from Ground | Gas (Historical Use) | 3000 | Bare Steel | 1971-05-12 | 1998-11-30 | Unknown | Suction (American)
BUFORD FUEL SITE GWINNETT COUNTY FIRE STATION #14 | 1600 BUFORD HWY | BUFORD | Gwinnett | 670198 | 2 |  | 1992-03-06 |  | 1992-03-06 |  | Removed from Ground | Diesel | 10000 | Bare Steel | 1979-05-04 | 1998-12-15 | Fiberglass Reinforced Plastic | Suction (American)
LANIER FILTER PLANT | 2601 S WATERWORKS RD | BUFORD | Gwinnett | 670222 | 2 | [5 empty] | Removed from Ground | Empty | 2000 | Bare Steel | 1976-05-04 | 1992-10-21 | Galvanized Steel
KING'S OIL #334 | 2155 BUFORD DAM RD | BUFORD | Gwinnett | 670331 | 2 | Flapper Valve | 1998-10-03 | FALSE | 1998-10-03 | FALSE | Currently in Use | Premium | 8000 | Steel-Impressed Current | 1974-05-10 |  | Fiberglass Reinforced Plastic | Pressurized
SPEEDY MART | 5882 HWY 20 | BUFORD | Gwinnett | 670281 | 2 |  | 1998-11-13 |  | 1998-11-13 |  | Removed from Ground | E-10 | 6000 | Steel-Impressed Current | 1977-04-19 | 2012-08-23 | Steel (Impressed Current) | Pressurized
SHELL STATION | 3933 Buford Dr | BUFORD | Gwinnett | 670003 | 2 | [5 empty] | Removed from Ground | Gas (Historical Use) | 10000 | Fiberglass | 1985-04-30 | 1991-12-18 | Fiberglass Reinforced Plastic | Pressurized
WALTON EMC | 3645 LENORA CHURCH RD | SNELLVILLE | Gwinnett | 670497 | 1 | [5 empty] | Removed from Ground | Gas (Historical Use) | 10000 | Bare Steel | 1983-03-04 | 1994-05-05 | Galvanized Steel | Suction (American)
CHEVRON FOOD MART | 3095 LENORA CHURCH RD | SNELLVILLE | Gwinnett | 672003 | 3 | Ball Float | 1987-01-01 | FALSE | 1987-01-01 | FALSE | Currently in Use | Premium | 8000 | Composite | 1987-10-01 |  | Fiberglass Reinforced Plastic | Pressurized
AT&T MICROWAVE TOWER | HWY 20 | GRAYSON | Gwinnett | 670181 | 2 | [5 empty] | Removed from Ground | Diesel | 0 | Bare Steel | 1966-05-10 | 1991-06-01 | Not Marked
CHEVRON #43252 | 1794 BEAVER RUIN RD | NORCROSS | Gwinnett | 670315 | 4 |  |  | TRUE |  | TRUE | Removed from Ground | Used Oil | 550 | Cathodically Protected Steel | 1968-04-27 | 1987-02-24 | Galvanized Steel
GA DOT 10130 | RIDGEDALE DR/OFF GA HWY 84 | GRAYSON | Gwinnett | 670022 | 10130-1 | [5 empty] | Removed from Ground | Gas (Historical Use) | 2000 | Cathodically Protected Steel | 1972-05-03 | 1990-02-01 | Galvanized Steel
TEXACO QUIK STOP | 1643 BUFORD HWY | BUFORD | Gwinnett | 10001428 | 2A | Ball Float | 2007-08-01 | FALSE | 2007-08-01 | FALSE | Currently in Use | Gas (Historical Use) | 10000 | Composite Double Walled | 2007-08-01 |  | Double-Walled Fiberglass | Pressurized
EXXON FOOD MART | 4296 OLD SUWANEE ROAD | BUFORD | Gwinnett | 10001356 | 9770112 | Ball Float | 2007-05-04 | FALSE | 2007-05-04 | FALSE | Currently in Use | Regular | 15000 | Composite | 2007-02-12 |  | Double-Walled Fiberglass | Pressurized
CITY OF SNELLVILLE POLICE DEPT | 2460 EAST MAIN STREET | SNELLVILLE | Gwinnett | 9067290 | 2 | [5 empty] | Closed in Ground | Gas (Historical Use) | 4000 | Not Marked/Unknown | 1996-12-01 | 1996-12-01 | Not Marked
WALTON EMC | 3645 LENORA CHURCH RD | SNELLVILLE | Gwinnett | 670497 | 3 | [5 empty] | Removed from Ground | Other | 250 | Bare Steel | 1983-03-04 | 1994-05-05 | Galvanized Steel | Gravity Fed
CHEVRON FOOD MART | 3095 LENORA CHURCH RD | SNELLVILLE | Gwinnett | 672003 | 1 | Ball Float | 1987-01-01 | FALSE | 1987-01-01 | FALSE | Currently in Use | Diesel | 10000 | Composite | 1987-10-01 |  | Fiberglass Reinforced Plastic | Pressurized
SHJS INC | 3880 PEACHTREE IND BLVD | DULUTH | Gwinnett | 9067017 | 3 | Ball Float | 1988-04-01 | FALSE | 1988-04-01 | FALSE | Currently in Use | Premium | 12000 | Fiberglass | 1988-01-01 |  | Fiberglass Reinforced Plastic | Pressurized
GWINNETT COUNTY DOT DIST 2 MAINT | SW CORNER AT INTERSECTION OF SR | DULUTH | Gwinnett | 9067312 | 1 | [5 empty] | Removed from Ground | Other | 1000 | Not Marked/Unknown | 1997-06-24 | 1997-06-24 | Not Marked
Citgo Quik Mart | 3056 Buford Highway (US 23) | Duluth | Gwinnett | 9000419 | 7 |  | 1990-05-02 | FALSE | 1990-05-02 | FALSE | Currently in Use | Gas (Historical Use) | 5000 | Galvanic (STIP-3) | 1990-05-02 |  | Fiberglass Reinforced Plastic | Pressurized
QUIKTRIP NO 703 | 2185 BEAVER RUIN RD | NORCROSS | Gwinnett | 9067371 | 3 | Flapper Valve | 1999-05-01 | FALSE | 1999-05-01 | FALSE | Removed from Ground |  | 12000 | Fiberglass | 1999-04-01 | 2017-07-18 | Double-Walled Fiberglass | Pressurized
QUIKTRIP #714 | 1515 BEAVER RUIN RD | NORCROSS | Gwinnett | 9067291 | 2 | Flapper Valve | 1996-06-12 | FALSE | 1996-06-12 | FALSE | Currently in Use | Regular | 12000 | Fiberglass | 1996-06-07 |  | Flex | Pressurized
QUIKTRIP #748 | 5095 OAKBROOK PKWY | NORCROSS | Gwinnett | 9067175 | 1 | Ball Float | 1994-01-01 | FALSE | 1994-01-01 | FALSE | Removed from Ground |  | 12000 | Fiberglass | 1994-01-14 | 2017-08-30 | Flex | Pressurized
QUIKTRIP #748 | 5095 OAKBROOK PKWY | NORCROSS | Gwinnett | 9067175 | 7B | Flapper Valve | 2017-11-01 | FALSE | 2017-10-01 | FALSE | Currently in Use | E-0 | 9500 | Fiberglass Double Walled | 2017-09-28 |  | Double-Walled Fiberglass | Pressurized
QUIKTRIP #718 | 6065 SINGLETON RD | NORCROSS | Gwinnett | 9067108 | 2 | Flapper Valve | 1990-07-01 | FALSE | 1990-07-01 | FALSE | Currently in Use | Regular | 12000 | Tank Jacket | 1990-01-01 |  | Flex | Pressurized
DOW CORNING CORP | 4291 COMMUNICATIONS DR | NORCROSS | Gwinnett | 9067001 | 2 | [5 empty] | Removed from Ground | Hazardous Substance | 8000 | Cathodically Protected Steel | 1983-05-01 | 1988-05-01 | Galvanized Steel
SOLO | 4976 STEVE REYNOLDS BLVD | NORCROSS | Gwinnett | 10002183 | 1A | Ball Float | 2012-12-01 | FALSE | 2012-12-01 | FALSE | Currently in Use | Regular | 15000 | Tank Jacket | 2012-12-01 |  | Double-Walled Fiberglass | Pressurized
Amoco Food Mart | 5402 JIMMY CARTER BLVD NW | NORCROSS | Gwinnett | 670448 | 2 | Flapper Valve | 2021-08-25 | FALSE | 2021-08-25 | FALSE | Currently in Use | Premium | 10000 | Steel-Impressed Current | 1978-05-10 |  | Steel (Impressed Current) | Safe Suction (Euro)
EXXON #4-0154 | 4124 JIMMY CARTER BLVD | NORCROSS | Gwinnett | 670122 | 3 | [5 empty] | Removed from Ground | Gas (Historical Use) | 8000 | Fiberglass | 1981-05-07 | 1899-12-31 | Fiberglass Reinforced Plastic | Pressurized
EXXON RETAIL STORE #4-6759 | 5560 JIMMY CARTER BLVD/@I-85 | NORCROSS | Gwinnett | 670123 | 3 | [5 empty] | Removed from Ground | Gas (Historical Use) | 6000 | Bare Steel | 1969-05-10 | 1992-04-01 | Galvanized Steel | Pressurized
CHEVRON STATION #43039 | 5055 JIMMY CARTER BLVD | NORCROSS | Gwinnett | 670314 | 4 |  |  | TRUE |  | TRUE | Removed from Ground | Used Oil | 550 | Bare Steel | 1971-04-27 | 1988-05-24 | Galvanized Steel
FATIMA INVESTMENTS | 5535 JIMMY CARTER BLVD | NORCROSS | Gwinnett | 670294 | 2 | Ball Float | 1989-04-26 | FALSE | 1989-04-26 | FALSE | Currently in Use | Regular | 10000 | Galvanic (STIP-3) | 1989-04-26 |  | Fiberglass Reinforced Plastic | Pressurized
MAJIK MARKET #09172 | 685 SCENIC HWY | LAWRENCEVILLE | Gwinnett | 9000044 | 3 | [5 empty] | Removed from Ground | Gas (Historical Use) | 8000 | Fiberglass | 1988-01-01 | 1899-12-31 | Galvanized Steel
GPM #24909 | 419 BUFORD DR | LAWRENCEVILLE | Gwinnett | 9067287 | 3 | Ball Float | 1996-04-03 | FALSE | 1996-04-08 | FALSE | Currently in Use | Regular | 10000 | Fiberglass | 1996-03-20 |  | Flex | Pressurized
BST/LAWRENCEVILLE-SOC-F5518 | 98 INDIAN PARK CR/98 IND BLVD | LAWRENCEVILLE | Gwinnett | 9067144 | 2 | [5 empty] | Removed from Ground | Gas (Historical Use) | 3000 | Bare Steel | 1973-01-01 | 1989-07-19 | Unknown | Pressurized
CITGO | 239 GRAYSON HWY | LAWRENCEVILLE | Gwinnett | 9067086 | 3 | Flapper Valve | 1996-01-01 | FALSE | 1989-09-01 | FALSE | Currently in Use | Regular | 10000 | Galvanic (STIP-3) | 1989-09-01 |  | Fiberglass Reinforced Plastic | Pressurized
GA DOT 10140 | 0 .5 W OF SR 20 ON CR 176 | LAWRENCEVILLE | Gwinnett | 9067112 | 4 |  | 1997-09-01 |  | 1997-09-01 |  | Removed from Ground | Diesel | 2000 | Fiberglass Double Walled | 1997-08-28 | 2000-02-16 | Double-Walled Fiberglass | Safe Suction (Euro)
LAWRENCEVILLE SITE #24 | HWY 29 | LAWRENCEVILLE | Gwinnett | 9067125 | 1 |  | 1997-12-30 |  | 1997-12-30 |  | Removed from Ground | Diesel | 275 | Cathodically Protected Steel | 1981-01-01 | 2001-10-12 | Double Walled
SERVICE STATION 2033 | 712 HWY 20 BUFORD DR | LAWRENCEVILLE | Gwinnett | 670535 | 4 |  | 1987-01-01 |  | 1987-01-01 |  | Closed in Ground | Gas (Historical Use) | 10000 | Galvanic (STIP-3) | 1987-01-01 | 2000-03-15 | Cathodically Protected | Pressurized
QUICK MART | 647 GRAYSON HWY | LAWRENCEVILLE | Gwinnett | 670481 | 3 | [5 empty] | Removed from Ground | Gas (Historical Use) | 10026 | Bare Steel | 1980-01-16 | 1994-05-19 | Galvanized Steel
SIMS#202 | 86 SOUTH CLAYTON ST | LAWRENCEVILLE | Gwinnett | 670443 | 4 | Flapper Valve | 1995-03-31 | FALSE | 1995-03-31 | FALSE | Removed from Ground | Diesel | 8000 | Steel-Impressed Current | 1976-05-10 | 2021-02-17 | Steel (Impressed Current) | Pressurized
DODGE COUNTRY | 3254 COMMERCE AVE | DULUTH | Gwinnett | 9067305 | 3 | [5 empty] | Removed from Ground | Gas (Historical Use) | 5000 | Not Marked/Unknown | 1997-04-09 | 1997-04-09 | Not Marked
GWINNETT CO/PHILLIPS 66 | 3115 BUFORD HWY | DULUTH | Gwinnett | 7067001 | 1 | [5 empty] | Removed from Ground | Gas (Historical Use) | 6000 | Bare Steel | 1993-02-10 | 1993-02-10 | Galvanized Steel | Safe Suction (Euro)
EXXON #4-4792 | 1922 PLEASANT HILL RD | DULUTH | Gwinnett | 670119 | 1 | [5 empty] | Removed from Ground | Gas (Historical Use) | 12000 | Fiberglass | 1985-05-06 | 1989-08-01 | Fiberglass Reinforced Plastic
ATLANTA GATEWAY TRUCKSTOP | I-85 & PLEASANT HILL RD | DULUTH | Gwinnett | 670114 | 7 | [5 empty] | Removed from Ground | Diesel | 10000 | Bare Steel | 1967-05-06 | 1988-07-01 | Galvanized Steel
ATLANTA GATEWAY TRUCKSTOP | I-85 & PLEASANT HILL RD | DULUTH | Gwinnett | 670114 | 4 | [5 empty] | Removed from Ground | Gas (Historical Use) | 10000 | Bare Steel | 1967-05-06 | 1988-07-01 | Galvanized Steel
ATLANTA GATEWAY TRUCKSTOP | I-85 & PLEASANT HILL RD | DULUTH | Gwinnett | 670114 | 1 | [5 empty] | Removed from Ground | Gas (Historical Use) | 1000 | Bare Steel | 1967-05-06 | 1988-07-01 | Galvanized Steel
BOOMERSHINE NISSAN INC | 3280 COMMERCE AVE | DULUTH | Gwinnett | 670096 | 2 | [5 empty] | Removed from Ground | Other | 500 | Bare Steel | 1985-04-22 | 1993-12-10 | Bare Steel | Gravity Fed
W W ROBERTS | 4176 BUFORD HWY | DULUTH | Gwinnett | 670043 | 2 |  |  | FALSE |  | FALSE | Removed from Ground | Not Marked/Tank Removed | 0 | Unknown | 1993-01-01 | 1993-01-01 | Unknown
FAST FOOD | 3126 BUFORD HWY | DULUTH | Gwinnett | 670408 | 9 |  |  | FALSE |  | FALSE | Removed from Ground | Gas (Historical Use) | 2200 | Unknown | 2016-09-14 | 2016-09-14 | Unknown
Shell Food Mart | 5615 SINGLETON RD | NORCROSS | Gwinnett | 10000016 | 1 | Ball Float | 2001-10-30 | FALSE | 2001-10-30 | FALSE | Currently in Use | Regular | 10000 | Composite | 2001-10-29 |  | Double-Walled Flex | Pressurized
CHEVRON | 256 HURRICANE SHOALS | LAWRENCEVILLE | Gwinnett | 10001019 | 2A | Ball Float | 2005-10-15 | FALSE | 2005-10-15 | FALSE | Currently in Use | Premium | 8000 | Epoxy | 2005-10-15 |  | Fiberglass Reinforced Plastic | Pressurized
FORMER MUNFORD DRUG STORE | 105 NORTH PERRY STREET | LAWRENCEVILLE | Gwinnett | 10001099 | 3 |  |  | FALSE |  | FALSE | Removed from Ground | Not Marked/Tank Removed | 1000 | Bare Steel | 2006-02-23 | 2006-02-23
A&K AMOCO D/B/A PIT STOP #2 | 105 SCENIC HWY | LAWRENCEVILLE | Gwinnett | 670253 | 2N |  | 1989-12-06 |  | 1989-12-06 |  | Removed from Ground | Gas (Historical Use) | 8000 | Galvanic (STIP-3) | 1989-12-06 | 2002-02-14 | Fiberglass Reinforced Plastic | Suction (American)
SHELL QUICK MART | 4785 SUGAR LOAF PARKWAY | LAWRENCEVILLE | Gwinnett | 670173 | 4B | Ball Float | 2003-05-01 | FALSE | 2003-05-01 | TRUE | Currently in Use | Diesel | 5000 | Epoxy | 2003-05-01 |  | Double-Walled Fiberglass | Pressurized
UNITY FAMILY INC. | 662 DULUTH HWY | LAWRENCEVILLE | Gwinnett | 670025 | 3 | [5 empty] | Removed from Ground | Empty | 3000 | Bare Steel | 1976-04-02 | 1986-11-01 | Galvanized Steel
CHEVRON 201845 | 3154 GA HWY 317/I-85 | SUWANEE | Gwinnett | 670006 | 3 | [5 empty] | Permanently Out of Use - historical purposes | Gas (Historical Use) | 10000 | Bare Steel | 1982-05-01 | 1899-12-31 | Galvanized Steel | Pressurized
CROWN STATION GA #32 | 157 SCENIC HWY | LAWRENCEVILLE | Gwinnett | 9000045 | 3 | [5 empty] | Removed from Ground | Gas (Historical Use) | 10200 | Bare Steel | 1977-04-06 | 1993-05-25 | Galvanized Steel
F A SIMS OIL CO/BULK PLANT | BUCHANAN ST | LAWRENCEVILLE | Gwinnett | 9067357 | 2 |  | 1994-05-01 |  | 1994-05-01 |  | Removed from Ground | Diesel | 6000 | Bare Steel | 1978-05-10 | 2004-07-09 | Galvanized Steel | Pressurized
HAYES MICROCOMPUTER | SOUTHWEST CORNER ATKINSON RD & | LAWRENCEVILLE | Gwinnett | 9067276 | 1 | [5 empty] | Currently in Use | Gas (Historical Use) | 0 | Not Marked/Unknown |  |  | Not Marked
FAST FOOD | 3126 BUFORD HWY | DULUTH | Gwinnett | 670408 | 6 | [5 empty] | Removed from Ground | Gas (Historical Use) | 10000 | Bare Steel | 1981-05-24 | 1995-09-15 | Galvanized Steel
WOOD & FULLERTON INC | 3622 SATELLITE BLVD | DULUTH | Gwinnett | 670367 | 1 |  |  | TRUE |  | TRUE | Removed from Ground | Used Oil | 275 | Bare Steel | 1985-05-05 | 1995-08-06 | Bare Steel | Gravity Fed
CABINETS BY DESIGN | 2883 PLEASANT HILL RD | DULUTH | Gwinnett | 670347 | 1 |  | 1998-07-10 |  | 1996-01-01 |  | Removed from Ground | Diesel | 8000 | Steel-Impressed Current | 1985-05-06 | 2003-07-01 | Cathodically Protected | Pressurized
BP #24110 | 2080 GA HWY 120 | DULUTH | Gwinnett | 670185 | 6 |  | 1988-01-01 |  | 1988-01-01 |  | Removed from Ground | Gas (Historical Use) | 10000 | Fiberglass | 1988-01-01 | 1999-05-17 | Fiberglass Reinforced Plastic | Pressurized
SOLO | 4976 STEVE REYNOLDS BLVD | NORCROSS | Gwinnett | 10002183 | 1C | Ball Float | 2012-12-01 | FALSE | 2012-12-01 | FALSE | Currently in Use | Diesel | 5000 | Tank Jacket | 2012-12-01 |  | Double-Walled Fiberglass | Pressurized
TUNE-UP CLINIC #6 | 5109 JIMMY CARTER BLVD | NORCROSS | Gwinnett | 670449 | 1 |  |  |  | 1993-08-23 |  | Removed from Ground | Other | 560 | Cathodically Protected Steel | 1983-09-12 | 1998-08-17 | Galvanized Steel | Suction (American)
Amoco Food Mart | 5402 JIMMY CARTER BLVD NW | NORCROSS | Gwinnett | 670448 | 4 | Flapper Valve | 2021-08-25 | FALSE | 2021-08-25 | FALSE | Currently in Use | Diesel | 6000 | Steel-Impressed Current | 1971-05-12 |  | Steel (Impressed Current) | Safe Suction (Euro)
EXXON #4-0154 | 4124 JIMMY CARTER BLVD | NORCROSS | Gwinnett | 670122 | 1 | [5 empty] | Removed from Ground | Diesel | 10000 | Bare Steel | 1981-05-07 | 1899-12-31 | Fiberglass Reinforced Plastic | Pressurized
EXXON RETAIL STORE #4-6759 | 5560 JIMMY CARTER BLVD/@I-85 | NORCROSS | Gwinnett | 670123 | 1 | [5 empty] | Removed from Ground | Diesel | 10000 | Fiberglass | 1982-05-07 | 1992-04-01 | Fiberglass Reinforced Plastic | Pressurized
AM PM EXPRESS CHEVRON FOOD MART | 1251 INDIAN TRAIL LILBURN RD | NORCROSS | Gwinnett | 670340 | 3 | Ball Float | 1994-08-02 | FALSE | 1994-08-02 | FALSE | Currently in Use | Diesel | 10000 | Fiberglass | 1983-05-09 |  | Fiberglass Reinforced Plastic | Pressurized
HERTZ EQUIPMENT RENTAL CORP | 6664 I-85 N | NORCROSS | Gwinnett | 670299 | 1 | [5 empty] | Removed from Ground | Diesel | 10000 | Fiberglass | 1968-04-25 | 1994-05-01 | Fiberglass Reinforced Plastic
HERTZ EQUIPMENT RENTAL CORP | 6664 I-85 N | NORCROSS | Gwinnett | 670299 | 4 | [5 empty] | Removed from Ground | Diesel | 10000 | Bare Steel | 1980-01-01 | 1994-05-01 | Galvanized Steel | Suction (American)
ADS NORCROSS COLLECTIONS | 5374 GOSHEN SPRINGS RD | NORCROSS | Gwinnett | 670241 | 6 | Flapper Valve | 1998-03-01 | FALSE | 1998-03-01 | FALSE | Currently in Use | Diesel | 20000 | Galvanic (STIP-3) | 1998-03-01 |  | Double-Walled Flex | Pressurized
CROOKED CREEK WASTEWATER TREATME | 6557 PLANT DR | NORCROSS | Gwinnett | 670228 | 1 | [5 empty] | Removed from Ground | Diesel | 300 | Bare Steel | 1971-05-06 | 1899-12-31 | Galvanized Steel
MHC TRUCK LEASING INC | 1923 GRAVES RD | NORCROSS | Gwinnett | 670236 | 3 | [5 empty] | Removed from Ground | Diesel | 8000 | Bare Steel | 1980-05-06 | 1999-02-03 | Unknown
Q LUBE INC | 3541 SATELLITE BLVD | DULUTH | Gwinnett | 670537 | 1 | [5 empty] | Removed from Ground | Other | 3000 | Cathodically Protected Steel | 1987-01-01 | 1998-07-01 | Galvanized Steel | Suction (American)
TEXACO STATION #100441 | 2060 PLEASANT HILL RD | DULUTH | Gwinnett | 670087 | 3 |  | 1996-02-01 |  | 1985-01-01 |  | Removed from Ground | Gas (Historical Use) | 10000 | Fiberglass | 1984-04-29 | 2003-11-05 | Fiberglass Reinforced Plastic | Pressurized
Gas Express #252 | 1932 PLEASANT HILL RD @ I-85 | DULUTH | Gwinnett | 670447 | 6 | Ball Float | 1998-01-01 | FALSE | 1986-01-01 | FALSE | Currently in Use | Plus | 10000 | Steel-Impressed Current | 1986-01-01 |  | Steel (Impressed Current) | Pressurized
NO FACILITY NAME | NE CORNER BUFORD HWY & GA HWY 12 | DULUTH | Gwinnett | 9067181 | 2 | [5 empty] | Removed from Ground | Gas (Historical Use) | 560 | Bare Steel | 1993-03-03 | 1993-03-03 | Galvanized Steel | Safe Suction (Euro)
FOOD & GAS I LLC | 3931 PEACHTREE IND BLVD | DULUTH | Gwinnett | 9067229 | 3 | Ball Float | 1987-01-01 | FALSE | 1987-01-01 | TRUE | Currently in Use | Premium | 10000 | Fiberglass | 1987-01-01 |  | Fiberglass Reinforced Plastic | Pressurized
DULUTH SITE #011 | 3573 RIDGEWAY DR | DULUTH | Gwinnett | 670534 | 1 |  | 1997-12-30 |  | 1997-12-30 |  | Removed from Ground | Diesel | 275 | Cathodically Protected Steel | 1987-01-01 | 2001-10-10 | Double Walled
GWINNETT CO | BUFORD HWY & MT TABOR CIR | DULUTH | Gwinnett | 7067002 | 2 | [5 empty] | Removed from Ground | Gas (Historical Use) | 560 | Bare Steel | 1993-03-04 | 1993-03-04 | Galvanized Steel | Safe Suction (Euro)
BOOMERSHINE NISSAN INC | 3280 COMMERCE AVE | DULUTH | Gwinnett | 670096 | 3 | [5 empty] | Removed from Ground | Gas (Historical Use) | 10000 | Bare Steel | 1985-04-22 | 1993-12-10 | Bare Steel | Safe Suction (Euro)
CHEVRON #52380 | 2120 PLEASANT HILL RD | DULUTH | Gwinnett | 670322 | 2 | [5 empty] | Removed from Ground | Gas (Historical Use) | 10000 | Fiberglass | 1983-01-01 | 1994-12-08 | Fiberglass Reinforced Plastic | Pressurized
COASTAL MART #7052 | 3082 PLEASANT HILL RD | DULUTH | Gwinnett | 670177 | 2 | [5 empty] | Removed from Ground | Gas (Historical Use) | 12000 | Bare Steel | 1981-05-06 | 1996-01-04 | Bare Steel | Pressurized
GWINNETT CO FIRE STATION #7 FUEL | 3288 GA HWY 120 | DULUTH | Gwinnett | 670211 | 1 | [5 empty] | Removed from Ground | Gas (Historical Use) | 1000 | Bare Steel | 1974-05-05 | 1994-11-29 | Galvanized Steel
RICH'S GWINNETT | 2100 PLEASANT HILL RD | DULUTH | Gwinnett | 670358 | 1 | [5 empty] | Closed in Ground | Gas (Historical Use) | 100 | Bare Steel | 1984-05-07 | 2002-09-12 | Bare Steel
DULUTH BAIT & TACKLE | 3085 BUFORD HWY (US HWY 23) | DULUTH | Gwinnett | 670278 | 3 | [5 empty] | Removed from Ground | Gas (Historical Use) | 550 | Bare Steel | 1971-04-19 | 1991-04-01 | Galvanized Steel
LAFARGE BUILDING MATERIALS INC | 3185 PLEASANT HILL RD | DULUTH | Gwinnett | 670252 | 1 |  | 1998-12-01 |  | 1998-12-01 |  | Removed from Ground | Diesel | 10000 | Steel-Impressed Current | 1979-01-01 | 2010-02-10 | Fiberglass Reinforced Plastic | Suction (American)
EXXON R/S #40356 | 2350 PLEASANT HILL RD | DULUTH | Gwinnett | 9060213 | 1 |  | 1988-06-01 |  | 1988-06-01 |  | Removed from Ground | Empty | 12000 | Fiberglass | 1988-05-01 | 2004-07-29 | Fiberglass Reinforced Plastic | Pressurized
DULUTH BAIT & TACKLE | 3085 BUFORD HWY (US HWY 23) | DULUTH | Gwinnett | 670278 | 1 | [5 empty] | Removed from Ground | Gas (Historical Use) | 8000 | Bare Steel | 1971-04-19 | 1991-04-01 | Galvanized Steel
ATLANTA WAREHOUSE LTD | 3312 BERKELEY LAKE RD | DULUTH | Gwinnett | 670264 | 1 | [5 empty] | Removed from Ground | Gas (Historical Use) | 2000 | Marked Unknown | 1969-03-25 | 1989-01-01 | Galvanized Steel
HILL TOP STATION | 1645 HWY 23 NW | DULUTH | Gwinnett | 670342 | 2 | [5 empty] | Removed from Ground | Gas (Historical Use) | 6000 | Bare Steel | 1956-05-15 | 1991-01-01 | Galvanized Steel
Gas Express #252 | 1932 PLEASANT HILL RD @ I-85 | DULUTH | Gwinnett | 670447 | 2 |  |  | FALSE |  | FALSE | Removed from Ground | Gas (Historical Use) | 4000 | Bare Steel | 1971-05-12 | 1986-01-01 | Galvanized Steel
Gas Express #252 | 1932 PLEASANT HILL RD @ I-85 | DULUTH | Gwinnett | 670447 | 8 | Flapper Valve | 1998-01-01 | FALSE | 1986-01-01 | FALSE | Currently in Use | Diesel | 10000 | Steel-Impressed Current | 1986-01-01 |  | Fiberglass Reinforced Plastic | Pressurized
FAST FOOD | 3126 BUFORD HWY | DULUTH | Gwinnett | 670408 | 5 | [5 empty] | Removed from Ground | Gas (Historical Use) | 15000 | Bare Steel | 1981-05-24 | 1995-09-15 | Galvanized Steel
FAST FOOD | 3126 BUFORD HWY | DULUTH | Gwinnett | 670408 | 10 |  |  | FALSE |  | FALSE | Removed from Ground | Used Oil | 500 | Unknown | 2016-09-14 | 2016-09-14 | Unknown
SARINA SERVICES INC | 2220 PLEASANT HILL RD | DULUTH | Gwinnett | 670305 | 2 | Ball Float | 1984-04-23 | FALSE | 1984-04-23 | FALSE | Currently in Use | Regular | 10000 | Steel-Impressed Current | 1984-04-23 |  | Galvanized Steel | Pressurized
DULUTH BAIT & TACKLE | 3085 BUFORD HWY (US HWY 23) | DULUTH | Gwinnett | 670278 | 4 | [5 empty] | Removed from Ground | Gas (Historical Use) | 550 | Bare Steel | 1971-04-19 | 1991-04-01 | Galvanized Steel
LAFARGE BUILDING MATERIALS INC | 3185 PLEASANT HILL RD | DULUTH | Gwinnett | 670252 | 2 | [5 empty] | Closed in Ground | Diesel | 10000 | Bare Steel | 1979-01-01 | 1992-09-22 | Galvanized Steel | Suction (American)
EXXON R/S #40282 | 4110 PLEASANT HILL RD | DULUTH | Gwinnett | 670121 | 3 |  | 1985-06-01 |  | 1985-06-01 |  | Removed from Ground | Gas (Historical Use) | 10000 | Fiberglass | 1985-05-06 | 2001-08-02 | Fiberglass Reinforced Plastic | Pressurized
EXXON R/S #40356 | 2350 PLEASANT HILL RD | DULUTH | Gwinnett | 9060213 | 3 |  | 1988-06-01 |  | 1988-06-01 |  | Removed from Ground | Empty | 10000 | Fiberglass | 1988-05-01 | 2004-07-29 | Fiberglass Reinforced Plastic | Pressurized
QUIKTRIP #774 | 3195 PEACHTREE IND BLVD | DULUTH | Gwinnett | 9067297 | 3 | Flapper Valve | 1996-10-21 | FALSE | 1996-10-21 | FALSE | Currently in Use | Gas (Historical Use) | 12000 | Fiberglass | 1996-10-11 |  | Flex | Pressurized
GWINNETT CO/PHILLIPS 66 | 3115 BUFORD HWY | DULUTH | Gwinnett | 7067001 | 4 | [5 empty] | Removed from Ground | Kerosene | 560 | Bare Steel | 1993-02-10 | 1993-02-10 | Galvanized Steel | Safe Suction (Euro)
EXXON #4-4792 | 1922 PLEASANT HILL RD | DULUTH | Gwinnett | 670119 | 4 | [5 empty] | Removed from Ground | Diesel | 8000 | Fiberglass | 1985-05-06 | 1989-08-01 | Fiberglass Reinforced Plastic
MEGA MART | 2106 PLEASANT HILL RD | DULUTH | Gwinnett | 670431 | 1 | Flapper Valve | 1998-12-01 | FALSE | 1998-12-01 | FALSE | Temporarily out of use | Diesel | 550 | Fiberglass | 1984-05-08 |  | Galvanized Steel | Gravity
BOOMERSHINE FORD/POTAMKIN FORD | 3230 SATELLITE BLVD | DULUTH | Gwinnett | 670422 | 1 |  |  | TRUE |  | TRUE | Removed from Ground | Used Oil | 1000 | Bare Steel | 1985-05-08 | 1993-12-09 | Bare Steel | Gravity Fed
CHEVRON #52380 | 2120 PLEASANT HILL RD | DULUTH | Gwinnett | 670322 | 3 | [5 empty] | Removed from Ground | Gas (Historical Use) | 10000 | Fiberglass | 1983-01-01 | 1994-12-08 | Fiberglass Reinforced Plastic | Pressurized
EXXON R/S #40282 | 4110 PLEASANT HILL RD | DULUTH | Gwinnett | 670121 | 5 |  |  | TRUE | 1985-06-01 | TRUE | Removed from Ground | Used Oil | 1000 | Fiberglass | 1985-05-06 | 2001-08-02 | Fiberglass Reinforced Plastic | Pressurized
BOOMERSHINE FORD/POTAMKIN FORD | 3230 SATELLITE BLVD | DULUTH | Gwinnett | 670422 | 3 | [5 empty] | Removed from Ground | Gas (Historical Use) | 10000 | Bare Steel | 1985-05-08 | 1993-12-09 | Bare Steel | Safe Suction (Euro)
BARANCO LINCOLN-MERCURY/KEY LINC | 3265 COMMERCE AVE | DULUTH | Gwinnett | 670377 | 2 | [5 empty] | Removed from Ground | Gas (Historical Use) | 10000 | Bare Steel | 1985-05-08 | 1991-07-01 | Unknown
VULCAN MATERIALS COMPANY | 3955 BUFORD HWY | DULUTH | Gwinnett | 670255 | 4 |  | 1996-09-10 | FALSE | 1996-09-10 | FALSE | Currently in Use | Diesel | 15000 | Fiberglass | 1996-09-10 |  | Double-Walled Fiberglass | Pressurized
VULCAN MATERIALS COMPANY | 3955 BUFORD HWY | DULUTH | Gwinnett | 670255 | 4 |  | 1996-09-10 | FALSE | 1996-09-10 | FALSE | Currently in Use | Diesel | 15000 | Fiberglass | 1996-09-10 |  | Double-Walled Fiberglass | Pressurized
COASTAL MART #7052 | 3082 PLEASANT HILL RD | DULUTH | Gwinnett | 670177 | 6 |  |  | FALSE |  | FALSE | Removed from Ground | Gas (Historical Use) | 12000 | Unknown | 2004-04-30 | 2004-07-06 | Unknown
CHEVRON #52380 | 2120 PLEASANT HILL RD | DULUTH | Gwinnett | 670322 | 1 | [5 empty] | Removed from Ground | Gas (Historical Use) | 10000 | Fiberglass | 1983-01-01 | 1994-12-08 | Fiberglass Reinforced Plastic | Pressurized
QUIKTRIP #774 | 3195 PEACHTREE IND BLVD | DULUTH | Gwinnett | 9067297 | 1 | Flapper Valve | 1996-10-21 | FALSE | 1996-10-21 | FALSE | Currently in Use | Gas (Historical Use) | 12000 | Fiberglass | 1996-10-11 |  | Flex | Pressurized
Q LUBE INC | 3541 SATELLITE BLVD | DULUTH | Gwinnett | 670537 | 2 | [5 empty] | Removed from Ground | Other | 2000 | Cathodically Protected Steel | 1987-01-01 | 1998-07-01 | Galvanized Steel | Suction (American)
ATLANTA GATEWAY TRUCKSTOP | I-85 & PLEASANT HILL RD | DULUTH | Gwinnett | 670114 | 3 | [5 empty] | Removed from Ground | Gas (Historical Use) | 10000 | Bare Steel | 1967-05-06 | 1988-07-01 | Galvanized Steel
W W ROBERTS | 4176 BUFORD HWY | DULUTH | Gwinnett | 670043 | 1 | [5 empty] | Removed from Ground | Diesel | 2000 | Bare Steel | 1975-04-12 | 1993-01-01 | Unknown
HILL TOP STATION | 1645 HWY 23 NW | DULUTH | Gwinnett | 670342 | 1 | [5 empty] | Removed from Ground | Gas (Historical Use) | 6000 | Bare Steel | 1956-05-15 | 1991-01-01 | Galvanized Steel
EXXON R/S #40356 | 2350 PLEASANT HILL RD | DULUTH | Gwinnett | 9060213 | 2 |  | 1988-06-01 |  | 1988-06-01 |  | Removed from Ground | Empty | 10000 | Fiberglass | 1988-05-01 | 2004-07-29 | Fiberglass Reinforced Plastic | Pressurized
COASTAL MART #7052 | 3082 PLEASANT HILL RD | DULUTH | Gwinnett | 670177 | 3 | [5 empty] | Removed from Ground | Gas (Historical Use) | 10000 | Bare Steel | 1981-05-06 | 1996-01-04 | Bare Steel | Pressurized
FOOD & GAS I LLC | 3931 PEACHTREE IND BLVD | DULUTH | Gwinnett | 9067229 | 1 | Ball Float | 1987-01-01 | FALSE | 1987-01-01 | TRUE | Currently in Use | Regular | 10000 | Fiberglass | 1987-01-01 |  | Fiberglass Reinforced Plastic | Pressurized
GWINNETT CO/PHILLIPS 66 | 3115 BUFORD HWY | DULUTH | Gwinnett | 7067001 | 3 | [5 empty] | Removed from Ground | Diesel | 5000 | Bare Steel | 1993-02-10 | 1993-02-10 | Galvanized Steel | Safe Suction (Euro)
B&B QUIK FOOD | 2077 GA HWY 120 | DULUTH | Gwinnett | 670064 | 4 | [5 empty] | Removed from Ground | Gas (Historical Use) | 4000 | Bare Steel | 1975-04-12 | 1992-11-09 | Unknown
EXXON #4-4792 | 1922 PLEASANT HILL RD | DULUTH | Gwinnett | 670119 | 3 | [5 empty] | Removed from Ground | Gas (Historical Use) | 10000 | Fiberglass | 1985-05-06 | 1989-08-01 | Fiberglass Reinforced Plastic
BARANCO LINCOLN-MERCURY/KEY LINC | 3265 COMMERCE AVE | DULUTH | Gwinnett | 670377 | 1 |  |  | TRUE |  | TRUE | Closed in Ground | Used Oil | 2000 | Marked Unknown | 1985-05-08 | 1988-01-01 | Unknown
CABINETS BY DESIGN | 2883 PLEASANT HILL RD | DULUTH | Gwinnett | 670347 | 2 |  | 1998-07-10 |  | 1996-01-01 |  | Removed from Ground | Diesel | 3000 | Steel-Impressed Current | 1985-05-06 | 2003-07-01 | Cathodically Protected | Safe Suction (Euro)
CHEVRON #52380 | 2120 PLEASANT HILL RD | DULUTH | Gwinnett | 670322 | 4 |  |  | TRUE |  | TRUE | Removed from Ground | Used Oil | 1000 | Fiberglass | 1983-01-01 | 1994-12-01 | Fiberglass Reinforced Plastic
Gas Express #252 | 1932 PLEASANT HILL RD @ I-85 | DULUTH | Gwinnett | 670447 | 3 |  |  | FALSE |  | FALSE | Removed from Ground | Gas (Historical Use) | 4000 |  | 1971-05-12 | 1986-01-01 | Galvanized Steel
FAST FOOD | 3126 BUFORD HWY | DULUTH | Gwinnett | 670408 | 3 | [5 empty] | Removed from Ground | Gas (Historical Use) | 2000 | Bare Steel | 1976-05-25 | 1995-09-15 | Galvanized Steel
SARINA SERVICES INC | 2220 PLEASANT HILL RD | DULUTH | Gwinnett | 670305 | 1 | Ball Float | 1985-04-23 | FALSE | 1985-04-23 | FALSE | Currently in Use | Regular | 10000 | Steel-Impressed Current | 1985-04-23 |  | Galvanized Steel | Pressurized
EXXON R/S #40282 | 4110 PLEASANT HILL RD | DULUTH | Gwinnett | 670121 | 2 |  | 1985-06-01 |  | 1985-06-01 |  | Removed from Ground | Gas (Historical Use) | 10000 | Fiberglass | 1985-05-06 | 2001-08-02 | Fiberglass Reinforced Plastic | Pressurized
BP #24110 | 2080 GA HWY 120 | DULUTH | Gwinnett | 670185 | 3 | [5 empty] | Removed from Ground | Gas (Historical Use) | 5000 | Bare Steel | 1950-05-11 | 1899-12-31 | Galvanized Steel
BOOMERSHINE FORD/POTAMKIN FORD | 3230 SATELLITE BLVD | DULUTH | Gwinnett | 670422 | 2 | [5 empty] | Removed from Ground | Other | 500 | Bare Steel | 1985-05-08 | 1993-12-09 | Bare Steel | Safe Suction (Euro)
VULCAN MATERIALS COMPANY | 3955 BUFORD HWY | DULUTH | Gwinnett | 670255 | 3 | [5 empty] | Removed from Ground | Diesel | 5000 | Bare Steel | 1978-03-16 | 1996-11-20 | Galvanized Steel | Pressurized
VULCAN MATERIALS COMPANY | 3955 BUFORD HWY | DULUTH | Gwinnett | 670255 | 3 | [5 empty] | Removed from Ground | Diesel | 5000 | Bare Steel | 1978-03-16 | 1996-11-20 | Galvanized Steel | Pressurized
COASTAL MART #7052 | 3082 PLEASANT HILL RD | DULUTH | Gwinnett | 670177 | 5 |  |  | FALSE |  | FALSE | Removed from Ground | Gas (Historical Use) | 12000 | Unknown | 2004-04-30 | 2004-07-06 | Unknown
COASTAL MART #7052 | 3082 PLEASANT HILL RD | DULUTH | Gwinnett | 670177 | 4 | [5 empty] | Removed from Ground | Diesel | 10000 | Bare Steel | 1981-05-06 | 1996-01-04 | Bare Steel | Pressurized
B&B QUIK FOOD | 2077 GA HWY 120 | DULUTH | Gwinnett | 670064 | 2 | [5 empty] | Removed from Ground | Gas (Historical Use) | 4000 | Bare Steel | 1975-04-12 | 1992-11-09 | Unknown
ATLANTA GATEWAY TRUCKSTOP | I-85 & PLEASANT HILL RD | DULUTH | Gwinnett | 670114 | 5 | [5 empty] | Removed from Ground | Gas (Historical Use) | 10000 | Bare Steel | 1967-05-06 | 1988-07-01 | Galvanized Steel
Gas Express #252 | 1932 PLEASANT HILL RD @ I-85 | DULUTH | Gwinnett | 670447 | 5 |  |  | FALSE |  | FALSE | Removed from Ground | Gas (Historical Use) | 4000 | Bare Steel | 1971-05-12 | 1986-01-01 | Galvanized Steel
BANKER'S 66 | GA HWY 23/BUFORD HWY | DULUTH | Gwinnett | 670438 | 2 | [5 empty] | Removed from Ground | Gas (Historical Use) | 5000 | Bare Steel | 1961-05-14 | 1899-12-31 | Galvanized Steel | Suction (American)
FAST FOOD | 3126 BUFORD HWY | DULUTH | Gwinnett | 670408 | 2 | [5 empty] | Removed from Ground | Gas (Historical Use) | 2000 | Bare Steel | 1976-05-25 | 1995-09-15 | Galvanized Steel
FAST FOOD | 3126 BUFORD HWY | DULUTH | Gwinnett | 670408 | 8 |  |  | FALSE |  | FALSE | Removed from Ground | Gas (Historical Use) | 2200 | Unknown | 2016-09-14 | 2016-09-14 | Unknown
BP #24110 | 2080 GA HWY 120 | DULUTH | Gwinnett | 670185 | 9 |  |  | TRUE |  | TRUE | Removed from Ground | Used Oil | 1000 | Fiberglass | 1988-01-01 | 1999-05-17 | Fiberglass Reinforced Plastic | Pressurized
BP #24110 | 2080 GA HWY 120 | DULUTH | Gwinnett | 670185 | 2 | [5 empty] | Removed from Ground | Gas (Historical Use) | 3000 | Bare Steel | 1950-05-11 | 1899-12-31 | Galvanized Steel
VULCAN MATERIALS COMPANY | 3955 BUFORD HWY | DULUTH | Gwinnett | 670255 | 2 | [5 empty] | Removed from Ground | Diesel | 5000 | Bare Steel | 1978-03-16 | 1996-11-20 | Galvanized Steel | Pressurized
VULCAN MATERIALS COMPANY | 3955 BUFORD HWY | DULUTH | Gwinnett | 670255 | 2 | [5 empty] | Removed from Ground | Diesel | 5000 | Bare Steel | 1978-03-16 | 1996-11-20 | Galvanized Steel | Pressurized
EXXON R/S #40282 | 4110 PLEASANT HILL RD | DULUTH | Gwinnett | 670121 | 1 |  | 1985-06-01 |  | 1985-06-01 |  | Removed from Ground | Diesel | 10000 | Fiberglass | 1985-05-06 | 2001-08-02 | Fiberglass Reinforced Plastic | Pressurized
EXXON R/S #40282 | 4110 PLEASANT HILL RD | DULUTH | Gwinnett | 670121 | 4 |  | 1985-06-01 |  | 1985-06-01 |  | Removed from Ground | Gas (Historical Use) | 10000 | Fiberglass | 1985-05-06 | 2001-08-02 | Fiberglass Reinforced Plastic | Pressurized
PEACH STATE FOUNDATIONS | 1537 BEAVER RUIN RD | NORCROSS | Gwinnett | 9067318 | 1 | [5 empty] | Removed from Ground | Other | 20000 | Fiberglass | 1997-09-30 | 1997-09-30 | Galvanized Steel | Pressurized
INDIAN TRAIL 66 | 1175 INDIAN TRAIL LILBURN RD | NORCROSS | Gwinnett | 9067074 | 3 |  | 1991-02-01 |  | 1991-02-01 |  | Removed from Ground | Gas (Historical Use) | 12000 | Unknown | 1991-02-01 | 2008-05-01 | Fiberglass Reinforced Plastic | Pressurized
QUIKTRIP #718 | 6065 SINGLETON RD | NORCROSS | Gwinnett | 9067108 | 3 | Flapper Valve | 1990-07-01 | FALSE | 1990-07-01 | FALSE | Currently in Use | Premium | 12000 | Tank Jacket | 1990-01-01 |  | Flex | Pressurized
SHELL FOOD MART | 1649 BEAVER RUIN RD | NORCROSS | Gwinnett | 9067008 | 2 | Ball Float | 2006-09-29 | FALSE | 2006-09-29 | FALSE | Currently in Use | Plus | 10000 | Steel-Impressed Current | 1985-01-01 |  | Fiberglass Reinforced Plastic | Pressurized
GWINNETT PLACE ASSOC LP | 2100 PLEASANT HILL RD | DULUTH | Gwinnett | 9067038 | 2 | [5 empty] | Removed from Ground | Other | 1 | Not Marked/Unknown | 1994-09-19 | 1994-09-19 | Not Marked
BP #24770 | BUFORD HWY & PLEASANT HILL RD | DULUTH | Gwinnett | 9067115 | 2 |  | 1990-01-01 |  | 1990-01-01 |  | Removed from Ground | Gas (Historical Use) | 10000 | Fiberglass | 1990-01-01 | 2003-06-18 | Fiberglass Reinforced Plastic | Pressurized
ATLANTA TOYOTA | 2345 PLEASANT HILL RD | DULUTH | Gwinnett | 9067165 | 4 |  | 1995-05-26 | FALSE | 1995-05-26 | FALSE | Removed from Ground |  | 1000 | Composite | 1986-01-01 | 2008-04-01 |  | Safe Suction (Euro)
ATLANTA TOYOTA | 2345 PLEASANT HILL RD | DULUTH | Gwinnett | 9067165 | 5 |  | 1996-02-15 | FALSE | 1996-02-15 | FALSE | Currently in Use | Regular | 6000 | Composite | 1996-02-15 |  | Fiberglass Reinforced Plastic | Safe Suction (Euro)
NO FACILITY NAME | 3396 HWY 23 BUFORD | DULUTH | Gwinnett | 9067180 | 1 | [5 empty] | Removed from Ground | Gas (Historical Use) | 1000 | Bare Steel | 1993-04-05 | 1993-04-05 | Galvanized Steel | Suction (American)
Shell Food Mart | 5615 SINGLETON RD | NORCROSS | Gwinnett | 10000016 | 2 | Ball Float | 2001-10-30 | FALSE | 2001-10-30 | FALSE | Currently in Use | Premium | 8000 | Composite | 2001-10-29 |  | Double-Walled Flex | Pressurized
TECHALLOY CO INC | 4224 SHACKLEFORD RD | NORCROSS | Gwinnett | 670345 | 1 | [5 empty] | Removed from Ground | Gas (Historical Use) | 2000 | Bare Steel | 1972-05-11 | 1995-12-11 | Unknown
CHEVRON #43252 | 1794 BEAVER RUIN RD | NORCROSS | Gwinnett | 670315 | 2 | [5 empty] | Removed from Ground | Gas (Historical Use) | 10000 | Cathodically Protected Steel | 1968-04-27 | 1987-02-24 | Galvanized Steel
CHEVRON STATION #43039 | 5055 JIMMY CARTER BLVD | NORCROSS | Gwinnett | 670314 | 2 | [5 empty] | Removed from Ground | Gas (Historical Use) | 10000 | Bare Steel | 1971-04-27 | 1988-05-24 | Galvanized Steel
ROBERDS OF ATLANTA INC | 6288 DAWSON BLVD | NORCROSS | Gwinnett | 670357 | 1 | [5 empty] | Removed from Ground | Gas (Historical Use) | 1000 | Marked Unknown | 1967-05-13 | 1994-02-23 | Unknown
FATIMA INVESTMENTS | 5535 JIMMY CARTER BLVD | NORCROSS | Gwinnett | 670294 | 4 | Ball Float | 1989-04-26 | FALSE | 1989-04-26 | FALSE | Currently in Use | Premium | 10000 | Galvanic (STIP-3) | 1989-04-26 |  | Fiberglass Reinforced Plastic | Pressurized
RSR BUSINESS INVESTMENT | 5045 SINGLETON RD | NORCROSS | Gwinnett | 9067003 | 1 | Ball Float | 1987-10-06 | FALSE | 1987-10-06 | FALSE | Currently in Use | Regular | 10000 | Steel-Impressed Current | 1987-10-06 |  | Fiberglass Reinforced Plastic | Pressurized
GOLDEN INSPIRATION LLC | 4614 JIMMY CARTER BLVD | NORCROSS | Gwinnett | 670339 | 1 | Ball Float | 1994-07-29 | FALSE | 1994-07-29 | FALSE | Currently in Use | Regular | 10000 | Fiberglass | 1985-09-01 |  | Double-Walled Fiberglass | Pressurized
HERTZ EQUIPMENT RENTAL CORP | 6664 I-85 N | NORCROSS | Gwinnett | 670299 | 2 | [5 empty] | Removed from Ground | Gas (Historical Use) | 10000 | Fiberglass | 1968-04-25 | 1994-05-01 | Galvanized Steel
BP/AMOCO #7012 | 5296 JIMMY CARTER BLVD | NORCROSS | Gwinnett | 670308 | 1 |  | 1979-04-25 |  | 1979-04-25 |  | Removed from Ground | Gas (Historical Use) | 10000 | Galvanic (STIP-3) | 1979-04-25 | 2002-09-19 | Galvanized Steel | Pressurized
MHC TRUCK LEASING INC | 1923 GRAVES RD | NORCROSS | Gwinnett | 670236 | 10 | [5 empty] | Removed from Ground | Diesel | 1000 | Fiberglass | 1974-05-03 | 1999-02-01 | Unknown
BLUE CIRCLE/QUARRY/PLANT #16 | OZORA RD | GRAYSON | Gwinnett | 9067142 | 1 | [5 empty] | Removed from Ground | Diesel | 2000 | Bare Steel | 1992-11-05 | 1992-11-05 | Bare Steel | Suction (American)
GA DOT 10128 | PLEASANT HILL RD | LAWRENCEVILLE | Gwinnett | 670024 | 10128-1 | [5 empty] | Removed from Ground | Empty | 2000 | Marked Unknown | 1967-05-04 | 1989-01-01 | Unknown
QUIKTRIP #751 | 2949 FIVE FORKS TRICKUM RD | LAWRENCEVILLE | Gwinnett | 9067239 | 3 | Flapper Valve | 1995-03-17 | FALSE | 1995-03-17 | TRUE | Currently in Use | Gas (Historical Use) | 12000 | Fiberglass Double Walled | 1995-03-17 |  | Double-Walled Flex | Pressurized
FOOD MART | 2411 LAWRENCEVILLE HWY | LAWRENCEVILLE | Gwinnett | 9000478 | 3 | Ball Float | 1989-11-28 | FALSE | 1989-11-28 | FALSE | Currently in Use | Premium | 10000 | Galvanic (STIP-3) | 1989-11-28 |  | Fiberglass Reinforced Plastic | Pressurized
Lawrenceville Food Mart | 400 W PIKE ST | LAWRENCEVILLE | Gwinnett | 9067117 | 2 | Flapper Valve | 2021-02-02 | FALSE | 2021-02-02 | FALSE | Currently in Use | Premium | 10000 | Epoxy | 1990-09-01 |  | Double-Walled Fiberglass | Pressurized
SAFA EXPRESS | 725 GRAYSON HWY | LAWRENCEVILLE | Gwinnett | 9067354 | 4A | Flapper Valve | 1998-07-01 | FALSE | 1998-07-01 | FALSE | Currently in Use | Diesel Off Road | 10000 | Epoxy | 1998-07-01 |  | Double-Walled Flex | Pressurized
SAFA EXPRESS | 725 GRAYSON HWY | LAWRENCEVILLE | Gwinnett | 9067354 | 1B | Flapper Valve | 1998-07-01 | FALSE | 1998-07-01 | FALSE | Currently in Use | Diesel | 3000 | Epoxy | 1998-07-01 |  | Double-Walled Flex | Pressurized
EAST CROGAN STREET UST REMOVAL | 155 EAST CROGAN STREET | LAWRENCEVILLE | Gwinnett | 10001350 | 3 |  |  | FALSE |  | FALSE | Removed from Ground | Not Marked/Tank Removed | 550 | Bare Steel | 2007-05-10 | 2007-05-10
PLEASANT FOOD MART | 505 PLEASANT HILL RD | LILBURN | Gwinnett | 670094 | 1 | Ball Float | 1998-06-01 | FALSE | 1998-06-01 | FALSE | Currently in Use | Premium | 4000 | Steel-Impressed Current | 1977-07-26 |  | Fiberglass Reinforced Plastic | Pressurized
PROGRESS CONTAINER CORP | 154 IND PARK CIR | LAWRENCEVILLE | Gwinnett | 670108 | 1 | [5 empty] | Removed from Ground | Diesel | 10500 | Bare Steel | 1978-05-03 | 1998-08-27 | Unknown
HILL & SON | GA HWY 23/BUFORD HWY | SUWANEE | Gwinnett | 670433 | 2 | [5 empty] | Removed from Ground | Gas (Historical Use) | 1000 | Bare Steel | 1971-05-12 | 1989-01-01 | Galvanized Steel
SUWANEE ONE STOP | #6 HWY US 23 | SUWANEE | Gwinnett | 9067296 | 1 | [5 empty] | Removed from Ground | Gas (Historical Use) | 2000 | Bare Steel | 1976-01-01 | 1996-03-01 | Bare Steel | Suction (American)
NORTH GWINNETT SHELL | 3034 LAWRENCEVILLE SUWANEE RD | SUWANEE | Gwinnett | 9000318 | 2 | Flapper Valve | 1998-12-01 | FALSE | 1998-12-01 | FALSE | Currently in Use | Premium | 12000 | Fiberglass | 1989-10-24 |  | Fiberglass Reinforced Plastic | Pressurized
READY MIX USA LLC | 300 PIKE BOULEVARD | LAWRENCEVILLE | Gwinnett | 9067233 | DF-51 |  | 1998-01-15 | FALSE | 1998-01-15 | FALSE | Closed in Ground | Diesel | 10000 | Composite | 1985-01-15 | 2018-02-18 | Double Walled | Safe Suction (Euro)
CITGO | 239 GRAYSON HWY | LAWRENCEVILLE | Gwinnett | 9067086 | 1 | Flapper Valve | 1996-01-01 | FALSE | 1989-09-01 | FALSE | Currently in Use | Diesel | 4000 | Galvanic (STIP-3) | 1989-09-01 |  | Fiberglass Reinforced Plastic | Pressurized
BP/AMOCO #7012 | 5296 JIMMY CARTER BLVD | NORCROSS | Gwinnett | 670308 | 3 |  | 1979-04-25 |  | 1979-04-25 |  | Removed from Ground | Gas (Historical Use) | 10000 | Galvanic (STIP-3) | 1979-04-25 | 2002-09-19 | Galvanized Steel | Pressurized
Food Mart #30 | 1164 ROCKBRIDGE RD | NORCROSS | Gwinnett | 670235 | 1 | Ball Float | 1998-09-01 | FALSE | 1998-09-01 | FALSE | Currently in Use | Gas (Historical Use) | 10000 | Steel-Impressed Current | 1977-05-07 |  | Steel (Impressed Current) | Pressurized
GWINNETT COUNTY FIRE STATION #8 | 2244 HWY 20 | GRAYSON | Gwinnett | 670212 | 1 | [5 empty] | Removed from Ground | Empty | 1000 | Bare Steel | 1978-05-04 | 1992-10-14 | Galvanized Steel
GA DOT 10128 | PLEASANT HILL RD | LAWRENCEVILLE | Gwinnett | 670024 | 10128-2 | [5 empty] | Removed from Ground | Empty | 1000 | Marked Unknown | 1976-05-01 | 1989-01-01 | Unknown
AMOCO | 187 SCENIC HWY | LAWRENCEVILLE | Gwinnett | 9067052 | 2 | Ball Float | 1989-02-15 | FALSE | 1989-02-15 | FALSE | Currently in Use | Regular | 10000 | Composite | 1989-02-15 |  | Fiberglass Reinforced Plastic | Pressurized
SHAMIL GROCERY INC DBA NEW HOPE CITGO | 880 NEW HOPE RD | LAWRENCEVILLE | Gwinnett | 9067324 | 1 | Ball Float | 1997-05-21 | FALSE | 1997-05-21 | FALSE | Currently in Use | Premium | 10000 | Epoxy | 1997-05-20 |  | Fiberglass Reinforced Plastic | Pressurized
SAFA EXPRESS | 725 GRAYSON HWY | LAWRENCEVILLE | Gwinnett | 9067354 | 1A | Flapper Valve | 1998-07-01 | FALSE | 1998-07-01 | FALSE | Currently in Use | Regular | 12000 | Epoxy | 1998-07-01 |  | Double-Walled Fiberglass | Pressurized
QUIKTRIP #725 | 200 S CLAYTON ST | LAWRENCEVILLE | Gwinnett | 10002320 | 3A | Exempted | 2014-03-27 | FALSE | 2014-05-14 | FALSE | Temporarily out of use | Empty | 10000 | Fiberglass Double Walled | 2013-12-01 |  | Double-Walled Fiberglass | Pressurized
GA DOT 10140 | 0 .5 W OF SR 20 ON CR 176 | LAWRENCEVILLE | Gwinnett | 9067112 | 140D1 | [5 empty] | Removed from Ground | Diesel | 2000 | Cathodically Protected Steel | 1989-01-01 | 1997-09-30 | Galvanized Steel
LANDSPAN/FREIGHT TERMINALS INC | 6555 MCDONOUGH DR | NORCROSS | Gwinnett | 670134 | 1 | [5 empty] | Removed from Ground | Diesel | 20000 | Fiberglass | 1976-05-02 | 1996-12-01 | Fiberglass Reinforced Plastic
HERTZ EQUIPMENT RENTAL CORP | 6664 I-85 N | NORCROSS | Gwinnett | 670299 | 6 |  |  | TRUE |  | TRUE | Removed from Ground | Used Oil | 500 | Bare Steel | 1976-01-01 | 1994-05-01 | Galvanized Steel | Gravity Fed
WALTON EMC | 3645 LENORA CHURCH RD | SNELLVILLE | Gwinnett | 670497 | 6 |  |  | FALSE |  | FALSE | Removed from Ground | Gas (Historical Use) | 500 | Unknown | 2007-03-26 | 2007-03-26 | Unknown
HERITAGE CENTER | 2160 FOUNTAIN DR | SNELLVILLE | Gwinnett | 670471 | 1 | [5 empty] | Closed in Ground | Diesel | 3000 | Bare Steel | 1981-03-01 | 1997-11-11 | Galvanized Steel
CHEVRON | 1103 US HWY 78 | GRAYSON | Gwinnett | 670482 | 4 | Ball Float | 1994-04-01 | FALSE | 1994-04-01 | FALSE | Currently in Use | Diesel | 10000 | Fiberglass | 1984-01-15 |  | Double-Walled Flex | Pressurized
CITGO FOOD MART | 2346 LAWRENCEVILLE HWY | LAWRENCEVILLE | Gwinnett | 10000120 | 2 | Ball Float | 2002-06-01 | FALSE | 2002-06-01 | FALSE | Currently in Use | Premium | 12000 | Epoxy | 2002-05-01 |  | Double-Walled Fiberglass | Pressurized
KIMS CHEVRON INC | 1215 SCENIC HWY | LAWRENCEVILLE | Gwinnett | 10000098 | 2A | Ball Float | 2002-02-01 | FALSE | 2002-02-01 | FALSE | Currently in Use | Premium | 8000 | Fiberglass | 2001-12-14 |  | Fiberglass Reinforced Plastic | Pressurized
FIRST UNION NATIONAL BANK OF GA | 3590 CLUB DRIVE | LAWRENCEVILLE | Gwinnett | 9067123 | 2 | [5 empty] | Permanently Out of Use - historical purposes | Gas (Historical Use) | 1000 | Bare Steel | 1965-01-01 | 1899-12-31 | Bare Steel
FOOD MART | 2411 LAWRENCEVILLE HWY | LAWRENCEVILLE | Gwinnett | 9000478 | 1 | Ball Float | 1989-11-28 | FALSE | 1989-11-28 | FALSE | Currently in Use | Plus | 10000 | Galvanic (STIP-3) | 1989-11-28 |  | Fiberglass Reinforced Plastic | Pressurized
MAJIK MARKET #09172 | 685 SCENIC HWY | LAWRENCEVILLE | Gwinnett | 9000044 | 2 | [5 empty] | Removed from Ground | Gas (Historical Use) | 8000 | Bare Steel | 1975-05-16 | 1899-12-31 | Galvanized Steel
GPM #24909 | 419 BUFORD DR | LAWRENCEVILLE | Gwinnett | 9067287 | 2 | Ball Float | 1996-04-03 | FALSE | 1996-04-08 | FALSE | Currently in Use | Diesel | 10000 | Fiberglass | 1996-03-20 |  | Flex | Pressurized
CHEVRON #53504 | 425 GRAYSON HWY | LAWRENCEVILLE | Gwinnett | 9067090 | 2 |  | 1990-01-09 |  | 1990-01-09 |  | Removed from Ground | Gas (Historical Use) | 8775 | Double Walled | 1989-05-01 | 2005-02-07 | Fiberglass Reinforced Plastic | Pressurized
CITGO | 239 GRAYSON HWY | LAWRENCEVILLE | Gwinnett | 9067086 | 2 | Flapper Valve | 1996-01-01 | FALSE | 1989-09-01 | FALSE | Currently in Use | Premium | 10000 | Galvanic (STIP-3) | 1989-09-01 |  | Fiberglass Reinforced Plastic | Pressurized
WILLIAM JONES | SEVEN RD/RT 1 | LAWRENCEVILLE | Gwinnett | 9067120 | 1 | [5 empty] | Removed from Ground | Diesel | 4000 | Marked Unknown | 1990-12-01 | 1990-12-01 | Unknown
WILLIAM JONES | SEVEN RD/RT 1 | LAWRENCEVILLE | Gwinnett | 9067120 | 4 | [5 empty] | Removed from Ground | Diesel | 3000 | Marked Unknown | 1990-12-01 | 1990-12-01 | Unknown
AFA ENTERPRISES INC | 715 BUFORD DR | LAWRENCEVILLE | Gwinnett | 9067065 | 3 |  | 1989-01-01 |  | 1989-01-01 |  | Removed from Ground | Gas (Historical Use) | 10000 | Fiberglass | 1989-01-01 | 2006-03-14 | Fiberglass Reinforced Plastic | Pressurized
COCA-COLA ENTERPRISES INC | 250 INDUSTRIAL PARK DR | LAWRENCEVILLE | Gwinnett | 9067029 | 2 | [5 empty] | Removed from Ground | Diesel | 12000 | Double Walled | 1994-02-01 | 1994-02-01 | Double Walled | Pressurized
CITGO | 239 GRAYSON HWY | LAWRENCEVILLE | Gwinnett | 9067086 | 4 | Flapper Valve | 1996-01-01 | FALSE | 1989-09-01 | FALSE | Currently in Use | Regular | 10000 | Galvanic (STIP-3) | 1989-09-01 |  | Fiberglass Reinforced Plastic | Pressurized
GWINNETT FEDERAL BANK FSB | 750 SOUTH PERRY ST SW | LAWRENCEVILLE | Gwinnett | 9067109 | 1 | [5 empty] | Removed from Ground | Diesel | 500 | Bare Steel | 1978-01-01 | 1992-03-19 | Copper | Safe Suction (Euro)
WILLIAM JONES | SEVEN RD/RT 1 | LAWRENCEVILLE | Gwinnett | 9067120 | 5 | [5 empty] | Removed from Ground | Diesel | 1000 | Marked Unknown | 1990-12-01 | 1990-12-01 | Unknown
SERVICE STATION 2033 | 712 HWY 20 BUFORD DR | LAWRENCEVILLE | Gwinnett | 670535 | 3 |  | 1987-01-01 |  | 1987-01-01 |  | Closed in Ground | Gas (Historical Use) | 10000 | Galvanic (STIP-3) | 1987-01-01 | 2000-03-15 | Cathodically Protected | Pressurized
LECO CORPORATION-FUSION DIVISION | 832 WINER IND WAY | LAWRENCEVILLE | Gwinnett | 670421 | 1 | [5 empty] | Removed from Ground | Diesel | 6000 | Bare Steel | 1973-01-01 | 1991-07-08 | Galvanized Steel
THOMAS CONCRETE OF GA INC-LAWRENCEVILLE | 455 MALTBIE ST | LAWRENCEVILLE | Gwinnett | 670389 | 2 |  |  | TRUE |  | TRUE | Removed from Ground |  | 1500 | Bare Steel | 1986-01-01 | 1989-01-01 | Steel/Sacrificial Anodes | Safe Suction (Euro)
MHC TRUCK LEASING INC | 1923 GRAVES RD | NORCROSS | Gwinnett | 670236 | 13 | [5 empty] | Removed from Ground | Gas (Historical Use) | 12000 | Marked Unknown | 1974-05-03 | 1999-02-03 | Unknown
ECONO TUBE & LUBE | 4165 JIMMY CARTER BOULEVARD | NORCROSS | Gwinnett | 10000913 | 1 |  |  | FALSE |  | FALSE | Removed from Ground | Used Oil | 550 | Unknown | 2005-05-09 | 2005-05-09
GRAYSON GROCERY | 415 HWY 84 | GRAYSON | Gwinnett | 670370 | 1 | [5 empty] | Removed from Ground | Gas (Historical Use) | 560 | Bare Steel | 1966-05-13 | 1899-12-31 | Galvanized Steel
GRAYSON QUARRY | 1055 OZORA RD | GRAYSON | Gwinnett | 670105 | 5 | [5 empty] | Removed from Ground | Other | 1000 | Bare Steel | 1978-05-03 | 1990-04-15 | Galvanized Steel
GRAYSON QUARRY | 1055 OZORA RD | GRAYSON | Gwinnett | 670105 | 4 | [5 empty] | Removed from Ground | Other | 1000 | Bare Steel | 1978-05-03 | 1990-04-15 | Galvanized Steel
DELMAR GARDENS ENTERPRISES INC | 3100 CLUB DRIVE | LAWRENCEVILLE | Gwinnett | 9067294 | 1 |  | 1998-07-01 | FALSE | 1998-07-01 | FALSE | Removed from Ground | Diesel | 550 | Fiberglass | 1988-11-10 | 2017-03-09 | Steel (Impressed Current) | Suction (American)
CLARK BROTHERS CONST CO INC | 1181 WEBB GIN HOUSE RD | LAWRENCEVILLE | Gwinnett | 670406 | 2 | [5 empty] | Removed from Ground | Diesel | 5000 | Bare Steel | 1971-06-01 | 1999-02-17 | Galvanized Steel
JACKSON ELECTRIC MEMBERSHIP CORP | 461 SWANSON DR | LAWRENCEVILLE | Gwinnett | 670393 | U | Flapper Valve | 1991-04-30 | FALSE | 1991-04-30 | FALSE | Currently in Use | Regular | 10000 | Galvanic (STIP-3) | 1991-04-30 |  | Fiberglass Reinforced Plastic | Pressurized
WALTON EMC | 3645 LENORA CHURCH RD | SNELLVILLE | Gwinnett | 670497 | 4 | Ball Float | 1994-05-01 | FALSE | 1994-05-01 | FALSE | Currently in Use | Premium | 10000 | Fiberglass Double Walled | 1994-05-10 |  | Double-Walled Fiberglass | Pressurized
CITGO | 6910 DAWSON BLVD | NORCROSS | Gwinnett | 672006 | 2 | Ball Float | 1993-08-23 | FALSE | 1993-08-23 | FALSE | Currently in Use | Regular | 10000 | Fiberglass | 1987-12-01 |  | Fiberglass Reinforced Plastic | Pressurized
SHOP-N-GO CONVENIENT FOOD MART | 6083 NORCROSS TUCKER RD | NORCROSS | Gwinnett | 670520 | 2 | Ball Float | 1998-10-01 | FALSE | 1998-10-01 | FALSE | Currently in Use | Plus | 10000 | Steel-Impressed Current | 1979-05-18 |  | Fiberglass Reinforced Plastic | Pressurized
Shell Food Mart | 5615 SINGLETON RD | NORCROSS | Gwinnett | 10000016 | 3 | Ball Float | 2001-10-30 | FALSE | 2001-10-30 | FALSE | Currently in Use | Diesel | 4000 | Composite | 2001-10-29 |  | Double-Walled Flex | Pressurized
FATIMA INVESTMENTS | 5535 JIMMY CARTER BLVD | NORCROSS | Gwinnett | 670294 | 3 | Ball Float | 1989-04-26 | FALSE | 1989-04-26 | FALSE | Currently in Use | Diesel | 10000 | Galvanic (STIP-3) | 1989-04-26 |  | Fiberglass Reinforced Plastic | Pressurized
BP/AMOCO #7012 | 5296 JIMMY CARTER BLVD | NORCROSS | Gwinnett | 670308 | 2 |  | 1979-04-25 |  | 1979-04-25 |  | Removed from Ground | Gas (Historical Use) | 10000 | Galvanic (STIP-3) | 1979-04-25 | 2002-09-19 | Galvanized Steel | Pressurized
Food Mart #30 | 1164 ROCKBRIDGE RD | NORCROSS | Gwinnett | 670235 | 2 |  |  | FALSE |  | FALSE | [6 empty] | Steel (Impressed Current) | Pressurized
ALLIED READYMIX INC-PLANT #54 | 1125 OZORA ROAD | GRAYSON | Gwinnett | 9067232 | DF-54 |  | 1999-04-01 |  | 1999-04-01 |  | Removed from Ground | Diesel | 10000 | Cathodically Protected Steel | 1985-06-12 | 2002-04-01 | Cathodically Protected | Safe Suction (Euro)
AMOCO | 187 SCENIC HWY | LAWRENCEVILLE | Gwinnett | 9067052 | 1 | Ball Float | 1989-02-15 | FALSE | 1989-02-15 | FALSE | Currently in Use | Premium | 10000 | Composite | 1989-02-15 |  | Fiberglass Reinforced Plastic | Pressurized
SPEEDE STOP | 195 -A GWINNETT DR | LAWRENCEVILLE | Gwinnett | 9067274 | 1 | Flapper Valve | 1994-01-16 | FALSE | 1997-01-16 | FALSE | Currently in Use | Regular | 10000 | Galvanic (STIP-3) | 1986-09-01 |  | Double-Walled Fiberglass | Pressurized
OWEN OF GA INC | 251 HOSEA RD | LAWRENCEVILLE | Gwinnett | 670153 | 5 |  |  | TRUE |  | TRUE | Removed from Ground | Used Oil | 1 | Bare Steel | 1986-04-30 | 1990-03-14 | Bare Steel
CAROLINA FREIGHT CARRIERS CORP | 2385 PLEASANT HILL RD | DULUTH | Gwinnett | 670460 | 1 | [5 empty] | Removed from Ground | Diesel | 10000 | Bare Steel | 1980-02-15 | 1995-10-30 | Galvanized Steel
COASTAL MART #7052 | 3082 PLEASANT HILL RD | DULUTH | Gwinnett | 670177 | 1 | [5 empty] | Removed from Ground | Gas (Historical Use) | 12000 | Bare Steel | 1981-05-06 | 1996-01-04 | Bare Steel | Pressurized
QUICK MART | 647 GRAYSON HWY | LAWRENCEVILLE | Gwinnett | 670481 | 6 |  | 1994-05-01 | FALSE | 1994-05-01 | FALSE | Currently in Use | Premium | 10000 | Composite | 1994-05-01 |  | Double-Walled Flex | Pressurized
BST/LAWRENCEVILLE CO/F5618 | 305 OAK ST | LAWRENCEVILLE | Gwinnett | 670500 | 3 | Overfill Alarm | 1993-05-10 | FALSE | 1993-05-10 | FALSE | Currently in Use | Diesel | 6000 | Fiberglass Double Walled | 1993-05-10 |  | Double-Walled Fiberglass | Suction (American)
BP #24114/GULF #267666 | 606 CROGAN ST | LAWRENCEVILLE | Gwinnett | 670193 | 6 | [5 empty] | Removed from Ground | Gas (Historical Use) | 10000 | Fiberglass | 1985-02-19 | 1991-12-30 | Fiberglass Reinforced Plastic
BP #24114/GULF #267666 | 606 CROGAN ST | LAWRENCEVILLE | Gwinnett | 670193 | 8 | [5 empty] | Removed from Ground | Gas (Historical Use) | 10000 | Fiberglass | 1985-02-19 | 1991-12-30 | Fiberglass Reinforced Plastic
MHC TRUCK LEASING INC | 1923 GRAVES RD | NORCROSS | Gwinnett | 670236 | 1 | [5 empty] | Removed from Ground | Diesel | 8000 | Bare Steel | 1980-05-06 | 1999-02-03 | Unknown
MHC TRUCK LEASING INC | 1923 GRAVES RD | NORCROSS | Gwinnett | 670236 | 14 | [5 empty] | Removed from Ground | Other | 1000 | Marked Unknown | 1974-05-03 | 1999-02-03 | Unknown
QUIKTRIP #740 | 1770 MARATHON BLVD | LAWRENCEVILLE | Gwinnett | 9067241 | 3 |  | 1995-07-26 |  | 1995-07-26 |  | Removed from Ground | Gas (Historical Use) | 12000 | Fiberglass | 1995-07-26 | 2016-04-13 | Double Walled | Pressurized
CENTER FOR DISEASE CONTROL & PRE | 602 WEBB GIN HOUSE RD | LAWRENCEVILLE | Gwinnett | 9067163 | LCNUT04 | Flapper Valve | 1995-05-01 | FALSE | 1995-05-01 | FALSE | Currently in Use | Diesel | 15000 | Fiberglass Double Walled | 1995-04-27 |  | Double-Walled Fiberglass | Suction (American)
JIFFY LUBE #439 | 465 W PIKE ST | LAWRENCEVILLE | Gwinnett | 9067143 | 1 |  |  | TRUE |  | TRUE | Removed from Ground | Used Oil | 2000 | Bare Steel | 1986-01-01 | 2004-04-29 | Bare Steel | Gravity Fed
CIRCLE M FOOD SHOP #33 | 840 SCENIC HWY | LAWRENCEVILLE | Gwinnett | 9067070 | 2 |  | 1989-01-01 |  | 1989-01-01 |  | Removed from Ground | Gas (Historical Use) | 10000 | Fiberglass | 1989-01-01 | 2008-12-31 | Fiberglass Reinforced Plastic | Pressurized
TEXACO #100451 | 664 BUFORD DR | LAWRENCEVILLE | Gwinnett | 9067102 | 1 |  | 1988-01-01 |  | 1996-02-09 |  | Removed from Ground | Gas (Historical Use) | 12000 | Fiberglass | 1987-01-01 | 2011-10-20 | Fiberglass Reinforced Plastic | Pressurized
AUTO TRUCK RENTAL OF LAWRENCEVIL | 45 CROGAN ST | LAWRENCEVILLE | Gwinnett | 9067129 | 0 | [5 empty] | Removed from Ground | Other | 0 | Marked Unknown | 1989-12-31 | 1989-12-31 | Unknown
BRADBERRY'S GARAGE (WILSON BRADB | 665 GRAYSON HWY | LAWRENCEVILLE | Gwinnett | 670517 | 2 | [5 empty] | Permanently Out of Use - historical purposes | Empty | 4000 | Bare Steel | 1961-05-20 | 1899-12-31 | Not Marked
QUICK MART | 647 GRAYSON HWY | LAWRENCEVILLE | Gwinnett | 670481 | 2 | [5 empty] | Removed from Ground | Gas (Historical Use) | 10026 | Bare Steel | 1980-01-16 | 1994-05-19 | Galvanized Steel
ARRINGTON & BLOUNT FORD | 2300 GA HWY 316 NW | LAWRENCEVILLE | Gwinnett | 670439 | 1 | [5 empty] | Closed in Ground | Gas (Historical Use) | 1000 | Bare Steel | 1966-05-13 | 1899-12-31 | Galvanized Steel
HAPPY HOWARDS STORE | 1604 HWY 120 | LAWRENCEVILLE | Gwinnett | 670379 | 1 | [5 empty] | Removed from Ground | Gas (Historical Use) | 10000 | Fiberglass | 1979-01-03 | 1995-07-09 | Galvanized Steel
ALFORD'S GAS INC | 35 ATHA ST | LAWRENCEVILLE | Gwinnett | 670456 | 2 | [5 empty] | Removed from Ground | Gas (Historical Use) | 8000 | Bare Steel | 1974-01-01 | 1998-07-27 | Galvanized Steel | Safe Suction (Euro)
EXXON RETAIL STORE #4-6759 | 5560 JIMMY CARTER BLVD/@I-85 | NORCROSS | Gwinnett | 670123 | 2 | [5 empty] | Removed from Ground | Gas (Historical Use) | 6000 | Fiberglass | 1982-05-07 | 1992-04-01 | Fiberglass Reinforced Plastic | Pressurized
MAKRO INC | 1700 JUERGENS CT (FORMERLY 5300 | NORCROSS | Gwinnett | 670148 | 2 | [5 empty] | Closed in Ground | Empty | 10000 | Composite | 1981-05-01 | 1986-04-01 | Unknown
CHEVRON #43252 | 1794 BEAVER RUIN RD | NORCROSS | Gwinnett | 670315 | 1 | [5 empty] | Removed from Ground | Gas (Historical Use) | 10000 | Cathodically Protected Steel | 1968-04-27 | 1987-02-24 | Galvanized Steel
FORMER PRIME EQUIPMENT #416 | 5493 GOSHEN SPRINGS RD | NORCROSS | Gwinnett | 670353 | 3 | [5 empty] | Removed from Ground | Diesel | 3000 | Bare Steel | 1985-05-07 | 1992-08-07 | Bare Steel | Suction (American)
U-HAUL #77667 | 5365 JIMMY CARTER BLVD | NORCROSS | Gwinnett | 670239 | 3 |  |  | TRUE |  | TRUE | Removed from Ground | Used Oil | 550 | Bare Steel | 1999-02-09 | 1999-02-09 | Unknown
ADS NORCROSS COLLECTIONS | 5374 GOSHEN SPRINGS RD | NORCROSS | Gwinnett | 670241 | 5 | [5 empty] | Removed from Ground | Diesel | 10000 | Fiberglass | 1988-04-15 | 1998-02-01 | Not Marked
HERITAGE CENTER | 2160 FOUNTAIN DR | SNELLVILLE | Gwinnett | 670471 | 2 | Flapper Valve | 1997-12-19 |  | 1997-12-19 |  | Removed from Ground | Diesel | 2000 | Composite Double Walled | 1997-12-19 | 2016-04-26 | Double-Walled Flex | Suction (American)
CITGO | 1000 GRAYSON HWY | LAWRENCEVILLE | Gwinnett | 9067051 | 2 | Ball Float | 1997-10-01 | FALSE | 1997-10-01 | FALSE | Currently in Use | Premium | 10000 | Fiberglass | 1986-01-01 |  | Fiberglass Reinforced Plastic | Pressurized
GWINNETT AIRPORT-BRISCOE FIELD | GA HWY 316 | LAWRENCEVILLE | Gwinnett | 670550 | 1AST | [5 empty] | Currently in Use | Other | 10000 | Marked Unknown |  |  | Unknown
V&V Convenience Store | 2490 CRUSE RD | LAWRENCEVILLE | Gwinnett | 670540 | 1 | Flapper Valve | 1998-12-15 | FALSE | 1998-12-15 | FALSE | Currently in Use | Regular | 6000 | Steel-Impressed Current | 1983-01-02 |  | Fiberglass Reinforced Plastic | Pressurized
BST/LAWRENCEVILLE CO/F5618 | 305 OAK ST | LAWRENCEVILLE | Gwinnett | 670500 | 2 | [5 empty] | Removed from Ground | Other | 1000 | Not Marked/Unknown | 1993-05-03 | 1993-05-03 | Not Marked
SIMS#202 | 86 SOUTH CLAYTON ST | LAWRENCEVILLE | Gwinnett | 670443 | 5 | Flapper Valve | 1995-03-31 | FALSE | 1995-03-31 | FALSE | Removed from Ground | Diesel Off Road | 6110 | Steel-Impressed Current | 1976-05-10 | 2021-02-17 | Steel (Impressed Current) | Pressurized
CLARK BROTHERS CONST CO INC | 1181 WEBB GIN HOUSE RD | LAWRENCEVILLE | Gwinnett | 670406 | 1 | [5 empty] | Removed from Ground | Diesel | 5000 | Bare Steel | 1971-06-01 | 1999-02-17 | Galvanized Steel
MHC TRUCK LEASING INC | 1923 GRAVES RD | NORCROSS | Gwinnett | 670236 | 6 | [5 empty] | Removed from Ground | Diesel | 1200 | Bare Steel | 1980-05-06 | 1999-02-01 | Unknown
GWINNETT RENTALS INC/CATER ROCKB | 5104 JIMMY CARTER BLVD | NORCROSS | Gwinnett | 670258 | 1 | [5 empty] | Removed from Ground | Gas (Historical Use) | 250 | Bare Steel | 1976-03-21 | 1994-09-14 | Galvanized Steel
KING & KING INVESTMENTS | 4840 JIMMY CARTER BLVD | NORCROSS | Gwinnett | 10001000 | 1 | Ball Float | 2004-03-01 | FALSE | 2004-03-01 | FALSE | Currently in Use | Gas (Historical Use) | 12000 | Epoxy | 2004-03-01 |  | Double-Walled Flex | Pressurized
KING & KING INVESTMENTS | 4840 JIMMY CARTER BLVD | NORCROSS | Gwinnett | 10001000 | 2B | Ball Float | 2004-03-01 | FALSE | 2004-03-01 | FALSE | Currently in Use | Diesel | 4000 | Epoxy | 2004-03-01 |  | Double-Walled Flex | Pressurized
CHEVRON 201832 | 5575 JIMMY CARTER BLVD/I-85 | NORCROSS | Gwinnett | 670012 | 3 |  | 1994-08-25 | FALSE | 1994-08-25 | FALSE | Removed from Ground | Gas (Historical Use) | 10000 | Fiberglass | 1982-05-01 |  | Fiberglass Reinforced Plastic | Pressurized
THREE STAR MANAGEMENT LLC | 4970 JIMMY CARTER BLVD | NORCROSS | Gwinnett | 670018 | 3 |  | 1997-08-02 | FALSE | 1997-08-02 | TRUE | Currently in Use | Gas (Historical Use) | 10270 | Galvanic (STIP-3) | 1983-04-05 |  | Fiberglass Reinforced Plastic | Pressurized
WALTON EMC | 3645 LENORA CHURCH RD | SNELLVILLE | Gwinnett | 670497 | 5 | Ball Float | 1994-05-01 | FALSE | 1994-05-01 | FALSE | Currently in Use | Diesel | 6000 | Fiberglass Double Walled | 1994-05-10 |  | Double-Walled Fiberglass | Pressurized
BST/MAINT FACILITY F5659 | 3176 LENORA CHURCH RD | SNELLVILLE | Gwinnett | 670555 | 2 | [5 empty] | Removed from Ground | Gas (Historical Use) | 12000 | Bare Steel | 1981-01-01 | 1990-12-01 | Unknown | Pressurized
CITGO FOOD MART | 2346 LAWRENCEVILLE HWY | LAWRENCEVILLE | Gwinnett | 10000120 | 1 | Ball Float | 2002-06-01 | FALSE | 2002-06-01 | FALSE | Currently in Use | Regular | 12000 | Epoxy | 2002-05-01 |  | Double-Walled Fiberglass | Pressurized
RaceTrac #467 - Cruse Road | 906 PLEASANT HILL RD | LAWRENCEVILLE | Gwinnett | 9067185 | 1 | Overfill Alarm | 1994-01-01 | FALSE | 1994-01-01 | FALSE | Currently in Use | Regular | 12000 | Composite Double Walled | 1994-04-20 |  | Double-Walled Fiberglass | Pressurized
QUIKTRIP #751 | 2949 FIVE FORKS TRICKUM RD | LAWRENCEVILLE | Gwinnett | 9067239 | 1 | Flapper Valve | 1995-03-17 | FALSE | 1995-03-17 | TRUE | Currently in Use | Gas (Historical Use) | 12000 | Fiberglass Double Walled | 1995-03-17 |  | Double-Walled Flex | Pressurized
CHEVRON FOOD MART | 452 WINDER HWY | LAWRENCEVILLE | Gwinnett | 9067408 | 1 | Ball Float | 2001-10-10 | FALSE | 2001-10-10 | FALSE | Currently in Use | Gas (Historical Use) | 12000 | Fiberglass | 2001-10-01 |  | Double-Walled Flex | Pressurized
SHELL | 259 SCENIC HWY | LAWRENCEVILLE | Gwinnett | 670412 | 7 | Flapper Valve | 1987-08-01 | FALSE | 1987-08-01 | FALSE | Currently in Use | Diesel | 6000 | Galvanic (STIP-3) | 1987-08-01 |  | Fiberglass Reinforced Plastic | Pressurized
SHELL | 259 SCENIC HWY | LAWRENCEVILLE | Gwinnett | 670412 | 1 | [5 empty] | Removed from Ground | Gas (Historical Use) | 6000 | Cathodically Protected Steel | 1978-05-10 | 1899-12-31
RaceTrac #260 - Hurricane Shoals | 624 BUFORD HWY | LAWRENCEVILLE | Gwinnett | 10002131 | 3 | Overfill Alarm | 2012-07-27 | FALSE | 2012-07-27 | FALSE | Currently in Use | Premium | 12000 | Composite Double Walled | 2012-07-27 |  | Double-Walled Fiberglass | Pressurized
RaceTrac #301 - West Pike St. | 444 W PIKE ST | LAWRENCEVILLE | Gwinnett | 10001824 | 1 | Overfill Alarm | 2010-02-15 | FALSE | 2010-02-15 | FALSE | Currently in Use | Regular | 20000 | Composite Double Walled | 2010-02-15 |  | Double-Walled Fiberglass | Pressurized
PLEASANT FOOD MART | 505 PLEASANT HILL RD | LILBURN | Gwinnett | 670094 | 2 | Ball Float | 1998-06-01 | FALSE | 1998-06-01 | FALSE | Temporarily out of use | Premium | 4000 | Steel-Impressed Current | 1977-07-26 |  | Fiberglass Reinforced Plastic | Pressurized
SAM'S MART # 515 | 1745 INDIAN TRAIL | NORCROSS | Gwinnett | 670086 | 4 |  | 1996-02-01 |  | 1989-01-01 |  | Removed from Ground | Diesel | 10000 | Fiberglass | 1984-04-29 | 2001-12-21 | Fiberglass Reinforced Plastic | Pressurized
SAM'S MART # 515 | 1745 INDIAN TRAIL | NORCROSS | Gwinnett | 670086 | 7 | Flapper Valve | 2002-04-23 | FALSE | 2002-04-23 | FALSE | Currently in Use | Diesel | 10000 | Fiberglass Double Walled | 2002-04-23 |  | Double-Walled Fiberglass | Pressurized
SAM'S MART # 515 | 1745 INDIAN TRAIL | NORCROSS | Gwinnett | 670086 | 5 |  | 2002-04-23 | FALSE | 2002-04-23 | FALSE | Currently in Use | Plus | 20000 | Fiberglass Double Walled | 2002-04-23 | 2006-12-20 | Double-Walled Fiberglass | Pressurized
FOOD MART | 2411 LAWRENCEVILLE HWY | LAWRENCEVILLE | Gwinnett | 9000478 | 4 | Ball Float | 1989-11-28 | FALSE | 1989-11-28 | FALSE | Currently in Use | Diesel | 8000 | Galvanic (STIP-3) | 1989-11-28 |  | Fiberglass Reinforced Plastic | Pressurized
Northwood Residential Development | 3157 CLUB DR. | LAWRENCEVILLE | Gwinnett | 670551 | 1 | [5 empty] | Removed from Ground | Gas (Historical Use) | 1000 | Bare Steel | 1971-01-01 | 1991-01-08 | Galvanized Steel
Lawrenceville Food Mart | 400 W PIKE ST | LAWRENCEVILLE | Gwinnett | 9067117 | 1 | Flapper Valve | 2021-02-02 | FALSE | 2021-02-02 | FALSE | Currently in Use | Regular | 10000 | Epoxy | 1990-09-01 |  | Double-Walled Fiberglass | Pressurized
GWINNETT MEDICAL CENTER-ENGINEERING DEPT | 1000 MEDICAL CENTER BLVD NW | LAWRENCEVILLE | Gwinnett | 9067315 | 3 | Overfill Alarm | 1998-01-01 | FALSE | 1998-01-01 | FALSE | Currently in Use | Diesel | 10000 | Fiberglass Double Walled | 1988-01-01 |  | Double-Walled Fiberglass | Pressurized
SHELL | 259 SCENIC HWY | LAWRENCEVILLE | Gwinnett | 670412 | 2 | [5 empty] | Removed from Ground | Gas (Historical Use) | 8000 | Cathodically Protected Steel | 1978-05-10 | 1899-12-31
TRI-STATE CULVERT CORP | 535 SEABOARD IND DR | LAWRENCEVILLE | Gwinnett | 670115 | 2 | [5 empty] | Removed from Ground | Diesel | 2000 | Bare Steel | 1971-03-30 | 1991-04-10 | Galvanized Steel | Suction (American)
RaceTrac #301 - West Pike St. | 444 W PIKE ST | LAWRENCEVILLE | Gwinnett | 10001824 | 3 | Overfill Alarm | 2010-02-15 | FALSE | 2010-02-15 | FALSE | Currently in Use | Diesel | 12000 | Composite Double Walled | 2010-02-15 |  | Double-Walled Fiberglass | Pressurized
SPEEDWAY #4104 | 5604 LAWRENCEVILLE HWY | LILBURN | Gwinnett | 10002574 | 1 |  |  | FALSE |  | FALSE | Removed from Ground |  | 0 | Bare Steel | 1936-01-01 | 2018-01-26 | Bare Steel
A & M FOOD USA INC D/B/A NEIGHBORHOOD MART | 612 ROCKBRIDGE Road SW | LILBURN | Gwinnett | 670028 | 1 | Flapper Valve | 2023-07-31 | FALSE | 1996-06-14 | FALSE | Currently in Use | Regular | 8000 | Steel-Impressed Current | 1980-04-01 |  | Double-Walled Fiberglass | Pressurized
FORMER BRICKYARD FACILITY | 116 HARMONY GROVE CHURCH RD | LILBURN | Gwinnett | 9067361 | 1 | [5 empty] | Removed from Ground | Gas (Historical Use) | 1000 | Bare Steel | 1998-10-01 | 1998-10-01 | Bare Steel
BST/MAINT FACILITY F5659 | 3176 LENORA CHURCH RD | SNELLVILLE | Gwinnett | 670555 | 1 | [5 empty] | Removed from Ground | Gas (Historical Use) | 3000 | Bare Steel | 1974-01-01 | 1991-02-01 | Unknown | Pressurized
RaceTrac #467 - Cruse Road | 906 PLEASANT HILL RD | LAWRENCEVILLE | Gwinnett | 9067185 | 2 | Overfill Alarm | 1994-01-01 | FALSE | 1994-01-01 | FALSE | Currently in Use | Diesel | 12000 | Composite Double Walled | 1994-04-20 |  | Fiberglass Reinforced Plastic | Pressurized
SHELL | 259 SCENIC HWY | LAWRENCEVILLE | Gwinnett | 670412 | 3 | [5 empty] | Removed from Ground | Gas (Historical Use) | 5000 | Cathodically Protected Steel | 1978-05-10 | 1899-12-31
RaceTrac #301 - West Pike St. | 444 W PIKE ST | LAWRENCEVILLE | Gwinnett | 10001824 | 2 | Overfill Alarm | 2010-02-15 | FALSE | 2010-02-15 | FALSE | Currently in Use | Premium | 12000 | Composite Double Walled | 2010-02-15 |  | Double-Walled Fiberglass | Pressurized
SPEEDWAY #4104 | 5604 LAWRENCEVILLE HWY | LILBURN | Gwinnett | 10002574 | 2 |  |  | FALSE |  | FALSE | Removed from Ground |  | 0 | Bare Steel | 1936-01-01 | 2018-01-26 | Bare Steel
EXXON FOOD MART | 5355 LAWRENCEVILLE HWY | LILBURN | Gwinnett | 670016 | 4 | Ball Float | 1997-08-02 | FALSE | 1997-08-02 | FALSE | Currently in Use | Diesel | 10270 | Steel-Impressed Current | 1977-04-06 |  | Fiberglass Reinforced Plastic | Pressurized
TEXACO FOOD MART | 5374 FIVE FORKS TRICKUM RD | LILBURN | Gwinnett | 670155 | 4 | Flapper Valve | 1998-11-13 | FALSE | 1998-11-13 | FALSE | Currently in Use | Diesel | 10000 | Steel-Impressed Current | 1985-03-17 |  | Steel (Impressed Current) | Pressurized
MICKEYS LUMBER & SUPPLY CO INC | 3898 MAY RD | DULUTH | Gwinnett | 9067367 | 1 |  | 1999-05-01 |  | 1999-05-01 |  | Removed from Ground | Diesel | 6000 | Steel-Impressed Current | 1974-01-01 | 2003-10-29 | Cathodically Protected | Suction (American)
Citgo Quik Mart | 3056 Buford Highway (US 23) | Duluth | Gwinnett | 9000419 | 1U | [5 empty] | Removed from Ground | Gas (Historical Use) | 6000 | Bare Steel | 1970-02-14 | 1990-02-07 | Galvanized Steel
SHELL FOOD MART | 1649 BEAVER RUIN RD | NORCROSS | Gwinnett | 9067008 | 4 | Ball Float | 2006-09-29 | FALSE | 2006-09-29 | FALSE | Currently in Use | Diesel | 6000 | Steel-Impressed Current | 1985-01-01 |  |  | Pressurized
HARDING ERECTORS INC | 1567 BEAVER RUIN RD | NORCROSS | Gwinnett | 670547 | 2 |  |  | FALSE |  | FALSE | Removed from Ground | Diesel | 4000 | Bare Steel | 1977-01-03 |  | Galvanized Steel
ATLANTA EAST | 1243 BEAVER RUIN RD | NORCROSS | Gwinnett | 670131 | 2 | [5 empty] | Removed from Ground | Gas (Historical Use) | 10000 | Bare Steel | 1986-01-01 | 1998-11-03 | Bare Steel
GOLDEN INSPIRATION LLC | 4614 JIMMY CARTER BLVD | NORCROSS | Gwinnett | 670339 | 3 | Ball Float | 1994-07-29 | FALSE | 1994-07-29 | FALSE | Currently in Use | Diesel | 10000 | Fiberglass | 1985-09-01 |  | Double-Walled Fiberglass | Pressurized
Lawrenceville Food Mart | 400 W PIKE ST | LAWRENCEVILLE | Gwinnett | 9067117 | 4 | Flapper Valve | 2021-02-02 | FALSE | 2021-02-02 | FALSE | Currently in Use | Diesel | 10000 | Epoxy | 1990-09-01 |  | Double-Walled Fiberglass | Pressurized
CHEVRON FOOD MART | 452 WINDER HWY | LAWRENCEVILLE | Gwinnett | 9067408 | 2 | Ball Float | 2001-10-10 | FALSE | 2001-10-10 | FALSE | Currently in Use | Gas (Historical Use) | 10000 | Fiberglass | 2001-10-09 |  | Double-Walled Flex | Pressurized
SHELL | 259 SCENIC HWY | LAWRENCEVILLE | Gwinnett | 670412 | 6 | Flapper Valve | 1987-08-01 | FALSE | 1987-08-01 | FALSE | Currently in Use | Premium | 10000 | Galvanic (STIP-3) | 1987-08-01 |  | Fiberglass Reinforced Plastic | Pressurized
PLEASANT FOOD MART | 505 PLEASANT HILL RD | LILBURN | Gwinnett | 670094 | 3 | Ball Float | 1998-06-01 | FALSE | 1998-06-01 | FALSE | Currently in Use | Regular | 10000 | Steel-Impressed Current | 1977-07-26 |  | Fiberglass Reinforced Plastic | Pressurized
TEXACO FOOD MART DBA JS REAL ESTATE HOLDINGS | 4785 LAWRENCEVILLE HWY NW | LILBURN | Gwinnett | 670187 | 2 | [5 empty] | Removed from Ground | Gas (Historical Use) | 10000 | Bare Steel | 1978-05-04 | 1899-12-31 | Galvanized Steel
4900 CHEVRON INC | 4900 Stone Mountain Hwy | Lilburn | Gwinnett | 9067382 | 1 |  | 1999-10-01 |  | 1999-10-01 |  | Removed from Ground | Gas (Historical Use) | 12000 | Fiberglass | 1999-10-01 | 2015-06-18 | Double Walled | Pressurized
LAWRENCEVILLE CONCRETE PLANT | 545 SEABOARD IND DR | LAWRENCEVILLE | Gwinnett | 9067013 | 1 | Flapper Valve | 1998-12-01 | FALSE | 1998-12-01 | FALSE | Currently in Use | Diesel | 12000 | Galvanic (STIP-3) | 1985-01-01 |  | Double-Walled Fiberglass | Suction (American)
SERVICE STATION 2033 | 712 HWY 20 BUFORD DR | LAWRENCEVILLE | Gwinnett | 670535 | 2 |  | 1987-01-01 |  | 1987-01-01 |  | Closed in Ground | Gas (Historical Use) | 10000 | Galvanic (STIP-3) | 1987-01-01 | 2000-03-15 | Cathodically Protected | Pressurized
BRADBERRY'S GARAGE (WILSON BRADB | 665 GRAYSON HWY | LAWRENCEVILLE | Gwinnett | 670517 | 1 | [5 empty] | Permanently Out of Use - historical purposes | Empty | 4000 | Bare Steel | 1978-12-20 | 1899-12-31 | Not Marked
QUICK MART | 647 GRAYSON HWY | LAWRENCEVILLE | Gwinnett | 670481 | 1 | [5 empty] | Removed from Ground | Gas (Historical Use) | 10026 | Bare Steel | 1980-01-16 | 1994-05-19 | Galvanized Steel
SIMS#202 | 86 SOUTH CLAYTON ST | LAWRENCEVILLE | Gwinnett | 670443 | 2M |  | 1995-03-31 | FALSE | 1995-03-31 | FALSE | Removed from Ground | Regular | 6110 | Steel-Impressed Current | 1976-05-10 | 2021-02-17 | Steel (Impressed Current) | Pressurized
APEX SUPPLY CO INC | 1025 OLD NORCROSS RD | LAWRENCEVILLE | Gwinnett | 670382 | 1 |  | 1997-10-10 |  | 1997-10-10 |  | Removed from Ground | Diesel | 6000 | Galvanic (STIP-3) | 1986-01-01 | 2004-09-15 | Fiberglass Reinforced Plastic | Suction (American)
ALFORD'S GAS INC | 35 ATHA ST | LAWRENCEVILLE | Gwinnett | 670456 | 1 | [5 empty] | Removed from Ground | Gas (Historical Use) | 8000 | Bare Steel | 1974-01-01 | 1998-07-27 | Galvanized Steel | Safe Suction (Euro)
SAM'S MART # 515 | 1745 INDIAN TRAIL | NORCROSS | Gwinnett | 670086 | 3 |  | 1996-02-01 |  | 1989-01-01 |  | Removed from Ground | Gas (Historical Use) | 10000 | Fiberglass | 1984-04-29 | 2001-12-21 | Fiberglass Reinforced Plastic | Pressurized
MOUNTAIN PARK ELEMENTARY | 1500 POUNDS RD S.W. | LILBURN | Gwinnett | 670417 | 1 | [5 empty] | Removed from Ground | Empty | 2000 | Bare Steel | 1974-05-11 | 1986-01-01 | Galvanized Steel
FAST FREDDY'S FOOD MART | 331 ROCKBRIDGE RD | LILBURN | Gwinnett | 670516 | 1 | Ball Float | 1998-06-26 | FALSE | 1998-06-26 | FALSE | Currently in Use | Regular | 8000 | Steel-Impressed Current | 1985-05-20 |  | Fiberglass Reinforced Plastic | Pressurized
THOMPSON | 4064 US HWY 29 | LILBURN | Gwinnett | 670508 | 1 | [5 empty] | Removed from Ground | Gas (Historical Use) | 0 | Bare Steel | 1987-01-01 | 1992-04-03 | Unknown
FORMER SERVICE STATION | 94 MAIN STREET | LILBURN | Gwinnett | 9067264 | 3 | [5 empty] | Removed from Ground | Other | 1000 | Not Marked/Unknown | 1998-12-19 | 1998-12-19 | Not Marked
CHEVRON 201832 | 5575 JIMMY CARTER BLVD/I-85 | NORCROSS | Gwinnett | 670012 | 1 |  | 1994-08-25 | FALSE | 1994-08-25 | FALSE | Removed from Ground | Gas (Historical Use) | 10000 | Fiberglass | 1982-05-01 |  | Fiberglass Reinforced Plastic | Pressurized
CHEVRON 201832 | 5575 JIMMY CARTER BLVD/I-85 | NORCROSS | Gwinnett | 670012 | 4 |  |  | TRUE |  | TRUE | Removed from Ground | Used Oil | 1000 | Fiberglass | 1985-04-30 |  | Fiberglass Reinforced Plastic | Gravity Fed
THREE STAR MANAGEMENT LLC | 4970 JIMMY CARTER BLVD | NORCROSS | Gwinnett | 670018 | 4 |  | 1997-08-02 | FALSE | 1997-08-02 | TRUE | Currently in Use | Diesel | 10270 | Steel-Impressed Current | 1983-04-05 |  | Fiberglass Reinforced Plastic | Pressurized
BRISTOW & ASSOC | 4784 LAWRENCEVILLE HWY | LILBURN | Gwinnett | 670309 | 1 | [5 empty] | Removed from Ground | Gas (Historical Use) | 5000 | Bare Steel | 1972-04-26 | 1989-06-13 | Galvanized Steel
MINIT LUBE #1152 | 4275 LAWRENCEVILLE HWY | LILBURN | Gwinnett | 670172 | 2 | [5 empty] | Removed from Ground | Other | 2000 | Cathodically Protected Steel | 1980-05-06 | 1993-10-13 | Galvanized Steel
KENERLY SVC STA | 4004 LAWRENCEVILLE HWY | LILBURN | Gwinnett | 9067059 | 3 | [5 empty] | Removed from Ground | Gas (Historical Use) | 5000 | Bare Steel | 1976-06-07 | 1999-12-01 | Galvanized Steel
GWINNETT SANITATION INC/MAWS | 14 /4145 ARCADIA INDUSTRIAL CIRCL | LILBURN | Gwinnett | 9067201 | 3 | [5 empty] | Permanently Out of Use - historical purposes | Diesel | 6000 | Not Marked/Unknown |  | 1899-12-31 | Unknown
CHEVRON FOOD MART | 6141 PEACHTREE PKWY | NORCROSS | Gwinnett | 9000376 | 7 |  | 1994-11-07 |  | 1994-11-07 |  | Removed from Ground | Gas (Historical Use) | 10000 | Fiberglass Double Walled | 1989-08-08 | 2016-10-05 | Double-Walled Fiberglass | Pressurized
CHEVRON FOOD MART | 6141 PEACHTREE PKWY | NORCROSS | Gwinnett | 9000376 | 4 | [5 empty] | Removed from Ground | Gas (Historical Use) | 12000 | Bare Steel | 1978-04-25 | 1989-07-01 | Galvanized Steel
PEACHTREE PARKWAY 97 LLC | 5100 PEACHTREE PKWY | NORCROSS | Gwinnett | 9067186 | 3 |  | 1988-01-01 |  | 1988-01-01 |  | Removed from Ground | Gas (Historical Use) | 10000 | Fiberglass | 1988-01-01 | 2009-07-08 | Fiberglass Reinforced Plastic | Pressurized
QUIKTRIP #735 | 3229 PEACHTREE CORNERS CIR | PEACHTREE CORNERS | Gwinnett | 9067019 | 6B |  | 2014-03-01 | FALSE | 2014-08-06 | FALSE | Currently in Use | Premium | 9500 | Fiberglass Double Walled | 2013-12-01 |  | Double-Walled Fiberglass | Pressurized
QUIKTRIP #735 | 3229 PEACHTREE CORNERS CIR | PEACHTREE CORNERS | Gwinnett | 9067019 | 6A |  | 2014-03-01 | FALSE | 2014-08-06 | FALSE | Temporarily out of use |  | 10000 | Fiberglass Double Walled | 2013-12-01 |  | Double-Walled Fiberglass | Pressurized
PLESANT HILL RD PROJECT | 1286 PLEASANT HILL RD | LAWRENCEVILLE | Gwinnett | 9067310 | 1 | [5 empty] | Removed from Ground | Gas (Historical Use) | 2000 | Not Marked/Unknown | 1996-06-18 | 1996-06-18 | Not Marked
CENTER FOR DISEASE CONTROL & PRE | 602 WEBB GIN HOUSE RD | LAWRENCEVILLE | Gwinnett | 9067163 | 15 | [5 empty] | Removed from Ground | Diesel | 25000 | Marked Unknown | 1995-04-09 | 1995-04-09 | Unknown
GWINNET FEDERAL PROPERTY (FORMER | HIGHWAY 124 & 20 | LAWRENCEVILLE | Gwinnett | 9067202 | 1 | [5 empty] | Removed from Ground | Other | 1 | Marked Unknown | 1995-03-21 | 1995-03-21 | Bare Steel
BP #01298 | 855 GA HWY 124 & JOHNSON RD | LAWRENCEVILLE | Gwinnett | 9067135 | 1 | [5 empty] | Removed from Ground | Gas (Historical Use) | 12000 | Fiberglass |  | 1899-12-31 | Unknown
AFA ENTERPRISES INC | 715 BUFORD DR | LAWRENCEVILLE | Gwinnett | 9067065 | 1 |  | 1989-01-01 |  | 1989-01-01 |  | Removed from Ground | Gas (Historical Use) | 10000 | Fiberglass | 1989-01-01 | 2006-03-14 | Fiberglass Reinforced Plastic | Pressurized
V&V Convenience Store | 2490 CRUSE RD | LAWRENCEVILLE | Gwinnett | 670540 | 2 | Flapper Valve | 1998-12-15 | FALSE | 1998-12-15 | FALSE | Currently in Use | Premium | 6000 | Steel-Impressed Current | 1983-01-02 |  | Fiberglass Reinforced Plastic | Pressurized
CHEVRON #40139 | 748 DULUTH HWY | LAWRENCEVILLE | Gwinnett | 670401 | 3 |  | 1993-05-03 | FALSE | 1993-05-03 | FALSE | Removed from Ground | Gas (Historical Use) | 8775 | Fiberglass | 1986-04-01 |  | Fiberglass Reinforced Plastic | Pressurized
JACKSON ELECTRIC MEMBERSHIP CORP | 461 SWANSON DR | LAWRENCEVILLE | Gwinnett | 670393 | WO | Exempted | 1991-05-27 | TRUE | 1987-10-30 | TRUE | Currently in Use | Used Oil | 550 | Composite | 1987-10-30 |  |  | Gravity
THOMAS CONCRETE OF GA INC-LAWRENCEVILLE | 455 MALTBIE ST | LAWRENCEVILLE | Gwinnett | 670389 | 1 | Ball Float | 1998-08-01 | FALSE | 1998-08-01 | FALSE | Currently in Use | Diesel | 10000 | Fiberglass | 1986-01-01 |  | Bare Steel | Suction (American)
QUICK MART | 6780 DAWSON BOULEVARD | NORCROSS | Gwinnett | 10001163 | 2A | Ball Float | 2006-03-01 | FALSE | 2006-03-01 | FALSE | Currently in Use | Premium | 8000 | Composite | 2005-12-01 |  | Fiberglass Reinforced Plastic | Pressurized
THREE STAR MANAGEMENT LLC | 4970 JIMMY CARTER BLVD | NORCROSS | Gwinnett | 670018 | 2 |  | 1997-08-02 | FALSE | 1997-08-02 | TRUE | Currently in Use | Gas (Historical Use) | 10270 | Galvanic (STIP-3) | 1983-04-05 |  | Fiberglass Reinforced Plastic | Pressurized
SHELL STATION #100406 | 4180 LAWRENCEVILLE RD | LILBURN | Gwinnett | 670092 | 3 |  | 1996-02-01 |  | 1991-01-01 |  | Removed from Ground | Gas (Historical Use) | 10000 | Cathodically Protected Steel | 1981-04-30 | 2011-06-08 | Fiberglass Reinforced Plastic | Pressurized
TUNE-UP CLINIC #6 | 5109 JIMMY CARTER BLVD | NORCROSS | Gwinnett | 670449 | 2 |  |  | TRUE | 1993-08-23 | TRUE | Removed from Ground | Used Oil | 550 | Cathodically Protected Steel | 1983-09-12 | 1998-08-17 | Galvanized Steel | Gravity Fed
Amoco Food Mart | 5402 JIMMY CARTER BLVD NW | NORCROSS | Gwinnett | 670448 | 3 | Flapper Valve | 2021-08-25 | FALSE | 2021-08-25 | FALSE | Currently in Use | E-0 | 10000 | Steel-Impressed Current | 1978-05-10 |  | Steel (Impressed Current) | Safe Suction (Euro)
EXXON #4-0154 | 4124 JIMMY CARTER BLVD | NORCROSS | Gwinnett | 670122 | 2 | [5 empty] | Removed from Ground | Gas (Historical Use) | 10000 | Fiberglass | 1981-05-07 | 1899-12-31 | Fiberglass Reinforced Plastic | Pressurized
CHEVRON STATION #43039 | 5055 JIMMY CARTER BLVD | NORCROSS | Gwinnett | 670314 | 3 | [5 empty] | Removed from Ground | Gas (Historical Use) | 10000 | Bare Steel | 1971-04-27 | 1988-05-24 | Galvanized Steel
ADS NORCROSS COLLECTIONS | 5374 GOSHEN SPRINGS RD | NORCROSS | Gwinnett | 670241 | 4 |  |  | TRUE |  | TRUE | Removed from Ground | Used Oil | 1000 | Fiberglass | 1988-04-15 | 1994-10-26 | Bare Steel | Suction (American)
CHEVRON | 1103 US HWY 78 | GRAYSON | Gwinnett | 670482 | 2 | Ball Float | 1994-04-01 | FALSE | 1994-04-01 | FALSE | Currently in Use | Regular | 10000 | Fiberglass | 1984-01-15 |  | Double-Walled Flex | Pressurized
GRAYSON GROCERY | 415 HWY 84 | GRAYSON | Gwinnett | 670370 | 2 | [5 empty] | Removed from Ground | Gas (Historical Use) | 560 | Bare Steel | 1966-05-13 | 1899-12-31 | Galvanized Steel
1095 SHELL INC. | 1095 DULUTH HWY | LAWRENCEVILLE | Gwinnett | 9067336 | 1 |  | 1997-03-01 |  | 1997-03-01 |  | Currently in Use | Gas (Historical Use) | 15000 | Double Walled | 1997-03-01 |  | Fiberglass Reinforced Plastic | Pressurized
QUICK MART | 647 GRAYSON HWY | LAWRENCEVILLE | Gwinnett | 670481 | 4 |  | 1994-05-01 | FALSE | 1994-05-01 | FALSE | Currently in Use | Regular | 10000 | Composite | 1994-05-01 |  | Double-Walled Flex | Pressurized
SIMS#202 | 86 SOUTH CLAYTON ST | LAWRENCEVILLE | Gwinnett | 670443 | 3 | Flapper Valve | 1995-03-31 | FALSE | 1995-03-31 | FALSE | Removed from Ground | Regular | 10000 | Steel-Impressed Current | 1976-05-10 | 2021-02-17 | Steel (Impressed Current) | Pressurized
HAPPY HOWARDS STORE | 1604 HWY 120 | LAWRENCEVILLE | Gwinnett | 670379 | 3 | [5 empty] | Removed from Ground | Gas (Historical Use) | 6000 | Fiberglass | 1979-01-03 | 1995-07-09 | Galvanized Steel
ALFORD'S GAS INC | 35 ATHA ST | LAWRENCEVILLE | Gwinnett | 670456 | 4 | [5 empty] | Removed from Ground | Diesel | 4000 | Bare Steel | 1976-03-05 | 1998-07-27 | Galvanized Steel | Safe Suction (Euro)
QUICK MART | 6780 DAWSON BOULEVARD | NORCROSS | Gwinnett | 10001163 | 2B | Ball Float | 2006-03-01 | FALSE | 2006-03-01 | FALSE | Currently in Use | Diesel | 4000 | Composite | 2005-12-01 |  | Fiberglass Reinforced Plastic | Pressurized
CHEVRON 201832 | 5575 JIMMY CARTER BLVD/I-85 | NORCROSS | Gwinnett | 670012 | 2 |  | 1994-08-25 | FALSE | 1994-08-25 | FALSE | Removed from Ground | Gas (Historical Use) | 10000 | Fiberglass | 1982-05-01 |  | Fiberglass Reinforced Plastic | Pressurized
BP #24116 | 3905 LAWRENCEVILLE HWY | LILBURN | Gwinnett | 670192 | 2 | [5 empty] | Removed from Ground | Gas (Historical Use) | 10000 | Bare Steel | 1979-05-04 | 1899-12-31 | Galvanized Steel
BP #24116 | 3905 LAWRENCEVILLE HWY | LILBURN | Gwinnett | 670192 | 8 | [5 empty] | Removed from Ground | Other | 10000 | Not Marked/Unknown | 1988-01-01 | 1997-09-02 | Not Marked
SHELL EXPRESS | 722 HARBINS RD STE B | LILBURN | Gwinnett | 9067323 | 2 |  | 1997-06-15 | FALSE | 1997-06-15 | FALSE | Currently in Use | Premium | 12000 | Epoxy | 1997-06-14 |  | Fiberglass Reinforced Plastic | Pressurized
MAJIK MARKET 16409/TENNECO #1640 | 4205 LAWRENCEVILLE HWY | LILBURN | Gwinnett | 9000220 | 2 | [5 empty] | Removed from Ground | Gas (Historical Use) | 12000 | Cathodically Protected Steel | 1980-02-05 | 1991-09-30 | Galvanized Steel | Pressurized
FATIMA INVESTMENTS | 5535 JIMMY CARTER BLVD | NORCROSS | Gwinnett | 670294 | 1 | [5 empty] | Removed from Ground | Gas (Historical Use) | 1000 | Bare Steel | 1976-04-20 | 1899-12-31 | Galvanized Steel
BST/MAINT FACILITY F5659 | 3176 LENORA CHURCH RD | SNELLVILLE | Gwinnett | 670555 | 3 |  |  | TRUE |  | TRUE | Removed from Ground | Used Oil | 500 | Bare Steel | 1990-12-01 | 1990-12-01 | Unknown | Gravity Fed
CHEVRON FOOD MART | 3095 LENORA CHURCH RD | SNELLVILLE | Gwinnett | 672003 | 2 | Ball Float | 1987-01-01 | FALSE | 1987-01-01 | FALSE | Currently in Use | Regular | 8000 | Composite | 1987-10-01 |  | Fiberglass Reinforced Plastic | Pressurized
WBI #16 CONCRETE PLANT GRAYSON | OZARA RD | GRAYSON | Gwinnett | 670251 | 1 | [5 empty] | Removed from Ground | Diesel | 3000 | Bare Steel | 1980-03-08 | 1987-02-01 | Galvanized Steel
29 MARKET | 1555 US HWY 29 | LAWRENCEVILLE | Gwinnett | 9067238 | 2 | Flapper Valve | 1988-12-01 | FALSE | 1988-12-01 | FALSE | Currently in Use | Regular | 10000 | Fiberglass | 1988-12-01 |  | Fiberglass Reinforced Plastic | Pressurized
ATLANTA COCA-COLA BOTTLING CO | 924 BUFORD DR | LAWRENCEVILLE | Gwinnett | 670289 | 3 | [5 empty] | Removed from Ground | Gas (Historical Use) | 1000 | Bare Steel | 1991-08-01 | 1991-08-01 | Bare Steel | Suction (American)
EAST CROGAN STREET UST REMOVAL | 155 EAST CROGAN STREET | LAWRENCEVILLE | Gwinnett | 10001350 | 1 |  |  | FALSE |  | FALSE | Removed from Ground | Not Marked/Tank Removed | 550 | Bare Steel | 2007-05-10 | 2007-05-10
KROGER GA-394 | 3050 FIVE FORKS TRICKUM RD | LILBURN | Gwinnett | 10001560 | 1A | Flapper Valve | 2008-05-09 | FALSE | 2008-05-09 | FALSE | Currently in Use | Diesel | 8000 | Fiberglass Double Walled | 2008-04-10 |  | Double-Walled Flex | Pressurized
Shell Food Mart | 1072 PEACHTREE IND BLVD | SUWANEE | Gwinnett | 9067292 | 1 | Ball Float | 1996-05-01 | FALSE | 1996-05-01 | FALSE | Currently in Use | Regular | 20000 | Fiberglass Double Walled | 1996-05-01 |  |  | Pressurized
GRAYSON QUARRY | 1055 OZORA RD | GRAYSON | Gwinnett | 670105 | 8 |  |  | TRUE |  | TRUE | Removed from Ground | Used Oil | 200 | Bare Steel | 1978-05-03 | 1990-04-15 | Galvanized Steel
GRAYSON QUARRY | 1055 OZORA RD | GRAYSON | Gwinnett | 670105 | 6 | [5 empty] | Removed from Ground | Other | 500 | Bare Steel | 1978-05-03 | 1990-04-15 | Galvanized Steel
GWINNETT COUNTY DETENTION CENTER | 2900 HWY 316 | LAWRENCEVILLE | Gwinnett | 9067035 | 1 | [5 empty] | Removed from Ground | Diesel | 5000 | Fiberglass | 1990-01-01 | 1997-12-02 | Fiberglass Reinforced Plastic
ATLANTA COCA-COLA BOTTLING CO | 924 BUFORD DR | LAWRENCEVILLE | Gwinnett | 670289 | 1 | [5 empty] | Removed from Ground | Gas (Historical Use) | 10000 | Bare Steel | 1978-04-23 | 1991-04-01 | Bare Steel | Suction (American)
OWEN OF GA INC | 251 HOSEA RD | LAWRENCEVILLE | Gwinnett | 670153 | 2 | [5 empty] | Removed from Ground | Diesel | 1 | Bare Steel | 1986-04-30 | 1990-03-14 | Bare Steel
EAST CROGAN STREET UST REMOVAL | 155 EAST CROGAN STREET | LAWRENCEVILLE | Gwinnett | 10001350 | 2 |  |  | FALSE |  | FALSE | Removed from Ground | Not Marked/Tank Removed | 550 | Bare Steel | 2007-05-10 | 2007-05-10
EXXON FOOD MART | 5355 LAWRENCEVILLE HWY | LILBURN | Gwinnett | 670016 | 1 | Flapper Valve | 1997-08-02 | FALSE | 1997-08-02 | FALSE | Currently in Use | Regular | 10270 | Steel-Impressed Current | 1977-04-06 |  | Fiberglass Reinforced Plastic | Pressurized
AMOCO STATION #7008 | 4744 US HWY 29 | LILBURN | Gwinnett | 670307 | 6 | [5 empty] | Removed from Ground | Gas (Historical Use) | 10000 | Cathodically Protected Steel | 1988-01-01 | 1992-09-01 | Cathodically Protected | Pressurized
ROCKY FOODMART INC | 5044 LAWRENCEVILLE HWY (HWY 29) | LILBURN | Gwinnett | 670350 | 2 | Flapper Valve | 1997-09-01 | FALSE | 1997-09-01 | FALSE | Currently in Use | Regular | 6000 | Steel-Impressed Current | 1972-05-10 |  | Fiberglass Reinforced Plastic | Pressurized
JACKSON CREEK WASTEWATER TREATME | 550 INDIAN TRAIL RD | LILBURN | Gwinnett | 670226 | 1 |  |  | FALSE |  | FALSE | Removed from Ground | Diesel | 550 | Bare Steel | 1974-05-05 | 2018-08-10 | Galvanized Steel
GA-060 | 4101 FIVE FORKS TRICKUM | LILBURN | Gwinnett | 670531 | 2 |  | 1997-08-02 |  | 1997-08-02 |  | Removed from Ground | Gas (Historical Use) | 10270 | Steel-Impressed Current | 1981-04-05 | 1999-11-30 | Fiberglass Reinforced Plastic | Pressurized
KENERLY SVC STA | 4004 LAWRENCEVILLE HWY | LILBURN | Gwinnett | 9067059 | 1 | [5 empty] | Removed from Ground | Gas (Historical Use) | 5000 | Bare Steel | 1976-06-07 | 1999-12-01 | Galvanized Steel
GWINNETT SANITATION INC/MAWS | 14 /4145 ARCADIA INDUSTRIAL CIRCL | LILBURN | Gwinnett | 9067201 | 1 | [5 empty] | Permanently Out of Use - historical purposes | Gas (Historical Use) | 3000 | Not Marked/Unknown |  | 1899-12-31 | Unknown
SHELL EXPRESS | 722 HARBINS RD STE B | LILBURN | Gwinnett | 9067323 | 1 |  | 1997-06-15 | FALSE | 1997-06-15 | FALSE | Currently in Use | Regular | 10000 | Epoxy | 1997-06-14 |  | Fiberglass Reinforced Plastic | Pressurized
PEACHTREE PARKWAY 97 LLC | 5100 PEACHTREE PKWY | NORCROSS | Gwinnett | 9067186 | 1 |  | 1988-01-01 |  | 1988-01-01 |  | Removed from Ground | Gas (Historical Use) | 10000 | Fiberglass | 1988-01-01 | 2009-07-08 | Fiberglass Reinforced Plastic | Pressurized
TRAVELERS | 335 RESEARCH CT | NORCROSS | Gwinnett | 9067199 | 2 | Overfill Alarm | 1995-04-11 | FALSE | 1995-04-11 | FALSE | Currently in Use | Diesel | 15000 | Galvanic (STIP-3) | 1994-10-25 |  | Double-Walled Fiberglass | Safe Suction (Euro)
HOLCOMB BRIDGE FOOD MART LLC | 6399 SPALDING DR | NORCROSS | Gwinnett | 670184 | 5 | Ball Float | 1989-04-01 | FALSE | 1989-04-01 | FALSE | Currently in Use | Regular | 10000 | Fiberglass | 1989-01-01 |  | Fiberglass Reinforced Plastic | Pressurized
JIMMY CARTER SHELL | 5476 JIMMY CARTER BLVD | NORCROSS | Gwinnett | 670089 | 3 | Ball Float | 1996-02-01 | FALSE | 1991-01-01 | FALSE | Currently in Use | Premium | 10000 | Fiberglass | 1981-04-30 |  | Fiberglass Reinforced Plastic | Pressurized
S & S 2 Investment | 4125 JIMMY CARTER BLVD | NORCROSS | Gwinnett | 670090 | 3 | Ball Float | 1995-11-01 | FALSE | 1991-01-01 | FALSE | Temporarily out of use | E-85 | 10000 | Fiberglass | 1981-04-30 |  | Fiberglass Reinforced Plastic | Pressurized
PEP BOYS #119 | 3965 HWY 29 | LILBURN | Gwinnett | 9067046 | 1 |  |  | TRUE |  | TRUE | Closed in Ground | Used Oil | 550 | Double Walled | 1988-01-01 | 2005-05-26 | Fiberglass Reinforced Plastic
AT&T | 379 KILLIAN HILL RD | LILBURN | Gwinnett | 670180 | 1 | [5 empty] | Removed from Ground | Diesel | 2000 | Cathodically Protected Steel | 1982-01-01 | 1996-10-30 | Bare Steel | Suction (American)
BP #24116 | 3905 LAWRENCEVILLE HWY | LILBURN | Gwinnett | 670192 | 6 | [5 empty] | Removed from Ground | Other | 10000 | Not Marked/Unknown | 1988-01-01 | 1997-09-02 | Not Marked
BP #24116 | 3905 LAWRENCEVILLE HWY | LILBURN | Gwinnett | 670192 | 9 |  |  | FALSE |  | FALSE | Removed from Ground | Not Marked/Tank Removed | 550 | Unknown | 2009-11-19 | 2009-11-19 | Unknown
BST/LLBNGAKH F5606 | 379 KILLIAN HILL RD | LILBURN | Gwinnett | 670503 | 1 | [5 empty] | Removed from Ground | Gas (Historical Use) | 10000 | Bare Steel | 1977-01-03 | 1990-12-01 | Bare Steel
ALLIED READYMIX INC-PLANT #76 | 125 KILLIAN HILL ROAD | LILBURN | Gwinnett | 9067231 | DF-76 | [5 empty] | Removed from Ground | Diesel | 8000 | Bare Steel | 1999-09-28 | 1999-09-28 | Galvanized Steel | Suction (American)
GWINNETT SANITATION INC/MAWS | 14 /4145 ARCADIA INDUSTRIAL CIRCL | LILBURN | Gwinnett | 9067201 | 4 | [5 empty] | Permanently Out of Use - historical purposes | Diesel | 8000 | Not Marked/Unknown |  | 1899-12-31 | Unknown
CHEVRON FOOD MART | 6141 PEACHTREE PKWY | NORCROSS | Gwinnett | 9000376 | 2 | [5 empty] | Removed from Ground | Gas (Historical Use) | 12000 | Bare Steel | 1978-04-25 | 1989-07-01 | Galvanized Steel
PEACHTREE PARKWAY 97 LLC | 5100 PEACHTREE PKWY | NORCROSS | Gwinnett | 9067186 | 2 |  | 1988-01-01 |  | 1988-01-01 |  | Removed from Ground | Gas (Historical Use) | 10000 | Fiberglass | 1988-01-01 | 2009-07-08 | Fiberglass Reinforced Plastic | Pressurized
GOODYEAR AUTO SERVICE CENTER #21 | 273 GRAYSON HWY | LAWRENCEVILLE | Gwinnett | 9067246 | 1 |  |  | TRUE |  | TRUE | Removed from Ground | Used Oil | 550 | Marked Unknown | 1986-08-01 | 1995-12-12 | Unknown
JIFFY LUBE #439 | 465 W PIKE ST | LAWRENCEVILLE | Gwinnett | 9067143 | 3 | [5 empty] | Removed from Ground | Other | 3000 | Bare Steel | 1986-01-01 | 2004-04-29 | Bare Steel
CIRCLE M FOOD SHOP #33 | 840 SCENIC HWY | LAWRENCEVILLE | Gwinnett | 9067070 | 1 |  | 1989-01-01 |  | 1989-01-01 |  | Removed from Ground | Gas (Historical Use) | 12000 | Fiberglass | 1989-01-01 | 2008-12-31 | Fiberglass Reinforced Plastic | Pressurized
TEXACO #100451 | 664 BUFORD DR | LAWRENCEVILLE | Gwinnett | 9067102 | 3 |  | 1988-01-01 |  | 1996-02-09 |  | Removed from Ground | Gas (Historical Use) | 10000 | Fiberglass | 1987-01-01 | 2011-10-20 | Fiberglass Reinforced Plastic | Pressurized
BP #01298 | 855 GA HWY 124 & JOHNSON RD | LAWRENCEVILLE | Gwinnett | 9067135 | 3 | [5 empty] | Removed from Ground | Gas (Historical Use) | 12000 | Fiberglass |  | 1899-12-31 | Unknown
COKER AUTO SVC\EVA G ANDERSON | 506 LYLE CIR | LAWRENCEVILLE | Gwinnett | 670413 | 3 | [5 empty] | Removed from Ground | Diesel | 1000 | Bare Steel | 1966-05-13 | 1994-05-20 | Bare Steel | Safe Suction (Euro)
QUICK MART | 6780 DAWSON BOULEVARD | NORCROSS | Gwinnett | 10001163 | 1A | Ball Float | 2006-03-01 | FALSE | 2003-03-01 | FALSE | Currently in Use | Regular | 10000 | Composite | 2005-12-01 |  | Fiberglass Reinforced Plastic | Pressurized
JIMMY CARTER SHELL | 5476 JIMMY CARTER BLVD | NORCROSS | Gwinnett | 670089 | 1 | Ball Float | 1996-02-01 | FALSE | 1991-01-01 | FALSE | Currently in Use | Regular | 10000 | Fiberglass | 1981-04-30 |  | Fiberglass Reinforced Plastic | Pressurized
S & S 2 Investment | 4125 JIMMY CARTER BLVD | NORCROSS | Gwinnett | 670090 | 1 |  |  | FALSE |  | FALSE | Currently in Use | Regular | 10000 | Fiberglass |  |  | Fiberglass Reinforced Plastic | Pressurized
SAM'S MART # 515 | 1745 INDIAN TRAIL | NORCROSS | Gwinnett | 670086 | 8 | Flapper Valve | 2002-04-23 | FALSE | 2002-04-23 | FALSE | Currently in Use | Premium | 20000 | Fiberglass Double Walled | 2002-01-10 |  | Double-Walled Fiberglass | Pressurized
SAM'S MART # 515 | 1745 INDIAN TRAIL | NORCROSS | Gwinnett | 670086 | 6 | Flapper Valve | 2002-04-23 | FALSE | 2002-04-23 | FALSE | Currently in Use | Regular | 12000 | Fiberglass Double Walled | 2002-04-23 |  | Double-Walled Fiberglass | Pressurized
BRISTOW & ASSOC | 4784 LAWRENCEVILLE HWY | LILBURN | Gwinnett | 670309 | 3 | [5 empty] | Removed from Ground | Gas (Historical Use) | 10000 | Bare Steel | 1972-04-26 | 1989-06-13 | Galvanized Steel
U-HAUL #77667 | 5365 JIMMY CARTER BLVD | NORCROSS | Gwinnett | 670239 | 1 | [5 empty] | Removed from Ground | Gas (Historical Use) | 10000 | Bare Steel | 1982-05-09 | 1999-02-09 | Unknown
GRAYSON RADIO TOWER | MOON RD & HWY 20 | GRAYSON | Gwinnett | 9067124 | 2 | [5 empty] | Permanently Out of Use - historical purposes | Diesel | 3000 | Bare Steel | 1963-01-01 | 1899-12-31 | Unknown
Northwood Residential Development | 3157 CLUB DR. | LAWRENCEVILLE | Gwinnett | 670551 | 2 | [5 empty] | Removed from Ground | Gas (Historical Use) | 550 | Bare Steel | 1978-01-01 | 1991-01-08 | Galvanized Steel
AMOCO | 187 SCENIC HWY | LAWRENCEVILLE | Gwinnett | 9067052 | 3 | Ball Float | 1989-02-15 | FALSE | 1989-02-15 | FALSE | Currently in Use | Plus | 10000 | Composite | 1989-02-15 |  | Fiberglass Reinforced Plastic | Pressurized
SPEEDE STOP | 195 -A GWINNETT DR | LAWRENCEVILLE | Gwinnett | 9067274 | 3 | Flapper Valve | 1994-01-16 | FALSE | 1997-01-16 | FALSE | Currently in Use | Diesel | 10000 | Galvanic (STIP-3) | 1986-09-01 |  | Double-Walled Fiberglass | Pressurized
SAFA EXPRESS | 725 GRAYSON HWY | LAWRENCEVILLE | Gwinnett | 9067354 | 2 | Flapper Valve | 1998-07-01 | FALSE | 1998-07-01 | FALSE | Currently in Use | Premium | 10000 | Epoxy | 1998-07-01 |  | Double-Walled Flex | Pressurized
QUIKTRIP #725 | 200 S CLAYTON ST | LAWRENCEVILLE | Gwinnett | 10002320 | 3B | Flapper Valve | 2014-03-27 | FALSE | 2014-05-14 | FALSE | Currently in Use | Premium | 9500 | Fiberglass Double Walled | 2013-12-01 |  | Double-Walled Fiberglass | Pressurized
QUIKTRIP #725 | 200 S CLAYTON ST | LAWRENCEVILLE | Gwinnett | 10002320 | 4 | Flapper Valve | 2014-03-27 | FALSE | 2014-05-14 | FALSE | Currently in Use | Diesel | 12000 | Fiberglass Double Walled | 2013-12-01 |  | Double-Walled Fiberglass | Pressurized
QUIKTRIP #725 | 200 S CLAYTON ST | LAWRENCEVILLE | Gwinnett | 10002320 | 1 | Flapper Valve | 2014-03-27 | FALSE | 2014-05-14 | FALSE | Currently in Use | Regular | 20000 | Fiberglass Double Walled | 2013-12-01 |  | Double-Walled Fiberglass | Pressurized
RaceTrac #260 - Hurricane Shoals | 624 BUFORD HWY | LAWRENCEVILLE | Gwinnett | 10002131 | 2 | Overfill Alarm | 2012-07-27 | FALSE | 2012-07-27 | FALSE | Currently in Use | Diesel | 12000 | Composite Double Walled | 2012-07-27 |  | Double-Walled Fiberglass | Pressurized
JIMMY CARTER SHELL | 5476 JIMMY CARTER BLVD | NORCROSS | Gwinnett | 670089 | 4 | Flapper Valve | 1996-02-01 | FALSE | 1991-01-01 | FALSE | Currently in Use | Diesel | 10000 | Fiberglass | 1981-04-30 |  | Fiberglass Reinforced Plastic | Pressurized
S & S 2 Investment | 4125 JIMMY CARTER BLVD | NORCROSS | Gwinnett | 670090 | 4 | Ball Float | 1995-11-01 |  | 1995-01-01 |  | Temporarily out of use | Diesel | 10000 | Fiberglass | 1981-04-30 |  | Fiberglass Reinforced Plastic | Pressurized
SAM'S MART # 515 | 1745 INDIAN TRAIL | NORCROSS | Gwinnett | 670086 | 2 |  | 1996-02-01 |  | 1989-01-01 |  | Removed from Ground | Gas (Historical Use) | 10000 | Fiberglass | 1984-04-29 | 2001-12-21 | Fiberglass Reinforced Plastic | Pressurized
KMART #3545 | 4975 JIMMY CARTER BLVD | NORCROSS | Gwinnett | 670049 | 1 |  |  | TRUE |  | TRUE | Removed from Ground | Used Oil | 1000 | Bare Steel | 1981-05-01 | 1992-04-22 | Galvanized Steel | Gravity Fed
MILESTONE PETROLEUM LLC | 5414 FIVE FORKS TRICKUM RD | LILBURN | Gwinnett | 670084 | 2 | Flapper Valve | 1996-02-01 | FALSE | 1985-01-01 | FALSE | Currently in Use | Regular | 10000 | Fiberglass | 1984-01-01 |  | Fiberglass Reinforced Plastic | Pressurized
SHELL STATION #100406 | 4180 LAWRENCEVILLE RD | LILBURN | Gwinnett | 670092 | 1 |  | 1996-02-01 |  | 1991-01-01 |  | Removed from Ground | Gas (Historical Use) | 10000 | Cathodically Protected Steel | 1981-04-30 | 2011-06-07 | Fiberglass Reinforced Plastic | Pressurized
BRISTOW & ASSOC | 4784 LAWRENCEVILLE HWY | LILBURN | Gwinnett | 670309 | 4 |  |  | TRUE |  | TRUE | Removed from Ground | Used Oil | 550 | Bare Steel | 1972-04-26 | 1989-06-13 | Galvanized Steel
BRISTOW & ASSOC | 4784 LAWRENCEVILLE HWY | LILBURN | Gwinnett | 670309 | 7 | Ball Float | 1994-08-11 | FALSE | 1994-08-11 | FALSE | Currently in Use | Premium | 10000 | Fiberglass | 1989-06-15 |  | Fiberglass Reinforced Plastic | Pressurized
BRISTOW & ASSOC | 4784 LAWRENCEVILLE HWY | LILBURN | Gwinnett | 670309 | 5 | Ball Float | 1994-08-11 | FALSE | 1994-08-11 | FALSE | Currently in Use | Regular | 10000 | Fiberglass | 1989-06-15 |  | Fiberglass Reinforced Plastic | Pressurized
SWEETWATER MIDDLE SCHOOL STATION | 3500 CRUSE RD | LILBURN | Gwinnett | 670200 | 2 |  | 1991-08-29 |  | 1991-08-29 |  | Removed from Ground | Diesel | 12000 | Bare Steel | 1982-01-01 | 1996-04-11 | Fiberglass Reinforced Plastic | Suction (American)
CHEVRON 201845 | 3154 GA HWY 317/I-85 | SUWANEE | Gwinnett | 670006 | 7 |  | 1991-12-01 | FALSE | 1991-12-01 | FALSE | Currently in Use | Premium | 12000 | Fiberglass Double Walled | 1991-02-01 |  | Fiberglass Reinforced Plastic | Pressurized
CHEVRON 201845 | 3154 GA HWY 317/I-85 | SUWANEE | Gwinnett | 670006 | 4 | [5 empty] | Removed from Ground | Gas (Historical Use) | 3000 | Not Marked/Unknown | 1985-04-30 | 1991-02-01 | Galvanized Steel | Pressurized
CHEVRON 201845 | 3154 GA HWY 317/I-85 | SUWANEE | Gwinnett | 670006 | 5 | [5 empty] | Removed from Ground | Gas (Historical Use) | 10000 | Bare Steel | 1982-05-01 | 1991-02-01 | Galvanized Steel | Pressurized
BP #24123 | 2966 GA HWY 317 | SUWANEE | Gwinnett | 670194 | 3 | [5 empty] | Removed from Ground | Gas (Historical Use) | 6000 | Bare Steel | 1965-05-07 | 1899-12-31 | Galvanized Steel
PLESANT HILL RD PROJECT | 1286 PLEASANT HILL RD | LAWRENCEVILLE | Gwinnett | 9067310 | 2 | [5 empty] | Removed from Ground | Used Oil | 1000 | Not Marked/Unknown | 1996-06-18 | 1996-06-18 | Not Marked
GWINNETT COUNTY JUSTICE & ADMIN CENTER | 75 LANGLEY DRIVE | LAWRENCEVILLE | Gwinnett | 9067278 | 1 | Flapper Valve | 1988-01-01 | FALSE | 1998-11-01 | FALSE | Currently in Use | Diesel | 10000 | Composite | 1988-01-01 |  | Fiberglass Reinforced Plastic | Safe Suction (Euro)
MEDICAL ARTS HEALTH FACILITY INC | 213 SCENIC HWY | LAWRENCEVILLE | Gwinnett | 9067182 | 1 | [5 empty] | Removed from Ground | Gas (Historical Use) | 1000 | Bare Steel | 1994-05-31 | 1994-05-31 | Bare Steel
BST/LAWRENCEVILLE-SOC-F5518 | 98 INDIAN PARK CR/98 IND BLVD | LAWRENCEVILLE | Gwinnett | 9067144 | 3 |  |  | TRUE |  | TRUE | Removed from Ground | Used Oil | 450 | Bare Steel | 1981-01-01 | 1989-07-20 | Unknown | Gravity Fed
BIG H FOOD STORE | 526 HWY 29 | LAWRENCEVILLE | Gwinnett | 9067236 | 1A | [5 empty] | Currently in Use | Gas (Historical Use) | 5000 | Cathodically Protected Steel | 1995-09-01 |  | Galvanized Steel
BP #01298 | 855 GA HWY 124 & JOHNSON RD | LAWRENCEVILLE | Gwinnett | 9067135 | 2 | [5 empty] | Removed from Ground | Gas (Historical Use) | 12000 | Fiberglass |  | 1899-12-31 | Unknown
CHEVRON #40139 | 748 DULUTH HWY | LAWRENCEVILLE | Gwinnett | 670401 | 1 |  | 1993-05-03 | FALSE | 1993-05-03 | FALSE | Removed from Ground | Gas (Historical Use) | 8775 | Fiberglass | 1986-04-01 |  | Fiberglass Reinforced Plastic | Pressurized
BP #24114/GULF #267666 | 606 CROGAN ST | LAWRENCEVILLE | Gwinnett | 670193 | 2 | [5 empty] | Removed from Ground | Gas (Historical Use) | 6000 | Bare Steel | 1965-05-07 | 1991-12-31 | Galvanized Steel
MILESTONE PETROLEUM LLC | 5414 FIVE FORKS TRICKUM RD | LILBURN | Gwinnett | 670084 | 3 | Flapper Valve | 1996-02-01 | FALSE | 1985-01-01 | FALSE | Currently in Use | Premium | 10000 | Fiberglass | 1984-01-01 |  | Fiberglass Reinforced Plastic | Pressurized
AMOCO STATION #7008 | 4744 US HWY 29 | LILBURN | Gwinnett | 670307 | 2 | [5 empty] | Removed from Ground | Gas (Historical Use) | 10000 | Bare Steel | 1978-04-25 | 1988-12-01 | Galvanized Steel
MINIT LUBE #1152 | 4275 LAWRENCEVILLE HWY | LILBURN | Gwinnett | 670172 | 1 | [5 empty] | Removed from Ground | Other | 2000 | Cathodically Protected Steel | 1980-05-06 | 1993-10-13 | Galvanized Steel
SHELLFOOD MART | 32 KILLIAN HILL RD | LILBURN | Gwinnett | 9067024 | 2 | Ball Float | 2005-07-14 | FALSE | 2005-07-14 | FALSE | Currently in Use | Premium | 10000 | Fiberglass | 1986-01-01 |  | Fiberglass Reinforced Plastic | Pressurized
HILL & SON | GA HWY 23/BUFORD HWY | SUWANEE | Gwinnett | 670433 | 1 | [5 empty] | Removed from Ground | Gas (Historical Use) | 1000 | Bare Steel | 1974-05-11 | 1989-01-01 | Galvanized Steel
SOUTHEASTERN FREIGHT LINES | 3655 WINDSOR PARK DR | SUWANEE | Gwinnett | 9067087 | 1 | Overfill Alarm | 1991-12-15 | FALSE | 1991-12-15 | FALSE | Currently in Use | Diesel | 12000 | Composite Double Walled | 1991-12-15 |  | Double-Walled Fiberglass | Pressurized
TEXACO #100451 | 664 BUFORD DR | LAWRENCEVILLE | Gwinnett | 9067102 | 4 |  | 1988-01-01 |  | 1996-02-02 |  | Removed from Ground | Diesel | 10000 | Fiberglass | 1987-01-01 | 2011-10-20 | Fiberglass Reinforced Plastic | Pressurized
CITGO | 1000 GRAYSON HWY | LAWRENCEVILLE | Gwinnett | 9067051 | 1 | Ball Float | 1997-10-01 | FALSE | 1997-10-01 | FALSE | Currently in Use | Regular | 10000 | Fiberglass | 1986-01-01 |  | Fiberglass Reinforced Plastic | Pressurized
V&V Convenience Store | 2490 CRUSE RD | LAWRENCEVILLE | Gwinnett | 670540 | 3 | Flapper Valve | 1998-12-15 | FALSE | 1998-12-15 | FALSE | Currently in Use | Plus | 6000 | Steel-Impressed Current | 1983-01-02 |  | Fiberglass Reinforced Plastic | Pressurized
WAGES FUNERAL HOME | 120 SCENIC HWY | LAWRENCEVILLE | Gwinnett | 670441 | 1 | [5 empty] | Removed from Ground | Gas (Historical Use) | 1000 | Bare Steel | 1971-05-12 | 1899-12-31 | Galvanized Steel
COKER AUTO SVC\EVA G ANDERSON | 506 LYLE CIR | LAWRENCEVILLE | Gwinnett | 670413 | 2 | [5 empty] | Removed from Ground | Diesel | 2000 | Bare Steel | 1970-05-12 | 1994-05-20 | Bare Steel | Safe Suction (Euro)
CITY OF LAWRENCEVILLE | 475 CLAYTON ST | LAWRENCEVILLE | Gwinnett | 670457 | 1 |  |  | FALSE |  | FALSE | Permanently Out of Use - historical purposes | Gas (Historical Use) | 1000 | Bare Steel | 1962-03-12 |  | Galvanized Steel
MHC TRUCK LEASING INC | 1923 GRAVES RD | NORCROSS | Gwinnett | 670236 | 11 | [5 empty] | Removed from Ground | Diesel | 12000 | Marked Unknown | 1974-05-03 | 1999-02-02 | Unknown
JIMMY CARTER SHELL | 5476 JIMMY CARTER BLVD | NORCROSS | Gwinnett | 670089 | 2 | Ball Float | 1996-02-01 | FALSE | 1991-01-01 | FALSE | Currently in Use | Regular | 10000 | Fiberglass | 1981-04-30 |  | Fiberglass Reinforced Plastic | Pressurized
ARCADO ROAD PARTNERS LLC | 7999 Amawalk Circle | Duluth | Gwinnett | 670541 | 2 | Ball Float | 1998-02-01 | FALSE | 1987-01-01 | FALSE | Currently in Use | Regular | 10000 | Steel-Impressed Current | 1987-01-01 |  | Fiberglass Reinforced Plastic | Pressurized
LILBURN POLICE DEPT | 76 MAIN ST | LILBURN | Gwinnett | 670037 | 2 |  | 1997-06-12 |  | 1997-06-12 |  | Removed from Ground | Gas (Historical Use) | 2000 | Epoxy | 1991-01-01 | 2012-01-18 | Fiberglass Reinforced Plastic | Safe Suction (Euro)
TEXACO FOOD MART DBA JS REAL ESTATE HOLDINGS | 4785 LAWRENCEVILLE HWY NW | LILBURN | Gwinnett | 670187 | 4 | [5 empty] | Removed from Ground | Gas (Historical Use) | 12000 | Bare Steel | 1979-05-04 | 1899-12-31 | Galvanized Steel
TEXACO FOOD MART DBA JS REAL ESTATE HOLDINGS | 4785 LAWRENCEVILLE HWY NW | LILBURN | Gwinnett | 670187 | 5 | Ball Float | 1989-11-01 | FALSE | 1989-11-01 | FALSE | Currently in Use | Diesel | 10000 | Fiberglass | 1989-01-01 |  | Double-Walled Fiberglass | Pressurized
EZZARD ROAD PUMP STATION | 229 EZZARD ROAD | LAWRENCEVILLE | Gwinnett | 9067282 | 1 | [5 empty] | Removed from Ground | Diesel | 2000 | Bare Steel | 1980-01-01 | 1999-03-01 | Bare Steel | Safe Suction (Euro)
QUIKTRIP #740 | 1770 MARATHON BLVD | LAWRENCEVILLE | Gwinnett | 9067241 | 2 |  | 1995-07-26 |  | 1995-07-26 |  | Removed from Ground | Gas (Historical Use) | 12000 | Fiberglass | 1995-07-26 | 2016-04-13 | Double Walled | Pressurized
JORDAN BRIDGE CO | 275 ARNOLD RD | LAWRENCEVILLE | Gwinnett | 9067159 | A | [5 empty] | Removed from Ground | Gas (Historical Use) | 4000 | Bare Steel | 1993-02-03 | 1993-02-03 | Unknown
BST/LAWRENCEVILLE-SOC-F5518 | 98 INDIAN PARK CR/98 IND BLVD | LAWRENCEVILLE | Gwinnett | 9067144 | 1 | [5 empty] | Removed from Ground | Gas (Historical Use) | 12000 | Cathodically Protected Steel | 1980-04-01 | 1993-08-11 | Fiberglass Reinforced Plastic | Pressurized
CHEVRON #53504 | 425 GRAYSON HWY | LAWRENCEVILLE | Gwinnett | 9067090 | 1 |  | 1990-01-09 |  | 1990-01-09 |  | Removed from Ground | Gas (Historical Use) | 8775 | Double Walled | 1989-05-01 | 2005-02-07 | Fiberglass Reinforced Plastic | Pressurized
CIRCLE M FOOD SHOP #33 | 840 SCENIC HWY | LAWRENCEVILLE | Gwinnett | 9067070 | 3 |  | 1989-01-01 |  | 1989-01-01 |  | Removed from Ground | Gas (Historical Use) | 10000 | Fiberglass | 1989-01-01 | 2008-12-31 | Fiberglass Reinforced Plastic | Pressurized
COKER AUTO SVC\EVA G ANDERSON | 506 LYLE CIR | LAWRENCEVILLE | Gwinnett | 670413 | 1 | [5 empty] | Removed from Ground | Diesel | 2000 | Bare Steel | 1970-05-12 | 1994-05-20 | Bare Steel | Safe Suction (Euro)
JACKSON ELECTRIC MEMBERSHIP CORP | 461 SWANSON DR | LAWRENCEVILLE | Gwinnett | 670393 | D | Flapper Valve | 1991-04-30 | FALSE | 1991-04-30 | FALSE | Currently in Use | Diesel | 5000 | Galvanic (STIP-3) | 1991-04-30 |  | Fiberglass Reinforced Plastic | Pressurized
HAPPY HOWARDS STORE | 1604 HWY 120 | LAWRENCEVILLE | Gwinnett | 670379 | 2 | [5 empty] | Removed from Ground | Gas (Historical Use) | 6000 | Fiberglass | 1979-01-03 | 1995-07-09 | Galvanized Steel
KING & KING INVESTMENTS | 4840 JIMMY CARTER BLVD | NORCROSS | Gwinnett | 10001000 | 3 | Ball Float | 2004-03-01 | FALSE | 2004-03-01 | FALSE | Temporarily out of use | Diesel | 4000 | Epoxy | 2004-03-01 |  | Fiberglass Reinforced Plastic | Suction (American)
SURANI ENT INC | 6075 SINGLETON ROAD | NORCROSS | Gwinnett | 10000608 | N15301A | Ball Float | 2003-08-15 | FALSE | 2003-08-15 | FALSE | Currently in Use | Premium | 8000 | Epoxy Double-Walled | 2003-08-15 |  | Fiberglass Reinforced Plastic | Pressurized
THREE STAR MANAGEMENT LLC | 4970 JIMMY CARTER BLVD | NORCROSS | Gwinnett | 670018 | 1 |  | 1997-08-02 | FALSE | 1997-08-02 | TRUE | Currently in Use | Gas (Historical Use) | 10270 | Galvanic (STIP-3) | 1983-04-05 |  | Fiberglass Reinforced Plastic | Pressurized
AMOCO STATION #7008 | 4744 US HWY 29 | LILBURN | Gwinnett | 670307 | 4 | [5 empty] | Removed from Ground | Gas (Historical Use) | 10000 | Cathodically Protected Steel | 1988-01-01 | 1992-09-01 | Cathodically Protected | Pressurized
Max 915 Enterprises LLC | 915 INDIAN TRAIL | LILBURN | Gwinnett | 670174 | 3 | Ball Float | 1995-03-01 | FALSE | 1995-03-01 | FALSE | Currently in Use | Diesel | 6000 | Galvanic (STIP-3) | 1985-01-01 |  | Fiberglass Reinforced Plastic | Pressurized
MURPHY USA #7073 | 2625 PLEASANT HILL RD | DULUTH | Gwinnett | 10000615 | 2A | Flapper Valve | 2004-04-06 | FALSE | 2004-04-06 | FALSE | Currently in Use | Diesel | 12000 | Fiberglass Double Walled | 2004-03-24 |  | Double-Walled Flex | Pressurized
QUIKTRIP #831 | 4006 BUFORD HWY NW | DULUTH | Gwinnett | 10001176 | 4B | Ball Float | 2017-05-12 | FALSE | 2017-05-12 | FALSE | Currently in Use | Diesel | 12000 | Fiberglass Double Walled | 2017-04-21 |  | Double-Walled Flex | Pressurized
PLEASANT HILL ROAD OIL LLC | 2001 PLEASANT HILL RD | DULUTH | Gwinnett | 670182 | 2 |  | 1997-08-01 |  | 1997-08-01 |  | Removed from Ground | Gas (Historical Use) | 10000 | Fiberglass | 1984-05-02 | 2003-10-15 | Fiberglass Reinforced Plastic | Pressurized
Citgo Quik Mart | 3056 Buford Highway (US 23) | Duluth | Gwinnett | 9000419 | 4B |  | 1990-05-02 | FALSE | 1990-05-02 | FALSE | Temporarily out of use | Kerosene | 2000 | Epoxy | 1990-04-20 |  | Fiberglass Reinforced Plastic | Safe Suction (Euro)
QUIKTRIP #748 | 5095 OAKBROOK PKWY | NORCROSS | Gwinnett | 9067175 | 7A | Flapper Valve | 2017-11-01 | FALSE | 2017-10-01 | FALSE | Currently in Use | Premium | 10000 | Fiberglass Double Walled | 2017-09-28 |  | Double-Walled Fiberglass | Pressurized
STATHAM TIRE | 4148 JIMMY CARTER BLVD | NORCROSS | Gwinnett | 9067082 | 1 |  |  | TRUE |  | TRUE | Removed from Ground | Used Oil | 500 | Marked Unknown | 1999-06-28 | 1999-06-28 | Unknown | Gravity Fed
ATLANTA EAST | 1243 BEAVER RUIN RD | NORCROSS | Gwinnett | 670131 | 1 |  |  | TRUE |  | TRUE | Removed from Ground | Used Oil | 250 | Bare Steel | 1982-05-01 | 1987-10-01 | Bare Steel
CHEVRON | 1103 US HWY 78 | GRAYSON | Gwinnett | 670482 | 3 | Ball Float | 1994-04-01 | FALSE | 1994-04-01 | FALSE | Currently in Use | Premium | 10000 | Fiberglass | 1984-01-15 |  | Double-Walled Flex | Pressurized
GWINNETT MEDICAL CENTER-ENGINEERING DEPT | 1000 MEDICAL CENTER BLVD NW | LAWRENCEVILLE | Gwinnett | 9067315 | 1 | [5 empty] | Removed from Ground | Diesel | 10000 | Not Marked/Unknown | 1993-12-01 | 1993-12-01 | Not Marked
SHAMIL GROCERY INC DBA NEW HOPE CITGO | 880 NEW HOPE RD | LAWRENCEVILLE | Gwinnett | 9067324 | 2 | Ball Float | 1997-05-21 | FALSE | 1997-05-21 | FALSE | Currently in Use | Regular | 12000 | Epoxy | 1997-05-20 |  | Fiberglass Reinforced Plastic | Pressurized
SHELL | 259 SCENIC HWY | LAWRENCEVILLE | Gwinnett | 670412 | 5 | Flapper Valve | 1987-08-01 | FALSE | 1987-08-01 | FALSE | Currently in Use | Plus | 10000 | Galvanic (STIP-3) | 1987-08-01 |  | Fiberglass Reinforced Plastic | Pressurized
SHELL | 259 SCENIC HWY | LAWRENCEVILLE | Gwinnett | 670412 | 4 | Flapper Valve | 1987-08-01 | FALSE | 1987-08-01 | FALSE | Currently in Use | Regular | 10000 | Galvanic (STIP-3) | 1987-08-01 |  | Fiberglass Reinforced Plastic | Pressurized
SEALY | 4365 GA HIGHWAY 78 | LILBURN | Gwinnett | 10001570 | 1 |  |  | FALSE |  | FALSE | Removed from Ground | Gas (Historical Use) | 550 | Unknown | 2008-06-12 | 2008-06-12 | Unknown
SPEEDWAY #4104 | 5604 LAWRENCEVILLE HWY | LILBURN | Gwinnett | 10002574 | 3 | [10 empty] | 2018-01-26
ALFORD'S GAS INC | 35 ATHA ST | LAWRENCEVILLE | Gwinnett | 670456 | 3 | [5 empty] | Removed from Ground | Gas (Historical Use) | 8000 | Bare Steel | 1974-01-01 | 1998-07-27 | Galvanized Steel
BP #24114/GULF #267666 | 606 CROGAN ST | LAWRENCEVILLE | Gwinnett | 670193 | 1 |  |  | TRUE |  | TRUE | Removed from Ground | Used Oil | 550 | Bare Steel | 1965-05-07 | 1991-12-31 | Galvanized Steel
GULF #267492 | 188 PIKE ST | LAWRENCEVILLE | Gwinnett | 670191 | 2 | [5 empty] | Removed from Ground | Gas (Historical Use) | 10000 | Bare Steel | 1974-05-05 | 1989-11-07 | Galvanized Steel
MHC TRUCK LEASING INC | 1923 GRAVES RD | NORCROSS | Gwinnett | 670236 | 8 | [5 empty] | Removed from Ground | Hazardous Substance | 500 | Bare Steel | 1980-05-06 | 1999-02-01 | Unknown
MHC TRUCK LEASING INC | 1923 GRAVES RD | NORCROSS | Gwinnett | 670236 | 9 |  |  | TRUE |  | TRUE | Removed from Ground | Used Oil | 1000 | Bare Steel | 1980-05-06 | 1999-02-03 | Galvanized Steel
SURANI ENT INC | 6075 SINGLETON ROAD | NORCROSS | Gwinnett | 10000608 | N815134 | Ball Float | 2003-08-15 | FALSE | 2003-08-15 | FALSE | Currently in Use | Regular | 12000 | Epoxy Double-Walled | 2003-08-15 |  | Fiberglass Reinforced Plastic | Pressurized
MILESTONE PETROLEUM LLC | 5414 FIVE FORKS TRICKUM RD | LILBURN | Gwinnett | 670084 | 1 | Flapper Valve | 2024-05-31 | FALSE | 1985-01-01 | FALSE | Currently in Use | Regular | 12000 | Fiberglass | 1984-01-01 |  | Fiberglass Reinforced Plastic | Pressurized
AMOCO STATION #7008 | 4744 US HWY 29 | LILBURN | Gwinnett | 670307 | 5 | [5 empty] | Removed from Ground | Gas (Historical Use) | 10000 | Cathodically Protected Steel | 1988-01-01 | 1992-09-01 | Cathodically Protected | Pressurized
Max 915 Enterprises LLC | 915 INDIAN TRAIL | LILBURN | Gwinnett | 670174 | 1 | Ball Float | 1995-03-01 | FALSE | 1995-03-01 | FALSE | Currently in Use | Regular | 10000 | Galvanic (STIP-3) | 1985-01-01 |  | Fiberglass Reinforced Plastic | Pressurized
BP #24116 | 3905 LAWRENCEVILLE HWY | LILBURN | Gwinnett | 670192 | 1 | [5 empty] | Removed from Ground | Gas (Historical Use) | 10000 | Bare Steel | 1979-05-04 | 1899-12-31 | Galvanized Steel
MIQUELI AUTOMOTIVE | 24 KILLIAN HILL RD | LILBURN | Gwinnett | 670485 | 1 |  |  | TRUE |  | TRUE | Removed from Ground | Used Oil | 300 | Bare Steel | 1983-03-07 | 1998-12-09 | Galvanized Steel
FAST FREDDY'S FOOD MART | 331 ROCKBRIDGE RD | LILBURN | Gwinnett | 670516 | 2 | Ball Float | 1998-06-26 | FALSE | 1998-06-26 | FALSE | Currently in Use | Premium | 8000 | Steel-Impressed Current | 1985-05-20 |  | Fiberglass Reinforced Plastic | Pressurized
GA-060 | 4101 FIVE FORKS TRICKUM | LILBURN | Gwinnett | 670531 | 4 |  | 1997-08-02 |  | 1997-08-02 |  | Removed from Ground | Gas (Historical Use) | 10270 | Steel-Impressed Current | 1981-04-05 | 1999-11-30 | Fiberglass Reinforced Plastic | Pressurized
FORMER SERVICE STATION | 94 MAIN STREET | LILBURN | Gwinnett | 9067264 | 2 | [5 empty] | Removed from Ground | Other | 1000 | Not Marked/Unknown | 1998-12-19 | 1998-12-19 | Not Marked
MAJIK MARKET 16409/TENNECO #1640 | 4205 LAWRENCEVILLE HWY | LILBURN | Gwinnett | 9000220 | 1 | [5 empty] | Removed from Ground | Gas (Historical Use) | 12000 | Bare Steel | 1980-02-05 | 1991-09-30 | Galvanized Steel | Pressurized
CHEVRON FOOD MART | 6141 PEACHTREE PKWY | NORCROSS | Gwinnett | 9000376 | 1 | [5 empty] | Removed from Ground | Gas (Historical Use) | 12000 | Bare Steel | 1978-04-25 | 1989-07-01 | Galvanized Steel
CHEVRON FOOD MART | 5175 S OLD PEACHTREE RD | NORCROSS | Gwinnett | 9000735 | 2 | Flapper Valve | 1988-06-01 | FALSE | 1988-06-01 | FALSE | Removed from Ground | Premium | 10000 | Fiberglass | 1988-06-01 | 2020-04-14 | Fiberglass Reinforced Plastic | Pressurized
AFA ENTERPRISES INC | 715 BUFORD DR | LAWRENCEVILLE | Gwinnett | 9067065 | 2 |  | 1989-01-01 |  | 1989-01-01 |  | Removed from Ground | Gas (Historical Use) | 10000 | Fiberglass | 1989-01-01 | 2006-03-14 | Fiberglass Reinforced Plastic | Pressurized
COCA-COLA ENTERPRISES INC | 250 INDUSTRIAL PARK DR | LAWRENCEVILLE | Gwinnett | 9067029 | 1 | [5 empty] | Removed from Ground | Gas (Historical Use) | 12000 | Double Walled | 1994-02-01 | 1994-02-01 | Double Walled | Pressurized
GWINNETT AIRPORT-BRISCOE FIELD | GA HWY 316 | LAWRENCEVILLE | Gwinnett | 670550 | 2AST | [5 empty] | Currently in Use | Other | 10000 | Marked Unknown |  |  | Unknown
SIMS#202 | 86 SOUTH CLAYTON ST | LAWRENCEVILLE | Gwinnett | 670443 | 1M | Flapper Valve | 1995-03-31 | FALSE | 1995-03-31 | FALSE | Removed from Ground | Premium | 6110 | Steel-Impressed Current | 1981-05-09 | 2021-02-17 | Steel (Impressed Current) | Pressurized
CHEVRON #40139 | 748 DULUTH HWY | LAWRENCEVILLE | Gwinnett | 670401 | 2 |  | 1993-05-03 | FALSE | 1993-05-03 | FALSE | Removed from Ground | Gas (Historical Use) | 8775 | Fiberglass | 1986-04-01 |  | Fiberglass Reinforced Plastic | Pressurized
BP #24114/GULF #267666 | 606 CROGAN ST | LAWRENCEVILLE | Gwinnett | 670193 | 3 | [5 empty] | Removed from Ground | Gas (Historical Use) | 6000 | Bare Steel | 1965-05-07 | 1991-12-31 | Galvanized Steel
GWINNETT ACE HARDWARE | 4624 JIMMY CARTER BLVD | NORCROSS | Gwinnett | 670263 | 1 | [5 empty] | Removed from Ground | Kerosene | 2000 | Bare Steel | 1985-03-20 | 1998-08-21 | Bare Steel
KING & KING INVESTMENTS | 4840 JIMMY CARTER BLVD | NORCROSS | Gwinnett | 10001000 | 2A | Ball Float | 2004-03-01 | FALSE | 2004-03-01 | FALSE | Currently in Use | Gas (Historical Use) | 8000 | Epoxy | 2004-03-01 |  | Double-Walled Flex | Pressurized
SHELL STATION #100406 | 4180 LAWRENCEVILLE RD | LILBURN | Gwinnett | 670092 | 4 |  | 1996-02-01 |  | 1991-01-01 |  | Removed from Ground | Diesel | 10000 | Cathodically Protected Steel | 1981-04-30 | 2011-06-08 | Fiberglass Reinforced Plastic | Pressurized
FIRESTONE STORE # 07HK/029289 | 4309 US HWY 29 | LILBURN | Gwinnett | 670265 | 1 |  |  | TRUE |  | TRUE | Removed from Ground | Used Oil | 270 | Bare Steel |  | 1899-12-31 | Bare Steel | Gravity Fed
GOODYEAR ASC | 5395 GA HWY 29 | LILBURN | Gwinnett | 670368 | 1 |  |  | TRUE |  | TRUE | Removed from Ground | Used Oil | 550 | Bare Steel | 1974-05-08 | 1995-04-19 | Bare Steel
AMOCO STATION #7008 | 4744 US HWY 29 | LILBURN | Gwinnett | 670307 | 7 | [5 empty] | Removed from Ground | Gas (Historical Use) | 10000 | Cathodically Protected Steel | 1988-01-01 | 1992-09-01 | Cathodically Protected | Pressurized
TANNER ESTATE | HWY 20 & HWY 124 | LAWRENCEVILLE | Gwinnett | 9036016 | 2 | [5 empty] | Removed from Ground | Other | 3000 | Not Marked/Unknown | 1991-09-01 | 1991-09-01 | Not Marked
WILLIAM JONES | SEVEN RD/RT 1 | LAWRENCEVILLE | Gwinnett | 9067120 | 2 | [5 empty] | Removed from Ground | Diesel | 4000 | Marked Unknown | 1990-12-01 | 1990-12-01 | Unknown
SERVICE STATION 2033 | 712 HWY 20 BUFORD DR | LAWRENCEVILLE | Gwinnett | 670535 | 1 |  | 1987-01-01 |  | 1987-01-01 |  | Closed in Ground | Gas (Historical Use) | 10000 | Galvanic (STIP-3) | 1987-01-01 | 2000-03-15 | Cathodically Protected | Pressurized
MHC TRUCK LEASING INC | 1923 GRAVES RD | NORCROSS | Gwinnett | 670236 | 2 | [5 empty] | Removed from Ground | Diesel | 8000 | Bare Steel | 1980-05-06 | 1999-02-03 | Unknown
GWINNETT ACE HARDWARE | 4624 JIMMY CARTER BLVD | NORCROSS | Gwinnett | 670263 | 2 | [5 empty] | Removed from Ground | Other | 500 | Bare Steel | 1985-03-20 | 1998-08-21 | Bare Steel
SURANI ENT INC | 6075 SINGLETON ROAD | NORCROSS | Gwinnett | 10000608 | N15601B | Ball Float | 2003-08-15 | FALSE | 2003-08-15 | FALSE | Currently in Use | Diesel | 4000 | Epoxy Double-Walled | 2003-08-15 |  | Fiberglass Reinforced Plastic | Pressurized
FORMER BRAKES & MORE | 430 LAWRENCEVILLE HIGHWAY | LILBURN | Gwinnett | 10000581 | 1 |  |  | FALSE |  | FALSE | Removed from Ground | Used Oil | 1500 | Unknown | 2003-12-22 | 2003-12-22
AMOCO STATION #7008 | 4744 US HWY 29 | LILBURN | Gwinnett | 670307 | 3 | [5 empty] | Removed from Ground | Gas (Historical Use) | 10000 | Bare Steel | 1978-04-25 | 1988-12-01 | Galvanized Steel
GWINNETT SANITATION INC/MAWS | 14 /4145 ARCADIA INDUSTRIAL CIRCL | LILBURN | Gwinnett | 9067201 | 2 | [5 empty] | Permanently Out of Use - historical purposes | Diesel | 3000 | Not Marked/Unknown |  | 1899-12-31 | Unknown
CHEVRON FOOD MART | 6141 PEACHTREE PKWY | NORCROSS | Gwinnett | 9000376 | 5 |  | 1994-11-07 |  | 1994-11-07 |  | Removed from Ground | Gas (Historical Use) | 10000 | Fiberglass Double Walled | 1989-08-08 | 2016-10-05 | Double-Walled Fiberglass | Pressurized
QUIKTRIP #776 | 5255 PEACHTREE PKWY | NORCROSS | Gwinnett | 9067251 | 3 | Flapper Valve | 1995-10-24 | FALSE | 1995-10-24 | FALSE | Removed from Ground | Premium | 12000 | Fiberglass | 1995-10-03 |  | Fiberglass Reinforced Plastic | Pressurized
CHEVRON FOOD MART | 5175 S OLD PEACHTREE RD | NORCROSS | Gwinnett | 9000735 | 5C | Flapper Valve | 2021-05-12 | FALSE | 2021-05-12 | FALSE | Currently in Use | E-85 | 5000 | Composite Double Walled | 2021-05-12 |  | Double-Walled Fiberglass | Pressurized
FUAD ENTERPRISES INC | 3415 MEDLOCK BRIDGE RD | NORCROSS | Gwinnett | 670144 | 7 | Flapper Valve | 1997-06-01 | FALSE | 1997-06-01 | FALSE | Currently in Use | Kerosene | 1000 | Composite | 1997-06-01 |  | Fiberglass Reinforced Plastic | Safe Suction (Euro)
FUAD ENTERPRISES INC | 3415 MEDLOCK BRIDGE RD | NORCROSS | Gwinnett | 670144 | 4 | Ball Float | 1997-06-01 | FALSE | 1997-06-01 | FALSE | Currently in Use | Regular | 10000 | Composite | 1997-06-01 |  | Fiberglass Reinforced Plastic | Pressurized
AMOCO STATION #7008 | 4744 US HWY 29 | LILBURN | Gwinnett | 670307 | 1 | [5 empty] | Removed from Ground | Gas (Historical Use) | 10000 | Bare Steel | 1978-04-25 | 1988-12-01 | Galvanized Steel
CHEVRON #52815 | 3900 US HWY 29 & LESTER RD | LILBURN | Gwinnett | 670320 | 1 |  | 1993-08-04 |  | 1993-08-04 |  | Removed from Ground | Gas (Historical Use) | 10000 | Fiberglass | 1985-01-01 | 2000-03-16 | Fiberglass Reinforced Plastic | Pressurized
MAJIK MARKET 09140 | 845 BEAVER RUIN RD | LILBURN | Gwinnett | 670525 | 2 | [5 empty] | Removed from Ground | Gas (Historical Use) | 8000 | Bare Steel | 1973-05-16 | 1991-05-01 | Galvanized Steel
SHELLFOOD MART | 32 KILLIAN HILL RD | LILBURN | Gwinnett | 9067024 | 3 | Flapper Valve | 2005-07-14 | FALSE | 2005-07-14 | FALSE | Currently in Use | Diesel | 6000 | Fiberglass | 1986-01-01 |  | Fiberglass Reinforced Plastic | Pressurized
QUIKTRIP #776 | 5255 PEACHTREE PKWY | NORCROSS | Gwinnett | 9067251 | 1 | Flapper Valve | 1995-10-24 | FALSE | 1995-10-24 | FALSE | Removed from Ground | Regular | 12000 | Fiberglass | 1995-10-03 |  | Fiberglass Reinforced Plastic | Pressurized
QUIKTRIP #735 | 3229 PEACHTREE CORNERS CIR | PEACHTREE CORNERS | Gwinnett | 9067019 | 3 |  | 1990-09-01 | FALSE | 1990-09-01 | FALSE | Removed from Ground | Gas (Historical Use) | 12000 | Tank Jacket | 1991-01-01 | 2014-04-24 |  | Pressurized
CHEVRON FOOD MART | 6141 PEACHTREE PKWY | NORCROSS | Gwinnett | 9000376 | 3 | [5 empty] | Removed from Ground | Gas (Historical Use) | 12000 | Bare Steel | 1978-04-25 | 1989-07-01 | Galvanized Steel
FIRESTONE STORE & 07GH | 7780 SPALDING DR | NORCROSS | Gwinnett | 670455 | 1 |  |  | TRUE |  | TRUE | Removed from Ground | Used Oil | 500 | Marked Unknown | 1984-03-24 | 1995-04-20 | Unknown
WOLF CREEK CHATT PUMPING STATION | 4511 JONES BRIDGE CIR | NORCROSS | Gwinnett | 670221 | 1 | [5 empty] | Removed from Ground | Diesel | 2000 | Bare Steel | 1978-05-04 | 1999-04-06 | Copper
HOLCOMB BRIDGE FOOD MART LLC | 6399 SPALDING DR | NORCROSS | Gwinnett | 670184 | 6 | Ball Float | 1989-04-01 | FALSE | 1989-04-01 | FALSE | Currently in Use | Regular | 10000 | Fiberglass | 1989-01-01 |  | Fiberglass Reinforced Plastic | Pressurized
CHEVRON #50153 | 4050 HOLCOMB BRIDGE RD | NORCROSS | Gwinnett | 670319 | 3 | [5 empty] | Removed from Ground | Gas (Historical Use) | 10000 | Fiberglass | 1981-04-24 | 1994-02-18 | Fiberglass Reinforced Plastic | Pressurized
MILESTONE PETROLEUM LLC | 5414 FIVE FORKS TRICKUM RD | LILBURN | Gwinnett | 670084 | 4 | Flapper Valve | 2024-05-31 | FALSE | 1985-01-01 | FALSE | Currently in Use | Diesel | 10000 | Fiberglass | 1984-01-01 |  | Fiberglass Reinforced Plastic | Pressurized
SHELL STATION #100406 | 4180 LAWRENCEVILLE RD | LILBURN | Gwinnett | 670092 | 2 |  | 1996-02-01 |  | 1991-01-01 |  | Removed from Ground | Gas (Historical Use) | 10000 | Cathodically Protected Steel | 1981-04-30 | 2011-06-07 | Fiberglass Reinforced Plastic | Pressurized
ACE EXTERMINATING CO INC | 796 PLEASANT HILL RD | LILBURN | Gwinnett | 670291 | 1 | [5 empty] | Removed from Ground | Gas (Historical Use) | 1000 | Bare Steel | 1986-04-11 | 1991-11-04 | Galvanized Steel | Pressurized
CHEVRON #52815 | 3900 US HWY 29 & LESTER RD | LILBURN | Gwinnett | 670320 | 3 |  | 1993-08-04 |  | 1993-08-04 |  | Removed from Ground | Gas (Historical Use) | 10000 | Fiberglass | 1985-01-01 | 2000-03-16 | Fiberglass Reinforced Plastic | Pressurized
ROCKY FOODMART INC | 5044 LAWRENCEVILLE HWY (HWY 29) | LILBURN | Gwinnett | 670350 | 1 | Flapper Valve | 1997-09-01 | FALSE | 1997-09-01 | FALSE | Currently in Use | Regular | 6000 | Steel-Impressed Current | 1972-05-10 |  | Fiberglass Reinforced Plastic | Pressurized
GA-060 | 4101 FIVE FORKS TRICKUM | LILBURN | Gwinnett | 670531 | 3 |  | 1997-08-02 |  | 1997-08-02 |  | Removed from Ground | Gas (Historical Use) | 10270 | Steel-Impressed Current | 1981-04-05 | 1999-11-30 | Fiberglass Reinforced Plastic | Pressurized
MAJIK MARKET 09140 | 845 BEAVER RUIN RD | LILBURN | Gwinnett | 670525 | 1 | [5 empty] | Removed from Ground | Gas (Historical Use) | 8000 | Bare Steel | 1973-05-16 | 1991-05-01 | Galvanized Steel
FOOD MART #10 | 4088 FIVE FORKS TRICKUM RD | LILBURN | Gwinnett | 670027 | 3 |  |  | FALSE |  | FALSE | Removed from Ground | Gas (Historical Use) | 6000 | Bare Steel | 1978-04-02 | 1989-10-01 | Galvanized Steel
ROCKBRIDGE AMOCO | 5474 LAWRENCEVILLE HWY | LILBURN | Gwinnett | 9067321 | 2 | Ball Float | 1997-07-01 | FALSE | 1997-07-01 | FALSE | Currently in Use | Diesel | 10000 | Epoxy | 1997-09-01 |  | Fiberglass Reinforced Plastic | Pressurized
SPEEDWAY #4104 | 5604 LAWRENCEVILLE HWY | LILBURN | Gwinnett | 10002574 | 5 | Flapper Valve | 2018-01-26 | FALSE | 2018-01-26 | FALSE | Currently in Use | Regular | 20000 | Fiberglass Double Walled | 2018-01-26 |  | Double-Walled Flex | Pressurized
FOOD MART #10 | 4088 FIVE FORKS TRICKUM RD | LILBURN | Gwinnett | 670027 | 1 |  |  | FALSE |  | FALSE | Removed from Ground | Gas (Historical Use) | 3000 | Bare Steel | 1978-04-02 | 1989-10-01 | Galvanized Steel
4900 CHEVRON INC | 4900 Stone Mountain Hwy | Lilburn | Gwinnett | 9067382 | 2 |  | 1999-10-01 |  | 1999-10-01 |  | Removed from Ground | Gas (Historical Use) | 12000 | Fiberglass | 1999-10-01 | 2015-06-18 | Double Walled | Pressurized
MOUNTAIN EXPRESS #155 | 115 HARMONY GROVE RD | LILBURN | Gwinnett | 9067285 | 3 | Ball Float | 1999-01-01 | FALSE | 1999-01-01 | FALSE | Currently in Use | Diesel | 10000 | Steel-Impressed Current | 1980-01-01 |  | Fiberglass Reinforced Plastic | Pressurized
EXXON FOOD MART | 3020 FIVE FORKS TRICKUM RD | LILBURN | Gwinnett | 9000704 | 6 |  | 1991-01-01 |  | 1991-01-01 |  | Removed from Ground | Gas (Historical Use) | 10000 | Cathodically Protected Steel | 1991-10-15 | 1997-08-31 | Fiberglass Reinforced Plastic | Pressurized
930 Indian Trail Rd. LLC | 930 INDIAN TRAIL/LILBURN RD | LILBURN | Gwinnett | 9067063 | 2 |  | 1986-06-01 |  | 1986-06-01 |  | Removed from Ground | Empty | 0 | Fiberglass | 1986-01-01 | 2005-01-13 | Fiberglass Reinforced Plastic | Pressurized
NEIGHBORS | 646 INDIAN TRAIL RD | LILBURN | Gwinnett | 9067116 | 3 |  | 1990-12-01 |  | 1990-12-01 |  | Removed from Ground | Gas (Historical Use) | 10000 | Double Walled | 1990-01-01 | 2017-02-15 | Fiberglass Reinforced Plastic | Pressurized
JIFFY LUBE 321 | 4861 JIMMY CARTER BLVD | NORCROSS | Gwinnett | 670059 | 2 | [5 empty] | Removed from Ground | Other | 3000 | Bare Steel | 1986-01-01 | 1998-09-24 | Galvanized Steel
KROGER GA-449 | 1227 ROCKBRIDGE RD | STONE MOUNTAIN | Gwinnett | 10000996 | 1A | Ball Float | 2005-09-19 | FALSE | 2005-09-19 | FALSE | Removed from Ground | Regular | 20000 | Fiberglass Double Walled | 2005-09-19 | 2017-09-15 | Double-Walled Flex | Pressurized
MOUNTAIN EXPRESS #155 | 115 HARMONY GROVE RD | LILBURN | Gwinnett | 9067285 | 2 | Ball Float | 1999-01-01 | FALSE | 1999-01-01 | FALSE | Currently in Use | Premium | 10000 | Steel-Impressed Current | 1980-01-01 |  | Fiberglass Reinforced Plastic | Pressurized
Texaco Food Mart Lilburn | 4955 HWY 29 | LILBURN | Gwinnett | 9067240 | 3 | Ball Float | 1994-04-26 | FALSE | 1994-04-26 | FALSE | Currently in Use | Diesel | 6000 | Steel-Impressed Current | 1987-04-20 |  | Galvanized Steel | Pressurized
930 Indian Trail Rd. LLC | 930 INDIAN TRAIL/LILBURN RD | LILBURN | Gwinnett | 9067063 | 6 | Ball Float | 2005-04-15 | FALSE | 2005-04-15 | FALSE | Currently in Use | Premium | 10000 | Fiberglass | 2005-04-15 |  | Flex | Pressurized
NEIGHBORS | 646 INDIAN TRAIL RD | LILBURN | Gwinnett | 9067116 | 5B | Flapper Valve | 2016-08-03 | FALSE | 2016-08-03 | FALSE | Currently in Use | Biodiesel | 3000 | Fiberglass Double Walled | 2016-08-03 |  | Double-Walled Flex | Pressurized
BP #48528 | 4850 US HWY 78 | LILBURN | Gwinnett | 9067084 | 2 |  | 1991-06-01 |  | 1991-06-01 |  | Removed from Ground | Gas (Historical Use) | 12000 | Composite | 1991-06-01 | 2007-08-22 | Fiberglass Reinforced Plastic | Pressurized
CITGO FOOD MART | 28 KILLIAN HILL RD | LILBURN | Gwinnett | 670479 | 3 | [5 empty] | Removed from Ground | Gas (Historical Use) | 10027 | Bare Steel | 1980-01-16 | 1992-04-20 | Galvanized Steel | Suction (American)
MINIT FOODS | 5290 US HWY 78 | STONE MOUNTAIN | Gwinnett | 670053 | 1 | [5 empty] | Permanently Out of Use - historical purposes | Gas (Historical Use) | 0 | Bare Steel | 1987-01-01 | 1899-12-31 | Galvanized Steel
KILGORE BROS GROCERY | 120 Auburn Road | AUBURN | Gwinnett | 670069 | 3 | Flapper Valve | 1998-12-03 |  | 1998-12-03 |  | Removed from Ground | Diesel | 2000 | Steel-Impressed Current | 1975-04-12 | 2012-04-16 | Fiberglass Reinforced Plastic | Safe Suction (Euro)
CHEVRON #43254 | 5374 US HWY 78 | STONE MOUNTAIN | Gwinnett | 670317 | 3 | [5 empty] | Removed from Ground | Gas (Historical Use) | 10000 | Fiberglass | 1984-04-23 | 1990-11-07 | Fiberglass Reinforced Plastic
KING'S OIL #341 | 2355 SCENIC HWY | SNELLVILLE | Gwinnett | 670434 | 2 | Flapper Valve | 1997-10-22 | FALSE | 1994-01-01 | FALSE | Currently in Use | Premium | 6000 | Galvanic (STIP-3) | 1983-05-09 |  | Fiberglass Reinforced Plastic | Pressurized
RAMIN INC | 2304 SCENIC HWY | SNELLVILLE | Gwinnett | 670324 | 1 | Ball Float | 1999-02-15 | FALSE | 1999-02-15 | FALSE | Currently in Use | Premium | 8000 | Steel-Impressed Current | 1983-05-08 |  | Fiberglass Reinforced Plastic | Pressurized
GRAYSON RADIO TOWER | MOON RD & HWY 20 | GRAYSON | Gwinnett | 9067124 | 1 |  |  | FALSE |  | FALSE | Permanently Out of Use - historical purposes | Diesel | 3000 | Bare Steel | 1963-01-01 |  | Unknown
GA DOT 10130 | RIDGEDALE DR/OFF GA HWY 84 | GRAYSON | Gwinnett | 670022 | 10130-2 | [5 empty] | Removed from Ground | Diesel | 1000 | Cathodically Protected Steel | 1972-05-03 | 1990-02-01 | Galvanized Steel
KIMS CHEVRON INC | 1215 SCENIC HWY | LAWRENCEVILLE | Gwinnett | 10000098 | 1 | Ball Float | 2002-02-01 | FALSE | 2002-02-01 | FALSE | Currently in Use | Regular | 10000 | Fiberglass | 2001-12-14 |  | Fiberglass Reinforced Plastic | Pressurized
AMOCO | 187 SCENIC HWY | LAWRENCEVILLE | Gwinnett | 9067052 | 4 | Ball Float | 1989-02-15 | FALSE | 1989-02-15 | FALSE | Currently in Use | Diesel | 8200 | Composite | 1989-02-15 |  | Fiberglass Reinforced Plastic | Pressurized
CITY OF LAWRENCEVILLE | 20 S CLAYTON ST | LAWRENCEVILLE | Gwinnett | 9067242 | 1 | [5 empty] | Removed from Ground | Gas (Historical Use) | 1000 | Marked Unknown | 1995-10-06 | 1995-10-06 | Bare Steel | Suction (American)
ATLANTA COCA-COLA BOTTLING CO | 924 BUFORD DR | LAWRENCEVILLE | Gwinnett | 670289 | 2 | [5 empty] | Removed from Ground | Diesel | 10000 | Bare Steel | 1978-04-23 | 1991-04-01 | Bare Steel | Suction (American)
QUIKTRIP #725 | 200 S CLAYTON ST | LAWRENCEVILLE | Gwinnett | 10002320 | 2 | Flapper Valve | 2014-03-27 | FALSE | 2014-05-14 | FALSE | Currently in Use | Regular | 20000 | Fiberglass Double Walled | 2013-12-01 |  | Double-Walled Fiberglass | Pressurized
PRESTON CASTEEL ELECTRIC | 4753 BURNS RD | LILBURN | Gwinnett | 670077 | 1 |  | 1997-10-01 |  | 1997-10-01 |  | Removed from Ground | Gas (Historical Use) | 3000 | Steel-Impressed Current | 1984-04-10 | 2006-09-01 | Cathodically Protected | Suction (American)
MURPHY USA #7020 | 3950 HWY 29 NW | LILBURN | Gwinnett | 10000548 | 1 | Flapper Valve | 2003-12-01 | FALSE | 2003-12-01 | FALSE | Currently in Use | Regular | 20000 | Fiberglass Double Walled | 2003-11-21 |  | Double-Walled Flex | Pressurized
EXXON FOOD MART | 3020 FIVE FORKS TRICKUM RD | LILBURN | Gwinnett | 9000704 | 1 | [5 empty] | Removed from Ground | Gas (Historical Use) | 6000 | Bare Steel | 1979-05-07 | 1991-01-01 | Galvanized Steel | Pressurized
NEIGHBORS | 646 INDIAN TRAIL RD | LILBURN | Gwinnett | 9067116 | 2 |  | 1990-12-01 |  | 1990-12-01 |  | Removed from Ground | Gas (Historical Use) | 10000 | Double Walled | 1990-01-01 | 2017-02-15 | Fiberglass Reinforced Plastic | Pressurized
NEIGHBORS | 646 INDIAN TRAIL RD | LILBURN | Gwinnett | 9067116 | 5A | Flapper Valve | 2016-08-03 | FALSE | 2016-08-03 | FALSE | Currently in Use | Regular | 12000 | Fiberglass Double Walled | 2016-08-03 |  | Double-Walled Flex | Pressurized
OWEN OF GA INC | 251 HOSEA RD | LAWRENCEVILLE | Gwinnett | 670153 | 4 | [5 empty] | Removed from Ground | Gas (Historical Use) | 1 | Bare Steel | 1986-04-30 | 1990-03-14 | Bare Steel
SPEEDWAY #4104 | 5604 LAWRENCEVILLE HWY | LILBURN | Gwinnett | 10002574 | 6 | Flapper Valve | 2018-01-26 | FALSE | 2018-01-26 | FALSE | Currently in Use | Regular | 20000 | Fiberglass Double Walled | 2018-01-26 |  | Double-Walled Flex | Pressurized
EXXON FOOD MART | 5355 LAWRENCEVILLE HWY | LILBURN | Gwinnett | 670016 | 3 | Flapper Valve | 1997-08-02 | FALSE | 1997-08-02 | FALSE | Currently in Use | Premium | 10270 | Steel-Impressed Current | 1977-04-06 |  | Fiberglass Reinforced Plastic | Pressurized
MURPHY USA #7020 | 3950 HWY 29 NW | LILBURN | Gwinnett | 10000548 | 2A | Flapper Valve | 2003-12-01 | FALSE | 2003-12-01 | FALSE | Currently in Use | Diesel | 12000 | Fiberglass Double Walled | 2003-12-01 |  | Double-Walled Flex | Pressurized
SOUTHSIDE FUEL SITE | 2180 STONE DR | LILBURN | Gwinnett | 9067385 | 1 | Flapper Valve | 1998-05-01 | FALSE | 1998-05-01 | FALSE | Currently in Use | Regular | 15000 | Fiberglass Double Walled | 1998-05-05 |  | Double-Walled Fiberglass | Pressurized
BLOUNT EQUIPMENT MAINTENANCE & R | 5200 WEBB PKWY | LILBURN | Gwinnett | 9067011 | 1 | Ball Float | 1988-08-01 | FALSE | 1988-08-01 | FALSE | Currently in Use | Diesel | 8000 | Galvanic (STIP-3)/Sacrificial Anodes | 1988-01-01 |  | Double-Walled Fiberglass | Pressurized
CITGO FOOD MART | 28 KILLIAN HILL RD | LILBURN | Gwinnett | 670479 | 6 | Ball Float | 1997-12-01 | FALSE | 1997-12-01 | FALSE | Currently in Use | Diesel | 10000 | Fiberglass | 1997-12-01 |  | Fiberglass Reinforced Plastic | Pressurized
E-Z MART | 5124 US HWY 78 | STONE MOUNTAIN | Gwinnett | 4440487 | 4 |  | 1993-04-29 |  | 1993-04-29 |  | Removed from Ground | Diesel | 10000 | Double Walled | 1977-04-21 | 1993-04-06 | Fiberglass Reinforced Plastic | Pressurized
TEXACO FOOD MART | 5374 FIVE FORKS TRICKUM RD | LILBURN | Gwinnett | 670155 | 5 | Flapper Valve | 1998-11-13 | FALSE | 1998-11-13 | FALSE | Temporarily out of use | Kerosene | 4000 | Steel-Impressed Current | 1985-03-17 |  | Steel (Impressed Current) | Pressurized
EXPRESS POINT 490 LLC | 490 PLEASANT HILL RD | LILBURN | Gwinnett | 9067345 | 1 | Ball Float |  | FALSE |  | FALSE | Currently in Use | Regular | 12000 | Composite | 1998-10-09 |  | Fiberglass Reinforced Plastic | Pressurized
CARNETTS 78 CARWASH INC | 4175 HWY 78 | LILBURN | Gwinnett | 9067243 | 3 |  | 1991-03-01 | TRUE | 1991-03-01 | TRUE | Removed from Ground | Gas (Historical Use) | 10000 | Fiberglass | 2004-03-09 | 2015-08-01 | Fiberglass Reinforced Plastic | Pressurized
BEAVER RUIN SHELL | 775 BEAVER RUIN RD | LILBURN | Gwinnett | 9067064 | 1 | Ball Float | 1995-07-01 | FALSE | 1995-07-01 | FALSE | Currently in Use | Regular | 12000 | Fiberglass | 1988-06-01 |  | Fiberglass Reinforced Plastic | Pressurized
NEIGHBORS | 646 INDIAN TRAIL RD | LILBURN | Gwinnett | 9067116 | 6A | Flapper Valve | 2016-08-03 | FALSE | 2016-08-03 | FALSE | Currently in Use | Diesel | 4000 | Fiberglass Double Walled | 2016-08-03 |  | Double-Walled Flex | Pressurized
LILBURN POLICE DEPT | 76 MAIN ST | LILBURN | Gwinnett | 670037 | 1 | [5 empty] | Removed from Ground | Gas (Historical Use) | 1000 | Bare Steel | 1976-04-10 | 1991-09-01 | Galvanized Steel
TEXACO FOOD MART DBA JS REAL ESTATE HOLDINGS | 4785 LAWRENCEVILLE HWY NW | LILBURN | Gwinnett | 670187 | 6 | Ball Float | 1989-11-01 | FALSE | 1989-11-01 | FALSE | Currently in Use | Premium | 10000 | Fiberglass | 1989-01-01 |  | Double-Walled Fiberglass | Pressurized
4900 CHEVRON INC | 4900 Stone Mountain Hwy | Lilburn | Gwinnett | 9067382 | 5B | Flapper Valve | 2020-04-15 | FALSE | 2020-04-15 | FALSE | Currently in Use | Diesel On Road | 8000 | Composite Double Walled | 2020-04-15 |  | Double-Walled Fiberglass | Pressurized
EXXON FOOD MART | 3020 FIVE FORKS TRICKUM RD | LILBURN | Gwinnett | 9000704 | 8 | Ball Float | 1997-09-22 | FALSE | 1997-09-22 | FALSE | Currently in Use | Regular | 12000 | Fiberglass Double Walled | 1997-09-22 |  | Double-Walled Fiberglass | Pressurized
EXXON FOOD MART | 3020 FIVE FORKS TRICKUM RD | LILBURN | Gwinnett | 9000704 | 9 | Ball Float | 1997-09-22 | FALSE | 1997-09-22 | FALSE | Currently in Use | Diesel | 12000 | Fiberglass Double Walled | 1997-09-22 |  | Double-Walled Fiberglass | Pressurized
BLOUNT EQUIPMENT MAINTENANCE & R | 5200 WEBB PKWY | LILBURN | Gwinnett | 9067011 | 3 | Ball Float | 1988-08-01 | FALSE | 1988-08-01 | FALSE | Currently in Use | Diesel | 8000 | Galvanic (STIP-3)/Sacrificial Anodes | 1988-01-01 |  | Double-Walled Fiberglass | Pressurized
BST/LILBURN CO/F5501 | 377 KILLIAN HILL RD | LILBURN | Gwinnett | 670499 | 2 | Flapper Valve | 1997-07-02 | FALSE | 1997-07-02 | FALSE | Currently in Use | Diesel | 6000 | Fiberglass Double Walled | 1997-07-02 |  | Double-Walled Fiberglass | Suction (American)
CHEVRON FOOD MART | 1191 ROCKBRIDGE RD NW | NORCROSS | Gwinnett | 670052 | 3B | Flapper Valve | 2022-04-21 | FALSE | 2022-04-21 | FALSE | Currently in Use | Diesel | 4000 | Composite | 2022-04-21 |  | Double-Walled Fiberglass | Pressurized
7-ELEVEN STORE 1433 #23667 | 4000 STONE MOUNTAIN HWY | STONE MOUNTAIN | Gwinnett | 670492 | 2 | [5 empty] | Permanently Out of Use - historical purposes | Gas (Historical Use) | 10000 | Bare Steel | 1983-02-01 | 1899-12-31 | Galvanized Steel
E-Z MART | 5124 US HWY 78 | STONE MOUNTAIN | Gwinnett | 4440487 | 3 | [5 empty] | Removed from Ground | Gas (Historical Use) | 10000 | Double Walled | 1977-04-21 | 1993-04-06 | Fiberglass Reinforced Plastic | Pressurized
SAM'S MART # 517 | 5260 US 78 HWY | STONE MOUNTAIN | Gwinnett | 670088 | 4 | Overfill Alarm | 1995-12-01 | FALSE | 1991-01-01 | FALSE | Currently in Use | Diesel | 10000 | Fiberglass | 1981-04-30 |  | Fiberglass Reinforced Plastic | Pressurized
GRAYSON QUARRY | 1055 OZORA RD | GRAYSON | Gwinnett | 670105 | 2 | [5 empty] | Removed from Ground | Gas (Historical Use) | 1000 | Bare Steel | 1974-05-04 | 1990-04-15 | Galvanized Steel
KIMS CHEVRON INC | 1215 SCENIC HWY | LAWRENCEVILLE | Gwinnett | 10000098 | 2B | Ball Float | 2002-02-01 | FALSE | 2002-02-01 | FALSE | Currently in Use | Diesel | 4000 | Fiberglass | 2001-12-14 |  | Fiberglass Reinforced Plastic | Pressurized
KROGER GA-440 | 950 HERRINGTON RD | LAWRENCEVILLE | Gwinnett | 10000272 | 1B | Ball Float | 2002-10-31 | FALSE | 2002-10-31 | FALSE | Currently in Use | Premium | 8000 | Fiberglass Double Walled | 2002-10-24 |  | Double-Walled Flex | Pressurized
FORMER SCHELL PAVING CO | END OF SACE CT OFF BETHESDA SCHO | LAWRENCEVILLE | Gwinnett | 9067137 | 1 | [5 empty] | Removed from Ground | Diesel | 10000 | Bare Steel | 1992-08-26 | 1992-08-26 | Galvanized Steel
29 MARKET | 1555 US HWY 29 | LAWRENCEVILLE | Gwinnett | 9067238 | 3 | Flapper Valve | 1988-12-01 | FALSE | 1988-12-01 | FALSE | Currently in Use | Regular | 10000 | Fiberglass | 1988-12-01 |  | Fiberglass Reinforced Plastic | Pressurized
CITGO FOOD MART | 28 KILLIAN HILL RD | LILBURN | Gwinnett | 670479 | 2 | [5 empty] | Removed from Ground | Gas (Historical Use) | 10027 | Bare Steel | 1980-01-16 | 1992-04-20 | Galvanized Steel | Suction (American)
7-ELEVEN STORE 1433 #23667 | 4000 STONE MOUNTAIN HWY | STONE MOUNTAIN | Gwinnett | 670492 | 1 | [5 empty] | Permanently Out of Use - historical purposes | Gas (Historical Use) | 10000 | Bare Steel | 1983-02-01 | 1899-12-31 | Galvanized Steel
CARNETTS 78 CARWASH INC | 4175 HWY 78 | LILBURN | Gwinnett | 9067243 | 2 |  | 1991-03-01 | TRUE | 1991-03-01 | TRUE | Removed from Ground | Gas (Historical Use) | 10000 | Fiberglass | 2004-03-09 | 2015-08-01 | Fiberglass Reinforced Plastic | Pressurized
NEIGHBORS | 646 INDIAN TRAIL RD | LILBURN | Gwinnett | 9067116 | 6C | Flapper Valve | 2016-08-03 | FALSE | 2016-08-03 | FALSE | Currently in Use | E-0 | 4000 | Fiberglass Double Walled | 2016-08-03 |  | Double-Walled Flex | Pressurized
E-Z MART | 5124 US HWY 78 | STONE MOUNTAIN | Gwinnett | 4440487 | 5 |  | 1993-04-29 |  | 1993-04-29 |  | Removed from Ground | Gas (Historical Use) | 11527 | Double Walled | 1993-04-29 | 2006-11-07 | Fiberglass Reinforced Plastic | Pressurized
E-Z MART | 5124 US HWY 78 | STONE MOUNTAIN | Gwinnett | 4440487 | 7 | [5 empty] | Removed from Ground | Gas (Historical Use) | 11527 | Double Walled | 1993-04-29 | 2006-11-07 | Fiberglass Reinforced Plastic | Pressurized
SAM'S MART # 517 | 5260 US 78 HWY | STONE MOUNTAIN | Gwinnett | 670088 | 2 | Overfill Alarm | 1995-12-01 | FALSE | 1991-01-01 | FALSE | Currently in Use | Regular | 10000 | Fiberglass | 1981-04-30 |  | Fiberglass Reinforced Plastic | Pressurized
QUICK STOP 78 INC | 5109 Stone Mountain Hwy | STONE MOUNTAIN | Gwinnett | 670362 | 1 |  |  | FALSE |  | FALSE | Removed from Ground | Gas (Historical Use) | 10086 | Steel-Impressed Current | 1975-05-11 | 2012-05-16
KING'S OIL #341 | 2355 SCENIC HWY | SNELLVILLE | Gwinnett | 670434 | 1 | Flapper Valve | 1997-10-22 | FALSE | 1994-01-01 | FALSE | Currently in Use | Regular | 8000 | Galvanic (STIP-3) | 1983-05-09 |  | Fiberglass Reinforced Plastic | Pressurized
SPEEDE STOP | 195 -A GWINNETT DR | LAWRENCEVILLE | Gwinnett | 9067274 | 2 |  | 1994-01-16 |  | 1997-01-16 |  | Temporarily out of use | Gas (Historical Use) | 10000 | Galvanic (STIP-3) | 1986-09-01 |  | Double-Walled Fiberglass | Pressurized
CHEVRON FOOD MART | 452 WINDER HWY | LAWRENCEVILLE | Gwinnett | 9067408 | 3 | Ball Float | 2001-10-10 | FALSE | 2001-10-10 | FALSE | Currently in Use | Diesel | 8000 | Fiberglass | 2001-10-09 |  | Double-Walled Flex | Pressurized
RaceTrac #260 - Hurricane Shoals | 624 BUFORD HWY | LAWRENCEVILLE | Gwinnett | 10002131 | 1 | Overfill Alarm | 2012-07-27 | FALSE | 2012-07-27 | FALSE | Currently in Use | Regular | 20000 | Composite Double Walled | 2012-07-27 |  | Double-Walled Fiberglass | Pressurized
KROGER GA-394 | 3050 FIVE FORKS TRICKUM RD | LILBURN | Gwinnett | 10001560 | A.106501 | Flapper Valve | 2008-05-09 | FALSE | 2008-05-09 | FALSE | Currently in Use | Regular | 20000 | Fiberglass Double Walled | 2008-04-10 |  | Double-Walled Flex | Pressurized
A & M FOOD USA INC D/B/A NEIGHBORHOOD MART | 612 ROCKBRIDGE Road SW | LILBURN | Gwinnett | 670028 | 2 | Flapper Valve | 2023-07-31 | FALSE | 1996-06-14 | FALSE | Currently in Use | Plus | 8000 | Steel-Impressed Current | 1980-04-01 |  | Double-Walled Fiberglass | Pressurized
FOOD MART #10 | 4088 FIVE FORKS TRICKUM RD | LILBURN | Gwinnett | 670027 | 2 |  |  | FALSE |  | FALSE | Removed from Ground | Gas (Historical Use) | 6000 | Bare Steel | 1978-04-02 | 1989-10-01 | Galvanized Steel
TEXACO FOOD MART | 5374 FIVE FORKS TRICKUM RD | LILBURN | Gwinnett | 670155 | 1 | Flapper Valve | 1998-11-13 | FALSE | 1998-11-13 | FALSE | Currently in Use | Regular | 10000 | Steel-Impressed Current | 1985-03-17 |  | Steel (Impressed Current) | Pressurized
QUIKTRIP #751 | 2949 FIVE FORKS TRICKUM RD | LAWRENCEVILLE | Gwinnett | 9067239 | 2 | Flapper Valve | 1995-03-17 | FALSE | 1995-03-17 | TRUE | Currently in Use | Gas (Historical Use) | 12000 | Fiberglass Double Walled | 1995-03-17 |  | Double-Walled Flex | Pressurized
FOOD MART | 2411 LAWRENCEVILLE HWY | LAWRENCEVILLE | Gwinnett | 9000478 | 2 | Ball Float | 1989-11-28 | FALSE | 1989-11-28 | FALSE | Currently in Use | Regular | 10000 | Galvanic (STIP-3) | 1989-11-28 |  | Fiberglass Reinforced Plastic | Pressurized
Lawrenceville Food Mart | 400 W PIKE ST | LAWRENCEVILLE | Gwinnett | 9067117 | 3 | Flapper Valve | 2021-02-02 | FALSE | 2021-02-02 | FALSE | Currently in Use | E-0 | 10000 | Epoxy | 1990-09-01 |  | Double-Walled Fiberglass | Pressurized
SAFA EXPRESS | 725 GRAYSON HWY | LAWRENCEVILLE | Gwinnett | 9067354 | 3 | Flapper Valve | 1998-07-01 | FALSE | 1998-07-01 | FALSE | Currently in Use | E-85 | 10000 | Epoxy | 1998-07-01 |  | Double-Walled Flex | Pressurized
SPEEDWAY #4104 | 5604 LAWRENCEVILLE HWY | LILBURN | Gwinnett | 10002574 | 7B | Flapper Valve | 2018-01-26 | FALSE | 2018-01-26 | FALSE | Currently in Use | E-85 | 6000 | Fiberglass Double Walled | 2018-01-26 |  | Double-Walled Flex | Pressurized
FOOD MART #10 | 4088 FIVE FORKS TRICKUM RD | LILBURN | Gwinnett | 670027 | 6 | Ball Float | 1990-03-01 | FALSE | 1990-03-01 | FALSE | Currently in Use | Premium | 10000 | Galvanic (STIP-3) | 1990-01-01 |  | Fiberglass Reinforced Plastic | Pressurized
MURPHY USA #7020 | 3950 HWY 29 NW | LILBURN | Gwinnett | 10000548 | 2B | Flapper Valve | 2003-12-01 | FALSE | 2003-12-01 | FALSE | Currently in Use | Premium | 8000 | Fiberglass Double Walled | 2003-11-21 |  | Double-Walled Flex | Pressurized
ROCKBRIDGE AMOCO | 5474 LAWRENCEVILLE HWY | LILBURN | Gwinnett | 9067321 | 3 | Overfill Alarm | 1997-07-01 | FALSE | 1997-07-01 | FALSE | Currently in Use | Premium | 10000 | Epoxy | 1997-09-01 |  | Fiberglass Reinforced Plastic | Pressurized
QUICK STOP 78 INC | 5109 Stone Mountain Hwy | STONE MOUNTAIN | Gwinnett | 670362 | 7 | Ball Float | 2012-12-01 | FALSE | 2012-12-01 | FALSE | Currently in Use | Diesel | 6000 | Tank Jacket | 2012-12-01 |  | Double-Walled Fiberglass | Pressurized
QUICK STOP 78 INC | 5109 Stone Mountain Hwy | STONE MOUNTAIN | Gwinnett | 670362 | 4 |  |  | FALSE |  | FALSE | Removed from Ground | Diesel | 6110 | Bare Steel | 1975-05-11 | 1998-03-16 | Galvanized Steel
QUICK STOP 78 INC | 5109 Stone Mountain Hwy | STONE MOUNTAIN | Gwinnett | 670362 | 5 | Ball Float | 2012-12-01 | FALSE | 2012-12-01 | FALSE | Currently in Use | Regular | 15000 | Tank Jacket | 2012-12-01 |  | Double-Walled Fiberglass | Pressurized
RAMIN INC | 2304 SCENIC HWY | SNELLVILLE | Gwinnett | 670324 | 2 |  | 1999-02-15 | FALSE | 1999-02-15 | FALSE | Currently in Use | Regular | 8000 | Steel-Impressed Current | 1983-05-08 |  | Fiberglass Reinforced Plastic | Pressurized
QUIKTRIP #794 | 2008 SCENIC HWY | SNELLVILLE | Gwinnett | 9067388 | 4B | Flapper Valve | 2017-02-03 | FALSE | 2017-02-03 | FALSE | Currently in Use | Diesel | 12000 | Fiberglass Double Walled | 2017-02-03 |  | Double-Walled Flex | Pressurized
SHELL FOOD MART | 1984 US HWY 78 @ ABINGTON LANE | SNELLVILLE | Gwinnett | 670467 | 3 | Ball Float | 1994-03-09 | FALSE | 1994-03-09 | FALSE | Currently in Use | Premium | 10000 | Fiberglass | 1985-03-24 |  | Fiberglass Reinforced Plastic | Pressurized
MURPHY USA #7052 | 1759 ROCKBRIDGE RD | STONE MOUNTAIN | Gwinnett | 10000704 | 2A | Flapper Valve | 2004-08-17 | FALSE | 2004-08-17 | FALSE | Currently in Use | Diesel | 12000 | Fiberglass Double Walled | 2004-07-27 |  | Double-Walled Fiberglass | Pressurized
SIMS 205 MOUNTAIN PARK | 1300 ROCKBRIDGE RD | STONE MOUNTAIN | Gwinnett | 670437 | 3 |  | 1996-10-14 |  | 1994-01-01 |  | Removed from Ground | Gas (Historical Use) | 10000 | Steel-Impressed Current | 1978-05-10 | 2013-01-04 | Steel (Impressed Current) | Pressurized
FUEL STOP INC | 3180 HWY 78 | SNELLVILLE | Gwinnett | 670341 | 3 | Ball Float | 1994-08-23 | FALSE | 1994-08-23 | FALSE | Currently in Use | E-85 | 10000 | Fiberglass | 1986-03-01 |  | Fiberglass Reinforced Plastic | Pressurized
BST/SNVLGA/F5530 | 2744 MAIN ST | SNELLVILLE | Gwinnett | 9067141 | 1 | [5 empty] | Removed from Ground | Other | 10000 | Bare Steel | 1975-01-01 | 1997-05-15 | Copper | Suction (American)
WILLIAMS FARM | 2055 WEBB GIN HOUSE | SNELLVILLE | Gwinnett | 9067400 | 1 | [5 empty] | Removed from Ground | Gas (Historical Use) | 12000 | Not Marked/Unknown | 2001-08-29 | 2001-08-29 | Not Marked
QUIKTRIP #804 | 1912 E Main St | Snellville | Gwinnett | 9067406 | 2 | Flapper Valve | 2001-11-01 | FALSE | 2001-11-01 | FALSE | Currently in Use | Regular | 20000 | Fiberglass Double Walled | 2001-07-01 |  | Double-Walled Flex | Pressurized
EASTSIDE MEDICAL CENTER | 1700 MEDICAL WAY | SNELLVILLE | Gwinnett | 9067317 | 2 | Flapper Valve | 2012-08-15 | FALSE | 2012-08-15 | FALSE | Currently in Use | Diesel | 15000 | Fiberglass Double Walled | 2012-07-16 |  | Double-Walled Fiberglass | Suction (American)
RaceTrac #2354 - Scenic Hwy. | 2211 SCENIC HWY | SNELLVILLE | Gwinnett | 10002288 | 2A | Overfill Alarm | 2013-10-24 | FALSE | 2013-10-24 | FALSE | Currently in Use | E-0 | 10000 | Composite Double Walled | 2013-10-24 |  | Double-Walled Fiberglass | Pressurized
TEXACO MAIN ST | 2348 E MAIN ST | SNELLVILLE | Gwinnett | 9067039 | 3 | Flapper Valve | 1994-10-01 |  | 1994-10-01 |  | Currently in Use | Gas (Historical Use) | 10000 | Fiberglass | 1979-06-08 |  | Fiberglass Reinforced Plastic | Pressurized
THREE RISING STARS INVESTMENTS LLC | 2595 HIGHPOINT RD | SNELLVILLE | Gwinnett | 9067404 | 3A | Flapper Valve | 2001-10-01 | FALSE | 2001-10-01 | FALSE | Currently in Use | Diesel | 6000 | Composite | 2001-10-01 |  | Fiberglass Reinforced Plastic | Pressurized
TEXACO FOOD MART DBA JS REAL ESTATE HOLDINGS | 4785 LAWRENCEVILLE HWY NW | LILBURN | Gwinnett | 670187 | 3 | [5 empty] | Removed from Ground | Diesel | 10000 | Bare Steel | 1981-05-03 | 1899-12-31 | Galvanized Steel
LILBURN FOOD MART | 4090 FIVE FORKS TRICKUM RD | LILBURN | Gwinnett | 670303 | 2 | Ball Float | 1981-04-24 | FALSE | 1981-04-24 | FALSE | Currently in Use | Premium | 10000 | Steel-Impressed Current | 1981-04-24 |  | Steel (Impressed Current) | Pressurized
4900 CHEVRON INC | 4900 Stone Mountain Hwy | Lilburn | Gwinnett | 9067382 | 3 |  | 1999-10-01 |  | 1999-10-01 |  | Removed from Ground | Gas (Historical Use) | 12000 | Fiberglass | 1999-10-01 | 2015-06-18 | Double Walled | Pressurized
4900 CHEVRON INC | 4900 Stone Mountain Hwy | Lilburn | Gwinnett | 9067382 | 5A | Flapper Valve | 2020-04-15 | FALSE | 2020-04-15 | FALSE | Currently in Use | Premium | 12000 | Composite Double Walled | 2020-04-15 |  | Double-Walled Fiberglass | Pressurized
Texaco Food Mart Lilburn | 4955 HWY 29 | LILBURN | Gwinnett | 9067240 | 2 | Ball Float | 1994-04-26 | FALSE | 1994-04-26 | FALSE | Currently in Use | Gas (Historical Use) | 6000 | Steel-Impressed Current | 1987-04-20 |  | Galvanized Steel | Pressurized
925 Indian Trail Rd LLC | 925 INDIAN TRAIL LILBURN RD | LILBURN | Gwinnett | 670538 | 1 |  | 1987-01-01 | FALSE | 1987-01-01 | FALSE | Currently in Use | Regular | 10000 | Steel-Impressed Current | 1987-01-01 |  | Steel (Impressed Current) | Pressurized
WALTON EMC | 3645 LENORA CHURCH RD | SNELLVILLE | Gwinnett | 670497 | 2 | [5 empty] | Removed from Ground | Diesel | 4000 | Bare Steel | 1983-03-04 | 1994-05-05 | Galvanized Steel | Pressurized
AT&T MICROWAVE TOWER | HWY 20 | GRAYSON | Gwinnett | 670181 | 1 | [5 empty] | Removed from Ground | Diesel | 3000 | Bare Steel | 1966-05-10 | 1991-06-01 | Not Marked
GRAYSON QUARRY | 1055 OZORA RD | GRAYSON | Gwinnett | 670105 | 7 | [5 empty] | Removed from Ground | Other | 1000 | Bare Steel | 1978-05-03 | 1990-04-15 | Galvanized Steel
EXXON FOOD MART | 3020 FIVE FORKS TRICKUM RD | LILBURN | Gwinnett | 9000704 | 3 | [5 empty] | Removed from Ground | Gas (Historical Use) | 6000 | Bare Steel | 1979-05-07 | 1994-01-01 | Galvanized Steel | Pressurized
930 Indian Trail Rd. LLC | 930 INDIAN TRAIL/LILBURN RD | LILBURN | Gwinnett | 9067063 | 7 | Ball Float | 2005-04-15 | FALSE | 2005-04-15 | FALSE | Currently in Use | Diesel | 8000 | Fiberglass | 2005-04-15 |  | Flex | Pressurized
930 Indian Trail Rd. LLC | 930 INDIAN TRAIL/LILBURN RD | LILBURN | Gwinnett | 9067063 | 1 |  | 1986-06-01 |  | 1986-06-01 |  | Removed from Ground | Empty | 8000 | Fiberglass | 1986-01-01 | 2005-01-13 | Fiberglass Reinforced Plastic | Pressurized
BLOUNT EQUIPMENT MAINTENANCE & R | 5200 WEBB PKWY | LILBURN | Gwinnett | 9067011 | 2 | Ball Float | 1988-08-01 | FALSE | 1988-08-01 | FALSE | Currently in Use | Diesel | 8000 | Galvanic (STIP-3)/Sacrificial Anodes | 1988-01-01 |  | Double-Walled Fiberglass | Pressurized
CITGO FOOD MART | 28 KILLIAN HILL RD | LILBURN | Gwinnett | 670479 | 5 | Ball Float | 1997-12-01 | FALSE | 1997-12-01 | FALSE | Currently in Use | Premium | 10000 | Fiberglass | 1997-12-01 |  | Fiberglass Reinforced Plastic | Pressurized
CHEVRON FOOD MART | 1191 ROCKBRIDGE RD NW | NORCROSS | Gwinnett | 670052 | 3A | Flapper Valve | 2022-04-21 | FALSE | 2022-04-21 | FALSE | Currently in Use | Premium | 6000 | Composite | 2022-04-21 |  | Double-Walled Fiberglass | Pressurized
7-ELEVEN STORE 1433 #23667 | 4000 STONE MOUNTAIN HWY | STONE MOUNTAIN | Gwinnett | 670492 | 3 | [5 empty] | Permanently Out of Use - historical purposes | Gas (Historical Use) | 10000 | Bare Steel | 1983-02-01 | 1899-12-31 | Galvanized Steel
JIFFY LUBE 321 | 4861 JIMMY CARTER BLVD | NORCROSS | Gwinnett | 670059 | 1 | [5 empty] | Removed from Ground | Other | 3000 | Bare Steel | 1986-01-01 | 1998-09-24 | Galvanized Steel
KILGORE BROS GROCERY | 120 Auburn Road | AUBURN | Gwinnett | 670069 | 2 | Flapper Valve | 1998-12-03 |  | 1998-12-03 |  | Closed in Ground | Gas (Historical Use) | 2000 | Steel-Impressed Current | 1975-04-12 | 2005-03-24 | Cathodically Protected | Suction (American)
GRAYSON QUARRY | 1055 OZORA RD | GRAYSON | Gwinnett | 670105 | 1 | [5 empty] | Removed from Ground | Diesel | 18000 | Bare Steel | 1974-05-04 | 1990-04-15 | Galvanized Steel
ACE & A HEATING & A/C CO | 1728 DAVIS MILL RD | LAWRENCEVILLE | Gwinnett | 9067146 | 1 | [5 empty] | Removed from Ground | Empty | 2000 | Bare Steel | 1993-06-01 | 1993-06-01 | Galvanized Steel | Suction (American)
RaceTrac #467 - Cruse Road | 906 PLEASANT HILL RD | LAWRENCEVILLE | Gwinnett | 9067185 | 3 | Overfill Alarm | 1994-01-01 | FALSE | 1994-01-01 | FALSE | Currently in Use | Premium | 12000 | Composite Double Walled | 1994-04-20 |  | Double-Walled Fiberglass | Pressurized
29 MARKET | 1555 US HWY 29 | LAWRENCEVILLE | Gwinnett | 9067238 | 1 | Flapper Valve | 1988-12-01 | FALSE | 1988-12-01 | FALSE | Currently in Use | Premium | 10000 | Fiberglass | 1988-12-01 |  | Fiberglass Reinforced Plastic | Pressurized
FIRST UNION NATIONAL BANK OF GA | 3590 CLUB DRIVE | LAWRENCEVILLE | Gwinnett | 9067123 | 3 | [5 empty] | Permanently Out of Use - historical purposes | Gas (Historical Use) | 1000 | Bare Steel | 1965-01-01 | 1899-12-31 | Bare Steel
OWEN OF GA INC | 251 HOSEA RD | LAWRENCEVILLE | Gwinnett | 670153 | 3 | [5 empty] | Removed from Ground | Gas (Historical Use) | 1 | Bare Steel | 1986-04-30 | 1990-03-14 | Bare Steel
TRI-STATE CULVERT CORP | 535 SEABOARD IND DR | LAWRENCEVILLE | Gwinnett | 670115 | 1 | [5 empty] | Removed from Ground | Gas (Historical Use) | 2000 | Bare Steel | 1968-03-30 | 1991-04-10 | Galvanized Steel | Suction (American)
KROGER GA-394 | 3050 FIVE FORKS TRICKUM RD | LILBURN | Gwinnett | 10001560 | 1B | Flapper Valve | 2008-05-09 | FALSE | 2008-05-09 | FALSE | Currently in Use | Premium | 8000 | Fiberglass Double Walled | 2008-04-10 |  | Double-Walled Flex | Pressurized
FORMER TRUCKING FACILITY | 2120 MCDANIELS BRIDGE COURT | LILBURN | Gwinnett | 10001052 | 1 |  |  | FALSE |  | FALSE | Removed from Ground | Diesel | 3500 | Bare Steel | 2005-12-02 | 2005-12-02 | Bare Steel
EXXON FOOD MART | 3020 FIVE FORKS TRICKUM RD | LILBURN | Gwinnett | 9000704 | 7 |  | 1991-01-01 |  | 1991-01-01 |  | Removed from Ground | Gas (Historical Use) | 10000 | Cathodically Protected Steel | 1991-10-15 | 1997-08-31 | Fiberglass Reinforced Plastic | Pressurized
EXXON FOOD MART | 3020 FIVE FORKS TRICKUM RD | LILBURN | Gwinnett | 9000704 | 5 |  | 1991-01-01 |  | 1991-01-01 |  | Removed from Ground | Gas (Historical Use) | 10000 | Cathodically Protected Steel | 1991-10-15 | 1997-08-31 | Fiberglass Reinforced Plastic | Pressurized
LILBURN FOOD MART | 4090 FIVE FORKS TRICKUM RD | LILBURN | Gwinnett | 670303 | 3 | Ball Float | 1981-04-24 | FALSE | 1981-04-24 | FALSE | Currently in Use | Diesel | 10000 | Steel-Impressed Current | 1981-04-24 |  | Steel (Impressed Current) | Pressurized
BEAVER RUIN SHELL | 775 BEAVER RUIN RD | LILBURN | Gwinnett | 9067064 | 2 | Ball Float | 1995-07-01 | FALSE | 1995-07-01 | FALSE | Currently in Use | Diesel | 10000 | Fiberglass | 1988-06-01 |  | Fiberglass Reinforced Plastic | Pressurized
NEIGHBORS | 646 INDIAN TRAIL RD | LILBURN | Gwinnett | 9067116 | 1 |  | 1990-12-01 |  | 1990-12-01 |  | Removed from Ground | Gas (Historical Use) | 10000 | Double Walled | 1990-01-01 | 2017-02-15 | Fiberglass Reinforced Plastic | Pressurized
925 Indian Trail Rd LLC | 925 INDIAN TRAIL LILBURN RD | LILBURN | Gwinnett | 670538 | 2 |  | 1987-01-01 | FALSE | 1987-01-01 | FALSE | Currently in Use | Premium | 10000 | Steel-Impressed Current | 1987-01-01 |  | Steel (Impressed Current) | Pressurized
E-Z MART | 5124 US HWY 78 | STONE MOUNTAIN | Gwinnett | 4440487 | 2 | [5 empty] | Removed from Ground | Gas (Historical Use) | 10000 | Double Walled | 1977-04-21 | 1993-04-06 | Fiberglass Reinforced Plastic | Pressurized
ONE STOP CONVENIENCE STORE | 2015 ROCKBRIDGE RD AT HWY 78 | STONE MOUNTAIN | Gwinnett | 670450 | 2 | [5 empty] | Removed from Ground | Gas (Historical Use) | 6 | Cathodically Protected Steel | 1978-05-10 | 1994-01-01 | Unknown
WILLIAMS FARM | 2055 WEBB GIN HOUSE | SNELLVILLE | Gwinnett | 9067400 | 3 | [5 empty] | Removed from Ground | Gas (Historical Use) | 500 | Not Marked/Unknown | 2001-08-28 | 2001-08-28 | Not Marked
Texaco Food Mart Lilburn | 4955 HWY 29 | LILBURN | Gwinnett | 9067240 | 4 | Flapper Valve | 1994-04-26 | FALSE | 1994-04-26 | FALSE | Currently in Use | Gas (Historical Use) | 6000 | Steel-Impressed Current | 1987-04-20 |  | Galvanized Steel | Pressurized
EXXON FOOD MART | 3020 FIVE FORKS TRICKUM RD | LILBURN | Gwinnett | 9000704 | 10 | Ball Float | 1997-09-22 | FALSE | 1997-09-22 | FALSE | Currently in Use | Premium | 12000 | Fiberglass Double Walled | 1997-09-22 |  | Double-Walled Fiberglass | Pressurized
930 Indian Trail Rd. LLC | 930 INDIAN TRAIL/LILBURN RD | LILBURN | Gwinnett | 9067063 | 3 |  | 1986-06-01 |  | 1986-06-01 |  | Removed from Ground | Empty | 0 | Fiberglass | 1986-01-01 | 2005-01-13 | Fiberglass Reinforced Plastic | Pressurized
BEAVER RUIN SHELL | 775 BEAVER RUIN RD | LILBURN | Gwinnett | 9067064 | 3 | Ball Float | 1995-07-01 | FALSE | 1995-07-01 | FALSE | Currently in Use | Premium | 10000 | Fiberglass | 1988-06-01 |  | Fiberglass Reinforced Plastic | Pressurized
SPEEDWAY #4104 | 5604 LAWRENCEVILLE HWY | LILBURN | Gwinnett | 10002574 | 7A | Flapper Valve | 2018-01-26 | FALSE | 2018-01-26 | FALSE | Currently in Use | Premium | 6000 | Fiberglass Double Walled | 2018-01-26 |  | Double-Walled Flex | Pressurized
SPEEDWAY #4104 | 5604 LAWRENCEVILLE HWY | LILBURN | Gwinnett | 10002574 | 4 | Flapper Valve | 2018-01-26 | FALSE | 2018-01-26 | FALSE | Currently in Use | Diesel | 12000 | Fiberglass Double Walled | 2018-01-26 |  | Double-Walled Flex | Pressurized
EXXON FOOD MART | 5355 LAWRENCEVILLE HWY | LILBURN | Gwinnett | 670016 | 2 | Flapper Valve | 1997-08-02 | FALSE | 1997-08-02 | FALSE | Currently in Use | Regular | 10270 | Steel-Impressed Current | 1977-04-06 |  | Fiberglass Reinforced Plastic | Pressurized
A & M FOOD USA INC D/B/A NEIGHBORHOOD MART | 612 ROCKBRIDGE Road SW | LILBURN | Gwinnett | 670028 | 4 | Flapper Valve | 2023-07-31 | FALSE | 1996-06-14 | FALSE | Currently in Use | Diesel | 4000 | Steel-Impressed Current | 1980-04-01 |  | Double-Walled Fiberglass | Pressurized
FOOD MART #10 | 4088 FIVE FORKS TRICKUM RD | LILBURN | Gwinnett | 670027 | 4 | Ball Float | 1990-03-01 | FALSE | 1990-03-01 | FALSE | Currently in Use | Regular | 10000 | Galvanic (STIP-3) | 1990-01-01 |  | Fiberglass Reinforced Plastic | Pressurized
FOOD MART #10 | 4088 FIVE FORKS TRICKUM RD | LILBURN | Gwinnett | 670027 | 5 | Ball Float | 1990-03-01 | FALSE | 1990-03-01 | FALSE | Currently in Use | Regular | 10000 | Galvanic (STIP-3) | 1990-01-01 |  | Fiberglass Reinforced Plastic | Pressurized
BST/LILBURN CO/F5501 | 377 KILLIAN HILL RD | LILBURN | Gwinnett | 670499 | 1 | [5 empty] | Removed from Ground | Other | 10000 | Bare Steel | 1974-01-04 | 1997-06-13 | Copper | Suction (American)
SAM'S MART # 517 | 5260 US 78 HWY | STONE MOUNTAIN | Gwinnett | 670088 | 3 | Overfill Alarm | 1995-12-01 | FALSE | 1991-01-01 | FALSE | Currently in Use | Premium | 10000 | Fiberglass | 1981-04-30 |  | Fiberglass Reinforced Plastic | Pressurized
ONE STOP CONVENIENCE STORE | 2015 ROCKBRIDGE RD AT HWY 78 | STONE MOUNTAIN | Gwinnett | 670450 | 3 | [5 empty] | Removed from Ground | Gas (Historical Use) | 6 | Cathodically Protected Steel | 1978-05-10 | 1994-01-01 | Unknown
SIMS 205 MOUNTAIN PARK | 1300 ROCKBRIDGE RD | STONE MOUNTAIN | Gwinnett | 670437 | 4 |  | 1996-10-14 |  | 1994-01-01 |  | Removed from Ground | Diesel | 8000 | Steel-Impressed Current | 1986-05-08 | 2013-01-04 | Steel (Impressed Current) | Pressurized
THE MARKET | 2007 SCENIC HWY | SNELLVILLE | Gwinnett | 9067041 | 2 | Ball Float | 1994-12-01 | FALSE | 1994-12-01 | FALSE | Removed from Ground | Premium | 8000 | Steel-Impressed Current | 1984-01-01 | 2018-11-30 |  | Pressurized
SHELL FOOD MART | 1984 US HWY 78 @ ABINGTON LANE | SNELLVILLE | Gwinnett | 670467 | 4 | Flapper Valve | 1994-03-09 | FALSE | 1994-03-09 | FALSE | Currently in Use | Kerosene | 2000 | Fiberglass | 1985-03-24 |  | Fiberglass Reinforced Plastic | Safe Suction (Euro)
SHELL FOOD MART | 1984 US HWY 78 @ ABINGTON LANE | SNELLVILLE | Gwinnett | 670467 | 1 | Ball Float | 1994-03-09 | FALSE | 1994-03-09 | FALSE | Currently in Use | Regular | 10000 | Steel-Impressed Current | 1976-03-26 |  | Steel (Impressed Current) | Pressurized
SHELL FOOD MART | 2218 SCENIC HWY N | SNELLVILLE | Gwinnett | 670468 | 1 | Ball Float | 1994-03-22 | FALSE | 1994-03-22 | FALSE | Removed from Ground | Regular | 10000 | Steel-Impressed Current | 2001-09-20 |  | Fiberglass Reinforced Plastic | Pressurized
A & M FOOD USA INC D/B/A NEIGHBORHOOD MART | 612 ROCKBRIDGE Road SW | LILBURN | Gwinnett | 670028 | 3 | Flapper Valve | 2023-07-31 | FALSE | 1996-06-14 | FALSE | Currently in Use | Premium | 8000 | Steel-Impressed Current | 1980-04-01 |  | Double-Walled Fiberglass | Pressurized
KROGER GA-438 | 4155 HWY 29 | LILBURN | Gwinnett | 10000050 | 1A | Overfill Alarm | 2002-03-21 | FALSE | 2002-03-21 | FALSE | Currently in Use | Regular | 16000 | Fiberglass Double Walled | 2002-03-21 |  | Double-Walled Fiberglass | Pressurized
EXXON FOOD MART | 3020 FIVE FORKS TRICKUM RD | LILBURN | Gwinnett | 9000704 | 4 | [5 empty] | Removed from Ground | Gas (Historical Use) | 6000 | Bare Steel | 1979-05-07 | 1991-01-01 | Galvanized Steel | Pressurized
JIFFY LUBE 321 | 4861 JIMMY CARTER BLVD | NORCROSS | Gwinnett | 670059 | 3 |  |  | TRUE |  | TRUE | Removed from Ground | Used Oil | 1000 | Bare Steel | 1986-01-01 | 1998-09-24 | Galvanized Steel
QUICK STOP 78 INC | 5109 Stone Mountain Hwy | STONE MOUNTAIN | Gwinnett | 670362 | 6 | Ball Float | 2012-12-01 | FALSE | 2012-12-01 | FALSE | Currently in Use | Premium | 6000 | Tank Jacket | 2012-12-01 |  | Double-Walled Fiberglass | Pressurized
FUEL STOP INC | 3180 HWY 78 | SNELLVILLE | Gwinnett | 670341 | 2 | Ball Float | 1994-08-23 | FALSE | 1994-08-23 | FALSE | Currently in Use | Premium | 10000 | Fiberglass | 1986-03-01 |  | Fiberglass Reinforced Plastic | Pressurized
SNELLVILLE TAG OFFICE FUEL SITE | 2825 LENORA CHURCH RD | SNELLVILLE | Gwinnett | 10001272 | 1 | Ball Float | 2006-04-20 | FALSE | 2006-04-21 | FALSE | Currently in Use | Regular | 20000 | Fiberglass Double Walled | 2006-01-19 |  | Double-Walled Fiberglass | Pressurized
THREE RISING STARS INVESTMENTS LLC | 2595 HIGHPOINT RD | SNELLVILLE | Gwinnett | 9067404 | 3B | Ball Float | 2001-10-01 | FALSE | 2001-10-01 | FALSE | Temporarily out of use | Kerosene | 2000 | Composite | 2001-10-01 |  | Fiberglass Reinforced Plastic | Suction (American)
TEXACO FOOD MART DBA JS REAL ESTATE HOLDINGS | 4785 LAWRENCEVILLE HWY NW | LILBURN | Gwinnett | 670187 | 1 | [5 empty] | Removed from Ground | Gas (Historical Use) | 10000 | Bare Steel | 1978-05-04 | 1899-12-31 | Galvanized Steel
TEXACO FOOD MART DBA JS REAL ESTATE HOLDINGS | 4785 LAWRENCEVILLE HWY NW | LILBURN | Gwinnett | 670187 | 7 |  | 1989-11-01 | FALSE | 1989-11-01 | FALSE | Currently in Use | Gas (Historical Use) | 10000 | Fiberglass | 1989-01-01 |  | Fiberglass Reinforced Plastic | Pressurized
SOUTHSIDE FUEL SITE | 2180 STONE DR | LILBURN | Gwinnett | 9067385 | 2 | Flapper Valve | 1998-05-01 | FALSE | 1998-05-01 | FALSE | Currently in Use | Diesel | 15000 | Fiberglass Double Walled | 1998-05-05 |  | Double-Walled Fiberglass | Pressurized
4900 CHEVRON INC | 4900 Stone Mountain Hwy | Lilburn | Gwinnett | 9067382 | 4 | Flapper Valve | 2020-04-15 | FALSE | 2020-04-15 | FALSE | Currently in Use | Regular | 20000 | Composite Double Walled | 2020-04-15 |  | Double-Walled Fiberglass | Pressurized
EXPRESS POINT 490 LLC | 490 PLEASANT HILL RD | LILBURN | Gwinnett | 9067345 | 2 | Ball Float |  | FALSE |  | FALSE | Currently in Use | Premium | 10000 | Composite | 1998-10-09 |  | Fiberglass Reinforced Plastic | Pressurized
NEIGHBORS | 646 INDIAN TRAIL RD | LILBURN | Gwinnett | 9067116 | 4 |  | 1990-12-01 |  | 1990-12-01 |  | Removed from Ground | Diesel | 10000 | Double Walled | 1990-01-01 | 2017-02-15 | Fiberglass Reinforced Plastic | Pressurized
CHEVRON FOOD MART | 1191 ROCKBRIDGE RD NW | NORCROSS | Gwinnett | 670052 | 1 |  |  | TRUE |  | TRUE | Removed from Ground | Used Oil | 550 | Bare Steel | 1984-01-02 | 1996-09-01 | Galvanized Steel
GWINNETT PARTNERS LLC | 5435 FIVE FORKS TRICKUM RD | STONE MOUNTAIN | Gwinnett | 10000221 | 2 |  |  | FALSE |  | FALSE | Removed from Ground | Gas (Historical Use) | 0 | Unknown |  | 1899-12-31 | Galvanized Steel
E-Z MART | 5124 US HWY 78 | STONE MOUNTAIN | Gwinnett | 4440487 | 6 |  | 1993-04-29 |  | 1993-04-29 |  | Removed from Ground | Gas (Historical Use) | 11527 | Double Walled | 1993-04-29 | 2006-11-07 | Fiberglass Reinforced Plastic | Pressurized
MURPHY USA #7052 | 1759 ROCKBRIDGE RD | STONE MOUNTAIN | Gwinnett | 10000704 | 2B | Flapper Valve | 2004-08-17 | FALSE | 2004-08-17 | FALSE | Currently in Use | Premium | 8000 | Fiberglass Double Walled | 2004-07-27 |  | Double-Walled Fiberglass | Pressurized
QUICK STOP 78 INC | 5109 Stone Mountain Hwy | STONE MOUNTAIN | Gwinnett | 670362 | 2 |  |  | FALSE |  | FALSE | Removed from Ground | Gas (Historical Use) | 10086 | Steel-Impressed Current | 1975-05-11 | 2012-05-16 | Double-Walled Fiberglass
925 Indian Trail Rd LLC | 925 INDIAN TRAIL LILBURN RD | LILBURN | Gwinnett | 670538 | 4 |  | 1987-01-01 | FALSE | 1987-01-01 | FALSE | Temporarily out of use | Gas (Historical Use) | 10000 | Galvanic (STIP-3) | 1987-01-01 |  | Galvanized Steel | Pressurized
GWINNETT PARTNERS LLC | 5435 FIVE FORKS TRICKUM RD | STONE MOUNTAIN | Gwinnett | 10000221 | 1 |  |  | FALSE |  | FALSE | Removed from Ground | Gas (Historical Use) | 0 | Unknown |  | 1899-12-31 | Galvanized Steel
E-Z MART | 5124 US HWY 78 | STONE MOUNTAIN | Gwinnett | 4440487 | 1 |  | 1993-04-29 |  | 1993-04-29 |  | Removed from Ground | Gas (Historical Use) | 10000 | Double Walled | 1977-04-21 | 1993-04-06 | Fiberglass Reinforced Plastic | Pressurized
TEXACO MAIN ST | 2348 E MAIN ST | SNELLVILLE | Gwinnett | 9067039 | 4 | Flapper Valve | 1994-10-01 |  | 1994-10-01 |  | Currently in Use | Gas (Historical Use) | 10000 | Fiberglass | 1989-05-14 |  | Fiberglass Reinforced Plastic | Pressurized
TEXACO MAIN ST | 2348 E MAIN ST | SNELLVILLE | Gwinnett | 9067039 | 1 |  | 1994-10-01 |  | 1994-10-01 |  | Currently in Use | Gas (Historical Use) | 5000 | Fiberglass | 1979-06-08 |  | Fiberglass Reinforced Plastic | Pressurized
QUIKTRIP #804 | 1912 E Main St | Snellville | Gwinnett | 9067406 | 1 | Flapper Valve | 2001-11-01 | FALSE | 2001-11-01 | FALSE | Currently in Use | Regular | 20000 | Fiberglass Double Walled | 2001-07-01 |  | Double-Walled Flex | Pressurized
QUIKTRIP #794 | 2008 SCENIC HWY | SNELLVILLE | Gwinnett | 9067388 | 1 | Flapper Valve | 2000-07-01 | FALSE | 2000-07-01 | FALSE | Currently in Use | Regular | 12000 | Fiberglass | 2000-06-30 |  | Fiberglass Reinforced Plastic | Pressurized
S & S 2 Investment | 4125 JIMMY CARTER BLVD | NORCROSS | Gwinnett | 670090 | 2 | Ball Float | 1995-11-01 | FALSE | 1991-01-01 | FALSE | Currently in Use | Premium | 10000 | Fiberglass | 1981-04-30 |  | Fiberglass Reinforced Plastic | Pressurized
SAM'S MART # 515 | 1745 INDIAN TRAIL | NORCROSS | Gwinnett | 670086 | 1 |  | 1996-02-01 |  | 1989-01-01 |  | Removed from Ground | Gas (Historical Use) | 12000 | Fiberglass | 1984-04-29 | 2001-12-21 | Fiberglass Reinforced Plastic | Pressurized
BRISTOW & ASSOC | 4784 LAWRENCEVILLE HWY | LILBURN | Gwinnett | 670309 | 8 | Exempted | 1994-08-11 | TRUE | 1994-08-11 | TRUE | Currently in Use | Used Oil | 1000 |  | 1989-06-15
BRISTOW & ASSOC | 4784 LAWRENCEVILLE HWY | LILBURN | Gwinnett | 670309 | 2 | [5 empty] | Removed from Ground | Gas (Historical Use) | 10000 | Bare Steel | 1972-04-26 | 1989-06-13 | Galvanized Steel
BP #48528 | 4850 US HWY 78 | LILBURN | Gwinnett | 9067084 | 3 |  | 1991-06-01 |  | 1991-06-01 |  | Removed from Ground | Gas (Historical Use) | 12000 | Composite | 1991-06-01 | 2007-08-22 | Fiberglass Reinforced Plastic | Pressurized
MINIT FOODS | 5290 US HWY 78 | STONE MOUNTAIN | Gwinnett | 670053 | 2 | [5 empty] | Permanently Out of Use - historical purposes | Gas (Historical Use) | 0 | Bare Steel | 1987-01-01 | 1899-12-31 | Galvanized Steel
MURPHY USA #7052 | 1759 ROCKBRIDGE RD | STONE MOUNTAIN | Gwinnett | 10000704 | 1 | Flapper Valve | 2004-08-17 | FALSE | 2004-08-17 | FALSE | Currently in Use | Regular | 20000 | Fiberglass Double Walled | 2004-07-27 |  | Double-Walled Fiberglass | Pressurized
RaceTrac #2354 - Scenic Hwy. | 2211 SCENIC HWY | SNELLVILLE | Gwinnett | 10002288 | 1 | Overfill Alarm | 2013-10-24 | FALSE | 2013-10-24 | FALSE | Currently in Use | Regular | 20000 | Composite Double Walled | 2013-10-24 |  | Double-Walled Fiberglass | Pressurized
THE MARKET | 2007 SCENIC HWY | SNELLVILLE | Gwinnett | 9067041 | 3 | Ball Float | 1994-12-01 | FALSE | 1994-12-01 | FALSE | Removed from Ground | Regular | 8000 | Steel-Impressed Current | 1984-01-01 | 2018-11-30 |  | Pressurized
WILLIAMS FARM | 2055 WEBB GIN HOUSE | SNELLVILLE | Gwinnett | 9067400 | 4 | [5 empty] | Removed from Ground | Gas (Historical Use) | 500 | Not Marked/Unknown | 2001-08-28 | 2001-08-28 | Not Marked
THREE RISING STARS INVESTMENTS LLC | 2595 HIGHPOINT RD | SNELLVILLE | Gwinnett | 9067404 | 1 | Flapper Valve | 2001-10-01 | FALSE | 2001-10-01 | FALSE | Currently in Use | Regular | 12000 | Composite | 2001-10-01 |  | Fiberglass Reinforced Plastic | Pressurized
SHELL FOOD MART | 2218 SCENIC HWY N | SNELLVILLE | Gwinnett | 670468 | 2 |  | 1994-03-22 | FALSE | 1994-03-22 | FALSE | Removed from Ground | Premium | 10000 | Steel-Impressed Current | 2001-09-20 |  | Fiberglass Reinforced Plastic | Pressurized
TOMCO EQUIPMENT CO | 3340 ROSEBUD RD | LOGANVILLE | Gwinnett | 670452 | 1 | [5 empty] | Removed from Ground | Gas (Historical Use) | 1000 | Marked Unknown | 1961-04-08 | 1989-09-18 | Unknown
KROGER GA-449 | 1227 ROCKBRIDGE RD | STONE MOUNTAIN | Gwinnett | 10000996 | 1B | Ball Float | 2005-09-16 | FALSE | 2005-09-16 | FALSE | Removed from Ground | Premium | 8000 | Fiberglass Double Walled | 2005-09-09 | 2017-09-15 | Double-Walled Flex | Pressurized
CHEVRON #43254 | 5374 US HWY 78 | STONE MOUNTAIN | Gwinnett | 670317 | 2 | [5 empty] | Removed from Ground | Gas (Historical Use) | 10000 | Fiberglass | 1984-04-23 | 1990-11-07 | Fiberglass Reinforced Plastic
KING'S OIL #341 | 2355 SCENIC HWY | SNELLVILLE | Gwinnett | 670434 | 3 | Ball Float | 1997-10-22 | FALSE | 1994-01-01 | FALSE | Temporarily out of use | Diesel | 8000 | Galvanic (STIP-3) | 1983-05-09 |  | Fiberglass Reinforced Plastic | Pressurized
FUEL STOP INC | 3180 HWY 78 | SNELLVILLE | Gwinnett | 670341 | 1 | Ball Float | 1994-08-23 | FALSE | 1994-08-23 | FALSE | Currently in Use | Regular | 10000 | Fiberglass | 1986-03-01 |  | Fiberglass Reinforced Plastic | Pressurized
PEP BOYS #119 | 3965 HWY 29 | LILBURN | Gwinnett | 9067046 | 2 |  |  | TRUE |  | TRUE | Currently in Use | Used Oil | 550 | Double Walled | 1988-01-01 |  | Fiberglass Reinforced Plastic
Max 915 Enterprises LLC | 915 INDIAN TRAIL | LILBURN | Gwinnett | 670174 | 2 | Ball Float | 1995-03-01 | FALSE | 1995-03-01 | FALSE | Currently in Use | Premium | 10000 | Galvanic (STIP-3) | 1985-01-01 |  | Fiberglass Reinforced Plastic | Pressurized
ARCADO ROAD PARTNERS LLC | 7999 Amawalk Circle | Duluth | Gwinnett | 670541 | 1 | Ball Float | 1998-02-10 | FALSE | 1987-01-01 | FALSE | Currently in Use | Premium | 10000 | Steel-Impressed Current | 1987-01-01 |  | Fiberglass Reinforced Plastic | Pressurized
FAST FREDDY'S FOOD MART | 331 ROCKBRIDGE RD | LILBURN | Gwinnett | 670516 | 3 | Ball Float | 1998-06-26 | FALSE | 1998-06-26 | FALSE | Currently in Use | Diesel | 6000 | Steel-Impressed Current | 1985-05-20 |  | Fiberglass Reinforced Plastic | Pressurized
THOMPSON | 4064 US HWY 29 | LILBURN | Gwinnett | 670508 | 2 |  |  | FALSE |  | FALSE | Removed from Ground | Used Oil | 550 | Unknown | 2002-11-08 | 2002-11-08
KENERLY SVC STA | 4004 LAWRENCEVILLE HWY | LILBURN | Gwinnett | 9067059 | 4 | [5 empty] | Removed from Ground | Kerosene | 3000 | Not Marked/Unknown | 1989-01-01 | 1999-12-01 | Not Marked
KENERLY SVC STA | 4004 LAWRENCEVILLE HWY | LILBURN | Gwinnett | 9067059 | 5 | [5 empty] | Removed from Ground | Gas (Historical Use) | 10000 | Bare Steel | 1976-06-07 | 1999-12-01 | Galvanized Steel
PEACHTREE PARKWAY 97 LLC | 5100 PEACHTREE PKWY | NORCROSS | Gwinnett | 9067186 | 4 |  | 1999-01-01 | TRUE | 1999-01-01 | TRUE | Removed from Ground | Used Oil | 1000 | Fiberglass | 1988-01-01 | 2009-07-08 | Fiberglass Reinforced Plastic | Pressurized
KROGER GA-438 | 4155 HWY 29 | LILBURN | Gwinnett | 10000050 | 1B | Overfill Alarm | 2002-03-21 | FALSE | 2002-03-21 | FALSE | Currently in Use | Premium | 8000 | Fiberglass Double Walled | 2002-03-21 |  | Double-Walled Fiberglass | Pressurized
TEXACO FOOD MART | 5374 FIVE FORKS TRICKUM RD | LILBURN | Gwinnett | 670155 | 3 |  |  | FALSE |  | FALSE | [6 empty] | Steel (Impressed Current) | Pressurized
ROCKBRIDGE AMOCO | 5474 LAWRENCEVILLE HWY | LILBURN | Gwinnett | 9067321 | 1 | Overfill Alarm | 1997-07-01 | FALSE | 1997-07-01 | FALSE | Currently in Use | Regular | 10000 | Epoxy | 1997-09-01 |  | Fiberglass Reinforced Plastic | Pressurized
EXXON FOOD MART | 3020 FIVE FORKS TRICKUM RD | LILBURN | Gwinnett | 9000704 | 2 | [5 empty] | Removed from Ground | Gas (Historical Use) | 6000 | Bare Steel | 1979-05-07 | 1991-01-01 | Galvanized Steel | Pressurized
CITGO FOOD MART | 28 KILLIAN HILL RD | LILBURN | Gwinnett | 670479 | 4 | Ball Float | 1997-12-01 | FALSE | 1997-12-01 | FALSE | Currently in Use | Regular | 12000 | Fiberglass | 1997-12-01 |  | Fiberglass Reinforced Plastic | Pressurized
CITGO FOOD MART | 28 KILLIAN HILL RD | LILBURN | Gwinnett | 670479 | 1 | [5 empty] | Removed from Ground | Gas (Historical Use) | 10027 | Bare Steel | 1980-01-16 | 1992-04-20 | Galvanized Steel | Suction (American)
CHEVRON FOOD MART | 1191 ROCKBRIDGE RD NW | NORCROSS | Gwinnett | 670052 | 2 | Flapper Valve | 2022-04-21 | FALSE | 2022-04-21 | FALSE | Currently in Use | Regular | 12000 | Composite | 2022-04-21 |  | Double-Walled Fiberglass | Pressurized
CHEVRON #43254 | 5374 US HWY 78 | STONE MOUNTAIN | Gwinnett | 670317 | 4 |  |  | TRUE |  | TRUE | Removed from Ground | Used Oil | 1000 | Fiberglass | 1984-04-23 | 1990-11-07 | Fiberglass Reinforced Plastic
RUMA FOOD MART | 1184 LAWRENCEVILLE HWY | LAWRENCEVILLE | Gwinnett | 9067058 | 2 | Flapper Valve | 1998-10-01 | FALSE | 1998-10-01 | FALSE | Currently in Use | Regular | 10000 | Galvanic (STIP-3) | 1999-09-01 |  | Fiberglass Reinforced Plastic | Pressurized
MR QUICKS | 751 HWY 78 | LOGANVILLE | Gwinnett | 9067230 | 3 | [5 empty] | Removed from Ground | Gas (Historical Use) | 8000 | Bare Steel | 1980-01-01 | 1996-05-01 | Galvanized Steel
MANSFIELD OK | US HWY 78 & ROSEBUD RD | LOGANVILLE | Gwinnett | 9000436 | 1 | [5 empty] | Removed from Ground | Gas (Historical Use) | 10000 | Bare Steel | 1981-05-02 | 1988-01-01 | Galvanized Steel
CHEVRON FOOD MART | 5175 S OLD PEACHTREE RD | NORCROSS | Gwinnett | 9000735 | 3 | Flapper Valve | 1988-06-01 | FALSE | 1988-06-01 | FALSE | Removed from Ground | Diesel | 10000 | Fiberglass | 1988-06-01 | 2020-04-14 | Fiberglass Reinforced Plastic | Pressurized
SAM'S MART # 514 | 5500 SPALDING DR | NORCROSS | Gwinnett | 9067161 | 2 | Ball Float | 1994-01-01 |  | 1986-01-01 |  | Currently in Use | Gas (Historical Use) | 10000 | Fiberglass | 1985-01-01 |  | Fiberglass Reinforced Plastic | Pressurized
NELTECH II ASSOCIATES/BLDG 520 | 40 TECHNOLOGY PKWY | NORCROSS | Gwinnett | 9067162 | 1 | [5 empty] | Removed from Ground | Diesel | 3000 | Not Marked/Unknown | 1993-08-14 | 1993-08-14 | Not Marked
CROWN STATION GA #51 | 2784 WEST MAIN ST | SNELLVILLE | Gwinnett | 670019 | 3 | [5 empty] | Removed from Ground | Gas (Historical Use) | 10270 | Bare Steel | 1979-04-06 | 1992-10-02 | Galvanized Steel | Pressurized
CHEVRON #43255 | 2547 WEST MAIN ST | SNELLVILLE | Gwinnett | 670318 | 3 |  | 1993-07-20 |  | 1993-07-20 |  | Removed from Ground | Gas (Historical Use) | 8775 | Fiberglass | 1986-01-01 | 2004-03-23 | Fiberglass Reinforced Plastic | Pressurized
ATHAS FINA | 2548 MAIN ST W | SNELLVILLE | Gwinnett | 670352 | 3C | [5 empty] | Removed from Ground | Diesel | 6000 | Bare Steel | 1987-06-14 | 1989-01-01 | Not Marked
PLATINUM REAL ESTATE PARTNERS LLC | 6405 PEACHTREE IND BLVD | NORCROSS | Gwinnett | 670143 | 3 | Ball Float | 1991-06-01 | FALSE | 1994-03-01 | FALSE | Currently in Use | Premium | 15000 | Steel-Impressed Current | 1981-05-01 |  | Fiberglass Reinforced Plastic | Pressurized
CHEVRON #50153 | 4050 HOLCOMB BRIDGE RD | NORCROSS | Gwinnett | 670319 | 1 | [5 empty] | Removed from Ground | Gas (Historical Use) | 10000 | Fiberglass | 1981-04-24 | 1994-02-18 | Fiberglass Reinforced Plastic | Pressurized
CITGO FOOD MART | 3426 HOLCOMB BRIDGE RD | NORCROSS | Gwinnett | 670017 | 2 | Ball Float | 1993-04-19 | FALSE | 1993-04-19 | FALSE | Currently in Use | Regular | 10152 | Galvanic (STIP-3) | 1984-04-04 |  | Double-Walled Fiberglass | Pressurized
TEXACO FOOD MART | 2899 W MAIN ST | SNELLVILLE | Gwinnett | 670029 | 4 | Ball Float | 1996-11-15 | FALSE | 1996-11-15 | FALSE | Currently in Use | Premium | 10000 | Fiberglass | 1996-11-15 |  | Fiberglass Reinforced Plastic | Pressurized
TEXACO FOOD MART | 2899 W MAIN ST | SNELLVILLE | Gwinnett | 670029 | 5 | Ball Float | 1996-11-15 | FALSE | 1996-11-15 | FALSE | Currently in Use | Regular | 10000 | Fiberglass | 1996-11-15 |  | Fiberglass Reinforced Plastic | Pressurized
MCCART PIPELINE INC | ROSEBUD RD | SNELLVILLE | Gwinnett | 670097 | 1 | [5 empty] | Permanently Out of Use - historical purposes | Diesel | 1000 | Cathodically Protected Steel | 1983-04-22 | 1899-12-31 | Galvanized Steel
JIFFY LUBE #365 | 2564 W MAIN ST | SNELLVILLE | Gwinnett | 670058 | 3 |  |  | TRUE |  | TRUE | Removed from Ground | Used Oil | 2000 | Bare Steel | 1986-01-01 | 1999-02-01 | Galvanized Steel
SNELLVILLE MIDDLE SCHOOL FUEL SITE | 3155 PATE RD | SNELLVILLE | Gwinnett | 670199 | 5 | Overfill Alarm | 1991-10-08 |  | 1991-10-08 |  | Removed from Ground | Gas (Historical Use) | 12000 | Fiberglass | 1992-01-01 | 2009-06-29 | Fiberglass Reinforced Plastic | Pressurized
GWINNETT UTILITIES INC | 2686 SPRINGDALE RD | SNELLVILLE | Gwinnett | 9067037 | 2 | [5 empty] | Removed from Ground | Diesel | 2000 | Fiberglass | 1988-01-01 | 1998-10-23 | Galvanized Steel | Suction (American)
CROWES GROCERY | 301 US HWY 78/ATLANTA HWY | LOGANVILLE | Gwinnett | 9147020 | 1 | [5 empty] | Removed from Ground | Gas (Historical Use) | 6000 | Bare Steel | 1984-01-01 | 1994-12-01 | Galvanized Steel
STEPHENS PROPERTY | 5065 US HWY 78 | LILBURN | Gwinnett | 9067140 | 2 | [5 empty] | Removed from Ground | Gas (Historical Use) | 4000 | Marked Unknown | 1992-07-30 | 1992-07-30 | Unknown
SAM'S MART # 514 | 5500 SPALDING DR | NORCROSS | Gwinnett | 9067161 | 4 | Ball Float | 1994-01-01 |  | 1986-01-01 |  | Currently in Use | Diesel | 10000 | Fiberglass | 1985-01-01 |  | Fiberglass Reinforced Plastic | Pressurized
QUIKTRIP #735 | 3229 PEACHTREE CORNERS CIR | PEACHTREE CORNERS | Gwinnett | 9067019 | 1 |  | 1990-09-01 | FALSE | 1990-09-01 | FALSE | Removed from Ground | Gas (Historical Use) | 12000 | Tank Jacket | 1991-01-01 | 2014-04-24 |  | Pressurized
QUIKTRIP #735 | 3229 PEACHTREE CORNERS CIR | PEACHTREE CORNERS | Gwinnett | 9067019 | 4 |  | 2014-03-01 | FALSE | 2014-08-06 | FALSE | Currently in Use | Regular | 20000 | Fiberglass Double Walled | 2013-12-01 |  | Double-Walled Fiberglass | Pressurized
QUIKTRIP #735 | 3229 PEACHTREE CORNERS CIR | PEACHTREE CORNERS | Gwinnett | 9067019 | 7 |  | 2014-03-01 | FALSE | 2014-08-06 | FALSE | Currently in Use | Diesel | 12000 | Fiberglass Double Walled | 2013-12-01 |  | Double-Walled Fiberglass | Pressurized
HOLCOMB BRIDGE FOOD MART LLC | 6399 SPALDING DR | NORCROSS | Gwinnett | 670184 | 1 | [5 empty] | Removed from Ground | Gas (Historical Use) | 10000 | Bare Steel | 1979-05-04 | 1899-12-31 | Galvanized Steel
HOLCOMB BRIDGE FOOD MART LLC | 6399 SPALDING DR | NORCROSS | Gwinnett | 670184 | 4 | [5 empty] | Removed from Ground | Gas (Historical Use) | 12000 | Bare Steel | 1979-05-04 | 1899-12-31 | Galvanized Steel
HOLCOMB BRIDGE FOOD MART LLC | 6399 SPALDING DR | NORCROSS | Gwinnett | 670184 | 7 | Ball Float | 1989-04-01 | FALSE | 1989-04-01 | FALSE | Currently in Use | Premium | 10000 | Fiberglass | 1989-01-01 |  | Fiberglass Reinforced Plastic | Pressurized
CHEVRON #50153 | 4050 HOLCOMB BRIDGE RD | NORCROSS | Gwinnett | 670319 | 4 | [5 empty] | Removed from Ground | Diesel | 10000 | Fiberglass | 1981-04-24 | 1994-02-18 | Fiberglass Reinforced Plastic | Pressurized
BP #48528 | 4850 US HWY 78 | LILBURN | Gwinnett | 9067084 | 1 |  | 1991-06-01 |  | 1991-06-01 |  | Removed from Ground | Gas (Historical Use) | 10000 | Composite | 1991-06-01 | 2007-08-22 | Fiberglass Reinforced Plastic | Pressurized
925 Indian Trail Rd LLC | 925 INDIAN TRAIL LILBURN RD | LILBURN | Gwinnett | 670538 | 3 |  | 1987-01-01 | FALSE | 1987-01-01 | FALSE | Temporarily out of use | Diesel | 10000 | Steel-Impressed Current | 1987-01-01 |  | Steel (Impressed Current) | Pressurized
SIMS 205 MOUNTAIN PARK | 1300 ROCKBRIDGE RD | STONE MOUNTAIN | Gwinnett | 670437 | 2 |  | 1996-10-14 |  | 1994-01-01 |  | Removed from Ground | Gas (Historical Use) | 10000 | Steel-Impressed Current | 1978-05-10 | 2013-01-04 | Steel (Impressed Current) | Pressurized
THE MARKET | 2007 SCENIC HWY | SNELLVILLE | Gwinnett | 9067041 | 4 | Ball Float | 1994-12-01 | FALSE | 1994-12-01 | FALSE | Removed from Ground | Diesel | 6000 | Steel-Impressed Current | 1984-01-01 | 2018-11-30 |  | Pressurized
QUIKTRIP #804 | 1912 E Main St | Snellville | Gwinnett | 9067406 | 3 | Flapper Valve | 2001-11-01 | FALSE | 2001-11-01 | FALSE | Currently in Use | Premium | 12000 | Fiberglass Double Walled | 2001-07-01 |  | Double-Walled Flex | Pressurized
BP #24116 | 3905 LAWRENCEVILLE HWY | LILBURN | Gwinnett | 670192 | 5 | [5 empty] | Removed from Ground | Other | 10000 | Not Marked/Unknown | 1988-01-01 | 1997-09-02 | Not Marked
BP #24116 | 3905 LAWRENCEVILLE HWY | LILBURN | Gwinnett | 670192 | 4 | [5 empty] | Removed from Ground | Gas (Historical Use) | 10000 | Bare Steel | 1979-05-04 | 1899-12-31 | Galvanized Steel
BP #24116 | 3905 LAWRENCEVILLE HWY | LILBURN | Gwinnett | 670192 | 7 | [5 empty] | Removed from Ground | Other | 10000 | Not Marked/Unknown | 1988-01-01 | 1997-09-02 | Not Marked
STEPHENS PROPERTY | 5065 US HWY 78 | LILBURN | Gwinnett | 9067140 | 1 | [5 empty] | Removed from Ground | Diesel | 4000 | Marked Unknown | 1992-07-30 | 1992-07-30 | Unknown
FORMER SERVICE STATION | 94 MAIN STREET | LILBURN | Gwinnett | 9067264 | 1 | [5 empty] | Removed from Ground | Other | 1000 | Not Marked/Unknown | 1999-12-19 | 1999-12-19 | Not Marked
QUIKTRIP #776 | 5255 PEACHTREE PKWY | NORCROSS | Gwinnett | 9067251 | 2 | Flapper Valve | 1995-10-24 | FALSE | 1995-10-24 | FALSE | Removed from Ground | Regular | 12000 | Fiberglass | 1995-10-03 |  | Fiberglass Reinforced Plastic | Pressurized
SAM'S MART # 516 | 7800 HOLCOMB BRIDGE RD | NORCROSS | Gwinnett | 670093 | 4 |  | 1996-02-01 |  | 1989-01-01 |  | Currently in Use | Diesel | 10000 | Fiberglass | 1981-04-30 |  | Double-Walled Fiberglass | Pressurized
E R SNELL SHOP | 1785 OAK RD | SNELLVILLE | Gwinnett | 670272 | 6 |  |  | TRUE |  | TRUE | Removed from Ground | Used Oil | 500 | Bare Steel | 1997-10-01 | 2000-05-01 | Galvanized Steel | Gravity Fed
GWINNETT CAR CARE CTR INC | 2715 MAIN ST | SNELLVILLE | Gwinnett | 670365 | 1 |  |  | TRUE |  | TRUE | Removed from Ground | Used Oil | 550 | Bare Steel | 1981-05-06 | 1995-08-04 | Bare Steel
ATHAS FINA | 2548 MAIN ST W | SNELLVILLE | Gwinnett | 670352 | 2 |  | 1989-01-01 | FALSE | 1989-01-01 | FALSE | Removed from Ground | Gas (Historical Use) | 6000 | Fiberglass | 1989-01-01 | 2017-03-15 | Fiberglass Reinforced Plastic | Pressurized
CIRCLE K | 686 US HWY 78/ATLANTA HWY | LOGANVILLE | Gwinnett | 9067060 | 1 | [5 empty] | Removed from Ground | Gas (Historical Use) | 8000 | Bare Steel | 1981-01-01 | 1988-04-01 | Galvanized Steel
MANSFIELD OK | US HWY 78 & ROSEBUD RD | LOGANVILLE | Gwinnett | 9000436 | 3 | [5 empty] | Removed from Ground | Gas (Historical Use) | 4000 | Bare Steel | 1976-05-03 | 1988-01-01 | Galvanized Steel
CHEVRON FOOD MART | 6141 PEACHTREE PKWY | NORCROSS | Gwinnett | 9000376 | 6 |  | 1994-11-07 |  | 1994-11-07 |  | Removed from Ground | Gas (Historical Use) | 10000 | Fiberglass Double Walled | 1989-08-08 | 2016-10-05 | Double-Walled Fiberglass | Pressurized
CHEVRON FOOD MART | 5175 S OLD PEACHTREE RD | NORCROSS | Gwinnett | 9000735 | 1 | Flapper Valve | 1988-06-01 | FALSE | 1988-06-01 | FALSE | Removed from Ground | Regular | 10000 | Fiberglass | 1988-06-01 | 2020-04-14 | Fiberglass Reinforced Plastic | Pressurized
FUAD ENTERPRISES INC | 3415 MEDLOCK BRIDGE RD | NORCROSS | Gwinnett | 670144 | 2 | [5 empty] | Removed from Ground | Gas (Historical Use) | 2000 | Bare Steel | 1966-05-05 | 1997-05-01 | Galvanized Steel
SAM'S MART # 516 | 7800 HOLCOMB BRIDGE RD | NORCROSS | Gwinnett | 670093 | 3 |  | 1996-02-01 |  | 1989-01-01 |  | Currently in Use | Gas (Historical Use) | 10000 | Fiberglass | 1981-04-30 |  | Double-Walled Fiberglass | Pressurized
SNELLVILLE M/C | 2161 HEWATT RD | SNELLVILLE | Gwinnett | 670240 | 1 | [5 empty] | Removed from Ground | Gas (Historical Use) | 6000 | Bare Steel | 1984-05-08 | 1999-01-05 | Cathodically Protected | Suction (American)
REX GREENE TRUCKING | 2336 LENORA CHURCH RD | SNELLVILLE | Gwinnett | 670287 | 1 | [5 empty] | Removed from Ground | Diesel | 1 | Bare Steel | 1986-04-16 | 1989-01-01 | Galvanized Steel
E R SNELL SHOP | 1785 OAK RD | SNELLVILLE | Gwinnett | 670272 | 2 | [5 empty] | Removed from Ground | Gas (Historical Use) | 10000 | Bare Steel | 1976-04-16 | 1998-02-01 | Cathodically Protected | Suction (American)
SCENIC HIGHWAY 2075 LLC | 1937 SCENIC HWY | SNELLVILLE | Gwinnett | 9067111 | 6 |  | 1990-06-01 |  | 1990-06-01 |  | Removed from Ground | Gas (Historical Use) | 10000 | Fiberglass | 1990-02-26 | 2011-01-13 | Fiberglass Reinforced Plastic | Pressurized
PEP BOYS #108 | 2207 EAST MAIN ST | SNELLVILLE | Gwinnett | 9067045 | 2 |  |  | TRUE |  | TRUE | Removed from Ground | Used Oil | 550 | Double Walled | 1988-01-01 | 1996-08-28 | Bare Steel
GWINNETT UTILITIES INC | 2686 SPRINGDALE RD | SNELLVILLE | Gwinnett | 9067037 | 1 | [5 empty] | Removed from Ground | Diesel | 2000 | Fiberglass | 1988-01-01 | 1998-10-23 | Galvanized Steel | Suction (American)
TIRE DOCTOR | 5345 US HWY 78 | STONE MOUNTAIN | Gwinnett | 9067160 | 5 | [5 empty] | Removed from Ground | Other | 0 | Not Marked/Unknown | 1950-01-01 | 1993-09-10 | Not Marked
SNELLVILLE SITE #012 | 2289 SCENIC DR | SNELLVILLE | Gwinnett | 9067048 | 1 |  | 1997-12-30 |  | 1997-12-30 |  | Removed from Ground | Diesel | 275 | Cathodically Protected Steel | 1986-01-01 | 1899-12-31 | Double Walled
GARNERS BUILDING SUPPLY INC | 5335 US HWY 78 | STONE MOUNTAIN | Gwinnett | 670392 | 1 | [5 empty] | Removed from Ground | Gas (Historical Use) | 1000 | Bare Steel | 1978-03-18 | 1998-10-02 | Bare Steel | Suction (American)
TEXACO MOUNTAIN MART CARWASH | 1510 E PARK PLACE BLVD | STONE MOUNTAIN | Gwinnett | 670539 | 3 |  | 1987-08-31 | TRUE | 1987-08-31 | TRUE | Currently in Use | Diesel | 6000 | Composite | 1987-08-31 |  | Fiberglass Reinforced Plastic | Pressurized
Q LUBE INC #1168 | 5314 US HWY 78 | STONE MOUNTAIN | Gwinnett | 670542 | 3 |  |  | TRUE |  | TRUE | Removed from Ground | Used Oil | 2000 | Bare Steel | 1987-01-01 | 1998-09-01 | Galvanized Steel
CHEVRON #50153 | 4050 HOLCOMB BRIDGE RD | NORCROSS | Gwinnett | 670319 | 5 |  |  | TRUE |  | TRUE | Removed from Ground | Used Oil | 1000 | Fiberglass | 1981-04-24 | 1994-02-18 | Fiberglass Reinforced Plastic
YASMIN BUSINESS INC. | 3425 MEDLOCK BRIDGE RD | NORCROSS | Gwinnett | 10000861 | 1 | Ball Float | 2011-09-01 | FALSE | 2011-09-01 | FALSE | Currently in Use | Regular | 12000 | Epoxy | 2003-12-15 |  | Double Walled | Pressurized
GULF FOOD MART ASID 1730 | 3200 HWY 78 | SNELLVILLE | Gwinnett | 670306 | 2 | Ball Float | 1985-10-01 | FALSE | 1985-10-01 | FALSE | Closed in Ground | Premium | 10000 | Steel-Impressed Current | 1985-10-01 |  | Steel (Impressed Current) | Pressurized
E R SNELL SHOP | 1785 OAK RD | SNELLVILLE | Gwinnett | 670272 | 3 | [5 empty] | Removed from Ground | Gas (Historical Use) | 5000 | Bare Steel | 1978-04-16 | 1998-02-01 | Cathodically Protected | Suction (American)
ATHAS FINA | 2548 MAIN ST W | SNELLVILLE | Gwinnett | 670352 | 1 |  | 1989-01-01 | FALSE | 1989-01-01 | FALSE | Removed from Ground | Gas (Historical Use) | 6000 | Fiberglass | 1989-01-01 | 2017-03-15 | Fiberglass Reinforced Plastic | Pressurized
SCENIC HIGHWAY 2075 LLC | 1937 SCENIC HWY | SNELLVILLE | Gwinnett | 9067111 | 1 | [5 empty] | Removed from Ground | Other | 0 | Not Marked/Unknown | 1989-12-04 | 1989-12-04 | Not Marked
QUIK MART | 2530 ROCKBRIDGE RD | STONE MOUNTAIN | Gwinnett | 9067275 | 3 | Ball Float | 2004-07-02 | FALSE | 2004-07-02 | FALSE | Currently in Use | Diesel | 6000 | Epoxy | 2004-07-02 |  | Double-Walled Fiberglass | Pressurized
FLORIDA ROCK & TANK LINES INC | 4788 OLD PEACHTREE RD | NORCROSS | Gwinnett | 9000731 | 2 |  |  | TRUE |  | TRUE | Removed from Ground | Used Oil | 250 | Bare Steel | 1976-04-04 | 1990-08-01 | Galvanized Steel
ROCK-TENN CO | 4444 OLD PEACHTREE RD | NORCROSS | Gwinnett | 670270 | 8 | [5 empty] | Removed from Ground | Diesel | 1 | Bare Steel | 1977-04-16 | 1989-06-01 | Bare Steel
ROCK-TENN CO | 4444 OLD PEACHTREE RD | NORCROSS | Gwinnett | 670270 | 2 | [5 empty] | Removed from Ground | Diesel | 20000 | Bare Steel | 1976-01-01 | 1996-10-01 | Bare Steel | Suction (American)
SWEETWATER MIDDLE SCHOOL STATION | 3500 CRUSE RD | LILBURN | Gwinnett | 670200 | 1 |  | 1991-08-29 |  | 1991-08-29 |  | Removed from Ground | Gas (Historical Use) | 12000 | Bare Steel | 1982-01-01 | 1996-04-11 | Fiberglass Reinforced Plastic | Suction (American)
SWEETWATER MIDDLE SCHOOL STATION | 3500 CRUSE RD | LILBURN | Gwinnett | 670200 | 4 | [5 empty] | Removed from Ground | Other | 550 | Bare Steel | 1982-01-01 | 1996-04-11 | Fiberglass Reinforced Plastic
BERKLEY LAKE FUEL SITE GWINNETT FIRE STATION #19 | 3275 N BERKLEY LAKE RD | NORCROSS | Gwinnett | 9067178 | 1 | Flapper Valve | 1993-09-19 | FALSE | 1993-09-19 | FALSE | Currently in Use | Regular | 15000 | Fiberglass | 1993-09-19 |  | Fiberglass Reinforced Plastic | Pressurized
US POSTAL SERVICE | 5700 SPALDING DR | NORCROSS | Gwinnett | 9067014 | 1 | [5 empty] | Removed from Ground | Gas (Historical Use) | 12000 | Composite | 1988-01-01 | 1998-04-01 | Fiberglass Reinforced Plastic | Pressurized
5345 MEDLOCK BRIDGE LLC | 5345 PEACHTREE IND BLVD | NORCROSS | Gwinnett | 670321 | 2 |  | 1993-08-20 | FALSE | 1993-08-20 | FALSE | Currently in Use | Diesel | 10000 | Fiberglass | 1985-01-01 |  | Double-Walled Fiberglass | Pressurized
CROWN STATION GA #51 | 2784 WEST MAIN ST | SNELLVILLE | Gwinnett | 670019 | 2 | [5 empty] | Removed from Ground | Gas (Historical Use) | 10270 | Bare Steel | 1979-04-06 | 1992-10-02 | Galvanized Steel | Pressurized
TEXACO/FERGUSON #21-480-1318 | 2893 WEST MAIN ST | SNELLVILLE | Gwinnett | 670082 | 4 | [5 empty] | Removed from Ground | Diesel | 10000 | Fiberglass | 1985-04-29 | 1989-12-31 | Fiberglass Reinforced Plastic | Pressurized
TEXACO/FERGUSON #21-480-1318 | 2893 WEST MAIN ST | SNELLVILLE | Gwinnett | 670082 | 1 | [5 empty] | Removed from Ground | Gas (Historical Use) | 12000 | Fiberglass | 1985-04-29 | 1989-12-31 | Fiberglass Reinforced Plastic | Pressurized
JIFFY LUBE #365 | 2564 W MAIN ST | SNELLVILLE | Gwinnett | 670058 | 1 | [5 empty] | Removed from Ground | Other | 3000 | Bare Steel | 1986-01-01 | 1999-02-01 | Galvanized Steel
WILLIAMS BROS LUMB CO SNELLVILLE | 2912 WEST MAIN ST | SNELLVILLE | Gwinnett | 9067043 | 1 | [5 empty] | Removed from Ground | Diesel | 550 | Bare Steel | 1975-01-01 | 1990-09-21 | Bare Steel
QUICK STOP FOOD MART | 2671 CENTERVILLE HWY | SNELLVILLE | Gwinnett | 9067213 | 2 | Ball Float | 1989-01-01 | FALSE | 1989-01-01 | FALSE | Currently in Use | Diesel | 8000 | Galvanic (STIP-3) | 1989-01-01 |  | Fiberglass Reinforced Plastic | Pressurized
CITY OF SNELLVILLE POLICE DEPT | 2460 EAST MAIN STREET | SNELLVILLE | Gwinnett | 9067290 | 1 | [5 empty] | Removed from Ground | Gas (Historical Use) | 4000 | Not Marked/Unknown | 1996-12-01 | 1996-12-01 | Not Marked
FUAD ENTERPRISES INC | 3415 MEDLOCK BRIDGE RD | NORCROSS | Gwinnett | 670144 | 8 | [5 empty] | Removed from Ground | Kerosene | 550 | Bare Steel | 1997-04-09 | 1997-04-09 | Galvanized Steel
PLATINUM REAL ESTATE PARTNERS LLC | 6405 PEACHTREE IND BLVD | NORCROSS | Gwinnett | 670143 | 4 | Flapper Valve | 1991-06-01 | FALSE | 1994-03-01 | FALSE | Currently in Use | Diesel | 6000 | Steel-Impressed Current | 1981-05-01 |  | Fiberglass Reinforced Plastic | Pressurized
PLATINUM REAL ESTATE PARTNERS LLC | 6405 PEACHTREE IND BLVD | NORCROSS | Gwinnett | 670143 | 5 | Ball Float | 1991-06-01 | FALSE | 1994-03-01 | FALSE | Temporarily out of use | Plus | 15000 | Steel-Impressed Current | 1981-05-01 |  | Fiberglass Reinforced Plastic | Pressurized
SAM'S MART # 516 | 7800 HOLCOMB BRIDGE RD | NORCROSS | Gwinnett | 670093 | 2 |  | 1996-02-01 |  | 1989-01-01 |  | Currently in Use | Gas (Historical Use) | 10000 | Fiberglass | 1981-04-30 |  | Double-Walled Fiberglass | Pressurized
TEXACO FOOD MART | 2899 W MAIN ST | SNELLVILLE | Gwinnett | 670029 | 3 | [5 empty] | Removed from Ground | Gas (Historical Use) | 2000 | Bare Steel | 1972-04-03 | 1899-12-31 | Galvanized Steel | Suction (American)
ATHAS FINA | 2548 MAIN ST W | SNELLVILLE | Gwinnett | 670352 | 4 | [5 empty] | Removed from Ground | Diesel | 6000 | Bare Steel | 1981-05-08 | 1989-01-01 | Bare Steel
SNELLVILLE MIDDLE SCHOOL FUEL SITE | 3155 PATE RD | SNELLVILLE | Gwinnett | 670199 | 3 | [5 empty] | Removed from Ground | Gas (Historical Use) | 12000 | Bare Steel | 1978-05-04 | 1991-06-28 | Galvanized Steel
MOFFETT CONST & EQUIP CO | US HWY 78 & KILLIAN HILL RD | SNELLVILLE | Gwinnett | 9067104 | 2 | [5 empty] | Removed from Ground | Empty | 0 | Bare Steel | 1981-01-01 | 1988-01-01 | Galvanized Steel
SCENIC HIGHWAY 2075 LLC | 1937 SCENIC HWY | SNELLVILLE | Gwinnett | 9067111 | 4 |  | 1990-06-01 |  | 1990-06-01 |  | Removed from Ground | Gas (Historical Use) | 10000 | Fiberglass | 1990-02-26 | 2011-01-11 | Fiberglass Reinforced Plastic | Pressurized
SCENIC HIGHWAY 2075 LLC | 1937 SCENIC HWY | SNELLVILLE | Gwinnett | 9067111 | 5 |  | 1990-06-01 |  | 1990-06-01 |  | Removed from Ground | Gas (Historical Use) | 10000 | Fiberglass | 1990-02-26 | 2011-01-13 | Fiberglass Reinforced Plastic | Pressurized
SNELLVILLE MAINTENANCE DEPARTMEN | 1000 E PARK DR | SNELLVILLE | Gwinnett | 9067050 | 1 | [5 empty] | Removed from Ground | Gas (Historical Use) | 1000 | Bare Steel | 1980-01-01 | 1996-12-11 | Galvanized Steel | Suction (American)
HOLCOMB BRIDGE FOOD MART LLC | 6399 SPALDING DR | NORCROSS | Gwinnett | 670184 | 2 | [5 empty] | Removed from Ground | Gas (Historical Use) | 10000 | Bare Steel | 1979-05-04 | 1899-12-31 | Galvanized Steel
HOLCOMB BRIDGE FOOD MART LLC | 6399 SPALDING DR | NORCROSS | Gwinnett | 670184 | 8 | Ball Float | 1989-04-01 | FALSE | 1989-04-01 | FALSE | Currently in Use | Diesel | 10000 | Fiberglass | 1989-01-01 |  | Fiberglass Reinforced Plastic | Pressurized
FUAD ENTERPRISES INC | 3415 MEDLOCK BRIDGE RD | NORCROSS | Gwinnett | 670144 | 3 | [5 empty] | Removed from Ground | Gas (Historical Use) | 4000 | Bare Steel | 1989-08-10 | 1997-05-01 | Galvanized Steel
CITGO FOOD MART | 3426 HOLCOMB BRIDGE RD | NORCROSS | Gwinnett | 670017 | 4 | Ball Float | 1993-04-19 | FALSE | 1993-04-19 | FALSE | Currently in Use | Diesel | 10152 | Galvanic (STIP-3) | 1984-04-04 |  | Fiberglass Reinforced Plastic | Pressurized
TEXACO FOOD MART | 2899 W MAIN ST | SNELLVILLE | Gwinnett | 670029 | 2 | [5 empty] | Removed from Ground | Gas (Historical Use) | 4000 | Bare Steel | 1972-04-03 | 1899-12-31 | Galvanized Steel | Suction (American)
EXPERT TIRE | 2780 WEST MAIN ST | SNELLVILLE | Gwinnett | 670116 | 1 |  |  | TRUE |  | TRUE | Removed from Ground | Used Oil | 325 | Marked Unknown | 1983-03-27 | 1995-04-26 | Unknown
SNELLVILLE MIDDLE SCHOOL FUEL SITE | 3155 PATE RD | SNELLVILLE | Gwinnett | 670199 | 2 | [5 empty] | Removed from Ground | Diesel | 10000 | Bare Steel | 1978-05-04 | 1991-06-28 | Galvanized Steel
TARGET STORES T-376 | 2140 MCGEE RD | SNELLVILLE | Gwinnett | 9067080 | 1 |  |  | TRUE |  | TRUE | Permanently Out of Use - historical purposes | Used Oil | 500 | Bare Steel |  | 1899-12-31 | Galvanized Steel
OLD STORE | 4964 US HWY 78 | STONE MOUNTAIN | Gwinnett | 9067138 | 2 | [5 empty] | Removed from Ground | Gas (Historical Use) | 1000 | Bare Steel | 1992-08-20 | 1992-08-20 | Bare Steel | Safe Suction (Euro)
TIRE DOCTOR | 5345 US HWY 78 | STONE MOUNTAIN | Gwinnett | 9067160 | 4 | [5 empty] | Removed from Ground | Other | 0 | Not Marked/Unknown | 1950-01-01 | 1993-09-10 | Not Marked
TIRE DOCTOR | 5345 US HWY 78 | STONE MOUNTAIN | Gwinnett | 9067160 | 1 | [5 empty] | Removed from Ground | Kerosene | 0 | Not Marked/Unknown | 1932-01-01 | 1993-09-10 | Unknown
GA PACIFIC CORP | 2351 BUTTON GWINNETT DR | NORCROSS | Gwinnett | 670464 | 3 | [5 empty] | Removed from Ground | Diesel | 20000 | Bare Steel | 1974-03-06 | 1992-10-20 | Bare Steel | Safe Suction (Euro)
ROCKY FOODMART INC | 5044 LAWRENCEVILLE HWY (HWY 29) | LILBURN | Gwinnett | 670350 | 3 |  | 1997-09-01 | FALSE | 1997-09-01 | FALSE | Currently in Use | Premium | 6000 | Steel-Impressed Current | 1972-05-10 |  | Fiberglass Reinforced Plastic | Pressurized
ARCADO ROAD PARTNERS LLC | 7999 Amawalk Circle | Duluth | Gwinnett | 670541 | 3 | Ball Float | 1998-02-01 | FALSE | 1987-01-01 | FALSE | Currently in Use | Diesel | 6000 | Steel-Impressed Current | 1987-01-01 |  | Fiberglass Reinforced Plastic | Pressurized
GA-060 | 4101 FIVE FORKS TRICKUM | LILBURN | Gwinnett | 670531 | 1 |  | 1997-08-02 |  | 1997-08-02 |  | Removed from Ground | Gas (Historical Use) | 10270 | Steel-Impressed Current | 1981-04-05 | 1999-11-30 | Fiberglass Reinforced Plastic | Pressurized
TRAVELERS | 335 RESEARCH CT | NORCROSS | Gwinnett | 9067199 | 1 | Flapper Valve | 1995-04-11 | FALSE | 1995-04-11 | FALSE | Currently in Use | Diesel | 15000 | Galvanic (STIP-3) | 1994-10-25 |  | Double-Walled Fiberglass | Safe Suction (Euro)
CHEVRON FOOD MART | 5175 S OLD PEACHTREE RD | NORCROSS | Gwinnett | 9000735 | 5B | Flapper Valve | 2021-05-12 | FALSE | 2021-05-12 | FALSE | Currently in Use | Diesel | 5000 | Composite Double Walled | 2021-05-12 |  | Double-Walled Fiberglass | Pressurized
US POSTAL SERVICE | 5700 SPALDING DR | NORCROSS | Gwinnett | 9067014 | 2 | [5 empty] | Removed from Ground | Gas (Historical Use) | 12000 | Composite | 1988-01-01 | 1998-04-01 | Fiberglass Reinforced Plastic | Pressurized
BP #24077/GULF STATION #583088 | 6610 PEACHTREE IND BLVD | NORCROSS | Gwinnett | 670186 | 4 | [5 empty] | Removed from Ground | Gas (Historical Use) | 12000 | Bare Steel | 1979-05-04 | 1899-12-31 | Galvanized Steel
SNELLVILLE M/C | 2161 HEWATT RD | SNELLVILLE | Gwinnett | 670240 | 4 | [5 empty] | Removed from Ground | Gas (Historical Use) | 1000 | Bare Steel | 1984-05-08 | 1999-01-05 | Galvanized Steel | Suction (American)
GULF FOOD MART ASID 1730 | 3200 HWY 78 | SNELLVILLE | Gwinnett | 670306 | 3 | Ball Float | 1985-10-01 | FALSE | 1985-10-01 | FALSE | Closed in Ground | Diesel | 10000 | Steel-Impressed Current | 1985-10-01 |  | Steel (Impressed Current) | Pressurized
BP #24090\GULF #496869 | 2724 MAIN ST | SNELLVILLE | Gwinnett | 670188 | 1 | [5 empty] | Removed from Ground | Gas (Historical Use) | 10000 | Bare Steel | 1977-05-04 | 1990-12-12 | Galvanized Steel
BP #24090\GULF #496869 | 2724 MAIN ST | SNELLVILLE | Gwinnett | 670188 | 4 | [5 empty] | Removed from Ground | Gas (Historical Use) | 12000 | Bare Steel | 1977-05-04 | 1990-12-12 | Galvanized Steel
CHEVRON FOOD MART | 5175 S OLD PEACHTREE RD | NORCROSS | Gwinnett | 9000735 | 5A | Flapper Valve | 2021-05-12 | FALSE | 2021-05-12 | FALSE | Currently in Use | Premium | 5000 | Composite Double Walled | 2021-05-12 |  | Double-Walled Fiberglass | Pressurized
BERKLEY LAKE FUEL SITE GWINNETT FIRE STATION #19 | 3275 N BERKLEY LAKE RD | NORCROSS | Gwinnett | 9067178 | 2 | Flapper Valve | 1993-09-19 | FALSE | 1993-09-19 | FALSE | Currently in Use | Diesel | 15000 | Fiberglass | 1993-09-19 |  | Fiberglass Reinforced Plastic | Pressurized
BP #24077/GULF STATION #583088 | 6610 PEACHTREE IND BLVD | NORCROSS | Gwinnett | 670186 | 1 | [5 empty] | Removed from Ground | Gas (Historical Use) | 10000 | Bare Steel | 1979-05-04 | 1899-12-31 | Galvanized Steel
FUAD ENTERPRISES INC | 3415 MEDLOCK BRIDGE RD | NORCROSS | Gwinnett | 670144 | 6 | Ball Float | 1997-06-01 | FALSE | 1997-06-01 | FALSE | Currently in Use | Diesel | 3000 | Composite | 1997-06-01 |  | Fiberglass Reinforced Plastic | Pressurized
ARROW ADHESIVES CO | 5457 SPALDING DR | NORCROSS | Gwinnett | 670232 | 1 | [5 empty] | Removed from Ground | Hazardous Substance | 8000 | Bare Steel | 1977-03-15 | 1999-02-27 | Galvanized Steel | Pressurized
SAM'S MART # 516 | 7800 HOLCOMB BRIDGE RD | NORCROSS | Gwinnett | 670093 | 1 |  | 1996-02-01 |  | 1989-01-01 |  | Currently in Use | Gas (Historical Use) | 10000 | Fiberglass | 1981-04-30 |  | Double-Walled Fiberglass | Pressurized
TEXACO FOOD MART | 2899 W MAIN ST | SNELLVILLE | Gwinnett | 670029 | 1 | [5 empty] | Removed from Ground | Gas (Historical Use) | 4000 | Bare Steel | 1972-04-03 | 1899-12-31 | Galvanized Steel | Suction (American)
SNELLVILLE M/C | 2161 HEWATT RD | SNELLVILLE | Gwinnett | 670240 | 3 | [5 empty] | Removed from Ground | Diesel | 6000 | Bare Steel | 1984-05-08 | 1999-01-05 | Galvanized Steel | Suction (American)
SNELLVILLE MIDDLE SCHOOL FUEL SITE | 3155 PATE RD | SNELLVILLE | Gwinnett | 670199 | 7 | [5 empty] | Removed from Ground | Other | 550 | Double Walled | 1992-01-01 | 1999-03-01 | Fiberglass Reinforced Plastic
SNELLVILLE MIDDLE SCHOOL FUEL SITE | 3155 PATE RD | SNELLVILLE | Gwinnett | 670199 | 1 | [5 empty] | Removed from Ground | Gas (Historical Use) | 12000 | Bare Steel | 1978-05-04 | 1991-06-28 | Galvanized Steel
SNELLVILLE MIDDLE SCHOOL FUEL SITE | 3155 PATE RD | SNELLVILLE | Gwinnett | 670199 | 4 | [5 empty] | Removed from Ground | Other | 550 | Bare Steel | 1978-05-04 | 1991-06-28 | Galvanized Steel
M & Z ENTERPRISES LLC | 5150 ANNISTON RD | STONE MOUNTAIN | Gwinnett | 672004 | 3 | Flapper Valve | 2022-03-25 | FALSE | 1994-07-22 | FALSE | Currently in Use | Premium | 10000 | Fiberglass | 1987-10-01 |  | Fiberglass Reinforced Plastic | Pressurized
QUIKTRIP #795 | 5065 STONE MOUNTAIN HWY | STONE MOUNTAIN | Gwinnett | 10002429 | 3A | Overfill Alarm | 2015-04-22 | FALSE | 2015-04-22 | FALSE | Currently in Use | Premium | 9500 | Fiberglass Double Walled | 2014-12-01 |  | Double-Walled Fiberglass | Pressurized
TEXACO MOUNTAIN MART CARWASH | 1510 E PARK PLACE BLVD | STONE MOUNTAIN | Gwinnett | 670539 | 1 |  | 1987-08-31 | FALSE | 1987-08-31 | FALSE | Currently in Use | Regular | 10000 | Composite | 1987-08-31 |  | Fiberglass Reinforced Plastic | Pressurized
BP #24090\GULF #496869 | 2724 MAIN ST | SNELLVILLE | Gwinnett | 670188 | 2 | [5 empty] | Removed from Ground | Gas (Historical Use) | 10000 | Bare Steel | 1977-05-04 | 1990-12-12 | Galvanized Steel
SIMS 205 MOUNTAIN PARK | 1300 ROCKBRIDGE RD | STONE MOUNTAIN | Gwinnett | 670437 | 1 |  | 1996-10-14 |  | 1994-01-01 |  | Removed from Ground | Gas (Historical Use) | 10000 | Steel-Impressed Current | 1978-05-10 | 2013-01-04 | Steel (Impressed Current) | Pressurized
QUIKTRIP #795 | 5065 STONE MOUNTAIN HWY | STONE MOUNTAIN | Gwinnett | 10002429 | 2 | Overfill Alarm | 2015-04-22 | FALSE | 2015-04-22 | FALSE | Currently in Use | Regular | 20000 | Fiberglass Double Walled | 2014-12-01 |  | Double-Walled Fiberglass | Pressurized
CHEVRON FOOD MART | 1900 ROCKBRIDGE RD | STONE MOUNTAIN | Gwinnett | 9067078 | 4 | Ball Float | 1988-01-01 | FALSE | 1988-01-01 | FALSE | Currently in Use | Regular | 8000 | Fiberglass | 1988-06-01 |  | Fiberglass Reinforced Plastic | Pressurized
CHEVRON FOOD MART | 1900 ROCKBRIDGE RD | STONE MOUNTAIN | Gwinnett | 9067078 | 5 | Ball Float | 1988-01-01 | FALSE | 1988-01-01 | FALSE | Currently in Use | Regular | 8000 | Fiberglass | 1988-06-01 |  | Fiberglass Reinforced Plastic | Pressurized
TIRE DOCTOR | 5345 US HWY 78 | STONE MOUNTAIN | Gwinnett | 9067160 | 3 | [5 empty] | Removed from Ground | Other | 0 | Not Marked/Unknown | 1932-01-01 | 1993-09-10 | Not Marked
QUIK MART | 2530 ROCKBRIDGE RD | STONE MOUNTAIN | Gwinnett | 9067275 | 1 | Ball Float | 1996-03-18 | FALSE | 1996-03-18 | FALSE | Currently in Use | Regular | 12000 | Epoxy | 1996-03-13 |  | Fiberglass Reinforced Plastic | Pressurized
QUICK FUEL | 6962 BEST FRIEND RD | NORCROSS | Gwinnett | 9067158 | 1 | Ball Float | 1992-12-10 | FALSE | 1992-12-10 | FALSE | Currently in Use | Regular | 8000 | Fiberglass Double Walled | 1992-12-09 |  | Fiberglass Reinforced Plastic | Pressurized
GREATER ATLANTA CHRISTIAN SCHOOL | 1575 INDIAN TRAIL RD | NORCROSS | Gwinnett | 9000719 | 1 | [5 empty] | Removed from Ground | Gas (Historical Use) | 2005 | Bare Steel | 1969-03-24 | 1987-06-01 | Galvanized Steel
GA PACIFIC CORP | 2351 BUTTON GWINNETT DR | NORCROSS | Gwinnett | 670464 | 1 | [5 empty] | Removed from Ground | Gas (Historical Use) | 10000 | Bare Steel | 1974-03-06 | 1997-09-24 | Galvanized Steel
SHELLFOOD MART | 32 KILLIAN HILL RD | LILBURN | Gwinnett | 9067024 | 1 | Ball Float | 2005-07-14 | FALSE | 2005-07-14 | FALSE | Currently in Use | Regular | 10000 | Fiberglass | 1986-01-01 |  | Fiberglass Reinforced Plastic | Pressurized
PEACHTREE STATION PUMP STATION | 4476 STILSON CIRCLE | NORCROSS | Gwinnett | 9067283 | 1 | [5 empty] | Removed from Ground | Diesel | 1000 | Bare Steel | 1980-01-01 | 1998-11-01 | Bare Steel | Suction (American)
HOLCOMB BRIDGE FOOD MART LLC | 6399 SPALDING DR | NORCROSS | Gwinnett | 670184 | 3 | [5 empty] | Removed from Ground | Diesel | 10000 | Bare Steel | 1981-05-03 | 1899-12-31 | Galvanized Steel
BP #24077/GULF STATION #583088 | 6610 PEACHTREE IND BLVD | NORCROSS | Gwinnett | 670186 | 2 | [5 empty] | Removed from Ground | Gas (Historical Use) | 10000 | Bare Steel | 1979-05-04 | 1899-12-31 | Galvanized Steel
5345 MEDLOCK BRIDGE LLC | 5345 PEACHTREE IND BLVD | NORCROSS | Gwinnett | 670321 | 3 |  | 1993-08-20 | FALSE | 1993-08-20 | FALSE | Currently in Use | Premium | 10000 | Fiberglass | 1985-01-01 |  | Double-Walled Fiberglass | Pressurized
YASMIN BUSINESS INC. | 3425 MEDLOCK BRIDGE RD | NORCROSS | Gwinnett | 10000861 | 2B | Ball Float | 2011-09-01 | FALSE | 2011-09-01 | FALSE | Currently in Use | Diesel | 4000 | Epoxy | 2003-12-15 |  | Double Walled | Pressurized
CITGO FOOD MART | 3426 HOLCOMB BRIDGE RD | NORCROSS | Gwinnett | 670017 | 1 | Ball Float | 1993-04-19 | FALSE | 1993-04-19 | FALSE | Currently in Use | Regular | 10152 | Galvanic (STIP-3) | 1984-04-04 |  | Fiberglass Reinforced Plastic | Pressurized
CROWN STATION GA #51 | 2784 WEST MAIN ST | SNELLVILLE | Gwinnett | 670019 | 1 | [5 empty] | Removed from Ground | Gas (Historical Use) | 10270 | Bare Steel | 1979-04-06 | 1992-10-02 | Galvanized Steel | Pressurized
TEXACO/FERGUSON #21-480-1318 | 2893 WEST MAIN ST | SNELLVILLE | Gwinnett | 670082 | 3 | [5 empty] | Removed from Ground | Gas (Historical Use) | 10000 | Fiberglass | 1985-04-29 | 1989-12-31 | Fiberglass Reinforced Plastic | Pressurized
ATHAS FINA | 2548 MAIN ST W | SNELLVILLE | Gwinnett | 670352 | 2B | [5 empty] | Removed from Ground | Gas (Historical Use) | 6000 | Bare Steel | 1987-06-14 | 1989-01-01 | Fiberglass Reinforced Plastic
BP #24090\GULF #496869 | 2724 MAIN ST | SNELLVILLE | Gwinnett | 670188 | 5 | [5 empty] | Removed from Ground | Diesel | 10000 | Fiberglass | 1987-01-01 | 1990-01-01 | Fiberglass Reinforced Plastic
JOHN D STEPHENS INC | 1899 PARKER CT | STONE MOUNTAIN | Gwinnett | 9067222 | 2DIESEL | [5 empty] | Removed from Ground | Diesel | 12000 | Not Marked/Unknown | 1998-12-21 | 1998-12-21 | Not Marked | Suction (American)
CENTRAL SHOP | 1785 BEAVER RUIN RD | NORCROSS | Gwinnett | 670104 | 5 | [5 empty] | Removed from Ground | Gas (Historical Use) | 3000 | Bare Steel | 1979-05-03 | 1989-12-15 | Galvanized Steel
CENTRAL SHOP | 1785 BEAVER RUIN RD | NORCROSS | Gwinnett | 670104 | 4 | [5 empty] | Removed from Ground | Diesel | 3000 | Bare Steel | 1979-05-03 | 1989-12-15 | Galvanized Steel
Plainview 2 | 1735 DULUTH HWY | LAWRENCEVILLE | Gwinnett | 670168 | 1 | [5 empty] | Removed from Ground | Used Oil | 7000 | Not Marked/Unknown | 1979-05-03 | 1990-10-12 | Not Marked
Mountain Express #614 | 854 GA HWY 20 BUFORD DR | LAWRENCEVILLE | Gwinnett | 670332 | 3 | Ball Float | 1994-11-09 | FALSE | 1994-11-09 | FALSE | Currently in Use | Premium | 10000 | Steel-Impressed Current | 1979-05-09 |  | Fiberglass Reinforced Plastic | Pressurized
QUIKTRIP #759 | 1094 DULUTH HWY | LAWRENCEVILLE | Gwinnett | 10002393 | 1 | Overfill Alarm | 2014-12-01 | FALSE | 2015-02-04 | FALSE | Currently in Use | Regular | 20000 | Fiberglass Double Walled | 2014-10-01 |  | Double-Walled Fiberglass | Pressurized
APEX SUPPLY CO INC | 25 OO BUTTON GWINNETT DR | ATLANTA | Gwinnett | 670383 | 1 |  | 1997-10-09 |  | 1997-10-09 |  | Removed from Ground | Diesel | 8000 | Steel-Impressed Current | 1976-01-04 | 2004-09-15 | Cathodically Protected | Suction (American)
SHELL FOODMART | 1904 DULUTH HWY | LAWRENCEVILLE | Gwinnett | 10000254 | 2 | Ball Float | 2002-11-01 | FALSE | 2002-11-01 | FALSE | Currently in Use | Premium | 12000 | Epoxy | 2002-11-01 |  | Double-Walled Flex | Pressurized
AZALEA FOOD MART | 2087 AZALEA DR | LAWRENCEVILLE | Gwinnett | 670526 | 3 | Ball Float | 1997-06-20 | TRUE | 2007-07-12 | TRUE | Currently in Use | Gas (Historical Use) | 10000 | Fiberglass | 1988-02-01 |  | Fiberglass Reinforced Plastic | Pressurized
BP FOOD MART | 1380 LAWRENCEVILLE SUWANEE RD NW | LAWRENCEVILLE | Gwinnett | 9067322 | 2 | Ball Float | 1997-07-07 | FALSE | 1997-07-07 | FALSE | Currently in Use | Premium | 12000 | Fiberglass Double Walled | 1997-07-07 |  | Double-Walled Fiberglass | Pressurized
OLD STORE | 4964 US HWY 78 | STONE MOUNTAIN | Gwinnett | 9067138 | 1 | [5 empty] | Removed from Ground | Gas (Historical Use) | 1000 | Bare Steel | 1992-08-20 | 1992-08-20 | Bare Steel | Safe Suction (Euro)
ROCK-TENN CO | 4444 OLD PEACHTREE RD | NORCROSS | Gwinnett | 670270 | 1 | [5 empty] | Removed from Ground | Diesel | 1 | Bare Steel | 1977-04-16 | 1989-06-01 | Bare Steel
QUICK STOP FOOD MART | 2671 CENTERVILLE HWY | SNELLVILLE | Gwinnett | 9067213 | 3 | Ball Float | 1989-01-01 | FALSE | 1989-01-01 | FALSE | Currently in Use | Premium | 8000 | Galvanic (STIP-3) | 1989-01-01 |  | Fiberglass Reinforced Plastic | Pressurized
QUIKTRIP #795 | 5065 STONE MOUNTAIN HWY | STONE MOUNTAIN | Gwinnett | 10002429 | 3B |  | 2015-04-22 | FALSE | 2015-04-22 | FALSE | Temporarily out of use |  | 10000 | Fiberglass Double Walled | 2014-12-01 |  | Double-Walled Fiberglass | Pressurized
QUIKTRIP #795 | 5065 STONE MOUNTAIN HWY | STONE MOUNTAIN | Gwinnett | 10002429 | 1 | Overfill Alarm | 2015-04-22 | FALSE | 2015-04-22 | FALSE | Currently in Use | Regular | 20000 | Fiberglass Double Walled | 2014-12-01 |  | Double-Walled Fiberglass | Pressurized
BP #24116 | 3905 LAWRENCEVILLE HWY | LILBURN | Gwinnett | 670192 | 3 | [5 empty] | Removed from Ground | Diesel | 12000 | Bare Steel | 1981-05-03 | 1899-12-31 | Galvanized Steel
SWEETWATER MIDDLE SCHOOL STATION | 3500 CRUSE RD | LILBURN | Gwinnett | 670200 | 3 |  | 1991-08-29 |  | 1991-08-29 |  | Removed from Ground | Diesel | 12000 | Bare Steel | 1982-01-01 | 1996-04-11 | Fiberglass Reinforced Plastic | Suction (American)
CAMP CREEK WASTEWATER TREATMENT | 958 COLE RD | LILBURN | Gwinnett | 670227 | DUMMY | [5 empty] | Removed from Ground | Empty | 0 | Not Marked/Unknown |  | 1899-12-31 | Not Marked
GWINNETT CTY FIRE STATION #2 | 12 HARMONY GROVE CHURCH RD | LILBURN | Gwinnett | 670206 | 1 | [5 empty] | Removed from Ground | Empty | 1000 | Bare Steel | 1976-05-04 | 1992-10-15 | Galvanized Steel
SCENIC HIGHWAY 2075 LLC | 1937 SCENIC HWY | SNELLVILLE | Gwinnett | 9067111 | 2 | [5 empty] | Removed from Ground | Other | 0 | Not Marked/Unknown | 1989-12-04 | 1989-12-04 | Not Marked
QUICK PICK FOOD STORE | 5032 ANNISTOWN RD | STONE MOUNTAIN | Gwinnett | 9000020 | 3 | [5 empty] | Removed from Ground | Gas (Historical Use) | 8000 | Bare Steel | 1985-05-13 | 1991-09-20 | Galvanized Steel
GA PACIFIC CORP | 2351 BUTTON GWINNETT DR | NORCROSS | Gwinnett | 670464 | 5 | [5 empty] | Removed from Ground | Diesel | 10000 | Double Walled | 1993-01-08 | 1997-09-24 | Fiberglass Reinforced Plastic | Safe Suction (Euro)
GA PACIFIC CORP | 2351 BUTTON GWINNETT DR | NORCROSS | Gwinnett | 670464 | 4 | [5 empty] | Removed from Ground | Diesel | 10000 | Fiberglass | 1989-09-15 | 1996-03-19 | Fiberglass Reinforced Plastic | Safe Suction (Euro)
Mountain Express #614 | 854 GA HWY 20 BUFORD DR | LAWRENCEVILLE | Gwinnett | 670332 | 1 | Ball Float | 1994-11-09 | FALSE | 1994-11-09 | FALSE | Currently in Use | Regular | 10000 | Steel-Impressed Current | 1979-05-09 |  | Fiberglass Reinforced Plastic | Pressurized
RaceTrac #206 - Rock Springs | 2682 BUFORD DR | LAWRENCEVILLE | Gwinnett | 9069391 | 3 | Overfill Alarm | 2000-10-01 | FALSE | 2000-10-01 | FALSE | Currently in Use | Premium | 12000 | Fiberglass Double Walled | 2000-10-18 |  | Double-Walled Fiberglass | Pressurized
CIRCLE M FOOD SHOP #40 | 291 OLD PEACHTREE RD | LAWRENCEVILLE | Gwinnett | 10001282 | 2B | Flapper Valve | 2006-11-01 | FALSE | 2006-11-01 | FALSE | Currently in Use | Diesel | 8000 | Composite | 2006-11-01 |  | Double-Walled Flex | Pressurized
JOHN D STEPHENS INC | 1899 PARKER CT | STONE MOUNTAIN | Gwinnett | 9067222 | 6 | [5 empty] | Removed from Ground | Other | 500 | Marked Unknown | 1999-06-07 | 1999-06-07 | Not Marked
PROPOSED ECKERD | ROCKBRIDGE RD & FIVE FORKS-TRICK | STONE MOUNTAIN | Gwinnett | 9067311 | 1 | [5 empty] | Removed from Ground | Gas (Historical Use) | 1000 | Not Marked/Unknown | 1982-01-01 | 1982-01-01 | Not Marked
QUICK PICK FOOD STORE | 5032 ANNISTOWN RD | STONE MOUNTAIN | Gwinnett | 9000020 | 2 | [5 empty] | Removed from Ground | Gas (Historical Use) | 8000 | Bare Steel | 1976-05-15 | 1991-09-20 | Galvanized Steel
PHOENIX METALS CO | 4685 BUFORD HWY | NORCROSS | Gwinnett | 9067204 | 3 | [5 empty] | Removed from Ground | Other | 1000 | Not Marked/Unknown | 1995-05-15 | 1995-05-15 | Unknown
SHELL FOODMART | 1904 DULUTH HWY | LAWRENCEVILLE | Gwinnett | 10000254 | 1 | Ball Float | 2002-11-01 | FALSE | 2002-11-01 | FALSE | Currently in Use | Regular | 20000 | Epoxy | 2002-11-01 |  | Double-Walled Flex | Pressurized
COLONIAL PONTIAC-OLDS-GMC/BOB SI | 850 COLLINS HILL RD | LAWRENCEVILLE | Gwinnett | 9067067 | 1 | Flapper Valve | 1986-05-01 | FALSE | 1986-05-01 | FALSE | Temporarily out of use | Gas (Historical Use) | 10000 | Galvanic (STIP-3) | 1986-05-01 |  | Galvanized Steel | Suction (American)
FUAD ENTERPRISES INC | 3415 MEDLOCK BRIDGE RD | NORCROSS | Gwinnett | 670144 | 1 | [5 empty] | Removed from Ground | Gas (Historical Use) | 2000 | Bare Steel | 1966-05-05 | 1997-05-01 | Galvanized Steel
5345 MEDLOCK BRIDGE LLC | 5345 PEACHTREE IND BLVD | NORCROSS | Gwinnett | 670321 | 1 | Flapper Valve | 1993-08-20 | FALSE | 1993-08-20 | FALSE | Currently in Use | Regular | 10000 | Fiberglass | 1985-01-01 |  | Double-Walled Fiberglass | Pressurized
FUAD ENTERPRISES INC | 3415 MEDLOCK BRIDGE RD | NORCROSS | Gwinnett | 670144 | 5 | Ball Float | 1997-06-01 | FALSE | 1997-06-01 | FALSE | Currently in Use | Premium | 10000 | Composite | 1997-06-01 |  | Fiberglass Reinforced Plastic | Pressurized
PLATINUM REAL ESTATE PARTNERS LLC | 6405 PEACHTREE IND BLVD | NORCROSS | Gwinnett | 670143 | 2 | Ball Float | 1991-06-01 | FALSE | 1994-03-01 | FALSE | Currently in Use | Regular | 15000 | Steel-Impressed Current | 1981-05-01 |  | Fiberglass Reinforced Plastic | Pressurized
FEDERAL EXPRESS CORP | 6650 CORNERS IND CT | NORCROSS | Gwinnett | 670349 | 2 | [5 empty] | Removed from Ground | Gas (Historical Use) | 500 | Bare Steel | 1986-05-07 | 1994-01-01 | Galvanized Steel
CITGO FOOD MART | 3426 HOLCOMB BRIDGE RD | NORCROSS | Gwinnett | 670017 | 3 | Ball Float | 1993-04-19 | FALSE | 1993-04-19 | FALSE | Currently in Use | Premium | 10152 | Galvanic (STIP-3) | 1984-04-04 |  | Fiberglass Reinforced Plastic | Pressurized
JIFFY LUBE #365 | 2564 W MAIN ST | SNELLVILLE | Gwinnett | 670058 | 2 | [5 empty] | Removed from Ground | Empty | 3000 | Bare Steel | 1986-01-01 | 1999-02-01 | Galvanized Steel
SNELLVILLE M/C | 2161 HEWATT RD | SNELLVILLE | Gwinnett | 670240 | 2 | [5 empty] | Removed from Ground | Gas (Historical Use) | 6000 | Bare Steel | 1984-05-08 | 1999-01-05 | Galvanized Steel | Suction (American)
GULF FOOD MART ASID 1730 | 3200 HWY 78 | SNELLVILLE | Gwinnett | 670306 | 1 | Ball Float | 1985-10-01 | FALSE | 1985-10-01 | FALSE | Closed in Ground | Regular | 10000 | Steel-Impressed Current | 1985-10-01 |  | Steel (Impressed Current) | Pressurized
GEC GEORGIA LLC #516 | 2960 WEST MAIN STREET | SNELLVILLE | Gwinnett | 9067061 | 4 |  | 1991-06-01 |  | 1991-06-01 |  | Removed from Ground | Diesel | 10000 | Fiberglass Double Walled | 1990-04-26 | 2015-04-21 | Double-Walled Fiberglass | Pressurized
QUICK STOP FOOD MART | 2671 CENTERVILLE HWY | SNELLVILLE | Gwinnett | 9067213 | 1 | Ball Float | 1989-01-01 | FALSE | 1989-01-01 | FALSE | Currently in Use | Regular | 8000 | Galvanic (STIP-3) | 1989-01-01 |  | Fiberglass Reinforced Plastic | Pressurized
OLD STORE | 4964 US HWY 78 | STONE MOUNTAIN | Gwinnett | 9067138 | 3 | [5 empty] | Removed from Ground | Kerosene | 550 | Bare Steel | 1992-08-20 | 1992-08-20 | Bare Steel | Safe Suction (Euro)
CENTRAL SHOP | 1785 BEAVER RUIN RD | NORCROSS | Gwinnett | 670104 | 1 | [5 empty] | Removed from Ground | Gas (Historical Use) | 1000 | Bare Steel | 1974-05-04 | 1989-12-15 | Galvanized Steel
NORCROSS QUARRY | 1707 BEAVERR RUIN RD | NORCROSS | Gwinnett | 670106 | 3 |  |  | TRUE |  | TRUE | Removed from Ground | Used Oil | 500 | Bare Steel | 1974-05-04 | 1989-12-15 | Galvanized Steel
US POSTAL SERVICE | 5700 SPALDING DR | NORCROSS | Gwinnett | 9067014 | 3 | [5 empty] | Currently in Use | Empty | 500 | Composite | 1988-01-01 |  | Fiberglass Reinforced Plastic
YASMIN BUSINESS INC. | 3425 MEDLOCK BRIDGE RD | NORCROSS | Gwinnett | 10000861 | 2A | Ball Float | 2011-09-01 | FALSE | 2011-09-01 | FALSE | Currently in Use | Premium | 8000 | Epoxy | 2003-12-15 |  | Double Walled | Pressurized
FORMER FISERV | 4411 EAST JONES BRIDGE RD | NORCROSS | Gwinnett | 10002541 | 1 |  |  | FALSE |  | FALSE | Removed from Ground | Diesel | 1500 | Bare Steel | 1965-01-01 | 2016-02-23
CROWN STATION GA #51 | 2784 WEST MAIN ST | SNELLVILLE | Gwinnett | 670019 | 4 | [5 empty] | Removed from Ground | Gas (Historical Use) | 10270 | Bare Steel | 1979-04-06 | 1992-10-02 | Galvanized Steel | Pressurized
CROWN STATION GA #51 | 2784 WEST MAIN ST | SNELLVILLE | Gwinnett | 670019 | 5 |  |  | TRUE |  | TRUE | Removed from Ground | Used Oil | 550 | Bare Steel | 1979-04-06 | 1992-10-01 | Galvanized Steel | Pressurized
E R SNELL SHOP | 1785 OAK RD | SNELLVILLE | Gwinnett | 670272 | 1 | [5 empty] | Removed from Ground | Diesel | 10000 | Bare Steel | 1976-04-16 | 1998-02-01 | Cathodically Protected | Suction (American)
CHEVRON #43255 | 2547 WEST MAIN ST | SNELLVILLE | Gwinnett | 670318 | 1 |  | 1993-07-20 |  | 1993-07-20 |  | Removed from Ground | Gas (Historical Use) | 8775 | Fiberglass | 1986-01-01 | 2004-03-23 | Fiberglass Reinforced Plastic | Pressurized
ATHAS FINA | 2548 MAIN ST W | SNELLVILLE | Gwinnett | 670352 | 1A | [5 empty] | Removed from Ground | Gas (Historical Use) | 6000 | Bare Steel | 1987-06-14 | 1989-01-01 | Fiberglass Reinforced Plastic
SCENIC HIGHWAY 2075 LLC | 1937 SCENIC HWY | SNELLVILLE | Gwinnett | 9067111 | 3 | [5 empty] | Removed from Ground | Other | 0 | Not Marked/Unknown | 1989-12-04 | 1989-12-04 | Not Marked
MAJIK MARKET 16409/TENNECO #1640 | 4205 LAWRENCEVILLE HWY | LILBURN | Gwinnett | 9000220 | 3 | [5 empty] | Removed from Ground | Gas (Historical Use) | 12000 | Cathodically Protected Steel | 1980-02-05 | 1990-09-30 | Galvanized Steel | Pressurized
CHEVRON FOOD MART | 5175 S OLD PEACHTREE RD | NORCROSS | Gwinnett | 9000735 | 4 | Flapper Valve | 2021-05-12 | FALSE | 2021-05-12 | FALSE | Currently in Use | Regular | 10000 | Composite Double Walled | 2021-05-12 |  | Double-Walled Fiberglass | Pressurized
SAM'S MART # 514 | 5500 SPALDING DR | NORCROSS | Gwinnett | 9067161 | 1 | Ball Float | 1994-01-01 |  | 1986-01-01 |  | Currently in Use | Gas (Historical Use) | 12000 | Fiberglass | 1985-01-01 |  | Fiberglass Reinforced Plastic | Pressurized
ELECTROMAGNETIC SCIENCES INC | 660 ENGINEERING DR | NORCROSS | Gwinnett | 9067121 | 1 | [5 empty] | Removed from Ground | Diesel | 1000 | Marked Unknown | 1983-03-01 | 1996-12-19 | Galvanized Steel | Safe Suction (Euro)
QUIKTRIP #735 | 3229 PEACHTREE CORNERS CIR | PEACHTREE CORNERS | Gwinnett | 9067019 | 5 |  | 2014-03-01 | FALSE | 2014-08-06 | FALSE | Currently in Use | Regular | 20000 | Fiberglass Double Walled | 2013-12-01 |  | Double-Walled Fiberglass | Pressurized
TEXACO/FERGUSON #21-480-1318 | 2893 WEST MAIN ST | SNELLVILLE | Gwinnett | 670082 | 2 | [5 empty] | Removed from Ground | Gas (Historical Use) | 10000 | Fiberglass | 1985-04-29 | 1989-12-31 | Fiberglass Reinforced Plastic | Pressurized
E R SNELL SHOP | 1785 OAK RD | SNELLVILLE | Gwinnett | 670272 | 5 | Flapper Valve | 1997-10-16 | FALSE | 2000-10-16 | FALSE | Currently in Use | Diesel | 10000 | Composite | 1997-10-01 |  | Fiberglass Reinforced Plastic | Safe Suction (Euro)
E R SNELL SHOP | 1785 OAK RD | SNELLVILLE | Gwinnett | 670272 | 4 | Flapper Valve | 1997-10-16 | FALSE | 2000-10-16 | FALSE | Currently in Use | Diesel | 15000 | Composite | 1997-10-01 |  | Fiberglass Reinforced Plastic | Safe Suction (Euro)
BP #24090\GULF #496869 | 2724 MAIN ST | SNELLVILLE | Gwinnett | 670188 | 3 | [5 empty] | Removed from Ground | Diesel | 10000 | Bare Steel | 1982-05-03 | 1990-12-12 | Galvanized Steel
NO FACILITY | 3140 HWY 78 | SNELLVILLE | Gwinnett | 9067210 | 2 |  | 1988-01-01 |  | 1988-01-01 |  | Removed from Ground | Gas (Historical Use) | 10000 | Cathodically Protected Steel | 1988-01-01 | 1998-09-28 | Galvanized Steel | Pressurized
EXXON FOOD MART | 1488 DULUTH HWY/ GA HWY 120 | LAWRENCEVILLE | Gwinnett | 672005 | 2 | Ball Float | 1994-08-04 | FALSE | 1994-08-04 | FALSE | Currently in Use | Premium | 10000 | Fiberglass | 1987-07-01 |  | Fiberglass Reinforced Plastic | Pressurized
BRUCE TRUCKING | 1979 N BROWN RD | LAWRENCEVILLE | Gwinnett | 9067221 | 1 | [5 empty] | Removed from Ground | Diesel | 8000 | Bare Steel | 1981-01-01 | 1999-01-01 | Bare Steel | Suction (American)
GA POWER/GWINNETT DIST OPER HQ | 1453 GA HWY 120 @ PURCELL | LAWRENCEVILLE | Gwinnett | 9000391 | 12602 |  |  | FALSE |  | FALSE | Removed from Ground | Diesel | 10000 | Unknown | 1993-11-01 | 1993-11-01
GA POWER/GWINNETT DIST OPER HQ | 1453 GA HWY 120 @ PURCELL | LAWRENCEVILLE | Gwinnett | 9000391 | 12601 | [5 empty] | Closed in Ground | Gas (Historical Use) | 10000 | Bare Steel | 1979-01-10 | 1992-08-14 | Bare Steel | Pressurized
GA POWER/GWINNETT DIST OPER HQ | 1453 GA HWY 120 @ PURCELL | LAWRENCEVILLE | Gwinnett | 9000391 | 2 | [5 empty] | Removed from Ground | Gas (Historical Use) | 10000 | Bare Steel | 1980-01-01 | 1993-11-01 | Bare Steel | Pressurized
QUIKTRIP #755 | 1055 OLD PEACHTREE RD | LAWRENCEVILLE | Gwinnett | 9067335 | 2 |  | 1996-09-24 | FALSE | 1996-09-24 | FALSE | Removed from Ground | Gas (Historical Use) | 12000 | Fiberglass | 1996-09-24 | 2015-11-05 | Double Walled | Pressurized
NABORS USED CARS | 3465 GA HWY 124 | LITHONIA | Gwinnett | 9000513 | 1 | [5 empty] | Removed from Ground | Gas (Historical Use) | 1000 | Bare Steel | 1993-03-01 | 1993-03-01 | Unknown
CHEVRON #50153 | 4050 HOLCOMB BRIDGE RD | NORCROSS | Gwinnett | 670319 | 2 | [5 empty] | Removed from Ground | Gas (Historical Use) | 10000 | Fiberglass | 1981-04-24 | 1994-02-18 | Fiberglass Reinforced Plastic | Pressurized
TEXACO FOOD MART | 2899 W MAIN ST | SNELLVILLE | Gwinnett | 670029 | 6 | Ball Float | 1999-03-26 | FALSE | 1999-03-26 | FALSE | Currently in Use | Diesel | 8000 | Composite | 1999-03-26 |  | Fiberglass Reinforced Plastic | Pressurized
ATHAS FINA | 2548 MAIN ST W | SNELLVILLE | Gwinnett | 670352 | 3 |  | 1989-01-01 | FALSE | 1989-01-01 | FALSE | Removed from Ground | Diesel | 6000 | Fiberglass | 1987-06-14 | 2017-03-15 | Fiberglass Reinforced Plastic | Pressurized
SNELLVILLE MIDDLE SCHOOL FUEL SITE | 3155 PATE RD | SNELLVILLE | Gwinnett | 670199 | 6 | Overfill Alarm | 1991-10-08 |  | 1991-10-08 |  | Removed from Ground | Diesel | 12000 | Fiberglass | 1992-01-01 | 2009-06-29 | Fiberglass Reinforced Plastic | Pressurized
MOFFETT CONST & EQUIP CO | US HWY 78 & KILLIAN HILL RD | SNELLVILLE | Gwinnett | 9067104 | 1 | [5 empty] | Removed from Ground | Empty | 0 | Bare Steel | 1981-01-01 | 1988-01-01 | Galvanized Steel
GEC GEORGIA LLC #516 | 2960 WEST MAIN STREET | SNELLVILLE | Gwinnett | 9067061 | 1 |  | 1991-06-01 |  | 1991-06-01 |  | Removed from Ground | Gas (Historical Use) | 10000 | Fiberglass Double Walled | 1990-04-26 | 2015-04-21 | Double-Walled Fiberglass | Pressurized
SNELLVILLE MAINTENANCE DEPARTMEN | 1000 E PARK DR | SNELLVILLE | Gwinnett | 9067050 | 2 | [5 empty] | Removed from Ground | Gas (Historical Use) | 1000 | Bare Steel | 1980-01-01 | 1996-12-11 | Galvanized Steel | Suction (American)
PRECISION TUNE | 3120 US HWY 78 | SNELLVILLE | Gwinnett | 9067145 | 1 |  |  | TRUE |  | TRUE | Removed from Ground | Used Oil | 600 | Bare Steel | 1992-10-13 | 1992-10-13 | Unknown
Q LUBE INC #1168 | 5314 US HWY 78 | STONE MOUNTAIN | Gwinnett | 670542 | 1 | [5 empty] | Removed from Ground | Other | 5000 | Bare Steel | 1987-01-01 | 1998-09-01 | Galvanized Steel
M FOOD MART | 1925 BRASELTON HWY | LAWRENCEVILLE | Gwinnett | 10001666 | 3 | Flapper Valve | 2008-12-01 | FALSE | 2008-10-01 | FALSE | Currently in Use | Diesel | 6000 | Composite Double Walled | 2008-10-01 |  | Double-Walled Fiberglass | Pressurized
KROGER 374 | 2100 RIVERSIDE PKWY | LAWRENCEVILLE | Gwinnett | 10001512 | 1A | Ball Float | 2008-01-30 | FALSE | 2008-01-30 | FALSE | Currently in Use | Regular | 20000 | Fiberglass Double Walled | 2007-12-14 |  | Double-Walled Flex | Pressurized
SPEEDWAY #105 | 1996 DULUTH HWY | LAWRENCEVILLE | Gwinnett | 9000612 | 2 |  | 1993-10-01 |  | 1993-10-01 |  | Removed from Ground | Diesel | 20000 | Cathodically Protected Steel | 1984-01-01 | 1899-12-31 | Fiberglass Reinforced Plastic | Pressurized
MOFFETT CONST & EQUIP CO | US HWY 78 & KILLIAN HILL RD | SNELLVILLE | Gwinnett | 9067104 | 3 | [5 empty] | Removed from Ground | Empty | 0 | Bare Steel | 1981-01-01 | 1988-01-01 | Galvanized Steel
GEC GEORGIA LLC #516 | 2960 WEST MAIN STREET | SNELLVILLE | Gwinnett | 9067061 | 3 |  | 1991-06-01 |  | 1991-06-01 |  | Removed from Ground | Gas (Historical Use) | 10000 | Fiberglass Double Walled | 1990-04-26 | 2015-04-21 | Double-Walled Fiberglass | Pressurized
NO FACILITY | 3140 HWY 78 | SNELLVILLE | Gwinnett | 9067210 | 1 |  | 1988-01-01 |  | 1988-01-01 |  | Removed from Ground | Gas (Historical Use) | 10000 | Cathodically Protected Steel | 1988-01-01 | 1988-09-28 | Galvanized Steel | Pressurized
QUIKTRIP #795 | 5065 STONE MOUNTAIN HWY | STONE MOUNTAIN | Gwinnett | 10002429 | 4 | Overfill Alarm | 2015-04-22 | FALSE | 2015-04-22 | FALSE | Currently in Use | Diesel | 12000 | Fiberglass Double Walled | 2014-12-01 |  | Double-Walled Fiberglass | Pressurized
TEXACO MOUNTAIN MART CARWASH | 1510 E PARK PLACE BLVD | STONE MOUNTAIN | Gwinnett | 670539 | 2 |  | 1987-08-31 | FALSE | 1987-08-31 | FALSE | Currently in Use | Premium | 6000 | Composite | 1987-08-31 |  | Fiberglass Reinforced Plastic | Pressurized
CHEVRON FOOD MART | 1900 ROCKBRIDGE RD | STONE MOUNTAIN | Gwinnett | 9067078 | 2 | Ball Float | 1988-01-01 | FALSE | 1988-01-01 | FALSE | Currently in Use | Premium | 8000 | Fiberglass | 1988-06-01 |  | Fiberglass Reinforced Plastic | Pressurized
JOHN D STEPHENS INC | 1899 PARKER CT | STONE MOUNTAIN | Gwinnett | 9067222 | 4 | [5 empty] | Removed from Ground | Other | 2000 | Marked Unknown | 1999-06-07 | 1999-06-07 | Not Marked
QUIKTRIP #759 | 1094 DULUTH HWY | LAWRENCEVILLE | Gwinnett | 10002393 | 3B | Overfill Alarm | 2014-12-01 | FALSE | 2015-02-04 | FALSE | Currently in Use | Premium | 9500 | Fiberglass Double Walled | 2014-10-01 |  | Double-Walled Fiberglass | Pressurized
KSH INC | 759 BRASELTON HWY | LAWRENCEVILLE | Gwinnett | 9067226 | 3 | Ball Float | 2005-05-16 | FALSE | 2005-05-16 | FALSE | Currently in Use | Diesel | 12000 | Composite | 2005-08-12 |  | Fiberglass Reinforced Plastic | Pressurized
KSH INC | 759 BRASELTON HWY | LAWRENCEVILLE | Gwinnett | 9067226 | 2 | Ball Float | 1995-06-08 | FALSE | 1995-06-08 | FALSE | Currently in Use | Premium | 12000 | Galvanic (STIP-3) | 1995-06-01 |  | Double-Walled Flex | Pressurized
GA POWER/GWINNETT DIST OPER HQ | 1453 GA HWY 120 @ PURCELL | LAWRENCEVILLE | Gwinnett | 9000391 | A | [5 empty] | Closed in Ground | Other | 1000 | Fiberglass | 1986-01-01 | 1999-04-13 | Galvanized Steel
GA POWER/GWINNETT DIST OPER HQ | 1453 GA HWY 120 @ PURCELL | LAWRENCEVILLE | Gwinnett | 9000391 | 3 | [5 empty] | Removed from Ground | Diesel | 6000 | Bare Steel | 1961-05-13 | 1989-10-25 | Bare Steel
QUIKTRIP #755 | 1055 OLD PEACHTREE RD | LAWRENCEVILLE | Gwinnett | 9067335 | 3 |  | 1996-09-24 | FALSE | 1996-09-24 | FALSE | Removed from Ground | Gas (Historical Use) | 12000 | Fiberglass | 1996-09-24 | 2015-11-05 | Double Walled | Pressurized
QUICK STOP | 251 HURRICANE SHOALS RD | LAWRENCEVILLE | Gwinnett | 9067042 | 2 | Ball Float | 1996-09-01 | FALSE | 1996-09-01 | FALSE | Currently in Use | Regular | 8000 | Galvanic (STIP-3) | 1988-01-01 |  | Fiberglass Reinforced Plastic | Pressurized
CHEVRON FOOD MART | 1900 ROCKBRIDGE RD | STONE MOUNTAIN | Gwinnett | 9067078 | 3 | Flapper Valve | 1988-01-01 | FALSE | 1988-01-01 | FALSE | Currently in Use | Diesel | 8000 | Fiberglass | 1988-06-01 |  | Fiberglass Reinforced Plastic | Pressurized
TIRE DOCTOR | 5345 US HWY 78 | STONE MOUNTAIN | Gwinnett | 9067160 | 2 | [5 empty] | Removed from Ground | Other | 0 | Not Marked/Unknown | 1932-01-01 | 1993-09-10 | Not Marked
JOHN D STEPHENS INC | 1899 PARKER CT | STONE MOUNTAIN | Gwinnett | 9067222 | 3 | [5 empty] | Removed from Ground | Other | 2000 | Marked Unknown | 1999-06-07 | 1999-06-07 | Not Marked
PHOENIX METALS CO | 4685 BUFORD HWY | NORCROSS | Gwinnett | 9067204 | 1 | [5 empty] | Removed from Ground | Other | 1000 | Not Marked/Unknown | 1995-05-15 | 1995-05-15 | Unknown
FLORIDA ROCK & TANK LINES INC | 4788 OLD PEACHTREE RD | NORCROSS | Gwinnett | 9000731 | 1 | [5 empty] | Removed from Ground | Diesel | 3000 | Bare Steel | 1976-04-04 | 1990-08-01 | Galvanized Steel
CENTRAL SHOP | 1785 BEAVER RUIN RD | NORCROSS | Gwinnett | 670104 | 2 | [5 empty] | Removed from Ground | Gas (Historical Use) | 1000 | Bare Steel | 1964-05-06 | 1989-12-15 | Galvanized Steel
SHELL FOODMART | 1904 DULUTH HWY | LAWRENCEVILLE | Gwinnett | 10000254 | 3 | Ball Float | 2002-11-01 | FALSE | 2002-11-01 | FALSE | Currently in Use | Diesel | 8000 | Epoxy | 2002-11-01 |  | Double-Walled Flex | Pressurized
QUIKTRIP #759 | 1094 DULUTH HWY | LAWRENCEVILLE | Gwinnett | 10002393 | 3A | Overfill Alarm | 2014-12-01 | FALSE | 2015-02-04 | FALSE | Temporarily out of use |  | 10000 | Fiberglass Double Walled | 2014-10-01 |  | Double-Walled Fiberglass | Pressurized
BRUCE TRUCKING | 1979 N BROWN RD | LAWRENCEVILLE | Gwinnett | 9067221 | 2 | [5 empty] | Removed from Ground | Gas (Historical Use) | 4000 | Bare Steel | 1981-01-01 | 1999-01-01 | Bare Steel | Suction (American)
PHOENIX METALS CO | 4685 BUFORD HWY | NORCROSS | Gwinnett | 9067204 | 4 | [5 empty] | Removed from Ground | Other | 10000 | Not Marked/Unknown | 1995-05-15 | 1995-05-15 | Unknown
KROGER GA-424 | 1475 BUFORD DR | LAWRENCEVILLE | Gwinnett | 10000270 | 1B | Flapper Valve | 2002-12-19 | FALSE | 2002-12-19 | FALSE | Currently in Use | Premium | 8000 | Fiberglass Double Walled | 2002-12-19 |  | Double-Walled Flex | Pressurized
COOKS PEST CONTROL INC | 1830 ATKINSON RD | LAWRENCEVILLE | Gwinnett | 10001984 | 1 |  | 1996-01-01 | FALSE | 2011-06-07 | FALSE | Removed from Ground | Gas (Historical Use) | 10000 | Fiberglass | 1996-01-01 | 2012-12-11 | Double-Walled Fiberglass | Suction (American)
AZALEA FOOD MART | 2087 AZALEA DR | LAWRENCEVILLE | Gwinnett | 670526 | 2 | [5 empty] | Permanently Out of Use - historical purposes | Gas (Historical Use) | 8000 | Bare Steel | 1975-05-16 | 1899-12-31 | Galvanized Steel
SPEEDWAY #105 | 1996 DULUTH HWY | LAWRENCEVILLE | Gwinnett | 9000612 | C | [5 empty] | Removed from Ground | Gas (Historical Use) | 10000 | Bare Steel | 1984-03-01 | 1984-03-01 | Galvanized Steel
SPEEDWAY #105 | 1996 DULUTH HWY | LAWRENCEVILLE | Gwinnett | 9000612 | 6 |  | 1993-10-01 |  | 1993-10-01 |  | Removed from Ground | Gas (Historical Use) | 4000 | Bare Steel | 1984-01-01 | 1899-12-31 | Fiberglass Reinforced Plastic | Pressurized
KSH INC | 759 BRASELTON HWY | LAWRENCEVILLE | Gwinnett | 9067226 | 1 | Ball Float | 1995-06-08 | FALSE | 1995-06-08 | FALSE | Currently in Use | Regular | 12000 | Galvanic (STIP-3) | 1995-06-01 |  | Double-Walled Flex | Pressurized
QUIKTRIP #725 | 600 GRAYSON HWY | LAWRENCEVILLE | Gwinnett | 9067405 | 2 | Overfill Alarm | 2002-02-01 |  | 2002-02-01 |  | Removed from Ground | Gas (Historical Use) | 20000 | Fiberglass Double Walled | 2002-01-01 | 2014-06-04 | Double-Walled Fiberglass | Pressurized
GA POWER/GWINNETT DIST OPER HQ | 1453 GA HWY 120 @ PURCELL | LAWRENCEVILLE | Gwinnett | 9000391 | 235038 | Flapper Valve | 1993-11-04 | FALSE | 1993-11-04 | FALSE | Removed from Ground | Diesel | 10000 | Fiberglass | 1993-11-04 | 2019-03-06 | Fiberglass Reinforced Plastic | Pressurized
QUIKTRIP #764 | 765 BUFORD DR | LAWRENCEVILLE | Gwinnett | 9067250 | 4 | Overfill Alarm | 1995-11-14 | FALSE | 1995-11-14 | FALSE | Currently in Use | Diesel | 8000 | Fiberglass | 1995-10-24 |  | Double-Walled Flex | Pressurized
QUICK STOP | 251 HURRICANE SHOALS RD | LAWRENCEVILLE | Gwinnett | 9067042 | 3 | Ball Float | 1996-09-01 | FALSE | 1996-09-01 | FALSE | Currently in Use | Premium | 8000 | Galvanic (STIP-3) | 1988-01-01 |  | Fiberglass Reinforced Plastic | Pressurized
PEACHTREE TIRE & FENCE | 2365 BUFORD HWY | LAWRENCEVILLE | Gwinnett | 9067083 | 3 | [5 empty] | Removed from Ground | Empty | 2000 | Bare Steel | 1966-01-01 | 1991-01-01 | Galvanized Steel
SHELL FOOD MART | 723 BUFORD DR | LAWRENCEVILLE | Gwinnett | 9000578 | 4 |  | 1993-09-01 |  | 1993-09-01 |  | Removed from Ground | Gas (Historical Use) | 8000 | Steel-Impressed Current | 1982-03-18 | 2006-03-10 | Fiberglass Reinforced Plastic | Pressurized
SAM'S MART # 517 | 5260 US 78 HWY | STONE MOUNTAIN | Gwinnett | 670088 | 1 | Overfill Alarm | 1995-12-01 | FALSE | 1991-01-01 | FALSE | Currently in Use | Regular | 12000 | Fiberglass | 1981-04-30 |  | Fiberglass Reinforced Plastic | Pressurized
CHEVRON #43254 | 5374 US HWY 78 | STONE MOUNTAIN | Gwinnett | 670317 | 1 | [5 empty] | Removed from Ground | Gas (Historical Use) | 10000 | Fiberglass | 1984-04-23 | 1990-11-07 | Fiberglass Reinforced Plastic
MOUNTAIN EXPRESS #155 | 115 HARMONY GROVE RD | LILBURN | Gwinnett | 9067285 | 1 | Ball Float | 1999-01-01 | FALSE | 1999-01-01 | FALSE | Currently in Use | Regular | 8000 | Steel-Impressed Current | 1980-01-01 |  | Fiberglass Reinforced Plastic | Pressurized
930 Indian Trail Rd. LLC | 930 INDIAN TRAIL/LILBURN RD | LILBURN | Gwinnett | 9067063 | 5 | Ball Float | 2005-04-15 | FALSE | 2005-04-15 | FALSE | Currently in Use | Regular | 12000 | Fiberglass | 2005-04-15 |  | Flex | Pressurized
930 Indian Trail Rd. LLC | 930 INDIAN TRAIL/LILBURN RD | LILBURN | Gwinnett | 9067063 | 4 |  | 1986-06-01 |  | 1986-06-01 |  | Removed from Ground | Empty | 0 | Fiberglass | 1986-01-01 | 2005-01-13 | Fiberglass Reinforced Plastic | Pressurized
RAMIN INC | 2304 SCENIC HWY | SNELLVILLE | Gwinnett | 670324 | 3 | Ball Float | 1999-02-15 | FALSE | 1999-02-15 | FALSE | Currently in Use | Diesel | 8000 | Steel-Impressed Current | 1983-05-08 |  | Fiberglass Reinforced Plastic | Pressurized
BROOKWOOD HIGH SCHOOL | 1225 DOGWOOD RD SW | SNELLVILLE | Gwinnett | 9067338 | 1 | [5 empty] | Closed in Ground | Other | 1000 | Not Marked/Unknown | 1998-08-15 | 1998-08-15 | Not Marked
SHELL FOOD MART | 1984 US HWY 78 @ ABINGTON LANE | SNELLVILLE | Gwinnett | 670467 | 2 | Ball Float | 1994-03-09 | FALSE | 1994-03-09 | FALSE | Currently in Use | Diesel | 8000 | Steel-Impressed Current | 1976-03-26 |  | Steel (Impressed Current) | Pressurized
CIRCLE K | 686 US HWY 78/ATLANTA HWY | LOGANVILLE | Gwinnett | 9067060 | 3 | [5 empty] | Removed from Ground | Gas (Historical Use) | 8000 | Bare Steel | 1981-01-01 | 1988-04-01 | Galvanized Steel
MANSFIELD OK | US HWY 78 & ROSEBUD RD | LOGANVILLE | Gwinnett | 9000436 | 4 | [5 empty] | Removed from Ground | Gas (Historical Use) | 8000 | Bare Steel | 1981-05-02 | 1988-01-01 | Galvanized Steel
KENERLY SERVICE STATION | HAMILTON MILL RD/@ I-85 | LILBURN | Gwinnett | 670403 | 20 | [5 empty] | Removed from Ground | Gas (Historical Use) | 6000 | Bare Steel | 1982-06-06 | 1899-12-31 | Galvanized Steel
RaceTrac #2354 - Scenic Hwy. | 2211 SCENIC HWY | SNELLVILLE | Gwinnett | 10002288 | 2B | Ball Float | 2013-10-24 | FALSE | 2013-10-24 | FALSE | Currently in Use | Diesel | 10000 | Composite Double Walled | 2013-10-24 |  | Double-Walled Fiberglass | Pressurized
THE MARKET | 2007 SCENIC HWY | SNELLVILLE | Gwinnett | 9067041 | 1 | Ball Float | 1994-12-01 | FALSE | 1994-12-01 | FALSE | Removed from Ground | Plus | 6000 | Steel-Impressed Current | 1984-01-01 | 2018-11-30 |  | Pressurized
GA POWER/GWINNETT DIST OPER HQ | 1453 GA HWY 120 @ PURCELL | LAWRENCEVILLE | Gwinnett | 9000391 | 1 | [5 empty] | Removed from Ground | Other | 550 | Composite | 1986-01-01 | 1998-08-17 | Copper | Safe Suction (Euro)
QUIKTRIP #755 | 1055 OLD PEACHTREE RD | LAWRENCEVILLE | Gwinnett | 9067335 | 5 | Flapper Valve |  | FALSE |  | FALSE | Currently in Use | Regular | 20000 | Fiberglass Double Walled | 2015-08-20 |  | Double-Walled Fiberglass | Pressurized
QUIKTRIP #755 | 1055 OLD PEACHTREE RD | LAWRENCEVILLE | Gwinnett | 9067335 | 7 | Flapper Valve |  | FALSE |  | FALSE | Currently in Use | Diesel | 12000 | Fiberglass Double Walled | 2015-08-01 |  | Double-Walled Fiberglass | Pressurized
QUIKTRIP #755 | 1055 OLD PEACHTREE RD | LAWRENCEVILLE | Gwinnett | 9067335 | 4 | Flapper Valve |  | FALSE |  | FALSE | Currently in Use | Regular | 20000 | Fiberglass Double Walled | 2015-08-01 |  | Double-Walled Fiberglass | Pressurized
QUIKTRIP #759 | 2110 RIVERSIDE PKWY | LAWRENCEVILLE | Gwinnett | 9067272 | 4 | Flapper Valve | 1995-11-28 |  | 1995-11-28 |  | Removed from Ground | Diesel | 8000 | Fiberglass | 1995-11-28 | 2015-04-23 | Double-Walled Flex | Pressurized
THREE RISING STARS INVESTMENTS LLC | 2595 HIGHPOINT RD | SNELLVILLE | Gwinnett | 9067404 | 2 | Flapper Valve | 2001-10-01 | FALSE | 2001-10-01 | FALSE | Currently in Use | Premium | 8000 | Composite | 2001-10-01 |  | Fiberglass Reinforced Plastic | Pressurized
PROPOSED ECKERD DRUG STORE | SE CORNER ROSEBUD & HWY 78 | LOGANVILLE | Gwinnett | 9067289 | 1 | [5 empty] | Removed from Ground | Gas (Historical Use) | 0 | Not Marked/Unknown | 1980-01-01 | 1980-01-01 | Not Marked
GA DOT 10135 LAWRENCEVILLE HQ | 892 HIGH HOPE SCHOOL RD | LAWRENCEVILLE | Gwinnett | 670020 | 3 |  |  | FALSE |  | FALSE | Removed from Ground | Used Oil | 300 | Unknown |  | 1899-12-31 | Unknown
CHEVRON FOOD MART #201812 | 1843 PLEASANT HILL RD & I-85 | DULUTH | Gwinnett | 480036 | 2 | Flapper Valve | 1993-06-29 | FALSE | 1993-06-29 | FALSE | Currently in Use | E-85 | 10000 | Fiberglass | 1985-01-03 |  | Double-Walled Fiberglass | Pressurized
QUIKTRIP #731 | 1565 PLEASANT HILL RD | DULUTH | Gwinnett | 10001979 | 1 | Flapper Valve | 2011-04-01 | FALSE | 2010-12-01 | FALSE | Currently in Use | Regular | 20000 | Fiberglass Double Walled | 2010-11-01 |  | Double-Walled Fiberglass | Pressurized
NEIGHBORS | 646 INDIAN TRAIL RD | LILBURN | Gwinnett | 9067116 | 6B | Flapper Valve | 2016-08-03 | FALSE | 2016-08-03 | FALSE | Currently in Use | Premium | 8000 | Fiberglass Double Walled | 2016-08-03 |  | Double-Walled Flex | Pressurized
QUICK STOP 78 INC | 5109 Stone Mountain Hwy | STONE MOUNTAIN | Gwinnett | 670362 | 3 |  |  | FALSE |  | FALSE | Removed from Ground | Gas (Historical Use) | 10086 | Steel-Impressed Current | 1975-05-11 | 2012-05-16 | Double-Walled Fiberglass
EASTSIDE MEDICAL CENTER | 1700 MEDICAL WAY | SNELLVILLE | Gwinnett | 9067317 | 1 | Flapper Valve | 1999-11-30 | FALSE | 1999-11-30 | FALSE | Currently in Use | Diesel | 8000 | Fiberglass Double Walled | 1994-01-01 |  | Fiberglass Reinforced Plastic | Suction (American)
RaceTrac #2354 - Scenic Hwy. | 2211 SCENIC HWY | SNELLVILLE | Gwinnett | 10002288 | 3 | Overfill Alarm | 2013-10-24 | FALSE | 2013-10-24 | FALSE | Currently in Use | Premium | 15000 | Composite Double Walled | 2013-10-24 |  | Double-Walled Fiberglass | Pressurized
SNELLVILLE TAG OFFICE FUEL SITE | 2825 LENORA CHURCH RD | SNELLVILLE | Gwinnett | 10001272 | 2 | Flapper Valve | 2006-04-20 | FALSE | 2006-04-21 | FALSE | Currently in Use | Diesel | 20000 | Fiberglass Double Walled | 2006-01-19 |  | Double-Walled Fiberglass | Pressurized
QUIKTRIP #804 | 1912 E Main St | Snellville | Gwinnett | 9067406 | 4 | Flapper Valve | 2020-11-30 | FALSE | 2020-11-30 | FALSE | Currently in Use | Diesel | 13000 | Fiberglass Double Walled | 2020-11-14 |  | Double-Walled Flex | Pressurized
QUIKTRIP #804 | 1912 E Main St | Snellville | Gwinnett | 9067406 | 5 | Flapper Valve | 2020-11-30 | FALSE | 2020-11-30 | FALSE | Currently in Use | E-0 | 13000 | Fiberglass Double Walled | 2020-11-14 |  | Double-Walled Flex | Pressurized
CROWES GROCERY | 301 US HWY 78/ATLANTA HWY | LOGANVILLE | Gwinnett | 9147020 | 3 | [5 empty] | Removed from Ground | Gas (Historical Use) | 4000 | Bare Steel | 1984-01-01 | 1994-12-01 | Galvanized Steel
MR QUICKS | 751 HWY 78 | LOGANVILLE | Gwinnett | 9067230 | 2 | [5 empty] | Removed from Ground | Gas (Historical Use) | 4000 | Bare Steel | 1980-01-01 | 1996-05-01 | Galvanized Steel
PROPOSED ECKERD DRUG STORE | SE CORNER ROSEBUD & HWY 78 | LOGANVILLE | Gwinnett | 9067289 | 2 | [5 empty] | Removed from Ground | Diesel | 0 | Not Marked/Unknown | 1980-01-01 | 1980-01-01 | Not Marked
PATTERSON'S GROCERY | 737 US HWY 78 | LOGANVILLE | Gwinnett | 9067288 | 2 | [5 empty] | Removed from Ground | Gas (Historical Use) | 4000 | Marked Unknown | 1996-06-15 | 1996-06-15 | Unknown
UNITED BMW | 3264 COMMERCE AVE | DULUTH | Gwinnett | 9067245 | 3 | Flapper Valve | 1998-01-01 | FALSE | 1998-01-01 | FALSE | Currently in Use | Premium | 5000 | Steel-Impressed Current | 1998-01-01 |  |  | Safe Suction (Euro)
MANSFIELD OK | US HWY 78 & ROSEBUD RD | LOGANVILLE | Gwinnett | 9000436 | 2 | [5 empty] | Removed from Ground | Gas (Historical Use) | 4000 | Bare Steel | 1976-05-03 | 1988-01-01 | Galvanized Steel
QUIKTRIP #706 | 2571 SATELLITE BLVD | DULUTH | Gwinnett | 9067295 | 7B | Flapper Valve | 2017-02-01 | FALSE | 2017-02-01 | FALSE | Currently in Use | Premium | 9500 | Fiberglass Double Walled | 2016-11-01 |  | Double-Walled Fiberglass | Pressurized
ATLANTA GATEWAY TRUCKSTOP | I-85 & PLEASANT HILL RD | DULUTH | Gwinnett | 670114 | 6 | [5 empty] | Removed from Ground | Diesel | 10000 | Bare Steel | 1967-05-06 | 1988-07-01 | Galvanized Steel
ATLANTA GATEWAY TRUCKSTOP | I-85 & PLEASANT HILL RD | DULUTH | Gwinnett | 670114 | 9 | [5 empty] | Removed from Ground | Diesel | 10000 | Bare Steel | 1967-05-06 | 1988-07-01 | Galvanized Steel
BOOMERSHINE NISSAN INC | 3280 COMMERCE AVE | DULUTH | Gwinnett | 670096 | 1 |  |  | TRUE |  | TRUE | Removed from Ground | Used Oil | 1000 | Bare Steel | 1985-04-22 | 1993-12-10 | Bare Steel | Safe Suction (Euro)
FAST FOOD | 3126 BUFORD HWY | DULUTH | Gwinnett | 670408 | 7 |  |  | FALSE |  | FALSE | Removed from Ground | Gas (Historical Use) | 2200 | Unknown | 2016-09-14 | 2016-09-14 | Unknown
FAST FOOD | 3126 BUFORD HWY | DULUTH | Gwinnett | 670408 | 4 | [5 empty] | Removed from Ground | Gas (Historical Use) | 2000 | Bare Steel | 1976-05-25 | 1995-09-15 | Galvanized Steel
FAST FOOD | 3126 BUFORD HWY | DULUTH | Gwinnett | 670408 | 1 | [5 empty] | Removed from Ground | Gas (Historical Use) | 3000 | Bare Steel | 1976-05-25 | 1995-09-15 | Galvanized Steel
FIRESTONE STORE #07GK/023027 | 2140 PLEASANT HILL RD | DULUTH | Gwinnett | 670378 | 1 |  |  | TRUE |  | TRUE | Removed from Ground | Used Oil | 550 | Bare Steel | 1985-05-08 | 1995-04-20 | Bare Steel | Gravity Fed
BP #24110 | 2080 GA HWY 120 | DULUTH | Gwinnett | 670185 | 7 |  | 1988-01-01 |  | 1988-01-01 |  | Removed from Ground | Gas (Historical Use) | 10000 | Fiberglass | 1988-01-01 | 1999-05-17 | Fiberglass Reinforced Plastic | Pressurized
BP #24110 | 2080 GA HWY 120 | DULUTH | Gwinnett | 670185 | 5 |  | 1988-01-01 |  | 1988-01-01 |  | Removed from Ground | Gas (Historical Use) | 10000 | Fiberglass | 1988-01-01 | 1999-05-17 | Fiberglass Reinforced Plastic | Pressurized
SHELL LILBURN FOOD | 4971 LAWRENCEVILLE HWY | LILBURN | Gwinnett | 672007 | 1 | Ball Float | 1997-02-01 | FALSE | 1997-02-01 | FALSE | Currently in Use | Regular | 10000 | Fiberglass | 1988-11-03 |  | Fiberglass Reinforced Plastic | Pressurized
WILLIAMS FARM | 2055 WEBB GIN HOUSE | SNELLVILLE | Gwinnett | 9067400 | 2 | [5 empty] | Removed from Ground | Gas (Historical Use) | 12000 | Not Marked/Unknown | 2001-08-29 | 2001-08-29 | Not Marked
QUIKTRIP #794 | 2008 SCENIC HWY | SNELLVILLE | Gwinnett | 9067388 | 4A | Flapper Valve | 2017-02-03 | FALSE | 2017-02-03 | FALSE | Currently in Use | E-0 | 10000 | Fiberglass Double Walled | 2017-02-03 |  | Double-Walled Flex | Pressurized
SHELL FOOD MART | 2218 SCENIC HWY N | SNELLVILLE | Gwinnett | 670468 | 4 |  | 1994-03-22 | FALSE | 1994-03-22 | FALSE | Removed from Ground | Kerosene | 2000 | Fiberglass | 1985-03-24 |  | Fiberglass Reinforced Plastic
PATTERSON'S GROCERY | 737 US HWY 78 | LOGANVILLE | Gwinnett | 9067288 | 1 | [5 empty] | Removed from Ground | Gas (Historical Use) | 8000 | Marked Unknown | 1996-06-15 | 1996-06-15 | Unknown
CIRCLE K | 686 US HWY 78/ATLANTA HWY | LOGANVILLE | Gwinnett | 9067060 | 2 | [5 empty] | Removed from Ground | Gas (Historical Use) | 8000 | Bare Steel | 1981-01-01 | 1988-04-01 | Galvanized Steel
TEXACO MAIN ST | 2348 E MAIN ST | SNELLVILLE | Gwinnett | 9067039 | 2 | Flapper Valve | 1994-10-01 |  | 1994-10-01 |  | Temporarily out of use | Diesel | 5000 | Fiberglass | 1979-06-08 |  | Fiberglass Reinforced Plastic | Pressurized
QUIKTRIP #794 | 2008 SCENIC HWY | SNELLVILLE | Gwinnett | 9067388 | 2 | Flapper Valve | 2000-07-01 | FALSE | 2000-07-01 | FALSE | Currently in Use | Regular | 12000 | Fiberglass | 2000-06-30 |  | Fiberglass Reinforced Plastic | Pressurized
KWIKSTOP | 2640 GA HWY 120 | DULUTH | Gwinnett | 670519 | 5 | Ball Float | 2000-02-24 | FALSE | 2000-02-24 | FALSE | Currently in Use | Regular | 12000 | Composite | 2000-02-24 |  | Fiberglass Reinforced Plastic | Pressurized
KWIKSTOP | 2640 GA HWY 120 | DULUTH | Gwinnett | 670519 | 2 | [5 empty] | Removed from Ground | Gas (Historical Use) | 8000 | Bare Steel | 1972-05-04 | 1995-04-04 | Galvanized Steel | Pressurized
CROWES GROCERY | 301 US HWY 78/ATLANTA HWY | LOGANVILLE | Gwinnett | 9147020 | 2 | [5 empty] | Removed from Ground | Gas (Historical Use) | 6000 | Bare Steel | 1984-01-01 | 1994-12-01 | Galvanized Steel
MR QUICKS | 751 HWY 78 | LOGANVILLE | Gwinnett | 9067230 | 1 | [5 empty] | Removed from Ground | Gas (Historical Use) | 4000 | Bare Steel | 1980-01-01 | 1996-05-01 | Galvanized Steel
PATTERSON'S GROCERY | 737 US HWY 78 | LOGANVILLE | Gwinnett | 9067288 | 3 | [5 empty] | Removed from Ground | Gas (Historical Use) | 4000 | Marked Unknown | 1996-06-15 | 1996-06-15 | Unknown
BEST WAY AUTOMOTIVE | 528 CROGAN STREET | LAWRENCEVILLE | Gwinnett | 10001516 | 1 |  |  | FALSE |  | FALSE | Removed from Ground | Used Oil | 500 | Bare Steel | 2007-09-12 | 2007-09-12 | Bare Steel
SUGARLOAF MART | 850 SCENIC HWY | LAWRENCEVILLE | Gwinnett | 10000039 | 2A | Ball Float | 2002-02-04 | FALSE | 2002-02-04 | FALSE | Currently in Use | Premium | 10000 | Epoxy | 2002-12-01 |  | Double-Walled Fiberglass | Pressurized
SHELL QUICK MART | 4785 SUGAR LOAF PARKWAY | LAWRENCEVILLE | Gwinnett | 670173 | 4A | Ball Float | 2003-05-01 | FALSE | 2003-05-01 | TRUE | Currently in Use | Premium | 10000 | Epoxy | 2003-05-01 |  | Double-Walled Fiberglass | Pressurized
CHEVRON #201822/SHELL #210-4961- | 738 DULUTH HWY 120 | LAWRENCEVILLE | Gwinnett | 670005 | 1 | [5 empty] | Removed from Ground | Gas (Historical Use) | 10000 | Fiberglass | 1985-04-30 | 1992-06-04 | Fiberglass Reinforced Plastic | Pressurized
Shell Food Mart | 1072 PEACHTREE IND BLVD | SUWANEE | Gwinnett | 9067292 | 2 | Ball Float | 1996-05-01 | FALSE | 1996-05-01 | FALSE | Currently in Use | Premium | 12000 | Fiberglass Double Walled | 1996-05-01 |  |  | Pressurized
NORTH GWINNETT SHELL | 3034 LAWRENCEVILLE SUWANEE RD | SUWANEE | Gwinnett | 9000318 | 3 | Flapper Valve | 1998-12-01 | FALSE | 1998-12-01 | FALSE | Currently in Use | Diesel | 12000 | Fiberglass | 1989-10-24 |  | Fiberglass Reinforced Plastic | Pressurized
CROWN STATION GA #32 | 157 SCENIC HWY | LAWRENCEVILLE | Gwinnett | 9000045 | 1 | [5 empty] | Removed from Ground | Gas (Historical Use) | 15060 | Bare Steel | 1975-04-07 | 1993-05-25 | Galvanized Steel
GA DOT 10140 | 0 .5 W OF SR 20 ON CR 176 | LAWRENCEVILLE | Gwinnett | 9067112 | 3 |  | 1997-09-01 |  | 1997-09-01 |  | Removed from Ground | Gas (Historical Use) | 6000 | Fiberglass | 1997-08-28 | 2000-02-16 | Double-Walled Fiberglass | Pressurized
GA DOT 10140 | 0 .5 W OF SR 20 ON CR 176 | LAWRENCEVILLE | Gwinnett | 9067112 | 140G1 | [5 empty] | Removed from Ground | Gas (Historical Use) | 2000 | Cathodically Protected Steel | 1989-01-01 | 1997-09-30 | Galvanized Steel
WILLIAM JONES | SEVEN RD/RT 1 | LAWRENCEVILLE | Gwinnett | 9067120 | 3 | [5 empty] | Removed from Ground | Diesel | 3000 | Marked Unknown | 1990-12-01 | 1990-12-01 | Unknown
GA STATE PATROL | 567 SWANSON DR | LAWRENCEVILLE | Gwinnett | 670465 | 1 | [5 empty] | Removed from Ground | Gas (Historical Use) | 3000 | Bare Steel | 1966-03-11 | 1997-06-12 | Galvanized Steel | Safe Suction (Euro)
CITY OF LAWRENCEVILLE | 475 CLAYTON ST | LAWRENCEVILLE | Gwinnett | 670457 | 2 |  |  | TRUE |  | TRUE | Permanently Out of Use - historical purposes | Used Oil | 500 | Bare Steel | 1962-03-12
BP #24114/GULF #267666 | 606 CROGAN ST | LAWRENCEVILLE | Gwinnett | 670193 | 5 | [5 empty] | Removed from Ground | Kerosene | 10000 | Fiberglass | 1985-02-19 | 1991-12-30 | Galvanized Steel
KROGER GA-381 | 3455 PEACHTREE INDUSTRAIL BLVD | DULUTH | Gwinnett | 10001680 | 2A | Overfill Alarm | 2008-11-21 | FALSE | 2009-01-13 | FALSE | Currently in Use | Diesel | 10000 | Fiberglass Double Walled | 2008-10-23 |  | Double-Walled Flex | Pressurized
STATION AT SWEET WATER CITGO | 3255 PLESANT HILL RD | DULUTH | Gwinnett | 9067342 | 2 | Flapper Valve | 1997-11-01 | FALSE | 1997-11-01 | FALSE | Currently in Use | Premium | 10000 | Epoxy | 1997-11-01 |  | Fiberglass Reinforced Plastic | Pressurized
SHELL FOOD MART | 2700 BUFORD HWY | DULUTH | Gwinnett | 9067353 | 1 | Ball Float | 1998-03-01 | FALSE | 1998-03-01 | FALSE | Currently in Use | Diesel | 10000 | Fiberglass | 1998-03-01 |  | Fiberglass Reinforced Plastic | Pressurized
QUIKTRIP NO 703 | 2185 BEAVER RUIN RD | NORCROSS | Gwinnett | 9067371 | 1 | Flapper Valve | 1999-05-01 | FALSE | 1999-05-01 | FALSE | Removed from Ground |  | 12000 | Fiberglass | 1999-04-01 | 2017-07-18 | Double-Walled Fiberglass | Pressurized
QUIKTRIP #714 | 1515 BEAVER RUIN RD | NORCROSS | Gwinnett | 9067291 | 4 | Flapper Valve | 1996-06-12 | FALSE | 1996-06-12 | FALSE | Currently in Use | Diesel | 8000 | Fiberglass | 1996-06-07 |  | Flex | Pressurized
EXXON RETAIL STORE #4-6759 | 5560 JIMMY CARTER BLVD/@I-85 | NORCROSS | Gwinnett | 670123 | 5 |  |  | TRUE |  | TRUE | Removed from Ground | Used Oil | 1000 | Bare Steel | 1969-05-10 | 1992-04-01 | Galvanized Steel | Pressurized
EXXON RETAIL STORE #4-6759 | 5560 JIMMY CARTER BLVD/@I-85 | NORCROSS | Gwinnett | 670123 | 4 | [5 empty] | Removed from Ground | Gas (Historical Use) | 6000 | Bare Steel | 1969-05-10 | 1992-04-01 | Galvanized Steel | Pressurized
CHEVRON #43252 | 1794 BEAVER RUIN RD | NORCROSS | Gwinnett | 670315 | 3 | [5 empty] | Removed from Ground | Gas (Historical Use) | 5000 | Cathodically Protected Steel | 1968-04-27 | 1987-02-24 | Galvanized Steel
FORMER PRIME EQUIPMENT #416 | 5493 GOSHEN SPRINGS RD | NORCROSS | Gwinnett | 670353 | 1 | [5 empty] | Removed from Ground | Gas (Historical Use) | 4000 | Bare Steel | 1985-05-07 | 1992-08-07 | Bare Steel | Suction (American)
HERTZ EQUIPMENT RENTAL CORP | 6664 I-85 N | NORCROSS | Gwinnett | 670299 | 5 | [5 empty] | Removed from Ground | Diesel | 550 | Fiberglass | 1986-01-01 | 1994-05-01 | Galvanized Steel | Suction (American)
ADS NORCROSS COLLECTIONS | 5374 GOSHEN SPRINGS RD | NORCROSS | Gwinnett | 670241 | 2 | [5 empty] | Removed from Ground | Diesel | 10000 | Double Walled | 1988-04-15 | 1998-02-01 | Fiberglass Reinforced Plastic | Pressurized
MHC TRUCK LEASING INC | 1923 GRAVES RD | NORCROSS | Gwinnett | 670236 | 15 | Ball Float | 2000-03-01 | FALSE | 2000-03-01 | FALSE | Temporarily out of use | Diesel | 12000 | Fiberglass | 2000-03-01 |  | Double-Walled Flex | Pressurized
GWINNETT AMBULATORY SURGICAL UNI | 2131 FOUNTAIN DRIVE | SNELLVILLE | Gwinnett | 9067306 | 1 | [5 empty] | Removed from Ground | Diesel | 150 | Not Marked/Unknown | 1997-07-10 | 1997-07-10 | Not Marked
GRAYSON QUARRY | 1055 OZORA RD | GRAYSON | Gwinnett | 670105 | 3 | [5 empty] | Removed from Ground | Diesel | 8000 | Bare Steel | 1974-05-04 | 1990-04-15 | Galvanized Steel
JOHN D STEPHENS INC | 1899 PARKER CT | STONE MOUNTAIN | Gwinnett | 9067222 | 5 | [5 empty] | Removed from Ground | Other | 2000 | Marked Unknown | 1999-06-07 | 1999-06-07 | Not Marked
QUICK PICK FOOD STORE | 5032 ANNISTOWN RD | STONE MOUNTAIN | Gwinnett | 9000020 | 1 | [5 empty] | Removed from Ground | Gas (Historical Use) | 8000 | Bare Steel | 1976-05-15 | 1991-09-20 | Galvanized Steel
QUICK PICK FOOD STORE | 5032 ANNISTOWN RD | STONE MOUNTAIN | Gwinnett | 9000020 | 4 | Ball Float | 2002-06-01 | FALSE | 2002-06-01 | FALSE | Currently in Use | Regular | 10000 | Fiberglass | 2002-06-01 |  | Fiberglass Reinforced Plastic | Pressurized
WICKES LUMBER CO | 6770 BUFORD HWY | NORCROSS | Gwinnett | 4440545 | 1 | [5 empty] | Removed from Ground | Gas (Historical Use) | 1000 | Bare Steel | 1976-03-03 | 1988-12-14 | Bare Steel
CIRCLE M FOOD SHOP #40 | 291 OLD PEACHTREE RD | LAWRENCEVILLE | Gwinnett | 10001282 | 2A | Ball Float | 2006-11-01 | FALSE | 2006-11-01 | FALSE | Currently in Use | Premium | 12000 | Composite | 2006-11-01 |  | Double-Walled Flex | Pressurized
AZALEA FOOD MART | 2087 AZALEA DR | LAWRENCEVILLE | Gwinnett | 670526 | 1 | [5 empty] | Permanently Out of Use - historical purposes | Gas (Historical Use) | 8000 | Bare Steel | 1975-05-16 | 1899-12-31 | Galvanized Steel
PROPOSED ECKERD | ROCKBRIDGE RD & FIVE FORKS-TRICK | STONE MOUNTAIN | Gwinnett | 9067311 | 2 | [5 empty] | Removed from Ground | Gas (Historical Use) | 1000 | Not Marked/Unknown | 1982-01-01 | 1982-01-01 | Not Marked
PHOENIX METALS CO | 4685 BUFORD HWY | NORCROSS | Gwinnett | 9067204 | 2 | [5 empty] | Removed from Ground | Other | 1000 | Not Marked/Unknown | 1995-05-15 | 1995-05-15 | Unknown
AZALEA FOOD MART | 2087 AZALEA DR | LAWRENCEVILLE | Gwinnett | 670526 | 4 | Ball Float | 1997-06-20 | TRUE | 2007-07-12 | TRUE | Currently in Use | Gas (Historical Use) | 10000 | Fiberglass | 1988-02-01 |  | Fiberglass Reinforced Plastic | Pressurized
Q LUBE INC #1168 | 5314 US HWY 78 | STONE MOUNTAIN | Gwinnett | 670542 | 2 | [5 empty] | Removed from Ground | Other | 3000 | Bare Steel | 1987-01-01 | 1998-09-01 | Galvanized Steel
JOHN D STEPHENS INC | 1899 PARKER CT | STONE MOUNTAIN | Gwinnett | 9067222 | 1PREM | [5 empty] | Removed from Ground | Gas (Historical Use) | 3000 | Not Marked/Unknown | 1998-12-21 | 1998-12-21 | Not Marked | Suction (American)
KWIKSTOP | 2640 GA HWY 120 | DULUTH | Gwinnett | 670519 | 3 | Ball Float | 1995-04-07 | FALSE | 1995-04-07 | FALSE | Currently in Use | Diesel | 8000 | Galvanic (STIP-3) | 1995-04-07 |  | Fiberglass Reinforced Plastic | Pressurized
AZALEA FOOD MART | 2087 AZALEA DR | LAWRENCEVILLE | Gwinnett | 670526 | 5 | Ball Float | 1997-06-20 | TRUE | 2007-07-12 | TRUE | Currently in Use | Gas (Historical Use) | 10000 | Fiberglass | 1988-02-01 |  | Fiberglass Reinforced Plastic | Pressurized
QUIK MART | 2360 BUFORD DR/ HWY 20 | LAWRENCEVILLE | Gwinnett | 9067200 | 2 |  |  | FALSE |  | FALSE | [6 empty] | Fiberglass Reinforced Plastic | Pressurized
GA POWER/GWINNETT DIST OPER HQ | 1453 GA HWY 120 @ PURCELL | LAWRENCEVILLE | Gwinnett | 9000391 | 4 |  |  | TRUE |  | TRUE | Removed from Ground | Used Oil | 550 | Fiberglass | 1986-01-01 | 1998-08-19 | Not Marked | Gravity Fed
GA POWER/GWINNETT DIST OPER HQ | 1453 GA HWY 120 @ PURCELL | LAWRENCEVILLE | Gwinnett | 9000391 | B | [5 empty] | Closed in Ground | Other | 1000 | Fiberglass | 1986-01-01 | 1999-04-13 | Galvanized Steel | Gravity Fed
PUBLIC WORKS PUMP STATION | HI HOPE RD | LAWRENCEVILLE | Gwinnett | 9067303 | 1 | [5 empty] | Removed from Ground | Diesel | 2000 | Bare Steel | 1980-01-01 | 1999-04-01 | Bare Steel | Safe Suction (Euro)
QUIKTRIP #759 | 2110 RIVERSIDE PKWY | LAWRENCEVILLE | Gwinnett | 9067272 | 1 | Flapper Valve | 1995-11-28 |  | 1995-11-28 |  | Removed from Ground | Gas (Historical Use) | 12000 | Fiberglass | 1995-11-28 | 2015-04-23 | Double-Walled Flex | Pressurized
PHOENIX ELECTRIC INC | 139 -A NEW HOPE RD | LAWRENCEVILLE | Gwinnett | 9067214 | 1 | [5 empty] | Removed from Ground | Gas (Historical Use) | 1800 | Marked Unknown | 1998-07-07 | 1998-07-07 | Unknown
BIG SAVE FOOD STORE | 4131 HAMILTON MILL RD | BUFORD | Gwinnett | 9067196 | 1 | Flapper Valve | 1993-11-01 | FALSE | 1993-11-01 | FALSE | Currently in Use | Regular | 4000 | Steel-Impressed Current | 1993-11-01 |  | Double-Walled Fiberglass | Pressurized
OXFORD TRANSPORTATION/DIVISION O | 2776 HAMILTON MILL RD | BUFORD | Gwinnett | 9069097 | 2 | [5 empty] | Removed from Ground | Diesel | 24000 | Bare Steel | 1997-01-07 | 1997-01-07 | Galvanized Steel | Safe Suction (Euro)
SOUTH BOGAN CENTER LLC | 3550 SOUTH BOGAN ROAD | BUFORD | Gwinnett | 10001493 | 1 | Ball Float | 2007-08-17 | FALSE | 2007-08-17 | FALSE | Currently in Use | Regular | 15000 | Fiberglass Double Walled | 2007-04-06 |  | Double-Walled Fiberglass | Pressurized
MURPHY USA #7407 | 3255 SARDIS CHURCH RD | BUFORD | Gwinnett | 10001238 | 2B | Ball Float | 2006-11-08 | FALSE | 2006-11-08 | FALSE | Currently in Use | Premium | 8000 | Fiberglass Double Walled | 2006-09-15 |  | Double-Walled Flex | Pressurized
KWIKSTOP | 2640 GA HWY 120 | DULUTH | Gwinnett | 670519 | 4 | Ball Float | 1995-04-07 | FALSE | 1995-04-07 | FALSE | Currently in Use | Premium | 8000 | Galvanic (STIP-3) | 1995-04-07 |  | Fiberglass Reinforced Plastic | Pressurized
KWIKSTOP | 2640 GA HWY 120 | DULUTH | Gwinnett | 670519 | 1 | [5 empty] | Removed from Ground | Gas (Historical Use) | 8000 | Bare Steel | 1972-05-04 | 1995-04-04 | Galvanized Steel | Pressurized
SPEEDWAY #105 | 1996 DULUTH HWY | LAWRENCEVILLE | Gwinnett | 9000612 | B | [5 empty] | Removed from Ground | Gas (Historical Use) | 10000 | Bare Steel | 1984-03-01 | 1984-03-01 | Galvanized Steel
CHEVRON #304502 | 1495 BUFORD DR | LAWRENCEVILLE | Gwinnett | 9067327 | 2 | Ball Float | 1997-11-03 |  | 1997-11-03 |  | Removed from Ground | Gas (Historical Use) | 10000 | Fiberglass | 1997-11-03 | 2009-06-26 | Fiberglass Reinforced Plastic | Pressurized
CHEVRON | 1490 BUFORD DR | LAWRENCEVILLE | Gwinnett | 9067416 | 2 | Ball Float | 1999-06-01 | FALSE | 1999-06-01 | FALSE | Currently in Use | Premium | 8000 | Composite | 1999-06-01 |  | Double-Walled Flex | Pressurized
SHILOH MIDDLE SCHOOL STATION #7 | 4285 SHILOH RD @ ROSS RD | LITHONIA | Gwinnett | 670202 | 2 |  | 1991-10-31 |  | 1991-10-31 |  | Removed from Ground | Diesel | 12000 | Bare Steel | 1982-01-01 | 2000-02-01 | Fiberglass Reinforced Plastic | Suction (American)
FORMER PROMISE LAND STROE | SR 124 & LEE RD | LITHONIA | Gwinnett | 9067386 | 3 | [5 empty] | Removed from Ground | Gas (Historical Use) | 6000 | Bare Steel | 2000-08-01 | 2000-08-01 | Bare Steel
YELLOW SWEET TREATMENT PLANT | 858 TOM SMITH RD | LILBURN | Gwinnett | 670224 | 1 |  |  | FALSE |  | FALSE | Removed from Ground | Diesel | 15000 | Unknown | 2007-07-12 | 2007-07-12 | Unknown
BUFORD EXPRESS | 3798 BUFORD DRIVE | BUFORD | Gwinnett | 9067339 | 3 | Ball Float | 1997-04-01 | FALSE | 1997-04-01 | FALSE | Currently in Use | Premium | 10000 | Epoxy | 1997-04-01 |  | Double-Walled Flex | Pressurized
SLA CHEVRON FOOD MART | 1955 GRAVEL SPRING RD-GA HWY 324 | BUFORD | Gwinnett | 672002 | 2 | Ball Float | 1993-12-10 | FALSE | 1993-12-10 | FALSE | Currently in Use | Diesel | 8000 | Fiberglass | 1988-09-01 |  | Flex | Pressurized
GA PACIFIC CORP | 2351 BUTTON GWINNETT DR | NORCROSS | Gwinnett | 670464 | 2 | [5 empty] | Removed from Ground | Diesel | 10000 | Bare Steel | 1974-03-06 | 1992-10-20 | Bare Steel | Safe Suction (Euro)
NORCROSS QUARRY | 1707 BEAVERR RUIN RD | NORCROSS | Gwinnett | 670106 | 2 | [5 empty] | Removed from Ground | Gas (Historical Use) | 2000 | Bare Steel | 1976-05-03 | 1989-12-15 | Galvanized Steel
W R GRACE & CO | 6300 BUTTON GWINNETT DR | ATLANTA | Gwinnett | 670163 | 1 | [5 empty] | Removed from Ground | Diesel | 10000 | Bare Steel | 1978-05-02 | 1987-08-29 | Bare Steel
Plainview 2 | 1735 DULUTH HWY | LAWRENCEVILLE | Gwinnett | 670168 | 2 | [5 empty] | Removed from Ground | Used Oil | 500 | Not Marked/Unknown | 1976-05-03 | 1989-01-01 | Not Marked
FORMER GWINNETT COUNTY DIVERSION CENTER | 872 HI HOPE ROAD | LAWRENCEVILLE | Gwinnett | 10000883 | 1 |  |  | FALSE |  | FALSE | Removed from Ground | Diesel | 3000 | Bare Steel | 2004-11-09 | 2004-11-09
M FOOD MART | 1925 BRASELTON HWY | LAWRENCEVILLE | Gwinnett | 10001666 | 1 | Flapper Valve | 2008-12-01 | FALSE | 2008-10-01 | FALSE | Currently in Use | Regular | 15000 | Composite Double Walled | 2008-07-01 |  | Double-Walled Fiberglass | Pressurized
BP #79389 | 774 BUFORD HWY | LAWRENCEVILLE | Gwinnett | 9067397 | 2 |  | 2001-04-11 |  | 2001-04-11 |  | Removed from Ground | Gas (Historical Use) | 10000 | Double Walled | 2001-04-11 | 2006-03-15 | Double Walled | Pressurized
SHELL FOOD MART | 723 BUFORD DR | LAWRENCEVILLE | Gwinnett | 9000578 | 2 |  | 1993-09-01 |  | 1993-09-01 |  | Removed from Ground | Gas (Historical Use) | 12000 | Steel-Impressed Current | 1982-03-18 | 2006-03-09 | Fiberglass Reinforced Plastic | Pressurized
SWANSON'S AUTO BUYING SERVICE | 919 BUFORD DR | LAWRENCEVILLE | Gwinnett | 670453 | 3 | [5 empty] | Removed from Ground | Empty | 3000 | Bare Steel | 1974-05-02 | 1999-02-01 | Galvanized Steel
SHELL | 4032 US HWY 78 | LILBURN | Gwinnett | 9067049 | 2 | Ball Float | 1994-01-01 | FALSE | 1988-01-01 | FALSE | Currently in Use | Regular | 10000 | Fiberglass | 1988-01-01 |  | Fiberglass Reinforced Plastic | Pressurized
QUIKTRIP #785 | 2900 BUFORD DR | BUFORD | Gwinnett | 9067375 | 8 | Flapper Valve | 2021-10-01 | FALSE | 2021-09-01 | FALSE | Currently in Use | Diesel | 15000 | Fiberglass Double Walled | 2021-06-24 |  | Double-Walled Fiberglass | Pressurized
CHEVRON | 3833 BUFORD DRIVE | BUFORD | Gwinnett | 670316 | 6 | Ball Float | 1993-11-24 | FALSE | 1993-11-24 | FALSE | Currently in Use | Premium | 8775 | Fiberglass | 1987-12-14 |  | Double-Walled Flex | Pressurized
NORCROSS QUARRY | 1707 BEAVERR RUIN RD | NORCROSS | Gwinnett | 670106 | 1 | [5 empty] | Removed from Ground | Gas (Historical Use) | 1000 | Bare Steel | 1976-05-03 | 1989-12-15 | Galvanized Steel
KROGER GA-424 | 1475 BUFORD DR | LAWRENCEVILLE | Gwinnett | 10000270 | 1A | Flapper Valve | 2002-12-19 | FALSE | 2002-12-19 | FALSE | Currently in Use | Regular | 20000 | Fiberglass Double Walled | 2002-12-12 |  | Double-Walled Flex | Pressurized
THE ENCLAVE AT COLONY CREEK | 1100 DULUTH HIGHWAY | LAWRENCEVILLE | Gwinnett | 10002539 | 1 |  |  | FALSE |  | FALSE | Removed from Ground | Not Marked/Tank Removed | 0 | Unknown | 2016-02-09 | 2016-02-09
SPEEDWAY #105 | 1996 DULUTH HWY | LAWRENCEVILLE | Gwinnett | 9000612 | 3 |  | 1993-10-01 |  | 1993-10-01 |  | Removed from Ground | Kerosene | 4000 | Cathodically Protected Steel | 1984-01-01 | 1899-12-31 | Fiberglass Reinforced Plastic | Pressurized
Plainview 2 | 1735 DULUTH HWY | LAWRENCEVILLE | Gwinnett | 670168 | 162700 |  | 1997-04-18 |  | 1997-04-18 |  | Removed from Ground | Diesel | 4000 | Galvanic (STIP-3) | 1990-10-12 | 2006-06-20 | Double Walled | Suction (American)
Mountain Express #614 | 854 GA HWY 20 BUFORD DR | LAWRENCEVILLE | Gwinnett | 670332 | 2 | Ball Float | 1994-11-09 | FALSE | 1994-11-09 | FALSE | Currently in Use | Plus | 10000 | Steel-Impressed Current | 1979-05-09 |  | Fiberglass Reinforced Plastic | Pressurized
RaceTrac #206 - Rock Springs | 2682 BUFORD DR | LAWRENCEVILLE | Gwinnett | 9069391 | 1 | Overfill Alarm | 2000-10-01 | FALSE | 2000-10-01 | FALSE | Currently in Use | Regular | 20000 | Fiberglass Double Walled | 2000-10-18 |  | Double-Walled Fiberglass | Pressurized
BRUCE TRUCKING | 1979 N BROWN RD | LAWRENCEVILLE | Gwinnett | 9067221 | 3 | [5 empty] | Removed from Ground | Diesel | 4000 | Bare Steel | 1981-01-01 | 1999-01-01 | Bare Steel | Suction (American)
QUIKTRIP #725 | 600 GRAYSON HWY | LAWRENCEVILLE | Gwinnett | 9067405 | 1 | Overfill Alarm | 2002-02-01 |  | 2002-02-01 |  | Removed from Ground | Gas (Historical Use) | 20000 | Fiberglass Double Walled | 2002-01-01 | 2014-06-04 | Double-Walled Fiberglass | Pressurized
QUIKTRIP #755 | 1055 OLD PEACHTREE RD | LAWRENCEVILLE | Gwinnett | 9067335 | 6A | Flapper Valve |  | FALSE |  | FALSE | Currently in Use | Premium | 10000 | Fiberglass Double Walled | 2015-08-01 |  | Double-Walled Fiberglass | Pressurized
QUIKTRIP #755 | 1055 OLD PEACHTREE RD | LAWRENCEVILLE | Gwinnett | 9067335 | 6B | Flapper Valve |  | FALSE |  | FALSE | Currently in Use | E-0 | 9500 | Fiberglass Double Walled | 2015-08-01 |  | Double-Walled Fiberglass | Pressurized
QUIKTRIP #764 | 765 BUFORD DR | LAWRENCEVILLE | Gwinnett | 9067250 | 2 | Overfill Alarm | 1995-11-14 | FALSE | 1995-11-14 | FALSE | Currently in Use | Regular | 12000 | Fiberglass | 1995-10-24 |  | Double-Walled Flex | Pressurized
SPEEDWAY #105 | 1996 DULUTH HWY | LAWRENCEVILLE | Gwinnett | 9000612 | A | [5 empty] | Removed from Ground | Gas (Historical Use) | 10000 | Bare Steel | 1984-03-01 | 1984-03-01 | Galvanized Steel
CHEVRON #304502 | 1495 BUFORD DR | LAWRENCEVILLE | Gwinnett | 9067327 | 1 | Ball Float | 1997-11-03 |  | 1997-11-03 |  | Removed from Ground | Gas (Historical Use) | 10000 | Fiberglass | 1997-11-03 | 2009-06-26 | Fiberglass Reinforced Plastic | Pressurized
GA POWER/GWINNETT DIST OPER HQ | 1453 GA HWY 120 @ PURCELL | LAWRENCEVILLE | Gwinnett | 9000391 | 619259 | Flapper Valve | 1992-08-14 | FALSE | 1992-08-14 | FALSE | Removed from Ground | Regular | 10000 | Fiberglass | 1992-08-14 | 2019-03-07 | Fiberglass Reinforced Plastic | Pressurized
QUIKTRIP #764 | 765 BUFORD DR | LAWRENCEVILLE | Gwinnett | 9067250 | 3 | Overfill Alarm | 1995-11-14 | FALSE | 1995-11-14 | FALSE | Currently in Use | Premium | 12000 | Fiberglass | 1995-10-24 |  | Double-Walled Flex | Pressurized
M & M ELECTRIC SUPPLY INC | 1155 CRIPPLE CREEK DRIVE | LAWRENCEVILLE | Gwinnett | 9067224 | 1 | [5 empty] | Removed from Ground | Gas (Historical Use) | 4000 | Unknown | 1987-08-09 | 1999-01-15 | Galvanized Steel | Suction (American)
QUICK STOP | 251 HURRICANE SHOALS RD | LAWRENCEVILLE | Gwinnett | 9067042 | 1 |  | 1996-09-01 | FALSE | 1996-09-01 | FALSE | Currently in Use | Regular | 8000 | Galvanic (STIP-3) | 1988-01-01 |  | Fiberglass Reinforced Plastic | Pressurized
SWANSON'S AUTO BUYING SERVICE | 919 BUFORD DR | LAWRENCEVILLE | Gwinnett | 670453 | 1 | [5 empty] | Removed from Ground | Empty | 2000 | Bare Steel | 1972-05-02 | 1986-09-01 | Galvanized Steel
AUTONATION VW MALL OF GEORGIA | 3711 BUFORD DR | BUFORD | Gwinnett | 10002379 | 2 | Flapper Valve | 2010-08-01 | FALSE | 2010-06-01 | FALSE | Currently in Use | Diesel | 2000 | Tank Jacket | 2010-06-01 |  | Double-Walled Flex | Pressurized
SHELL FOOD MART | 2960 MOUNTAIN INDUSTRIAL BLVD | TUCKER | Gwinnett | 670304 | 5B | Ball Float | 2007-06-19 | FALSE | 2007-06-19 | FALSE | Currently in Use | Diesel | 6000 | Tank Jacket | 2007-06-13 |  | Double-Walled Fiberglass | Pressurized
PEACH STATE FORD TRUCK SALES INC | 6535 CRESCENT DR | NORCROSS | Gwinnett | 9067134 | 1 |  |  | TRUE |  | TRUE | Removed from Ground | Used Oil | 1000 | Composite | 1976-07-15 | 1992-06-01 | Double Walled | Gravity Fed
CENTRAL SHOP | 1785 BEAVER RUIN RD | NORCROSS | Gwinnett | 670104 | 3 | [5 empty] | Removed from Ground | Diesel | 1000 | Bare Steel | 1964-05-06 | 1989-12-15 | Galvanized Steel
KROGER 374 | 2100 RIVERSIDE PKWY | LAWRENCEVILLE | Gwinnett | 10001512 | 1B | Ball Float | 2008-01-30 | FALSE | 2008-01-30 | FALSE | Currently in Use | Premium | 8000 | Fiberglass Double Walled | 2007-12-14 |  | Double-Walled Flex | Pressurized
QUIK MART | 2360 BUFORD DR/ HWY 20 | LAWRENCEVILLE | Gwinnett | 9067200 | 1 | Ball Float | 1994-08-16 | FALSE | 1994-08-16 | FALSE | Currently in Use | Regular | 10000 | Epoxy | 1994-08-12 |  | Fiberglass Reinforced Plastic | Pressurized
QUIKTRIP #725 | 600 GRAYSON HWY | LAWRENCEVILLE | Gwinnett | 9067405 | 3 | Overfill Alarm | 2002-02-01 |  | 2002-02-01 |  | Removed from Ground | Gas (Historical Use) | 12000 | Fiberglass Double Walled | 2002-01-01 | 2014-06-04 | Double-Walled Fiberglass | Pressurized
GA POWER/GWINNETT DIST OPER HQ | 1453 GA HWY 120 @ PURCELL | LAWRENCEVILLE | Gwinnett | 9000391 | D | [5 empty] | Closed in Ground | Other | 1000 | Fiberglass | 1986-01-01 | 1999-04-13 | Galvanized Steel | Gravity Fed
GA POWER/GWINNETT DIST OPER HQ | 1453 GA HWY 120 @ PURCELL | LAWRENCEVILLE | Gwinnett | 9000391 | C | [5 empty] | Closed in Ground | Other | 1000 | Fiberglass | 1986-01-01 | 1999-04-13 | Galvanized Steel | Gravity Fed
PEACHTREE TIRE & FENCE | 2365 BUFORD HWY | LAWRENCEVILLE | Gwinnett | 9067083 | 2 | [5 empty] | Removed from Ground | Empty | 1000 | Bare Steel | 1966-01-01 | 1991-01-01 | Galvanized Steel
BIG H FOOD STORE #91 | 2800 HAMILTON MILL RD | BUFORD | Gwinnett | 9067347 | 2 | Ball Float | 2010-08-30 | FALSE | 2010-08-30 | FALSE | Currently in Use | Premium | 15000 | Epoxy | 1998-10-09 |  | Fiberglass Reinforced Plastic | Pressurized
QUIKTRIP #785 | 2900 BUFORD DR | BUFORD | Gwinnett | 9067375 | 3 | Flapper Valve | 1998-12-01 | FALSE | 1998-12-01 | FALSE | Removed from Ground | Premium | 12000 | Fiberglass Double Walled | 1998-12-01 |  | Double-Walled Fiberglass | Pressurized
SLA CHEVRON FOOD MART | 1955 GRAVEL SPRING RD-GA HWY 324 | BUFORD | Gwinnett | 672002 | 1 | Ball Float | 1993-12-10 | FALSE | 1993-12-01 | FALSE | Currently in Use | Regular | 8000 | Fiberglass | 1988-09-01 |  | Flex | Pressurized
CHEVRON | 3833 BUFORD DRIVE | BUFORD | Gwinnett | 670316 | 2 | [5 empty] | Removed from Ground | Gas (Historical Use) | 10000 | Bare Steel | 1968-04-27 | 1987-12-01 | Galvanized Steel
GOODYEAR TIRE & SVC CTR | 4310 GA HWY 29 | LILBURN | Gwinnett | 9067203 | 1 |  |  | TRUE |  | TRUE | Removed from Ground | Used Oil | 550 | Not Marked/Unknown | 1995-04-18 | 1995-04-18 | Unknown
QUIKTRIP #785 | 2900 BUFORD DR | BUFORD | Gwinnett | 9067375 | 2 | Flapper Valve | 1998-12-01 | FALSE | 1998-12-01 | FALSE | Removed from Ground | Regular | 12000 | Fiberglass Double Walled | 1998-12-01 |  | Double-Walled Fiberglass | Pressurized
U HAUL FACILITY #884033 | 3820 BUFORD DR | BUFORD | Gwinnett | 670162 | E | [5 empty] | Removed from Ground | Gas (Historical Use) | 6000 | Bare Steel | 1976-03-19 | 1992-03-24 | Galvanized Steel | Safe Suction (Euro)
COSTCO GASOLINE 366 (BUFORD) | 1550 MALL OF GEORGIA BLVD | BUFORD | Gwinnett | 10001104 | 4 | Ball Float | 2012-02-15 | FALSE | 2012-02-15 | FALSE | Currently in Use | Ultrazol(Fuel Additive) | 1500 | Fiberglass Double Walled | 2012-02-15 |  | Double-Walled Fiberglass | Pressurized
RYDER TRUCK RENTAL #2291 | 3763 RYDER BLVD | BUFORD | Gwinnett | 10001472 | 1 | Overfill Alarm | 2006-01-01 | FALSE | 2006-01-01 | FALSE | Currently in Use | Diesel | 20000 | Epoxy Double-Walled | 2006-01-01 |  | Double-Walled Fiberglass | Pressurized
PEP BOYS #108 | 2207 EAST MAIN ST | SNELLVILLE | Gwinnett | 9067045 | 1 |  |  | TRUE |  | TRUE | Removed from Ground | Used Oil | 550 | Double Walled | 1988-01-01 | 1996-08-26 | Bare Steel
M & Z ENTERPRISES LLC | 5150 ANNISTON RD | STONE MOUNTAIN | Gwinnett | 672004 | 2 | Flapper Valve | 2022-03-25 | FALSE | 1994-07-22 | FALSE | Currently in Use | Regular | 10000 | Fiberglass | 1987-10-01 |  | Fiberglass Reinforced Plastic | Pressurized
QUIK MART | 2530 ROCKBRIDGE RD | STONE MOUNTAIN | Gwinnett | 9067275 | 2 | Ball Float | 1996-03-18 | FALSE | 1996-03-18 | FALSE | Currently in Use | Premium | 12000 | Epoxy | 1996-03-13 |  | Fiberglass Reinforced Plastic | Pressurized
QUICK PICK FOOD STORE | 5032 ANNISTOWN RD | STONE MOUNTAIN | Gwinnett | 9000020 | 5 | Ball Float | 2002-06-01 | FALSE | 2002-06-01 | FALSE | Currently in Use | Premium | 8000 | Fiberglass | 2002-06-01 |  | Fiberglass Reinforced Plastic | Pressurized
QUIKTRIP #759 | 1094 DULUTH HWY | LAWRENCEVILLE | Gwinnett | 10002393 | 2 | Overfill Alarm | 2014-12-01 | FALSE | 2015-02-04 | FALSE | Currently in Use | Regular | 20000 | Fiberglass Double Walled | 2014-10-01 |  | Double-Walled Fiberglass | Pressurized
EXXON FOOD MART | 1488 DULUTH HWY/ GA HWY 120 | LAWRENCEVILLE | Gwinnett | 672005 | 3 | Flapper Valve | 1994-08-04 | FALSE | 1994-08-04 | FALSE | Currently in Use | Diesel | 10000 | Fiberglass | 1987-11-04 |  | Fiberglass Reinforced Plastic | Pressurized
BP FOOD MART | 1380 LAWRENCEVILLE SUWANEE RD NW | LAWRENCEVILLE | Gwinnett | 9067322 | 1 | Ball Float | 1997-07-07 | FALSE | 1997-07-07 | FALSE | Currently in Use | Regular | 12000 | Fiberglass Double Walled | 1997-07-07 |  | Double-Walled Fiberglass | Pressurized
BP #79389 | 774 BUFORD HWY | LAWRENCEVILLE | Gwinnett | 9067397 | 3 |  | 2001-04-11 |  | 2001-04-11 |  | Removed from Ground | Gas (Historical Use) | 10000 | Double Walled | 2001-04-11 | 2006-03-15 | Double Walled | Pressurized
QUIKTRIP #755 | 1055 OLD PEACHTREE RD | LAWRENCEVILLE | Gwinnett | 9067335 | 1 |  | 1996-09-24 |  | 1996-09-24 |  | Removed from Ground | Gas (Historical Use) | 12000 | Fiberglass | 1996-09-24 | 2015-11-05 | Double Walled | Pressurized
SHILOH MIDDLE SCHOOL STATION #7 | 4285 SHILOH RD @ ROSS RD | LITHONIA | Gwinnett | 670202 | 1 |  | 1991-10-31 |  | 1991-10-31 |  | Removed from Ground | Gas (Historical Use) | 12000 | Bare Steel | 1982-01-01 | 2000-02-01 | Fiberglass Reinforced Plastic | Suction (American)
RaceTrac #206 - Rock Springs | 2682 BUFORD DR | LAWRENCEVILLE | Gwinnett | 9069391 | 2 | Overfill Alarm | 2000-10-01 | FALSE | 2000-10-01 | FALSE | Currently in Use | Diesel | 12000 | Fiberglass Double Walled | 2000-10-18 |  | Double-Walled Fiberglass | Pressurized
QUIKTRIP #759 | 1094 DULUTH HWY | LAWRENCEVILLE | Gwinnett | 10002393 | 4 | Overfill Alarm | 2014-12-01 | FALSE | 2015-02-04 | FALSE | Currently in Use | Diesel | 12000 | Fiberglass Double Walled | 2014-10-01 |  | Double-Walled Fiberglass | Pressurized
CIRCLE M FOOD SHOP #40 | 291 OLD PEACHTREE RD | LAWRENCEVILLE | Gwinnett | 10001282 | 1 | Flapper Valve | 2006-11-01 | FALSE | 2006-11-01 | FALSE | Currently in Use | Regular | 20000 | Composite | 2006-11-01 |  | Double-Walled Flex | Pressurized
SPEEDWAY #105 | 1996 DULUTH HWY | LAWRENCEVILLE | Gwinnett | 9000612 | 5 |  | 1993-10-01 |  | 1993-10-01 |  | Removed from Ground | Gas (Historical Use) | 12000 | Cathodically Protected Steel | 1984-01-01 | 1899-12-31 | Fiberglass Reinforced Plastic | Pressurized
SPEEDWAY #105 | 1996 DULUTH HWY | LAWRENCEVILLE | Gwinnett | 9000612 | 4 |  | 1993-10-01 |  | 1993-10-01 |  | Removed from Ground | Gas (Historical Use) | 8000 | Cathodically Protected Steel | 1984-01-01 | 1999-06-01 | Fiberglass Reinforced Plastic | Pressurized
BP #79389 | 774 BUFORD HWY | LAWRENCEVILLE | Gwinnett | 9067397 | 1 |  | 2001-04-11 |  | 2001-04-11 |  | Removed from Ground | Gas (Historical Use) | 10000 | Double Walled | 2001-04-11 | 2006-03-15 | Double Walled | Pressurized
PEACHTREE TIRE & FENCE | 2365 BUFORD HWY | LAWRENCEVILLE | Gwinnett | 9067083 | 4 | [5 empty] | Removed from Ground | Empty | 500 | Bare Steel | 1966-01-01 | 1991-01-01 | Galvanized Steel
SWANSON'S AUTO BUYING SERVICE | 919 BUFORD DR | LAWRENCEVILLE | Gwinnett | 670453 | 2 | [5 empty] | Removed from Ground | Empty | 2000 | Bare Steel | 1972-05-02 | 1986-09-01 | Galvanized Steel
QUIKTRIP #785 | 2900 BUFORD DR | BUFORD | Gwinnett | 9067375 | 1 | Flapper Valve | 1998-12-01 | FALSE | 1998-12-01 | FALSE | Removed from Ground | Regular | 12000 | Fiberglass Double Walled | 1998-12-01 |  | Double-Walled Fiberglass | Pressurized
SAMS CLUB #4780 | 3383 BUFORD DR | BUFORD | Gwinnett | 9067403 | 2 | Flapper Valve | 2001-10-16 | FALSE | 2001-10-16 | FALSE | Currently in Use | Regular | 20000 | Fiberglass Double Walled | 2001-10-01 |  | Double-Walled Flex | Pressurized
U HAUL FACILITY #884033 | 3820 BUFORD DR | BUFORD | Gwinnett | 670162 | B | [5 empty] | Removed from Ground | Kerosene | 3000 | Bare Steel | 1976-03-19 | 1992-03-24 | Galvanized Steel | Safe Suction (Euro)
SOUTH BOGAN CENTER LLC | 3550 SOUTH BOGAN ROAD | BUFORD | Gwinnett | 10001493 | 2B | Ball Float | 2007-08-17 | FALSE | 2007-08-17 | FALSE | Currently in Use | Diesel | 4000 | Fiberglass Double Walled | 2007-04-06 |  | Double-Walled Fiberglass | Pressurized
HI REACH | 1857 DOAN WAY | NORCROSS | Gwinnett | 10000155 | 1 |  |  | FALSE |  | FALSE | Removed from Ground | Used Oil | 1000 | Bare Steel | 1994-01-01 | 2002-10-01 | Bare Steel | Gravity Fed
SHELL LILBURN FOOD | 4971 LAWRENCEVILLE HWY | LILBURN | Gwinnett | 672007 | 2 | Ball Float | 1997-02-01 | FALSE | 1997-02-01 | FALSE | Currently in Use | Premium | 10000 | Fiberglass | 1988-11-03 |  | Fiberglass Reinforced Plastic | Pressurized
CHEVRON | 3833 BUFORD DRIVE | BUFORD | Gwinnett | 670316 | 7 | Ball Float | 1993-11-24 | FALSE | 1993-11-24 | FALSE | Currently in Use | Diesel | 8775 | Fiberglass | 1987-12-14 |  | Double-Walled Flex | Pressurized
CHEVRON | 3833 BUFORD DRIVE | BUFORD | Gwinnett | 670316 | 5 | Ball Float | 1993-11-24 | FALSE | 1993-11-24 | FALSE | Currently in Use | Regular | 8775 | Fiberglass | 1987-12-14 |  | Double-Walled Flex | Pressurized
CHEVRON | 3833 BUFORD DRIVE | BUFORD | Gwinnett | 670316 | 4 |  |  | TRUE |  | TRUE | Removed from Ground | Used Oil | 550 | Bare Steel | 1968-04-27 | 1987-12-01 | Galvanized Steel
SHELL LILBURN FOOD | 4971 LAWRENCEVILLE HWY | LILBURN | Gwinnett | 672007 | 3 | Ball Float | 1997-02-01 | FALSE | 1997-02-01 | FALSE | Currently in Use | Diesel | 10000 | Fiberglass | 1988-11-03 |  | Fiberglass Reinforced Plastic | Pressurized
YELLOW SWEET TREATMENT PLANT | 858 TOM SMITH RD | LILBURN | Gwinnett | 670224 | 2 | [5 empty] | Closed in Ground | Diesel | 10000 | Bare Steel | 1982-05-03 | 1999-04-01 | Galvanized Steel
BUFORD EXPRESS | 3798 BUFORD DRIVE | BUFORD | Gwinnett | 9067339 | 4 | Ball Float | 1997-04-01 | FALSE | 1997-04-01 | FALSE | Currently in Use | Diesel | 6000 | Epoxy | 1997-04-01 |  | Double-Walled Flex | Pressurized
U HAUL FACILITY #884033 | 3820 BUFORD DR | BUFORD | Gwinnett | 670162 | 92C |  | 1992-03-01 | FALSE | 1995-03-01 | FALSE | Removed from Ground | E-10 | 12000 | Fiberglass | 1992-04-01 |  | Fiberglass Reinforced Plastic | Pressurized
U HAUL FACILITY #884033 | 3820 BUFORD DR | BUFORD | Gwinnett | 670162 | 92B |  | 1992-03-01 | FALSE | 1995-03-01 | FALSE | Removed from Ground | E-10 | 12000 | Fiberglass | 1992-03-01 |  | Fiberglass Reinforced Plastic | Pressurized
BP #24110 | 2080 GA HWY 120 | DULUTH | Gwinnett | 670185 | 4 |  |  | TRUE |  | TRUE | Removed from Ground | Used Oil | 1000 | Bare Steel | 1950-05-11 | 1899-12-31 | Galvanized Steel
UNITED TOOL RENTAL | 3509 HWY 120 | DULUTH | Gwinnett | 9000666 | 5 |  |  | TRUE |  | TRUE | Removed from Ground | Used Oil | 1500 | Bare Steel | 1993-03-08 | 1993-03-08 | Galvanized Steel | Safe Suction (Euro)
DULUTH SHELL | 3554 BUFORD HWY | DULUTH | Gwinnett | 9067005 | 2 | Ball Float | 1994-06-01 | FALSE | 1994-06-01 | FALSE | Currently in Use | Regular | 10000 | Galvanic (STIP-3) | 1989-01-01 |  | Fiberglass Reinforced Plastic | Pressurized
QUIKTRIP #746 | 3495 SATELLITE BLVD | DULUTH | Gwinnett | 9067020 | 2 | Flapper Valve | 1990-11-01 | FALSE | 1990-11-01 | FALSE | Currently in Use | Regular | 12000 | Tank Jacket | 1991-01-01 |  |  | Pressurized
NO FACILITY NAME | 3121 BUFORD HWY | DULUTH | Gwinnett | 9067154 | 1 | [5 empty] | Removed from Ground | Gas (Historical Use) | 500 | Not Marked/Unknown | 1993-03-01 | 1993-03-01 | Not Marked
DULUTH SHELL | 3554 BUFORD HWY | DULUTH | Gwinnett | 9067005 | 1 | Ball Float | 1994-06-01 | FALSE | 1994-06-01 | FALSE | Currently in Use | Regular | 10000 | Galvanic (STIP-3) | 1989-01-01 |  | Fiberglass Reinforced Plastic | Pressurized
QUIKTRIP #710 | 3844 SATELLITE BLVD | DULUTH | Gwinnett | 9067018 | 2 | Overfill Alarm | 1993-06-01 |  | 1993-06-01 |  | Removed from Ground | Gas (Historical Use) | 12000 | Fiberglass | 1987-10-02 | 2011-06-29 | Double-Walled Fiberglass | Pressurized
PRECISION MILLWORKS | 1695 BUFORD HWY | DULUTH | Gwinnett | 9067130 | 1 | [5 empty] | Removed from Ground | Gas (Historical Use) | 6000 | Marked Unknown | 1992-04-15 | 1992-04-15 | Unknown
UNITED TOOL RENTAL | 3509 HWY 120 | DULUTH | Gwinnett | 9000666 | 3 | [5 empty] | Removed from Ground | Diesel | 560 | Bare Steel | 1976-04-11 | 1993-03-08 | Galvanized Steel | Safe Suction (Euro)
BERKELEY HILLS COUNTRY CLUB | 2300 POND RD | DULUTH | Gwinnett | 9067392 | 1 | [5 empty] | Removed from Ground | Gas (Historical Use) | 0 | Marked Unknown | 1985-01-01 | 1985-01-01 | Unknown
QUIKTRIP #710 | 3844 SATELLITE BLVD | DULUTH | Gwinnett | 9067018 | 3 | Overfill Alarm | 1993-06-01 |  | 1993-06-01 |  | Removed from Ground | Gas (Historical Use) | 12000 | Fiberglass | 1987-10-02 | 2011-06-29 | Double-Walled Fiberglass | Pressurized
KROGER GA-440 | 950 HERRINGTON RD | LAWRENCEVILLE | Gwinnett | 10000272 | 1A | Ball Float | 2002-10-31 | FALSE | 2002-10-31 | FALSE | Currently in Use | Regular | 12000 | Fiberglass Double Walled | 2002-10-24 |  | Double-Walled Flex | Pressurized
ACE & A HEATING & A/C CO | 1728 DAVIS MILL RD | LAWRENCEVILLE | Gwinnett | 9067146 | 2 | [5 empty] | Removed from Ground | Empty | 2000 | Bare Steel | 1993-06-01 | 1993-06-01 | Galvanized Steel | Suction (American)
FIRST UNION NATIONAL BANK OF GA | 3590 CLUB DRIVE | LAWRENCEVILLE | Gwinnett | 9067123 | 1 | [5 empty] | Permanently Out of Use - historical purposes | Gas (Historical Use) | 1000 | Bare Steel | 1965-01-01 | 1899-12-31 | Bare Steel
GWINNETT COUNTY DETENTION CENTER | 2900 HWY 316 | LAWRENCEVILLE | Gwinnett | 9067035 | 2 |  | 2009-01-15 |  | 1990-01-01 |  | Currently in Use | Diesel | 12000 | Composite Double Walled | 1990-01-01 |  | Double Walled | Pressurized
SPEEDE STOP | 195 -A GWINNETT DR | LAWRENCEVILLE | Gwinnett | 9067274 | 5 | Flapper Valve | 1994-01-16 | FALSE | 1997-01-16 | FALSE | Currently in Use | Kerosene | 1000 | Galvanic (STIP-3) | 1986-09-01 |  | Double-Walled Fiberglass | Pressurized
DULUTH SHELL | 3554 BUFORD HWY | DULUTH | Gwinnett | 9067005 | 4 | Ball Float | 1994-06-01 | FALSE | 1994-06-01 | FALSE | Currently in Use | Diesel | 8000 | Galvanic (STIP-3) | 1989-01-01 |  | Fiberglass Reinforced Plastic | Pressurized
BP #00243/GULF #00243 | 3940 PEACHTREE IND BLVD | DULUTH | Gwinnett | 9000548 | 1 | [5 empty] | Removed from Ground | Diesel | 0 | Marked Unknown |  | 1899-12-31 | Unknown
DENNIS TAYLOR & CO INC | 3221 HILL ST | DULUTH | Gwinnett | 9067030 | 1 |  | 1985-06-25 | FALSE | 1985-06-25 | FALSE | Removed from Ground | Diesel | 10000 | Steel-Impressed Current | 1985-01-01 | 2018-01-29 | Steel (Impressed Current) | Safe Suction (Euro)
GWINNETT PLACE MALL | 2100 PLEASANT HILL RD | DULUTH | Gwinnett | 9067189 | 1 | [5 empty] | Removed from Ground | Other | 185 | Bare Steel | 1994-05-19 | 1994-05-19 | Galvanized Steel | Safe Suction (Euro)
SPEEDE STOP | 195 -A GWINNETT DR | LAWRENCEVILLE | Gwinnett | 9067274 | 4 |  | 1994-01-16 |  | 1997-01-16 |  | Temporarily out of use | Diesel | 4000 | Galvanic (STIP-3) | 1986-09-01 |  | Double-Walled Fiberglass | Pressurized
GWINNETT MEDICAL CENTER-ENGINEERING DEPT | 1000 MEDICAL CENTER BLVD NW | LAWRENCEVILLE | Gwinnett | 9067315 | 2 | Overfill Alarm | 1995-04-01 | FALSE | 1995-04-01 | FALSE | Currently in Use | Diesel | 10000 | Fiberglass Double Walled | 1986-01-01 |  | Double-Walled Fiberglass | Pressurized
SAFA EXPRESS | 725 GRAYSON HWY | LAWRENCEVILLE | Gwinnett | 9067354 | 4B | Flapper Valve | 1998-07-01 | FALSE | 1998-07-01 | FALSE | Currently in Use | E-0 | 5000 | Epoxy | 1998-07-01 |  | Double-Walled Flex | Pressurized
OWEN OF GA INC | 251 HOSEA RD | LAWRENCEVILLE | Gwinnett | 670153 | 1 | [5 empty] | Removed from Ground | Diesel | 1 | Bare Steel | 1986-04-30 | 1990-03-14 | Bare Steel
TRI-STATE CULVERT CORP | 535 SEABOARD IND DR | LAWRENCEVILLE | Gwinnett | 670115 | 3 | [5 empty] | Removed from Ground | Diesel | 7000 | Bare Steel | 1968-03-30 | 1991-04-10 | Galvanized Steel | Suction (American)
TEXACO FOOD MART | 5374 FIVE FORKS TRICKUM RD | LILBURN | Gwinnett | 670155 | 2 | Flapper Valve | 1998-11-13 | FALSE | 1998-11-13 | FALSE | Currently in Use | Premium | 10000 | Steel-Impressed Current | 1985-03-17 |  | Steel (Impressed Current) | Pressurized
LILBURN FOOD MART | 4090 FIVE FORKS TRICKUM RD | LILBURN | Gwinnett | 670303 | 1 | Flapper Valve | 1981-04-24 | FALSE | 1981-04-24 | FALSE | Currently in Use | Regular | 10000 | Steel-Impressed Current | 1981-04-24 |  | Steel (Impressed Current) | Pressurized
EXPRESS POINT 490 LLC | 490 PLEASANT HILL RD | LILBURN | Gwinnett | 9067345 | 3 | Ball Float | 2006-09-15 | FALSE | 2006-09-15 | FALSE | Currently in Use | Diesel | 4000 | Composite | 2006-09-15 |  | Fiberglass Reinforced Plastic | Pressurized
QUIKTRIP #710 | 3844 SATELLITE BLVD | DULUTH | Gwinnett | 9067018 | 6 | Flapper Valve | 2011-09-01 | FALSE | 2011-07-01 | FALSE | Currently in Use | Premium | 12000 | Fiberglass Double Walled | 2011-07-01 |  | Double-Walled Fiberglass | Pressurized
GWINNETT PLACE HONDA | 3244 COMMERCE AVE | DULUTH | Gwinnett | 9067036 | 1 |  |  | TRUE |  | TRUE | Removed from Ground | Used Oil | 1500 | Bare Steel | 1985-01-01 | 1993-11-29 | Galvanized Steel
SAM'S MART # 512 | 3841 SATELLITE BLVD | DULUTH | Gwinnett | 9067089 | 3 | Flapper Valve | 2023-09-29 | FALSE | 1990-01-01 | FALSE | Currently in Use | E-0 | 10000 | Fiberglass Double Walled | 1991-01-01 |  | Double-Walled Fiberglass | Pressurized
ATLANTA TOYOTA | 2345 PLEASANT HILL RD | DULUTH | Gwinnett | 9067165 | 1 | [5 empty] | Removed from Ground | Other | 1000 | Composite | 1986-01-01 | 1996-03-01 | Double Walled | Safe Suction (Euro)
UNITED TOOL RENTAL | 3509 HWY 120 | DULUTH | Gwinnett | 9000666 | 4 | [5 empty] | Removed from Ground | Kerosene | 560 | Bare Steel | 1976-04-11 | 1993-03-08 | Galvanized Steel | Safe Suction (Euro)
ATLANTA TOYOTA | 2345 PLEASANT HILL RD | DULUTH | Gwinnett | 9067165 | 3 |  | 2006-11-10 | TRUE | 1995-05-26 | TRUE | Removed from Ground | Used Oil | 1000 | Composite | 1986-01-01 | 2008-04-01 |  | Safe Suction (Euro)
SAM'S MART # 511 | 3495 PEACHTREE IND BLVD | DULUTH | Gwinnett | 9067088 | 2 |  | 1994-01-01 | FALSE | 1989-01-01 | FALSE | Currently in Use | Premium | 15000 | Fiberglass | 1990-01-01 |  | Fiberglass Reinforced Plastic | Pressurized
NO FACILITY NAME | 3125 BUFORD HWY | DULUTH | Gwinnett | 9067179 | 1 | [5 empty] | Removed from Ground | Diesel | 560 | Bare Steel | 1993-03-09 | 1993-03-09 | Galvanized Steel | Safe Suction (Euro)
BELLSOUTH TELECOMMUNICATIONS INC | 3101 NORTH BERKELEY LAKE RD | DULUTH | Gwinnett | 9067148 | 1 | [5 empty] | Currently in Use | Other | 100 | Marked Unknown |  |  | Unknown
ATLANTA TOYOTA | 2345 PLEASANT HILL RD | DULUTH | Gwinnett | 9067165 | 2 |  | 1995-05-26 |  | 1995-05-26 |  | Removed from Ground | Other | 1000 | Composite | 1986-01-01 | 2008-04-01 |  | Safe Suction (Euro)
DULUTH SHELL | 3554 BUFORD HWY | DULUTH | Gwinnett | 9067005 | 3 | Ball Float | 1994-06-01 | FALSE | 1994-06-01 | FALSE | Currently in Use | Premium | 8000 | Galvanic (STIP-3) | 1989-01-01 |  | Fiberglass Reinforced Plastic | Pressurized
GA POWER/DULUTH OPERATING HQ | 3825 ROGERS BRIDGE RD | DULUTH | Gwinnett | 9067002 | 1 | [5 empty] | Closed in Ground | Gas (Historical Use) | 10000 | Fiberglass | 1986-01-01 | 1995-04-04 | Galvanized Steel | Pressurized
SAM'S MART # 511 | 3495 PEACHTREE IND BLVD | DULUTH | Gwinnett | 9067088 | 3 | Ball Float | 1994-01-01 | FALSE | 1989-01-01 | FALSE | Currently in Use | Diesel | 15000 | Fiberglass | 1990-01-01 |  | Fiberglass Reinforced Plastic | Pressurized
NO FACILITY NAME | 3125 BUFORD HWY | DULUTH | Gwinnett | 9067179 | 2 | [5 empty] | Removed from Ground | Diesel | 560 | Bare Steel | 1993-03-09 | 1993-03-09 | Galvanized Steel | Safe Suction (Euro)
BP #24770 | BUFORD HWY & PLEASANT HILL RD | DULUTH | Gwinnett | 9067115 | 3 |  | 1990-01-01 |  | 1990-01-01 |  | Removed from Ground | Gas (Historical Use) | 10000 | Fiberglass | 1990-01-01 | 2003-06-18 | Fiberglass Reinforced Plastic | Pressurized
UNITED TOOL RENTAL | 3509 HWY 120 | DULUTH | Gwinnett | 9000666 | 1 | [5 empty] | Removed from Ground | Gas (Historical Use) | 4000 | Bare Steel | 1976-04-11 | 1993-03-08 | Galvanized Steel | Safe Suction (Euro)
DULUTH CITY HALL | 3578 WEST LAWRENCEVILLE ST | DULUTH | Gwinnett | 9067028 | 1 | [5 empty] | Removed from Ground | Gas (Historical Use) | 2000 | Bare Steel | 1982-01-01 | 1992-04-22 | Bare Steel | Safe Suction (Euro)
SAM'S MART # 512 | 3841 SATELLITE BLVD | DULUTH | Gwinnett | 9067089 | 1 | Flapper Valve | 2023-09-29 | FALSE | 1990-01-01 | FALSE | Currently in Use | Regular | 10000 | Fiberglass Double Walled | 1991-01-01 |  | Double-Walled Fiberglass | Pressurized
SAM'S MART # 512 | 3841 SATELLITE BLVD | DULUTH | Gwinnett | 9067089 | 4 | Flapper Valve | 2023-09-29 | FALSE | 1990-01-01 | FALSE | Currently in Use | Diesel | 10000 | Fiberglass Double Walled | 1991-01-01 |  | Double-Walled Fiberglass | Pressurized
FORMER RESIDENCE | 3364 HOWELL ST | DULUTH | Gwinnett | 9067147 | 1 | [5 empty] | Removed from Ground | Gas (Historical Use) | 2000 | Marked Unknown | 1992-12-09 | 1992-12-09 | Unknown
NO FACILITY NAME | 3121 BUFORD HWY | DULUTH | Gwinnett | 9067154 | 2 | [5 empty] | Removed from Ground | Gas (Historical Use) | 500 | Not Marked/Unknown | 1993-03-01 | 1993-03-01 | Not Marked
QUIKTRIP #746 | 3495 SATELLITE BLVD | DULUTH | Gwinnett | 9067020 | 1 | Flapper Valve | 1990-11-01 | FALSE | 1990-11-01 | FALSE | Currently in Use | Regular | 12000 | Tank Jacket | 1991-01-01 |  |  | Pressurized
GWINNETT PLACE ASSOC LP | 2100 PLEASANT HILL RD | DULUTH | Gwinnett | 9067038 | 1 | [5 empty] | Removed from Ground | Diesel | 185 | Cathodically Protected Steel | 1983-01-01 | 1994-09-19 | Galvanized Steel
SAM'S MART # 511 | 3495 PEACHTREE IND BLVD | DULUTH | Gwinnett | 9067088 | 1 |  | 1994-01-01 | FALSE | 1989-01-01 | FALSE | Currently in Use | Regular | 15000 | Fiberglass | 1990-01-01 |  | Fiberglass Reinforced Plastic | Pressurized
NO FACILITY NAME | BUFORD HWY & GA HWY 120 | DULUTH | Gwinnett | 9067155 | 1 | [5 empty] | Removed from Ground | Gas (Historical Use) | 8000 | Bare Steel | 1993-02-11 | 1993-02-11 | Galvanized Steel | Pressurized
BP #24114/GULF #267666 | 606 CROGAN ST | LAWRENCEVILLE | Gwinnett | 670193 | 7 |  |  | TRUE |  | TRUE | Removed from Ground | Used Oil | 500 | Fiberglass | 1985-02-19 | 1991-12-30 | Fiberglass Reinforced Plastic
BP #24114/GULF #267666 | 606 CROGAN ST | LAWRENCEVILLE | Gwinnett | 670193 | 4 | [5 empty] | Removed from Ground | Gas (Historical Use) | 6000 | Bare Steel | 1965-05-07 | 1991-12-31 | Galvanized Steel
MHC TRUCK LEASING INC | 1923 GRAVES RD | NORCROSS | Gwinnett | 670236 | 12 | [5 empty] | Removed from Ground | Diesel | 12000 | Marked Unknown | 1974-05-03 | 1999-02-03 | Unknown
QUICK MART | 6780 DAWSON BOULEVARD | NORCROSS | Gwinnett | 10001163 | 1B | Ball Float | 2006-03-01 | FALSE | 2006-03-01 | FALSE | Currently in Use | Diesel | 5000 | Composite | 2005-12-01 |  | Fiberglass Reinforced Plastic | Pressurized
KMART #3227 | 4155 US HWY 29 | LILBURN | Gwinnett | 670048 | 1 |  |  | TRUE |  | TRUE | Removed from Ground | Used Oil | 1000 | Bare Steel | 1975-04-07 | 1994-05-09 | Galvanized Steel
BRISTOW & ASSOC | 4784 LAWRENCEVILLE HWY | LILBURN | Gwinnett | 670309 | 6 | Ball Float | 1994-08-11 | FALSE | 1994-08-11 | FALSE | Currently in Use | Plus | 10000 | Fiberglass | 1989-06-15 |  | Fiberglass Reinforced Plastic | Pressurized
CHEVRON #52815 | 3900 US HWY 29 & LESTER RD | LILBURN | Gwinnett | 670320 | 2 |  | 1993-08-04 |  | 1993-08-04 |  | Removed from Ground | Gas (Historical Use) | 10000 | Fiberglass | 1985-01-01 | 2000-03-16 | Fiberglass Reinforced Plastic | Pressurized
MINIT LUBE #1152 | 4275 LAWRENCEVILLE HWY | LILBURN | Gwinnett | 670172 | 3 |  |  | TRUE |  | TRUE | Removed from Ground | Used Oil | 2000 | Cathodically Protected Steel | 1980-05-06 | 1993-10-13 | Galvanized Steel
GA POWER CO/TECHNOLOGY PARK FAC | 107 TECHNOLOGY PARKWAY | NORCROSS | Gwinnett | 9067187 | 1 | [5 empty] | Removed from Ground | Gas (Historical Use) | 10000 | Not Marked/Unknown | 1995-02-01 | 1995-02-01 | Not Marked
SAM'S MART # 514 | 5500 SPALDING DR | NORCROSS | Gwinnett | 9067161 | 3 | Ball Float | 1994-01-01 |  | 1986-01-01 |  | Currently in Use | Gas (Historical Use) | 10000 | Fiberglass | 1985-01-01 |  | Fiberglass Reinforced Plastic | Pressurized
QUIKTRIP #735 | 3229 PEACHTREE CORNERS CIR | PEACHTREE CORNERS | Gwinnett | 9067019 | 2 |  | 1990-09-01 | FALSE | 1990-09-01 | FALSE | Removed from Ground | Gas (Historical Use) | 12000 | Tank Jacket | 1991-01-01 | 2014-04-24 |  | Pressurized
BP #24077/GULF STATION #583088 | 6610 PEACHTREE IND BLVD | NORCROSS | Gwinnett | 670186 | 3 | [5 empty] | Removed from Ground | Diesel | 10000 | Bare Steel | 1980-05-03 | 1899-12-31 | Galvanized Steel
PLATINUM REAL ESTATE PARTNERS LLC | 6405 PEACHTREE IND BLVD | NORCROSS | Gwinnett | 670143 | 1 | Ball Float | 1991-06-01 | FALSE | 1994-03-01 | FALSE | Currently in Use | Regular | 15000 | Steel-Impressed Current | 1981-05-01 |  | Fiberglass Reinforced Plastic | Pressurized
FEDERAL EXPRESS CORP | 6650 CORNERS IND CT | NORCROSS | Gwinnett | 670349 | 1 |  | 1994-12-04 | FALSE | 1994-12-04 | FALSE | Removed from Ground | Diesel | 10000 | Fiberglass | 1986-04-06 | 2020-01-23 | Fiberglass Reinforced Plastic | Pressurized
SHELL STATION | 3933 Buford Dr | BUFORD | Gwinnett | 670003 | 5 |  |  | FALSE |  | FALSE | Removed from Ground | Diesel | 550 | Bare Steel | 1968-12-01 | 1992-03-24 | Copper | Suction (American)
SHELL STATION | 3933 Buford Dr | BUFORD | Gwinnett | 670003 | 7 | Ball Float | 1994-01-01 | FALSE | 1994-01-01 | FALSE | Currently in Use | Premium | 12000 | Fiberglass | 1994-11-29 |  | Fiberglass Reinforced Plastic | Pressurized
SHELL FOOD MART | 723 BUFORD DR | LAWRENCEVILLE | Gwinnett | 9000578 | 31882 |  | 1993-09-01 |  | 1993-09-01 |  | Removed from Ground | Diesel | 10000 | Steel-Impressed Current | 1982-03-18 | 2006-03-09 | Fiberglass Reinforced Plastic | Pressurized
SHILOH MIDDLE SCHOOL STATION #7 | 4285 SHILOH RD @ ROSS RD | LITHONIA | Gwinnett | 670202 | 3 |  | 1991-10-31 |  | 1991-10-31 |  | Removed from Ground | Diesel | 12000 | Bare Steel | 1982-01-01 | 2000-02-01 | Fiberglass Reinforced Plastic | Suction (American)
SHILOH HIGH SCHOOL | 4285 SHILOH RD | LITHONIA | Gwinnett | 9067337 | 1 | [5 empty] | Closed in Ground | Other | 1000 | Bare Steel | 1978-01-08 | 1998-08-15 | Bare Steel
CHEVRON FOOD MART | 3505 CENTERVILLE HWY | LITHONIA | Gwinnett | 9067349 | 2 | Ball Float | 1998-01-30 |  | 1998-01-30 |  | Removed from Ground | Gas (Historical Use) | 15000 | Composite | 1998-01-30 | 2005-10-19 | Double Walled | Pressurized
COOPER PAVING INC | 2854 OLD THOMPSON MILL RD | BUFORD | Gwinnett | 670546 | 1 | [5 empty] | Removed from Ground | Diesel | 4000 | Bare Steel | 1977-01-03 | 1990-01-01 | Galvanized Steel
MALL OF GA HOP IN | 2625 MALL OF GEORGIA BLVD | BUFORD | Gwinnett | 10001938 | 2A | Ball Float | 2010-12-15 | FALSE | 2012-09-04 | FALSE | Currently in Use | Premium | 8000 | Fiberglass Double Walled | 2010-10-08 |  | Double-Walled Fiberglass | Pressurized
LAWRENCEVILLE LAND & BLDG/CRAIG' | 6170 LAWRENCEVILLE HWY | TUCKER | Gwinnett | 670363 | 6 | [5 empty] | Removed from Ground | Gas (Historical Use) | 500 | Bare Steel | 1958-05-14 | 1993-07-14 | Bare Steel
KENERLY SERVICE STATION | HAMILTON MILL RD/@ I-85 | LILBURN | Gwinnett | 670403 | 21 |  |  | FALSE |  | FALSE | Removed from Ground |  | 0 | Unknown | 2008-11-01 | 2008-11-01
NALLEY'S | 5671 SHADBURN FERRY RD | BUFORD | Gwinnett | 670374 | 2 | [5 empty] | Removed from Ground | Gas (Historical Use) | 1100 | Bare Steel | 1974-05-11 | 1998-12-01 | Unknown
NALLEY'S | 5671 SHADBURN FERRY RD | BUFORD | Gwinnett | 670374 | 1A | Flapper Valve | 1998-12-14 | FALSE | 1998-12-14 | FALSE | Currently in Use | Regular | 10000 | Epoxy | 1998-12-14 |  | Fiberglass Reinforced Plastic | Pressurized
BP #79389 | 774 BUFORD HWY | LAWRENCEVILLE | Gwinnett | 9067397 | 4 |  | 2001-04-11 |  | 2001-04-11 |  | Removed from Ground | Gas (Historical Use) | 10000 | Double Walled | 2001-04-11 | 2006-03-15 | Double Walled | Pressurized
QUIKTRIP #759 | 2110 RIVERSIDE PKWY | LAWRENCEVILLE | Gwinnett | 9067272 | 3 | Flapper Valve | 1995-11-28 |  | 1998-11-28 |  | Removed from Ground | Gas (Historical Use) | 12000 | Fiberglass | 1995-11-28 | 2015-04-23 | Double-Walled Flex | Pressurized
FIRE STATION 3 | 4394 FIVE FORKS TRICKUM RD | LILBURN | Gwinnett | 670207 | 1 | [5 empty] | Closed in Ground | Empty | 1000 | Bare Steel | 1974-05-05 | 1992-10-14 | Galvanized Steel
BIG SAVE FOOD STORE | 4131 HAMILTON MILL RD | BUFORD | Gwinnett | 9067196 | 2 | Flapper Valve | 1993-11-01 | FALSE | 1993-11-01 | FALSE | Currently in Use | Regular | 4000 | Steel-Impressed Current | 1993-11-01 |  | Double-Walled Fiberglass | Safe Suction (Euro)
COOPER PAVING INC | 2854 OLD THOMPSON MILL RD | BUFORD | Gwinnett | 670546 | 3AST | [5 empty] | Currently in Use | Diesel | 2000 | Bare Steel |  |  | Galvanized Steel
MURPHY USA #7407 | 3255 SARDIS CHURCH RD | BUFORD | Gwinnett | 10001238 | 2A | Ball Float | 2006-11-08 | FALSE | 2006-11-08 | FALSE | Currently in Use | Diesel | 12000 | Fiberglass Double Walled | 2006-09-15 |  | Double-Walled Flex | Pressurized
MALL OF GA HOP IN | 2625 MALL OF GEORGIA BLVD | BUFORD | Gwinnett | 10001938 | 1 | Ball Float | 2010-12-15 | FALSE | 2012-09-04 | FALSE | Currently in Use | Regular | 20000 | Fiberglass Double Walled | 2010-10-08 |  | Double-Walled Fiberglass | Pressurized
BP #24109/GULF #267484 | 126 LEE ST | BUFORD | Gwinnett | 670190 | 1 |  |  | TRUE |  | TRUE | Removed from Ground | Used Oil | 550 | Bare Steel | 1956-05-09 | 2000-01-25 | Galvanized Steel
BP #24109/GULF #267484 | 126 LEE ST | BUFORD | Gwinnett | 670190 | 2 | [5 empty] | Removed from Ground | Gas (Historical Use) | 3000 | Bare Steel | 1956-05-09 | 1990-12-14 | Galvanized Steel
SHELL FOOD MART | 2960 MOUNTAIN INDUSTRIAL BLVD | TUCKER | Gwinnett | 670304 | 1 | Ball Float | 1981-04-24 |  | 1981-04-24 |  | Closed in Ground | Gas (Historical Use) | 10000 | Steel-Impressed Current | 1981-04-24 | 2007-06-20 | Steel (Impressed Current) | Pressurized
SHELL FOOD MART | 2960 MOUNTAIN INDUSTRIAL BLVD | TUCKER | Gwinnett | 670304 | 4 | Ball Float | 2007-06-19 | FALSE | 2007-06-19 | FALSE | Currently in Use | Regular | 10000 | Tank Jacket | 2007-06-13 |  | Double-Walled Fiberglass | Pressurized
TUCKER EXPRESS | 6310 HWY 29 | TUCKER | Gwinnett | 9067103 | 3 | Flapper Valve | 1997-11-22 | FALSE | 1997-11-22 | FALSE | Currently in Use | Diesel | 10000 | Fiberglass | 1990-01-01 |  | Copper | Pressurized
G-K TIRE & AUTOMOTIVE INC | 4865 JIMMY CARTER BLVD | ATLANTA | Gwinnett | 670366 | 1 |  |  | TRUE |  | TRUE | Removed from Ground | Used Oil | 550 | Bare Steel | 1984-05-05 | 1995-08-03 | Bare Steel
CHEVRON FOOD MART | 3505 CENTERVILLE HWY | LITHONIA | Gwinnett | 9067349 | 1 | Ball Float | 1998-01-30 |  | 1998-01-30 |  | Removed from Ground | Gas (Historical Use) | 15000 | Composite | 1998-01-30 | 2005-10-19 | Double Walled | Pressurized
U HAUL FACILITY #884033 | 3820 BUFORD DR | BUFORD | Gwinnett | 670162 | 92D |  | 1992-03-01 | FALSE | 1995-03-01 | FALSE | Removed from Ground | Diesel | 4000 | Fiberglass | 1992-03-01 |  | Fiberglass Reinforced Plastic | Pressurized
U HAUL FACILITY #884033 | 3820 BUFORD DR | BUFORD | Gwinnett | 670162 | 92E |  | 1992-03-01 | FALSE | 1995-03-01 | FALSE | Removed from Ground | E-85 | 4000 | Fiberglass | 1992-03-01 |  | Fiberglass Reinforced Plastic | Safe Suction (Euro)
COSTCO GASOLINE 366 (BUFORD) | 1550 MALL OF GEORGIA BLVD | BUFORD | Gwinnett | 10001104 | 3 | Flapper Valve | 2006-04-07 | FALSE | 2006-04-07 | FALSE | Currently in Use | Premium | 20000 | Fiberglass Double Walled | 2006-04-01 |  | Double-Walled Flex | Pressurized
OXFORD TRANSPORTATION/DIVISION O | 2776 HAMILTON MILL RD | BUFORD | Gwinnett | 9069097 | 4 |  | 1997-01-24 |  | 1997-01-24 |  | Removed from Ground | Diesel | 20000 | Cathodically Protected Steel | 1997-01-24 | 2001-05-14 | Fiberglass Reinforced Plastic | Pressurized
MALL OF GA HOP IN | 2625 MALL OF GEORGIA BLVD | BUFORD | Gwinnett | 10001938 | 2B | Ball Float | 2010-12-15 | FALSE | 2012-09-04 | FALSE | Currently in Use | Diesel | 7000 | Fiberglass Double Walled | 2010-10-08 |  | Double-Walled Fiberglass | Pressurized
MAJIK MARKET #89133 (FORMER) | 6344 LAWRENCEVILLE HWY(US HWY 29 | TUCKER | Gwinnett | 670521 | 2 | [5 empty] | Removed from Ground | Gas (Historical Use) | 8000 | Bare Steel | 1993-04-02 | 1993-04-02 | Galvanized Steel
SHELL FOOD MART | 723 BUFORD DR | LAWRENCEVILLE | Gwinnett | 9000578 | 1 |  | 1993-09-01 |  | 1993-09-01 |  | Removed from Ground | Gas (Historical Use) | 12000 | Steel-Impressed Current | 1982-03-18 | 2006-03-09 | Fiberglass Reinforced Plastic | Pressurized
SHILOH MIDDLE SCHOOL STATION #7 | 4285 SHILOH RD @ ROSS RD | LITHONIA | Gwinnett | 670202 | 4 | [5 empty] | Removed from Ground | Other | 550 | Bare Steel | 1982-01-01 | 2000-02-01 | Fiberglass Reinforced Plastic
FORMER PROMISE LAND STROE | SR 124 & LEE RD | LITHONIA | Gwinnett | 9067386 | 1 | [5 empty] | Removed from Ground | Diesel | 500 | Bare Steel | 2000-08-01 | 2000-08-01 | Bare Steel
BUFORD EXPRESS | 3798 BUFORD DRIVE | BUFORD | Gwinnett | 9067339 | 1 | Ball Float | 1997-04-01 | FALSE | 1997-04-01 | FALSE | Currently in Use | Regular | 15000 | Epoxy | 1997-04-01 |  | Double-Walled Flex | Pressurized
QUIKTRIP #785 | 2900 BUFORD DR | BUFORD | Gwinnett | 9067375 | 7 | Flapper Valve | 2021-10-01 | FALSE | 2021-09-01 | FALSE | Currently in Use | Premium | 15000 | Fiberglass Double Walled | 2021-06-24 |  | Double-Walled Fiberglass | Pressurized
QUIKTRIP #785 | 2900 BUFORD DR | BUFORD | Gwinnett | 9067375 | 4 | Flapper Valve | 2021-10-01 | FALSE | 2021-09-01 | FALSE | Currently in Use | Regular | 15000 | Fiberglass Double Walled | 2021-06-24 |  | Double-Walled Fiberglass | Pressurized
QUIKTRIP #785 | 2900 BUFORD DR | BUFORD | Gwinnett | 9067375 | 5 | Flapper Valve | 2021-10-01 | FALSE | 2021-09-01 | FALSE | Currently in Use | Regular | 15000 | Fiberglass Double Walled | 2021-06-24 |  | Double-Walled Fiberglass | Pressurized
CHEVRON | 3833 BUFORD DRIVE | BUFORD | Gwinnett | 670316 | 3 | [5 empty] | Removed from Ground | Gas (Historical Use) | 10000 | Bare Steel | 1968-04-27 | 1987-12-01 | Galvanized Steel
TUCKER EXPRESS | 6310 HWY 29 | TUCKER | Gwinnett | 9067103 | 2 | Flapper Valve | 1997-11-22 | FALSE | 1997-11-22 | FALSE | Currently in Use | Premium | 10000 | Fiberglass | 1990-01-01 |  | Copper | Pressurized
GWINNETT CO FIRE STATION #6 | 3620 HWY 124 | LITHONIA | Gwinnett | 670210 | 1 | [5 empty] | Closed in Ground | Empty | 1000 | Bare Steel | 1978-05-04 | 1992-10-13 | Galvanized Steel
FORMER PROMISE LAND STROE | SR 124 & LEE RD | LITHONIA | Gwinnett | 9067386 | 4 | [5 empty] | Removed from Ground | Gas (Historical Use) | 6000 | Bare Steel | 2000-08-01 | 2000-08-01 | Bare Steel
SHELL | 4032 US HWY 78 | LILBURN | Gwinnett | 9067049 | 4 | Ball Float | 1994-01-01 | FALSE | 1988-01-01 | FALSE | Currently in Use | Diesel | 10000 | Fiberglass | 1988-01-01 |  | Fiberglass Reinforced Plastic | Pressurized
KROGER 494 | 3300 HAMILTON MILL RD | BUFORD | Gwinnett | 10000271 | 1A | Ball Float | 2002-10-24 | FALSE | 2002-10-24 | FALSE | Currently in Use | Regular | 20000 | Fiberglass Double Walled | 2002-10-17 |  | Double-Walled Flex | Pressurized
ORRS FERRY ENTERPRISES INC (DOT PARCEL 12) | 1953 HWY 324 | BUFORD | Gwinnett | 10000742 | 3 |  |  | FALSE |  | FALSE | Removed from Ground | Gas (Historical Use) | 1000 | Bare Steel | 1997-11-05 | 1997-11-05 | Bare Steel | Safe Suction (Euro)
GRACO INC | 6679 #5 PEACHTREE IND BLVD | NORCROSS | Gwinnett | 670338 | 1 | [5 empty] | Closed in Ground | Empty | 750 | Concrete | 1981-05-09 | 1994-02-01 | Bare Steel
LAWRENCEVILLE LAND & BLDG/CRAIG' | 6170 LAWRENCEVILLE HWY | TUCKER | Gwinnett | 670363 | 1 | [5 empty] | Removed from Ground | Gas (Historical Use) | 2000 | Bare Steel | 1961-05-14 | 1993-07-14 | Bare Steel
LAWRENCEVILLE LAND & BLDG/CRAIG' | 6170 LAWRENCEVILLE HWY | TUCKER | Gwinnett | 670363 | 7 | [5 empty] | Removed from Ground | Other | 250 | Bare Steel | 1958-05-14 | 1993-07-14 | Bare Steel
KENERLY SERVICE STATION | HAMILTON MILL RD/@ I-85 | LILBURN | Gwinnett | 670403 | 22 |  |  | FALSE |  | FALSE | Removed from Ground |  | 0 | Unknown | 2008-11-01 | 2008-11-01
M FOOD MART | 1925 BRASELTON HWY | LAWRENCEVILLE | Gwinnett | 10001666 | 2 | Flapper Valve | 2008-12-01 | FALSE | 2008-10-01 | FALSE | Currently in Use | Premium | 6000 | Composite Double Walled | 2008-07-01 |  | Double-Walled Fiberglass | Pressurized
SPEEDWAY #105 | 1996 DULUTH HWY | LAWRENCEVILLE | Gwinnett | 9000612 | 1 |  | 1993-10-01 |  | 1993-10-01 |  | Removed from Ground | Diesel | 20000 | Cathodically Protected Steel | 1984-01-01 | 1899-12-31 | Fiberglass Reinforced Plastic | Pressurized
QUIKTRIP #764 | 765 BUFORD DR | LAWRENCEVILLE | Gwinnett | 9067250 | 1 | Overfill Alarm | 1995-11-14 | FALSE | 1995-11-14 | FALSE | Currently in Use | Regular | 12000 | Fiberglass | 1995-10-24 |  | Double-Walled Flex | Pressurized
PEACHTREE TIRE & FENCE | 2365 BUFORD HWY | LAWRENCEVILLE | Gwinnett | 9067083 | 1 | [5 empty] | Removed from Ground | Empty | 1000 | Bare Steel | 1966-01-01 | 1991-01-01 | Galvanized Steel
SHELL | 4032 US HWY 78 | LILBURN | Gwinnett | 9067049 | 3 | Ball Float | 1994-01-01 | FALSE | 1988-01-01 | FALSE | Currently in Use | Premium | 10000 | Fiberglass | 1988-01-01 |  | Fiberglass Reinforced Plastic | Pressurized
KROGER 494 | 3300 HAMILTON MILL RD | BUFORD | Gwinnett | 10000271 | 1B | Ball Float | 2002-10-24 | FALSE | 2002-10-24 | FALSE | Currently in Use | Premium | 8000 | Fiberglass Double Walled | 2002-10-17 |  | Double-Walled Flex | Pressurized
ORRS FERRY ENTERPRISES INC (DOT PARCEL 12) | 1953 HWY 324 | BUFORD | Gwinnett | 10000742 | 2 |  |  | FALSE |  | FALSE | Removed from Ground | Gas (Historical Use) | 500 | Bare Steel | 1997-11-05 | 1997-11-05 | Bare Steel | Safe Suction (Euro)
SOUTH BOGAN CENTER LLC | 3550 SOUTH BOGAN ROAD | BUFORD | Gwinnett | 10001493 | 2A | Ball Float | 2007-08-17 | FALSE | 2007-08-17 | FALSE | Currently in Use | Premium | 8000 | Fiberglass Double Walled | 2007-04-06 |  | Double-Walled Fiberglass | Pressurized
4578 Britt Rd. LLC | 4578 BRITT RD | TUCKER | Gwinnett | 10001112 | 1 | Ball Float | 2005-12-05 | FALSE | 2005-12-05 | FALSE | Currently in Use | Gas (Historical Use) | 12000 | Epoxy | 2005-11-01 |  | Double-Walled Fiberglass | Pressurized
COOPER PAVING INC | 2854 OLD THOMPSON MILL RD | BUFORD | Gwinnett | 670546 | 2 | [5 empty] | Removed from Ground | Diesel | 1000 | Bare Steel | 1977-01-03 | 1990-01-01 | Galvanized Steel
U HAUL FACILITY #884033 | 3820 BUFORD DR | BUFORD | Gwinnett | 670162 | 92A |  | 1992-03-01 | FALSE | 1995-03-01 | FALSE | Removed from Ground | E-10 | 12000 | Fiberglass | 1992-03-01 |  | Fiberglass Reinforced Plastic | Pressurized
AUTONATION VW MALL OF GEORGIA | 3711 BUFORD DR | BUFORD | Gwinnett | 10002379 | 1 | Flapper Valve | 2010-08-01 | FALSE | 2010-06-01 | FALSE | Currently in Use | Regular | 2000 | Tank Jacket | 2010-06-01 |  | Double-Walled Flex | Pressurized
SHELL FOOD MART | 2960 MOUNTAIN INDUSTRIAL BLVD | TUCKER | Gwinnett | 670304 | 3 | Ball Float | 1981-04-24 |  | 1981-04-24 |  | Closed in Ground | Diesel | 10000 | Steel-Impressed Current | 1981-04-24 | 2007-06-20 | Steel (Impressed Current) | Pressurized
TARGET STORE T-375 | 6425 LAWRENCEVILLE HWY | TUCKER | Gwinnett | 9044146 | 1 |  |  | TRUE |  | TRUE | Removed from Ground | Used Oil | 500 | Bare Steel | 2000-02-28 | 2000-02-28 | Galvanized Steel
KENERLY SERVICE STATION | HAMILTON MILL RD/@ I-85 | LILBURN | Gwinnett | 670403 | 17 | [5 empty] | Removed from Ground | Gas (Historical Use) | 6000 | Bare Steel | 1982-06-06 | 1899-12-31 | Galvanized Steel
CHEVRON | 3833 BUFORD DRIVE | BUFORD | Gwinnett | 670316 | 1 | [5 empty] | Removed from Ground | Gas (Historical Use) | 5000 | Bare Steel | 1968-04-27 | 1987-12-01 | Galvanized Steel
LAWRENCEVILLE LAND & BLDG/CRAIG' | 6170 LAWRENCEVILLE HWY | TUCKER | Gwinnett | 670363 | 3 | [5 empty] | Removed from Ground | Gas (Historical Use) | 2000 | Bare Steel | 1961-01-01 | 1993-07-14 | Bare Steel
ORRS FERRY ENTERPRISES INC (DOT PARCEL 12) | 1953 HWY 324 | BUFORD | Gwinnett | 10000742 | 1 |  |  | FALSE |  | FALSE | Removed from Ground | Gas (Historical Use) | 1000 | Bare Steel | 1997-11-05 | 1997-11-05 | Bare Steel | Safe Suction (Euro)
COSTCO GASOLINE 366 (BUFORD) | 1550 MALL OF GEORGIA BLVD | BUFORD | Gwinnett | 10001104 | 1 | Flapper Valve | 2006-04-07 | FALSE | 2006-04-07 | FALSE | Currently in Use | Regular | 20000 | Fiberglass Double Walled | 2006-04-01 |  | Double-Walled Flex | Pressurized
MURPHY STORE #7553 | 3853 BUFORD DR | BUFORD | Gwinnett | 10002483 | 1 | Flapper Valve | 2015-10-02 | FALSE |  | FALSE | Currently in Use | Regular | 20000 | Fiberglass Double Walled | 2015-08-04 |  | Double-Walled Fiberglass | Pressurized
SHELL | 4032 US HWY 78 | LILBURN | Gwinnett | 9067049 | 1 | Ball Float | 1994-01-01 | FALSE | 1988-01-01 | FALSE | Currently in Use | Regular | 12000 | Fiberglass | 1988-01-01 |  | Fiberglass Reinforced Plastic | Pressurized
SAMS CLUB #4780 | 3383 BUFORD DR | BUFORD | Gwinnett | 9067403 | 1 | Flapper Valve | 2001-10-16 | FALSE | 2001-10-16 | FALSE | Currently in Use | Regular | 20000 | Fiberglass Double Walled | 2001-10-01 |  | Double-Walled Flex | Pressurized
U HAUL FACILITY #884033 | 3820 BUFORD DR | BUFORD | Gwinnett | 670162 | F | [5 empty] | Removed from Ground | Diesel | 6000 | Bare Steel | 1976-03-19 | 1992-03-24 | Galvanized Steel | Safe Suction (Euro)
U HAUL FACILITY #884033 | 3820 BUFORD DR | BUFORD | Gwinnett | 670162 | C | [5 empty] | Removed from Ground | Gas (Historical Use) | 6000 | Bare Steel | 1976-03-19 | 1992-03-24 | Galvanized Steel | Pressurized
U HAUL FACILITY #884033 | 3820 BUFORD DR | BUFORD | Gwinnett | 670162 | D | [5 empty] | Removed from Ground | Gas (Historical Use) | 6000 | Bare Steel | 1976-03-19 | 1992-03-24 | Galvanized Steel | Safe Suction (Euro)
LAWRENCEVILLE LAND & BLDG/CRAIG' | 6170 LAWRENCEVILLE HWY | TUCKER | Gwinnett | 670363 | 4 | [5 empty] | Removed from Ground | Diesel | 2000 | Bare Steel | 1984-05-08 | 1993-07-14 | Bare Steel
LAWRENCEVILLE LAND & BLDG/CRAIG' | 6170 LAWRENCEVILLE HWY | TUCKER | Gwinnett | 670363 | 5 | [5 empty] | Removed from Ground | Kerosene | 500 | Bare Steel | 1958-05-14 | 1993-07-14 | Bare Steel
MAJIK MARKET #89133 (FORMER) | 6344 LAWRENCEVILLE HWY(US HWY 29 | TUCKER | Gwinnett | 670521 | 1 | [5 empty] | Removed from Ground | Gas (Historical Use) | 8000 | Bare Steel | 1993-04-02 | 1993-04-02 | Galvanized Steel
MURPHY STORE #7553 | 3853 BUFORD DR | BUFORD | Gwinnett | 10002483 | 1 | Flapper Valve | 2015-10-02 | FALSE |  | FALSE | Currently in Use | Regular | 20000 | Fiberglass Double Walled | 2015-08-04 |  | Double-Walled Fiberglass | Pressurized
MURPHY STORE #7553 | 3853 BUFORD DR | BUFORD | Gwinnett | 10002483 | 1 | Flapper Valve | 2015-10-02 | FALSE |  | FALSE | Currently in Use | Regular | 20000 | Fiberglass Double Walled | 2015-08-04 |  | Double-Walled Fiberglass | Pressurized
MURPHY STORE #7553 | 3853 BUFORD DR | BUFORD | Gwinnett | 10002483 | 1 | Flapper Valve | 2015-10-02 | FALSE |  | FALSE | Currently in Use | Regular | 20000 | Fiberglass Double Walled | 2015-08-04 |  | Double-Walled Fiberglass | Pressurized
SHELL FOOD MART | 2960 MOUNTAIN INDUSTRIAL BLVD | TUCKER | Gwinnett | 670304 | 5A | Ball Float | 2007-06-19 | FALSE | 2007-06-19 | FALSE | Currently in Use | Premium | 4000 | Tank Jacket | 2007-06-13 |  | Double-Walled Fiberglass | Pressurized
4578 Britt Rd. LLC | 4578 BRITT RD | TUCKER | Gwinnett | 10001112 | 2 | Ball Float | 2005-12-05 | FALSE | 2005-12-05 | FALSE | Currently in Use | Gas (Historical Use) | 8000 | Epoxy | 2005-11-01 |  | Double-Walled Fiberglass | Pressurized
unknown | 71 langford road | TUCKER | Gwinnett | 10000891 | 1 |  |  | FALSE |  | FALSE | Installed | Gas (Historical Use) | 0 | Unknown
COSTCO GASOLINE 366 (BUFORD) | 1550 MALL OF GEORGIA BLVD | BUFORD | Gwinnett | 10001104 | 2 | Flapper Valve | 2006-04-07 | FALSE | 2006-04-07 | FALSE | Currently in Use | Regular | 20000 | Fiberglass Double Walled | 2006-04-01 |  | Double-Walled Flex | Pressurized
OXFORD TRANSPORTATION/DIVISION O | 2776 HAMILTON MILL RD | BUFORD | Gwinnett | 9069097 | 3 | [5 empty] | Removed from Ground | Diesel | 24000 | Bare Steel | 1997-01-07 | 1997-01-07 | Galvanized Steel | Safe Suction (Euro)
MURPHY STORE #7553 | 3853 BUFORD DR | BUFORD | Gwinnett | 10002483 | 2B | Flapper Valve | 2015-10-02 | FALSE |  | FALSE | Currently in Use | Premium | 8000 | Fiberglass Double Walled | 2015-08-04 |  | Fiberglass Reinforced Plastic | Pressurized
MURPHY STORE #7553 | 3853 BUFORD DR | BUFORD | Gwinnett | 10002483 | 2B | Flapper Valve | 2015-10-02 | FALSE |  | FALSE | Currently in Use | Premium | 8000 | Fiberglass Double Walled | 2015-08-04 |  | Fiberglass Reinforced Plastic | Pressurized
MURPHY STORE #7553 | 3853 BUFORD DR | BUFORD | Gwinnett | 10002483 | 2B | Flapper Valve | 2015-10-02 | FALSE |  | FALSE | Currently in Use | Premium | 8000 | Fiberglass Double Walled | 2015-08-04 |  | Fiberglass Reinforced Plastic | Pressurized
MURPHY STORE #7553 | 3853 BUFORD DR | BUFORD | Gwinnett | 10002483 | 2B | Flapper Valve | 2015-10-02 | FALSE |  | FALSE | Currently in Use | Premium | 8000 | Fiberglass Double Walled | 2015-08-04 |  | Fiberglass Reinforced Plastic | Pressurized
MURPHY USA #7407 | 3255 SARDIS CHURCH RD | BUFORD | Gwinnett | 10001238 | 1 | Ball Float | 2006-11-08 | FALSE | 2006-11-08 | FALSE | Currently in Use | Regular | 20000 | Fiberglass Double Walled | 2006-09-15 |  | Double-Walled Flex | Pressurized
SHELL FOOD MART | 2960 MOUNTAIN INDUSTRIAL BLVD | TUCKER | Gwinnett | 670304 | 2 | Ball Float | 1981-04-24 |  | 1981-04-24 |  | Closed in Ground | Gas (Historical Use) | 10000 | Steel-Impressed Current | 1981-04-24 | 2007-06-20 | Steel (Impressed Current) | Pressurized
KENERLY SERVICE STATION | HAMILTON MILL RD/@ I-85 | LILBURN | Gwinnett | 670403 | 19 | [5 empty] | Removed from Ground | Gas (Historical Use) | 6000 | Bare Steel | 1982-06-06 | 1899-12-31 | Galvanized Steel
FORMER BRICKYARD FACILITY | 116 HARMONY GROVE CHURCH RD | LILBURN | Gwinnett | 9067361 | 2 | [5 empty] | Removed from Ground | Diesel | 1000 | Bare Steel | 1998-10-01 | 1998-10-01 | Bare Steel
Texaco Food Mart Lilburn | 4955 HWY 29 | LILBURN | Gwinnett | 9067240 | 1 | Ball Float | 1994-04-26 | FALSE | 1994-04-26 | FALSE | Currently in Use | Gas (Historical Use) | 6000 | Steel-Impressed Current | 1987-04-20 |  | Galvanized Steel | Pressurized
CARNETTS 78 CARWASH INC | 4175 HWY 78 | LILBURN | Gwinnett | 9067243 | 1 |  | 1999-03-01 | TRUE | 1999-03-01 | TRUE | Removed from Ground | Gas (Historical Use) | 10000 | Fiberglass | 2004-03-09 | 2015-08-01 | Fiberglass Reinforced Plastic | Pressurized
MINIT FOODS | 5290 US HWY 78 | STONE MOUNTAIN | Gwinnett | 670053 | 3 | [5 empty] | Permanently Out of Use - historical purposes | Gas (Historical Use) | 0 | Bare Steel | 1987-01-01 | 1899-12-31 | Galvanized Steel
GWINNETT PARTNERS LLC | 5435 FIVE FORKS TRICKUM RD | STONE MOUNTAIN | Gwinnett | 10000221 | 3 |  |  | FALSE |  | FALSE | Removed from Ground | Gas (Historical Use) | 0 | Unknown |  | 1899-12-31 | Galvanized Steel
KILGORE BROS GROCERY | 120 Auburn Road | AUBURN | Gwinnett | 670069 | 1 | Flapper Valve | 1998-12-03 |  | 1998-12-03 |  | Removed from Ground | Gas (Historical Use) | 2000 | Steel-Impressed Current | 1975-04-12 | 2012-04-16 | Fiberglass Reinforced Plastic | Safe Suction (Euro)
ONE STOP CONVENIENCE STORE | 2015 ROCKBRIDGE RD AT HWY 78 | STONE MOUNTAIN | Gwinnett | 670450 | 4 | [5 empty] | Removed from Ground | Diesel | 3 | Cathodically Protected Steel | 1978-05-10 | 1994-01-01 | Unknown
ONE STOP CONVENIENCE STORE | 2015 ROCKBRIDGE RD AT HWY 78 | STONE MOUNTAIN | Gwinnett | 670450 | 1 | [5 empty] | Removed from Ground | Gas (Historical Use) | 6 | Cathodically Protected Steel | 1978-05-10 | 1994-01-01 | Unknown
BST/SNVLGA/F5530 | 2744 MAIN ST | SNELLVILLE | Gwinnett | 9067141 | 2 | Overfill Alarm | 2002-01-10 | FALSE | 2002-01-20 | FALSE | Currently in Use | Diesel | 10000 | Fiberglass Double Walled | 2002-01-20 |  | Double-Walled Fiberglass | Suction (American)
QUIKTRIP #794 | 2008 SCENIC HWY | SNELLVILLE | Gwinnett | 9067388 | 3 | Flapper Valve | 2000-07-01 | FALSE | 2000-07-01 | FALSE | Currently in Use | Premium | 12000 | Fiberglass | 2000-06-30 |  | Fiberglass Reinforced Plastic | Pressurized
SHELL FOOD MART | 2218 SCENIC HWY N | SNELLVILLE | Gwinnett | 670468 | 3 | Ball Float | 1994-03-22 | FALSE | 1994-03-22 | FALSE | Removed from Ground | Diesel | 8000 | Fiberglass | 1985-03-24 |  | Fiberglass Reinforced Plastic | Pressurized
CHEVRON #43255 | 2547 WEST MAIN ST | SNELLVILLE | Gwinnett | 670318 | 2 |  | 1993-07-20 |  | 1993-07-20 |  | Removed from Ground | Gas (Historical Use) | 8775 | Fiberglass | 1986-01-01 | 2004-03-23 | Fiberglass Reinforced Plastic | Pressurized
GEC GEORGIA LLC #516 | 2960 WEST MAIN STREET | SNELLVILLE | Gwinnett | 9067061 | 2 |  | 1991-06-01 |  | 1991-06-01 |  | Removed from Ground | Gas (Historical Use) | 10000 | Fiberglass Double Walled | 1990-04-26 | 2015-04-21 | Double-Walled Fiberglass | Pressurized
M & Z ENTERPRISES LLC | 5150 ANNISTON RD | STONE MOUNTAIN | Gwinnett | 672004 | 1 | Flapper Valve | 2022-03-25 | FALSE | 1994-07-22 | FALSE | Currently in Use | Regular | 10000 | Fiberglass | 1987-10-01 |  | Fiberglass Reinforced Plastic | Pressurized
QUICK FUEL | 6962 BEST FRIEND RD | NORCROSS | Gwinnett | 9067158 | 2 | Ball Float | 1992-12-10 | FALSE | 1992-12-10 | FALSE | Currently in Use | Diesel | 20000 | Fiberglass | 1992-12-09 |  | Double-Walled Fiberglass | Pressurized
EXXON FOOD MART | 1488 DULUTH HWY/ GA HWY 120 | LAWRENCEVILLE | Gwinnett | 672005 | 1 | Flapper Valve | 1994-08-04 | FALSE | 1994-08-04 | FALSE | Currently in Use | Regular | 10000 | Fiberglass | 1987-07-01 |  | Fiberglass Reinforced Plastic | Pressurized
BP FOOD MART | 1380 LAWRENCEVILLE SUWANEE RD NW | LAWRENCEVILLE | Gwinnett | 9067322 | 3 | Ball Float | 1997-07-07 | FALSE | 1997-07-07 | FALSE | Currently in Use | Diesel | 12000 | Fiberglass Double Walled | 1997-07-07 |  | Double-Walled Fiberglass | Pressurized
CHEVRON #304502 | 1495 BUFORD DR | LAWRENCEVILLE | Gwinnett | 9067327 | 3 | Ball Float | 1997-11-03 |  | 1997-11-03 |  | Removed from Ground | Gas (Historical Use) | 10000 | Fiberglass | 1997-11-03 | 2009-06-26 | Fiberglass Reinforced Plastic | Pressurized
CHEVRON | 1490 BUFORD DR | LAWRENCEVILLE | Gwinnett | 9067416 | 1 | Ball Float | 1999-06-01 | FALSE | 1999-06-01 | FALSE | Currently in Use | Regular | 15000 | Composite | 1999-06-01 |  | Double-Walled Flex | Pressurized
QUIKTRIP #759 | 2110 RIVERSIDE PKWY | LAWRENCEVILLE | Gwinnett | 9067272 | 2 | Flapper Valve | 1995-11-28 |  | 1995-11-28 |  | Removed from Ground | Gas (Historical Use) | 12000 | Fiberglass | 1995-11-28 | 2015-04-23 | Double-Walled Flex | Pressurized
NABORS USED CARS | 3465 GA HWY 124 | LITHONIA | Gwinnett | 9000513 | 2 | [5 empty] | Removed from Ground | Gas (Historical Use) | 1000 | Bare Steel | 1993-03-01 | 1993-03-01 | Unknown
FORMER PROMISE LAND STROE | SR 124 & LEE RD | LITHONIA | Gwinnett | 9067386 | 2 | [5 empty] | Removed from Ground | Gas (Historical Use) | 6000 | Bare Steel | 2000-08-01 | 2000-08-01 | Bare Steel
BIG SAVE FOOD STORE | 4131 HAMILTON MILL RD | BUFORD | Gwinnett | 9067196 | 3 | Flapper Valve | 1993-11-01 | FALSE | 1993-11-01 | FALSE | Currently in Use | Premium | 4000 | Steel-Impressed Current | 1993-11-01 |  | Double-Walled Fiberglass | Pressurized
BIG H FOOD STORE #91 | 2800 HAMILTON MILL RD | BUFORD | Gwinnett | 9067347 | 1 | Ball Float | 2010-08-30 | FALSE | 2010-08-30 | FALSE | Currently in Use | Regular | 15000 | Epoxy | 1998-10-09 |  | Fiberglass Reinforced Plastic | Pressurized
MAJIK MARKET #89133 (FORMER) | 6344 LAWRENCEVILLE HWY(US HWY 29 | TUCKER | Gwinnett | 670521 | 3 | [5 empty] | Removed from Ground | Gas (Historical Use) | 10000 | Not Marked/Unknown | 1993-04-02 | 1993-04-02 | Not Marked
HUB FORD | 6275 LAWRENCEVILLE HIGHWAY | TUCKER | Gwinnett | 9067343 | 1 | [5 empty] | Closed in Ground | Gas (Historical Use) | 10000 | Not Marked/Unknown | 1998-09-29 | 1998-10-01 | Not Marked
BUFORD EXPRESS | 3798 BUFORD DRIVE | BUFORD | Gwinnett | 9067339 | 2 | Ball Float | 1997-04-01 | FALSE | 1997-04-01 | FALSE | Temporarily out of use | Regular | 10000 | Epoxy | 1997-04-01 |  | Double-Walled Flex | Pressurized
QUIKTRIP #785 | 2900 BUFORD DR | BUFORD | Gwinnett | 9067375 | 6 | Flapper Valve | 2021-10-01 | FALSE | 2021-09-01 | FALSE | Currently in Use | E-0 | 15000 | Fiberglass Double Walled | 2021-06-24 |  | Double-Walled Fiberglass | Pressurized
SAMS CLUB #4780 | 3383 BUFORD DR | BUFORD | Gwinnett | 9067403 | 3 | Flapper Valve | 2001-10-16 | FALSE | 2001-10-16 | FALSE | Currently in Use | Premium | 20000 | Fiberglass Double Walled | 2001-10-01 |  | Double-Walled Flex | Pressurized
SLA CHEVRON FOOD MART | 1955 GRAVEL SPRING RD-GA HWY 324 | BUFORD | Gwinnett | 672002 | 3 | Ball Float | 1993-12-10 | FALSE | 1993-12-10 | FALSE | Closed in Ground | Premium | 8000 | Fiberglass | 1988-09-01 |  | Flex | Pressurized
U HAUL FACILITY #884033 | 3820 BUFORD DR | BUFORD | Gwinnett | 670162 | A | [5 empty] | Removed from Ground | Gas (Historical Use) | 4000 | Bare Steel | 1976-03-19 | 1992-03-24 | Galvanized Steel | Pressurized
OXFORD TRANSPORTATION/DIVISION O | 2776 HAMILTON MILL RD | BUFORD | Gwinnett | 9069097 | 1 |  |  | TRUE |  | TRUE | Removed from Ground | Used Oil | 1000 | Not Marked/Unknown | 1994-08-31 | 1994-08-31 | Not Marked
MURPHY STORE #7553 | 3853 BUFORD DR | BUFORD | Gwinnett | 10002483 | 2A | Flapper Valve | 2015-10-02 | FALSE |  | FALSE | Currently in Use | Diesel | 12000 | Fiberglass Double Walled | 2015-08-04 |  | Double-Walled Fiberglass | Pressurized
MURPHY STORE #7553 | 3853 BUFORD DR | BUFORD | Gwinnett | 10002483 | 2A | Flapper Valve | 2015-10-02 | FALSE |  | FALSE | Currently in Use | Diesel | 12000 | Fiberglass Double Walled | 2015-08-04 |  | Double-Walled Fiberglass | Pressurized
MURPHY STORE #7553 | 3853 BUFORD DR | BUFORD | Gwinnett | 10002483 | 2A | Flapper Valve | 2015-10-02 | FALSE |  | FALSE | Currently in Use | Diesel | 12000 | Fiberglass Double Walled | 2015-08-04 |  | Double-Walled Fiberglass | Pressurized
MURPHY STORE #7553 | 3853 BUFORD DR | BUFORD | Gwinnett | 10002483 | 2A | Flapper Valve | 2015-10-02 | FALSE |  | FALSE | Currently in Use | Diesel | 12000 | Fiberglass Double Walled | 2015-08-04 |  | Double-Walled Fiberglass | Pressurized
LAWRENCEVILLE LAND & BLDG/CRAIG' | 6170 LAWRENCEVILLE HWY | TUCKER | Gwinnett | 670363 | 2 | [5 empty] | Removed from Ground | Gas (Historical Use) | 2000 | Bare Steel | 1961-05-14 | 1993-07-14 | Bare Steel
TUCKER EXPRESS | 6310 HWY 29 | TUCKER | Gwinnett | 9067103 | 1 | Flapper Valve | 1997-11-22 | FALSE | 1997-11-22 | FALSE | Currently in Use | Regular | 10000 | Fiberglass | 1990-01-01 |  | Copper | Pressurized
KENERLY SERVICE STATION | HAMILTON MILL RD/@ I-85 | LILBURN | Gwinnett | 670403 | 18 | [5 empty] | Removed from Ground | Gas (Historical Use) | 6000 | Bare Steel | 1982-06-06 | 1899-12-31 | Galvanized Steel
BP #24770 | BUFORD HWY & PLEASANT HILL RD | DULUTH | Gwinnett | 9067115 | 1 |  | 1990-01-01 |  | 1990-01-01 |  | Removed from Ground | Gas (Historical Use) | 10000 | Fiberglass | 1990-01-01 | 2003-06-18 | Fiberglass Reinforced Plastic | Pressurized
UNITED TOOL RENTAL | 3509 HWY 120 | DULUTH | Gwinnett | 9000666 | 2 | [5 empty] | Removed from Ground | Gas (Historical Use) | 4000 | Bare Steel | 1976-04-11 | 1993-03-08 | Galvanized Steel | Safe Suction (Euro)
SEARS #1685 | GWINNETT PLACE MALL | DULUTH | Gwinnett | 9067167 | 1 |  |  | TRUE |  | TRUE | Removed from Ground | Used Oil | 560 | Bare Steel | 1983-01-01 | 1993-12-01 | Unknown | Gravity Fed
GARNERS GARAGE | 6864 BUFORD HIGHWAY | DORAVILLE | Gwinnett | 10000885 | 1 |  |  | FALSE |  | FALSE | Removed from Ground | Gas (Historical Use) | 1000 | Bare Steel | 1956-01-01 | 1994-01-01
CHEVRON | 4169 JIMMY CARTER BLVD. | NORCROSS | Gwinnett | 10003296 | 2A | Flapper Valve | 2021-07-30 | FALSE | 2021-07-30 | FALSE | Currently in Use | Premium | 6000 | Composite Double Walled | 2021-07-30 |  | Double-Walled Fiberglass | Pressurized
CHEVRON | 4169 JIMMY CARTER BLVD. | NORCROSS | Gwinnett | 10003296 | 2B | Flapper Valve | 2021-07-30 | FALSE | 2021-07-30 | FALSE | Currently in Use | E-0 | 3000 | Composite Double Walled | 2021-07-30 |  | Double-Walled Fiberglass | Pressurized
CHEVRON | 4169 JIMMY CARTER BLVD. | NORCROSS | Gwinnett | 10003296 | 2C | Flapper Valve | 2021-07-30 | FALSE | 2021-07-30 | FALSE | Currently in Use | Diesel | 3000 | Composite Double Walled | 2021-07-30 |  | Double-Walled Fiberglass | Pressurized
QUIKTRIP #1703 | 4624 FRIENDSHIP RD | BUFORD | Gwinnett | 10003314 | 3 | Flapper Valve | 2022-10-24 | FALSE | 2022-10-24 | FALSE | Currently in Use | Regular | 15000 | Fiberglass Double Walled | 2022-10-20 |  | Double-Walled Flex | Pressurized
QUIKTRIP #1703 | 4624 FRIENDSHIP RD | BUFORD | Gwinnett | 10003314 | 2 | Flapper Valve | 2023-02-07 | FALSE | 2022-10-24 | FALSE | Currently in Use | Regular | 15000 | Fiberglass Double Walled | 2022-10-20 |  | Double-Walled Flex | Pressurized
BP FOOD MART | 4057 HOLCOMB BRIDGE RD | PEACHTREE CORNERS | Gwinnett | 10003321 | 2A | Flapper Valve | 2022-01-11 | FALSE | 2022-06-06 | FALSE | Currently in Use | Gas (Historical Use) | 5000 | Composite Double Walled | 2022-03-10 |  | Double-Walled Flex | Pressurized
F A SIMS OIL CO #104 | 2893 LAWRENCEVILLE SUWANEE RD | SUWANEE | Gwinnett | 670001 | 3 | Flapper Valve | 1996-05-01 | FALSE | 1996-05-01 | FALSE | Currently in Use | Premium | 10000 | Steel-Impressed Current | 1981-05-09 |  | Fiberglass Reinforced Plastic | Pressurized
SUWANEE CHEVRON | 3033 HWY 317 | SUWANEE | Gwinnett | 670310 | 3 | Ball Float | 1993-04-21 | FALSE | 1993-04-21 | FALSE | Currently in Use | Premium | 10000 | Fiberglass | 1984-04-23 |  | Double-Walled Fiberglass | Pressurized
THE ESTATE OF HERMAS OTTO ETHRIDGE | 345 SAWMILL DRIVE | SUWANEE | Gwinnett | 10002209 | 1 |  |  | FALSE |  | FALSE | Removed from Ground | Gas (Historical Use) | 8000 | Bare Steel | 1960-01-01 | 2013-03-19 | Bare Steel
KROGER GA 477 | 2121 LAWRENCEVILLE / SUWANEE RD | SUWANEE | Gwinnett | 10001789 | 1 | Ball Float | 2009-11-20 | FALSE | 2009-11-20 | FALSE | Currently in Use | Regular | 20000 | Fiberglass Double Walled | 2009-10-21 |  | Double-Walled Flex | Pressurized
EXXON FOOD MART | 2094 LAWRENCEVILLE SUWANEE RD | SUWANEE | Gwinnett | 9067119 | 1 | Ball Float | 1989-01-01 | FALSE | 1989-01-01 | FALSE | Currently in Use | Regular | 9816 | Fiberglass | 1989-01-01 |  | Fiberglass Reinforced Plastic | Pressurized
SHELL FOOD MART #97 | 2161 -A LAWRENCEVILLE-SUWANEE RD | SUWANEE | Gwinnett | 9067417 | 2 | Ball Float | 2000-09-04 | FALSE | 2000-09-04 | FALSE | Currently in Use | Gas (Historical Use) | 10000 | Epoxy | 2000-09-01 |  | Fiberglass Reinforced Plastic | Pressurized
QUIKTRIP #769 | 1075 PEACHTREE INDUSTRIAL BOULEVARD | SUWANEE | Gwinnett | 10000018 | 1 | Flapper Valve | 2002-01-01 | FALSE | 2002-01-01 | FALSE | Currently in Use | Regular | 20000 | Fiberglass Double Walled | 2001-11-01 |  | Double-Walled Flex | Pressurized
KENAN TRANSPORT LLC | 2558 PLEASANTDALE RD | DORAVILLE | Gwinnett | 9067273 | 1 |  | 1996-02-01 | FALSE | 1996-02-01 | FALSE | Currently in Use | Diesel | 12000 | Composite Double Walled | 1996-02-01 |  | Double-Walled Fiberglass | Pressurized
STOP N GO MARKET #1058 | 2989 FIVE FORKS-TRICKUM RD | LILBURN/LAWRENCEVILL | Gwinnett | 9000046 | 7 | [5 empty] | Removed from Ground | Gas (Historical Use) | 10000 | Fiberglass | 1986-01-01 | 1988-01-01 | Fiberglass Reinforced Plastic
MURPHY USA #6783 | 17 SATELLITE BLVD | SUWANEE | Gwinnett | 9069393 | 2B | Flapper Valve | 2002-03-01 | FALSE | 2002-03-01 | FALSE | Currently in Use | Premium | 7000 | Fiberglass Double Walled | 2002-02-25 |  | Double-Walled Flex | Pressurized
KROGER GA-426 | 400 PEACHTREE IND BLVD | SUWANEE | Gwinnett | 10000091 | 1A | Flapper Valve | 2023-05-15 | FALSE | 2023-05-15 | FALSE | Currently in Use | Regular | 20000 | Fiberglass | 2001-08-10 |  | Double-Walled Flex | Pressurized
QUIKTRIP #769 | 1075 PEACHTREE INDUSTRIAL BOULEVARD | SUWANEE | Gwinnett | 10000018 | 2 | Flapper Valve | 2002-01-01 | FALSE | 2002-01-01 | FALSE | Currently in Use | Regular | 20000 | Fiberglass Double Walled | 2001-11-01 |  | Double-Walled Flex | Pressurized
CHEVRON FOOD MART | 310 PEACHTREE IND BLVD | SUWANEE | Gwinnett | 9067359 | 1 | Ball Float | 1998-10-01 | FALSE | 1998-10-01 | FALSE | Currently in Use | Regular | 15000 | Fiberglass | 1998-10-01 |  | Double-Walled Fiberglass | Pressurized
ATLANTA SERVICE CENTER | 6802 BUFORD HWY | DORAVILLE | Gwinnett | 670488 | 1 | [5 empty] | Removed from Ground | Diesel | 12000 | Bare Steel | 1980-02-21 | 1996-11-06 | Bare Steel | Safe Suction (Euro)
F A SIMS OIL CO #104 | 2893 LAWRENCEVILLE SUWANEE RD | SUWANEE | Gwinnett | 670001 | 1 | Flapper Valve | 1996-05-01 | FALSE | 1996-05-01 | FALSE | Currently in Use | Regular | 10000 | Steel-Impressed Current | 1981-05-09 |  | Fiberglass Reinforced Plastic | Pressurized
F A SIMS OIL CO #104 | 2893 LAWRENCEVILLE SUWANEE RD | SUWANEE | Gwinnett | 670001 | 4 | Flapper Valve | 1996-05-01 | FALSE | 1996-05-01 | FALSE | Currently in Use | Plus | 10000 | Steel-Impressed Current | 1981-05-09 |  | Fiberglass Reinforced Plastic | Pressurized
QUIKTRIP #844 | 3359 HWY 317 | SUWANEE | Gwinnett | 10002088 | 4 | Flapper Valve | 2011-12-01 | FALSE |  | FALSE | Currently in Use | Diesel | 12000 | Fiberglass Double Walled | 2011-10-01 |  | Double-Walled Fiberglass | Pressurized
MURPHY USA #6783 | 17 SATELLITE BLVD | SUWANEE | Gwinnett | 9069393 | 1 | Flapper Valve | 2002-03-01 | FALSE | 2002-03-01 | FALSE | Currently in Use | Regular | 20000 | Fiberglass Double Walled | 2002-02-25 |  | Double-Walled Flex | Pressurized
SUWANEE CHEVRON | 3033 HWY 317 | SUWANEE | Gwinnett | 670310 | 4 |  |  | TRUE |  | TRUE | Removed from Ground | Used Oil | 1000 | Fiberglass | 1984-04-23 | 1899-12-31 | Fiberglass Reinforced Plastic
BP | 2890 LAWRENCEVILLE SUWANEE RD | SUWANEE | Gwinnett | 9067021 | 1 | Ball Float | 1991-01-01 | FALSE | 1991-01-01 | FALSE | Permanently Out of Use - historical purposes | Regular | 12000 | Galvanic (STIP-3) | 1991-01-01 | 2002-08-12 | Galvanized Steel | Pressurized
SHELL FOOD MART #97 | 2161 -A LAWRENCEVILLE-SUWANEE RD | SUWANEE | Gwinnett | 9067417 | 1 | Ball Float | 2000-09-04 | FALSE | 2000-09-04 | FALSE | Currently in Use | Regular | 12000 | Epoxy | 2000-09-01 |  | Fiberglass Reinforced Plastic | Pressurized
F A SIMS OIL CO | HWY 29/8 | DACULA | Gwinnett | 9067205 | 1 | [5 empty] | Removed from Ground | Gas (Historical Use) | 1000 | Not Marked/Unknown | 1995-06-05 | 1995-06-05 | Unknown
QUIKTRIP #769 | 1075 PEACHTREE INDUSTRIAL BOULEVARD | SUWANEE | Gwinnett | 10000018 | 4A | Flapper Valve | 2016-07-15 | FALSE |  | FALSE | Currently in Use | Diesel | 12000 | Fiberglass Double Walled | 2016-07-01 |  | Double-Walled Flex | Pressurized
QUIKTRIP #769 | 1075 PEACHTREE INDUSTRIAL BOULEVARD | SUWANEE | Gwinnett | 10000018 | 3 |  | 2002-01-01 | FALSE | 2002-01-01 | FALSE | Currently in Use | Premium | 12000 | Fiberglass Double Walled | 2001-11-01 |  | Double-Walled Flex | Pressurized
QUIKTRIP #844 | 3359 HWY 317 | SUWANEE | Gwinnett | 10002088 | 3 | Flapper Valve | 2012-04-01 | FALSE |  | FALSE | Currently in Use | Premium | 12000 | Fiberglass Double Walled | 2011-10-01 |  | Double-Walled Fiberglass | Pressurized
BP | 2890 LAWRENCEVILLE SUWANEE RD | SUWANEE | Gwinnett | 9067021 | 2 |  | 1991-01-01 |  | 1991-01-01 |  | Permanently Out Of Use | Gas (Historical Use) | 12000 | Galvanic (STIP-3) | 1991-01-01 | 2002-08-12 | Galvanized Steel | Pressurized
SCHWANS LOGISTICS LLC | 2900 ROLLING PIN LANE STE A | SUWANEE | Gwinnett | 9067390 | 1 | Overfill Alarm | 1994-12-30 | FALSE | 1994-12-30 | FALSE | Currently in Use | Diesel | 10000 | Composite | 1994-12-21 |  |  | Suction (American)
CHEVRON FOOD MART | 310 PEACHTREE IND BLVD | SUWANEE | Gwinnett | 9067359 | 2 | Ball Float | 1998-10-01 | FALSE | 1998-10-01 | FALSE | Currently in Use | Premium | 15000 | Fiberglass | 1998-10-01 |  | Double-Walled Fiberglass | Pressurized
HUMPHRIES CONCRETE BLOCK & READY | 6955 BUFORD HWY | DORAVILLE | Gwinnett | 670474 | 4AST | [5 empty] | Permanently Out of Use - historical purposes | Other | 5000 | Bare Steel | 1976-01-17 | 1899-12-31 | Galvanized Steel
KROGER GA 477 | 2121 LAWRENCEVILLE / SUWANEE RD | SUWANEE | Gwinnett | 10001789 | 2B | Ball Float | 2009-11-20 | FALSE | 2009-11-20 | FALSE | Currently in Use | Diesel | 8000 | Fiberglass Double Walled | 2009-10-21 |  | Double-Walled Flex | Pressurized
HEON SOON IM AND JIN SOOK IM | 6972 BUFORD HWY | DORAVILLE | Gwinnett | 9067164 | 1 |  | 1993-09-22 |  | 1993-09-22 |  | Removed from Ground | Gas (Historical Use) | 5000 | Cathodically Protected Steel | 1993-08-18 | 2004-11-05 | Fiberglass Reinforced Plastic | Safe Suction (Euro)
HUMPHRIES CONCRETE BLOCK & READY | 6955 BUFORD HWY | DORAVILLE | Gwinnett | 670474 | 6AST | [5 empty] | Permanently Out of Use - historical purposes | Other | 4000 | Bare Steel | 1976-01-17 | 1899-12-31 | Galvanized Steel
HUMPHRIES CONCRETE BLOCK & READY | 6955 BUFORD HWY | DORAVILLE | Gwinnett | 670474 | 5AST |  |  | TRUE |  | TRUE | Currently in Use | Used Oil | 1000 | Bare Steel | 1976-01-17 |  | Galvanized Steel
GA DRYWALL SUPPLY | 2394 WEAVER WAY | DORAVILLE | Gwinnett | 670274 | 2 | [5 empty] | Removed from Ground | Diesel | 10000 | Marked Unknown | 1982-04-15 | 1993-05-14 | Unknown | Safe Suction (Euro)
METRO MATERIALS INC | 1305 AMWILER RD | DORAVILLE | Gwinnett | 670283 | 1 | [5 empty] | Closed in Ground | Other | 15000 | Bare Steel | 1970-04-21 | 2001-07-01 | Bare Steel
SUWANEE CHEVRON | 3033 HWY 317 | SUWANEE | Gwinnett | 670310 | 5 | Ball Float | 2001-01-26 | FALSE | 2001-01-26 | FALSE | Currently in Use | Diesel | 10000 | Fiberglass | 2001-01-26 |  | Double-Walled Fiberglass | Pressurized
BP | 2890 LAWRENCEVILLE SUWANEE RD | SUWANEE | Gwinnett | 9067021 | 6 | Ball Float | 2002-01-23 | FALSE | 2002-01-23 | FALSE | Currently in Use | Premium | 10000 | Fiberglass Double Walled | 2002-01-23 |  | Double-Walled Flex | Pressurized
HOWARD FULL SERVICE INC | 6894 BUFORD HWY | DORAVILLE | Gwinnett | 9067215 | 3 |  | 1998-12-03 | FALSE | 1998-12-03 | FALSE | Removed from Ground | Gas (Historical Use) | 4000 | Steel-Impressed Current | 1987-04-01 | 2019-04-18 |  | Suction (American)
ATLANTA SERVICE CENTER | 6802 BUFORD HWY | DORAVILLE | Gwinnett | 670488 | 4 |  |  | TRUE |  | TRUE | Removed from Ground | Used Oil | 500 | Bare Steel | 1986-01-01 | 1996-11-08 | Bare Steel | Pressurized
RYDER #0154 | 6600 BUTTON GWINNETT DR | DORAVILLE | Gwinnett | 670229 | 1 |  |  | FALSE |  | FALSE | Removed from Ground | Diesel | 10000 | Bare Steel | 1972-05-05 | 1996-04-12 | Bare Steel | Pressurized
F A SIMS OIL CO | HWY 29/8 | DACULA | Gwinnett | 9067205 | 2 | [5 empty] | Removed from Ground | Gas (Historical Use) | 1000 | Not Marked/Unknown | 1995-06-05 | 1995-06-05 | Unknown
STOP N GO MARKET #1058 | 2989 FIVE FORKS-TRICKUM RD | LILBURN/LAWRENCEVILL | Gwinnett | 9000046 | 1 | [5 empty] | Removed from Ground | Empty | 10000 | Bare Steel | 1975-05-11 | 1986-01-15 | Galvanized Steel
RYDER #0154 | 6600 BUTTON GWINNETT DR | DORAVILLE | Gwinnett | 670229 | 7 |  |  | TRUE |  | TRUE | Removed from Ground | Used Oil | 2000 | Bare Steel | 1972-03-15 | 1993-12-01 | Galvanized Steel
RYDER #0154 | 6600 BUTTON GWINNETT DR | DORAVILLE | Gwinnett | 670229 | 5 |  |  | FALSE |  | FALSE | Removed from Ground |  | 6000 | Bare Steel | 1972-05-05 | 1996-04-12 | Bare Steel | Suction (American)
RYDER #0154 | 6600 BUTTON GWINNETT DR | DORAVILLE | Gwinnett | 670229 | 4 |  |  | FALSE |  | FALSE | Removed from Ground | Gas (Historical Use) | 10000 | Bare Steel | 1972-05-05 | 1996-04-12 | Bare Steel | Suction (American)
ASTOR WAX | 200 PIEDMONT CT | DORAVILLE | Gwinnett | 670002 | 1 | [5 empty] | Removed from Ground | Gas (Historical Use) | 10000 | Bare Steel | 1986-03-25 | 1899-12-31 | Galvanized Steel
TEXACO STATION #21-480-056 | 1807 BEAVER RUIN RD | NORCROSS | Gwinnett | 670091 | 2 |  | 1991-01-01 |  | 1991-01-01 |  | Removed from Ground | Gas (Historical Use) | 10000 | Fiberglass | 1982-04-30 | 1899-12-31 | Fiberglass Reinforced Plastic | Pressurized
RYDER #0021 | 4091 BLUE RIDGE IND PKWY | NORCROSS | Gwinnett | 670109 | 3 |  |  | FALSE |  | FALSE | Removed from Ground | Diesel | 12000 | Bare Steel | 1983-04-08 | 1996-12-04
THE ESTATE OF HERMAS OTTO ETHRIDGE | 345 SAWMILL DRIVE | SUWANEE | Gwinnett | 10002209 | 2 |  |  | FALSE |  | FALSE | Removed from Ground | Gas (Historical Use) | 6000 | Bare Steel | 1960-01-01 | 2013-03-19 | Bare Steel
KROGER GA 477 | 2121 LAWRENCEVILLE / SUWANEE RD | SUWANEE | Gwinnett | 10001789 | 2A | Ball Float | 2009-11-20 | FALSE | 2009-11-20 | FALSE | Currently in Use | Premium | 10000 | Fiberglass Double Walled | 2009-10-21 |  | Double-Walled Flex | Pressurized
EXXON FOOD MART | 2094 LAWRENCEVILLE SUWANEE RD | SUWANEE | Gwinnett | 9067119 | 2 | Ball Float | 1989-01-01 | FALSE | 1989-01-01 | FALSE | Currently in Use | Premium | 9816 | Fiberglass | 1989-01-01 |  | Fiberglass Reinforced Plastic | Pressurized
CHEVRON #43041 | 6905 PEACHTREE IND BLVD | DORAVILLE | Gwinnett | 9067092 | 6 | [5 empty] | Removed from Ground | Gas (Historical Use) | 10000 | Fiberglass | 1986-11-01 | 1992-01-01 | Fiberglass Reinforced Plastic
HUMPHRIES CONCRETE BLOCK & READY | 6955 BUFORD HWY | DORAVILLE | Gwinnett | 670474 | 3 | [5 empty] | Permanently Out of Use - historical purposes | Gas (Historical Use) | 8000 | Bare Steel | 1976-01-17 | 1899-12-31 | Galvanized Steel
F A SIMS OIL CO #104 | 2893 LAWRENCEVILLE SUWANEE RD | SUWANEE | Gwinnett | 670001 | 6 |  | 1996-05-02 |  | 1996-05-02 |  | Currently in Use | Kerosene | 2000 | Steel-Impressed Current | 1996-05-02 |  | Fiberglass Reinforced Plastic | Pressurized
CHEVRON #43041 | 6905 PEACHTREE IND BLVD | DORAVILLE | Gwinnett | 9067092 | 4 |  |  | TRUE |  | TRUE | Removed from Ground | Used Oil | 550 | Bare Steel | 1971-01-01 | 1986-11-01 | Galvanized Steel
Exxon Buford LLC | 7066 BUFORD HWY | DORAVILLE | Gwinnett | 670156 | 7 |  |  | TRUE |  | TRUE | Removed from Ground | Used Oil | 550 | Bare Steel | 1992-05-12 | 1992-05-12 | Galvanized Steel
ASTOR WAX | 200 PIEDMONT CT | DORAVILLE | Gwinnett | 670002 | 2 | [5 empty] | Removed from Ground | Gas (Historical Use) | 5000 | Not Marked/Unknown | 1984-01-01 | 1984-01-01 | Not Marked
ACCURATE POOLS BY E H LOVELL INC | 2644 A STEVE DR | DORAVILLE | Gwinnett | 670051 | 2 | [5 empty] | Removed from Ground | Gas (Historical Use) | 2000 | Bare Steel | 1983-04-10 | 1998-12-14 | Galvanized Steel | Suction (American)
TEXACO STATION #21-480-056 | 1807 BEAVER RUIN RD | NORCROSS | Gwinnett | 670091 | 3 |  | 1991-01-01 |  | 1991-01-01 |  | Removed from Ground | Gas (Historical Use) | 10000 | Fiberglass | 1982-04-30 | 1899-12-31 | Fiberglass Reinforced Plastic | Pressurized
QUIKTRIP #844 | 3359 HWY 317 | SUWANEE | Gwinnett | 10002088 | 2 | Flapper Valve | 2012-04-01 | FALSE |  | FALSE | Currently in Use | Regular | 20000 | Fiberglass Double Walled | 2011-10-01 |  | Double-Walled Fiberglass | Pressurized
BP | 2890 LAWRENCEVILLE SUWANEE RD | SUWANEE | Gwinnett | 9067021 | 3 |  | 1991-01-01 |  | 1991-01-01 |  | Permanently Out Of Use | Gas (Historical Use) | 12000 | Galvanic (STIP-3) | 1991-01-01 | 2002-08-12 | Double Walled/Sec. Containment | Pressurized
RYDER #0154 | 6600 BUTTON GWINNETT DR | DORAVILLE | Gwinnett | 670229 | 2 | Flapper Valve | 1996-03-01 | FALSE | 1996-03-01 | FALSE | Currently in Use | Diesel | 12000 | Fiberglass Double Walled | 1996-03-01 |  | Double-Walled Fiberglass | Pressurized
JGA CORP JOHN G ALSTON | 2200 COOK DR | DORAVILLE | Gwinnett | 670151 | 1 | [5 empty] | Removed from Ground | Empty | 10000 | Bare Steel | 1984-05-01 | 1998-11-06 | Galvanized Steel
ACCURATE POOLS BY E H LOVELL INC | 2644 A STEVE DR | DORAVILLE | Gwinnett | 670051 | 3 | [5 empty] | Removed from Ground | Diesel | 3000 | Bare Steel | 1983-04-10 | 1998-12-14 | Galvanized Steel | Suction (American)
QUIKTRIP #769 | 1075 PEACHTREE INDUSTRIAL BOULEVARD | SUWANEE | Gwinnett | 10000018 | 4B | Flapper Valve | 2016-07-15 | FALSE |  | FALSE | Currently in Use | E-0 | 10000 | Fiberglass Double Walled | 2016-07-01 |  | Double-Walled Flex | Pressurized
GAYLORD CONTAINER LIMITED | 4351 PLEASANTDALE RD | DORAVILLE | Gwinnett | 670420 | 1 | [5 empty] | Removed from Ground | Other | 10000 | Bare Steel | 1966-05-13 | 1996-04-17 | Not Marked | Suction (American)
ECCO INC | 6200 ROSS RD | DORAVILLE | Gwinnett | 670273 | 17 | [5 empty] | Removed from Ground | Diesel | 2000 | Bare Steel | 1983-01-15 | 1899-12-31 | Galvanized Steel
MURPHY USA #6783 | 17 SATELLITE BLVD | SUWANEE | Gwinnett | 9069393 | 2A | Flapper Valve | 2002-03-01 | FALSE | 2002-03-01 | FALSE | Currently in Use | Diesel | 14000 | Fiberglass Double Walled | 2002-02-25 |  | Double-Walled Flex | Pressurized
Exxon Buford LLC | 7066 BUFORD HWY | DORAVILLE | Gwinnett | 670156 | F | [5 empty] | Removed from Ground | Kerosene | 3000 | Bare Steel | 1966-01-01 | 1992-05-12 | Galvanized Steel
ECCO INC | 6200 ROSS RD | DORAVILLE | Gwinnett | 670273 | 1 | [5 empty] | Removed from Ground | Used Oil | 1 | Marked Unknown |  | 1899-12-31 | Unknown
Exxon Buford LLC | 7066 BUFORD HWY | DORAVILLE | Gwinnett | 670156 | K | Ball Float | 1992-05-01 | FALSE | 1992-05-01 | FALSE | Currently in Use | Diesel Off Road | 4000 | Galvanic (STIP-3) | 1992-05-16 |  | Fiberglass Reinforced Plastic | Pressurized
Exxon Buford LLC | 7066 BUFORD HWY | DORAVILLE | Gwinnett | 670156 | E | [5 empty] | Removed from Ground | Diesel | 6000 | Bare Steel | 1966-01-01 | 1992-05-12 | Galvanized Steel
Exxon Buford LLC | 7066 BUFORD HWY | DORAVILLE | Gwinnett | 670156 | H | Ball Float | 1992-05-01 | FALSE | 1992-05-01 | FALSE | Currently in Use | Premium | 8000 | Galvanic (STIP-3) | 1992-05-15 |  | Fiberglass Reinforced Plastic | Pressurized
CHEVRON #43041 | 6905 PEACHTREE IND BLVD | DORAVILLE | Gwinnett | 9067092 | 7 | [5 empty] | Removed from Ground | Gas (Historical Use) | 10000 | Fiberglass | 1986-11-01 | 1992-01-01 | Fiberglass Reinforced Plastic
CHEVRON #43041 | 6905 PEACHTREE IND BLVD | DORAVILLE | Gwinnett | 9067092 | 5 | [5 empty] | Removed from Ground | Gas (Historical Use) | 10000 | Fiberglass | 1986-11-01 | 1992-01-01 | Fiberglass Reinforced Plastic
HUMPHRIES CONCRETE BLOCK & READY | 6955 BUFORD HWY | DORAVILLE | Gwinnett | 670474 | 2 | [5 empty] | Removed from Ground | Diesel | 15000 | Bare Steel | 1976-01-17 | 1991-04-01 | Galvanized Steel
HUMPHRIES CONCRETE BLOCK & READY | 6955 BUFORD HWY | DORAVILLE | Gwinnett | 670474 | 12AST |  |  | TRUE |  | TRUE | Permanently Out of Use - historical purposes | Used Oil | 1500 | Bare Steel | 1976-01-17 | 1899-12-31 | Galvanized Steel
MERIT CONSTRUCTION COMPANY | 2400 PLEASANTDALE RD | DORAVILLE | Gwinnett | 670033 | 1 | [5 empty] | Removed from Ground | Gas (Historical Use) | 8000 | Bare Steel | 1978-04-12 | 1899-12-31 | Galvanized Steel
KROGER GA-426 | 400 PEACHTREE IND BLVD | SUWANEE | Gwinnett | 10000091 | 1B | Overfill Alarm | 2001-08-10 | FALSE | 2001-08-10 | FALSE | Currently in Use | Premium | 8000 | Fiberglass | 2001-08-10 |  | Double-Walled Flex | Pressurized
QUIKTRIP #844 | 3359 HWY 317 | SUWANEE | Gwinnett | 10002088 | 1 | Flapper Valve | 2012-04-01 | FALSE |  | FALSE | Currently in Use | Regular | 20000 | Fiberglass Double Walled | 2011-10-01 |  | Double-Walled Fiberglass | Pressurized
THE ESTATE OF HERMAS OTTO ETHRIDGE | 345 SAWMILL DRIVE | SUWANEE | Gwinnett | 10002209 | 3 |  |  | FALSE |  | FALSE | Removed from Ground | Gas (Historical Use) | 8000 | Bare Steel | 1960-01-01 | 2013-03-19 | Bare Steel
EXXON FOOD MART | 2094 LAWRENCEVILLE SUWANEE RD | SUWANEE | Gwinnett | 9067119 | 3 | Ball Float | 1989-01-01 | FALSE | 1989-01-01 | FALSE | Currently in Use | Diesel | 9816 | Fiberglass | 1989-01-01 |  | Fiberglass Reinforced Plastic | Pressurized
BP | 2890 LAWRENCEVILLE SUWANEE RD | SUWANEE | Gwinnett | 9067021 | 7 | Ball Float | 2002-01-23 | FALSE | 2002-01-23 | FALSE | Currently in Use | Diesel | 10000 | Fiberglass Double Walled | 2002-01-23 |  | Double-Walled Flex | Pressurized
BP | 2890 LAWRENCEVILLE SUWANEE RD | SUWANEE | Gwinnett | 9067021 | 4 | Ball Float | 2002-01-23 | FALSE | 2002-01-23 | FALSE | Currently in Use | Regular | 10000 | Fiberglass Double Walled | 2002-01-23 |  | Double-Walled Flex | Pressurized
BP | 2890 LAWRENCEVILLE SUWANEE RD | SUWANEE | Gwinnett | 9067021 | 5 | Ball Float | 2002-01-23 | FALSE | 2002-01-23 | FALSE | Currently in Use | Plus | 10000 | Fiberglass Double Walled | 2002-01-23 |  | Double-Walled Flex | Pressurized
HOWARD FULL SERVICE INC | 6894 BUFORD HWY | DORAVILLE | Gwinnett | 9067215 | 4 |  | 1998-12-03 | FALSE | 1998-12-03 | FALSE | Removed from Ground | Gas (Historical Use) | 4000 | Steel-Impressed Current | 1987-04-01 | 2019-04-18 |  | Suction (American)
ATLANTA SERVICE CENTER | 6802 BUFORD HWY | DORAVILLE | Gwinnett | 670488 | 3 | [5 empty] | Removed from Ground | Other | 2000 | Bare Steel | 1986-01-01 | 1996-11-08 | Bare Steel | Suction (American)
RYDER #0154 | 6600 BUTTON GWINNETT DR | DORAVILLE | Gwinnett | 670229 | 2 |  |  | FALSE |  | FALSE | Removed from Ground | Diesel | 10000 | Bare Steel | 1978-05-05 | 1996-04-12
SHELL FOOD MART | 6367 JIMMY CARTER BLVD | NORCROSS | Gwinnett | 670083 | 3 | Ball Float | 1994-01-01 | FALSE | 1984-01-01 | FALSE | Currently in Use | Gas (Historical Use) | 10000 | Fiberglass | 1984-04-29 |  | Double-Walled Fiberglass | Pressurized
HOWARD FULL SERVICE INC | 6894 BUFORD HWY | DORAVILLE | Gwinnett | 9067215 | 2 |  | 1998-12-03 | FALSE | 1998-12-03 | FALSE | Removed from Ground | Gas (Historical Use) | 4000 | Steel-Impressed Current | 1987-04-01 | 2019-04-18 |  | Suction (American)
SCHWERMAN TRUCKING CO | 6555 BUTTON GWINNETT DR | DORAVILLE | Gwinnett | 9000150 | 1 | [5 empty] | Removed from Ground | Diesel | 8000 | Bare Steel | 1961-04-15 | 1988-03-15 | Unknown
HUMPHRIES CONCRETE BLOCK & READY | 6955 BUFORD HWY | DORAVILLE | Gwinnett | 670474 | 1 | [5 empty] | Removed from Ground | Diesel | 30000 | Bare Steel | 1981-01-15 | 1994-12-21 | Galvanized Steel
HUMPHRIES CONCRETE BLOCK & READY | 6955 BUFORD HWY | DORAVILLE | Gwinnett | 670474 | 7 | [5 empty] | Permanently Out of Use - historical purposes | Diesel | 12000 | Bare Steel | 1976-01-17 | 1899-12-31 | Galvanized Steel
Exxon Buford LLC | 7066 BUFORD HWY | DORAVILLE | Gwinnett | 670156 | J | Ball Float | 1992-05-01 | FALSE | 1992-05-01 | FALSE | Temporarily out of use | Kerosene | 4000 | Galvanic (STIP-3) | 1992-05-16 |  | Fiberglass Reinforced Plastic | Safe Suction (Euro)
F A SIMS OIL CO #104 | 2893 LAWRENCEVILLE SUWANEE RD | SUWANEE | Gwinnett | 670001 | 2 | Flapper Valve | 1996-05-01 | FALSE | 1996-05-01 | FALSE | Currently in Use | Regular | 10000 | Steel-Impressed Current | 1981-05-09 |  | Fiberglass Reinforced Plastic | Pressurized
SUWANEE CHEVRON | 3033 HWY 317 | SUWANEE | Gwinnett | 670310 | 2 | Ball Float | 1993-04-21 | FALSE | 1993-04-21 | FALSE | Currently in Use | Regular | 10000 | Fiberglass | 1984-04-23 |  | Double-Walled Fiberglass | Pressurized
RaceWay #6908 - Suwanee | 3195 LAWRENCEVILLE SUWANEE RD | SUWANEE | Gwinnett | 9067356 | 2 | Overfill Alarm | 1998-11-20 | FALSE | 1998-11-20 | FALSE | Currently in Use | Diesel | 12000 | Composite Double Walled | 1998-11-20 |  | Double-Walled Fiberglass | Pressurized
CHEVRON #43041 | 6905 PEACHTREE IND BLVD | DORAVILLE | Gwinnett | 9067092 | 1 | [5 empty] | Removed from Ground | Gas (Historical Use) | 5000 | Bare Steel | 1971-01-01 | 1986-11-01 | Galvanized Steel
HUMPHRIES CONCRETE BLOCK & READY | 6955 BUFORD HWY | DORAVILLE | Gwinnett | 670474 | 8 | [5 empty] | Permanently Out of Use - historical purposes | Gas (Historical Use) | 5000 | Bare Steel | 1966-01-19 | 1899-12-31 | Galvanized Steel
JGA CORP JOHN G ALSTON | 2200 COOK DR | DORAVILLE | Gwinnett | 670151 | 2 |  |  | TRUE |  | TRUE | Removed from Ground | Used Oil | 500 | Bare Steel | 1984-05-01 | 1987-09-01 | Galvanized Steel
MERIT CONSTRUCTION COMPANY | 2400 PLEASANTDALE RD | DORAVILLE | Gwinnett | 670033 | 2 | [5 empty] | Removed from Ground | Diesel | 3000 | Bare Steel | 1978-04-12 | 1899-12-31 | Galvanized Steel
SHELL FOOD MART | 6367 JIMMY CARTER BLVD | NORCROSS | Gwinnett | 670083 | 2 | Flapper Valve | 2022-10-31 | FALSE | 1984-01-01 | FALSE | Currently in Use | Premium | 10000 | Fiberglass | 1984-04-29 |  | Double-Walled Fiberglass | Pressurized
RaceWay #6908 - Suwanee | 3195 LAWRENCEVILLE SUWANEE RD | SUWANEE | Gwinnett | 9067356 | 1 | Overfill Alarm | 1998-11-20 | FALSE | 1998-11-20 | FALSE | Currently in Use | Premium | 15000 | Composite Double Walled | 1998-11-20 |  | Double-Walled Fiberglass | Pressurized
CHEVRON FOOD MART | 5 BUFORD HWY | SUWANEE | Gwinnett | 9067259 | 2 | Ball Float | 1996-01-29 | FALSE | 1996-01-29 | FALSE | Currently in Use | Premium | 12000 | Epoxy | 1995-09-25 |  | Fiberglass Reinforced Plastic | Pressurized
JAMISON CO INC | 2375 PLEASANTDALE RD | DORAVILLE | Gwinnett | 9067151 | 1 | [5 empty] | Removed from Ground | Other | 5000 | Not Marked/Unknown | 1992-07-27 | 1992-07-27 | Not Marked
HIGH-TECH TRANSMISSION SERVICE | 7207 BUFORD HWY | DORAVILLE | Gwinnett | 9060834 | 1 |  |  | TRUE |  | TRUE | Removed from Ground | Used Oil | 550 | Bare Steel | 2000-11-20 | 2000-11-20 | Galvanized Steel | Gravity Fed
SHELL FOOD MART | 6367 JIMMY CARTER BLVD | NORCROSS | Gwinnett | 670083 | 4 |  | 1994-01-01 | FALSE | 1984-01-01 | FALSE | Temporarily out of use | Diesel | 10000 | Fiberglass | 1984-04-29 |  | Double-Walled Fiberglass | Pressurized
F A SIMS OIL CO #104 | 2893 LAWRENCEVILLE SUWANEE RD | SUWANEE | Gwinnett | 670001 | 5 |  | 1996-05-01 |  | 1996-05-01 |  | Currently in Use | Diesel | 10000 | Steel-Impressed Current | 1981-05-09 |  | Fiberglass Reinforced Plastic
Exxon Buford LLC | 7066 BUFORD HWY | DORAVILLE | Gwinnett | 670156 | C | [5 empty] | Removed from Ground | Gas (Historical Use) | 6000 | Bare Steel | 1966-01-01 | 1992-05-12 | Galvanized Steel
B J LANDFILL/WASTE MGMT | 6461 Corely Rd. NW | Norcross | Gwinnett | 670132 | 4 |  |  | TRUE |  | TRUE | Removed from Ground | Used Oil | 500 | Bare Steel | 1990-05-29 | 1990-05-29 | Galvanized Steel
B J LANDFILL/WASTE MGMT | 6461 Corely Rd. NW | Norcross | Gwinnett | 670132 | 1 | [5 empty] | Removed from Ground | Diesel | 10000 | Bare Steel | 1979-05-02 | 1990-05-30 | Galvanized Steel
TEXACO STATION #21-480-056 | 1807 BEAVER RUIN RD | NORCROSS | Gwinnett | 670091 | 4 |  | 1991-01-01 |  | 1991-01-01 |  | Removed from Ground | Diesel | 10000 | Fiberglass | 1982-04-30 | 1899-12-31 | Fiberglass Reinforced Plastic | Pressurized
TEXACO STATION #21-480-056 | 1807 BEAVER RUIN RD | NORCROSS | Gwinnett | 670091 | 1 |  | 1991-01-01 |  | 1991-01-01 |  | Removed from Ground | Gas (Historical Use) | 10000 | Fiberglass | 1982-04-30 | 1899-12-31 | Fiberglass Reinforced Plastic | Pressurized
HUMPHRIES CONCRETE BLOCK & READY | 6955 BUFORD HWY | DORAVILLE | Gwinnett | 670474 | 9 | [5 empty] | Permanently Out of Use - historical purposes | Diesel | 5000 | Bare Steel | 1966-01-19 | 1899-12-31 | Galvanized Steel
Exxon Buford LLC | 7066 BUFORD HWY | DORAVILLE | Gwinnett | 670156 | I | Flapper Valve | 1992-05-01 | FALSE | 1992-05-01 | FALSE | Currently in Use | Diesel | 8000 | Galvanic (STIP-3) | 1992-05-15 |  | Fiberglass Reinforced Plastic | Pressurized
Exxon Buford LLC | 7066 BUFORD HWY | DORAVILLE | Gwinnett | 670156 | B | [5 empty] | Removed from Ground | Gas (Historical Use) | 6000 | Bare Steel | 1966-01-01 | 1992-05-12 | Galvanized Steel
Exxon Buford LLC | 7066 BUFORD HWY | DORAVILLE | Gwinnett | 670156 | D | [5 empty] | Removed from Ground | Gas (Historical Use) | 6000 | Bare Steel | 1966-01-01 | 1992-05-12 | Galvanized Steel
WAFFLE HOUSE INC | 5894 B FINANCIAL DR | NORCROSS | Gwinnett | 670078 | 3 | [5 empty] | Closed in Ground | Gas (Historical Use) | 10000 | Marked Unknown | 1986-05-01 | 1996-05-02 | Unknown
SHELL FOOD MART | 6367 JIMMY CARTER BLVD | NORCROSS | Gwinnett | 670083 | 1 | Flapper Valve | 2022-10-31 | FALSE | 1984-01-01 | FALSE | Currently in Use | Regular | 12000 | Fiberglass | 1984-04-29 |  | Double-Walled Fiberglass | Pressurized
CHEVRON #43041 | 6905 PEACHTREE IND BLVD | DORAVILLE | Gwinnett | 9067092 | 3 | [5 empty] | Removed from Ground | Gas (Historical Use) | 10000 | Bare Steel | 1971-01-01 | 1986-11-01 | Galvanized Steel
METRO MATERIALS INC | 1305 AMWILER RD | DORAVILLE | Gwinnett | 670283 | 2 | [5 empty] | Closed in Ground | Other | 15000 | Bare Steel | 1970-04-21 | 2001-07-01 | Bare Steel
RYDER #0154 | 6600 BUTTON GWINNETT DR | DORAVILLE | Gwinnett | 670229 | 1 | Flapper Valve | 1996-08-01 | FALSE | 1996-08-01 | FALSE | Temporarily out of use | Diesel | 20000 | Fiberglass Double Walled | 1996-03-01 |  | Double-Walled Fiberglass | Pressurized
WAFFLE HOUSE INC | 5894 B FINANCIAL DR | NORCROSS | Gwinnett | 670078 | 2 | [5 empty] | Removed from Ground | Empty | 10000 | Marked Unknown | 1986-05-01 | 1988-08-01 | Unknown
CHEVRON FOOD MART | 310 PEACHTREE IND BLVD | SUWANEE | Gwinnett | 9067359 | 3 | Flapper Valve | 1998-10-01 | FALSE | 1998-10-01 | FALSE | Currently in Use | Diesel | 1000 | Fiberglass | 1998-10-01 |  | Double-Walled Fiberglass | Safe Suction (Euro)
HEON SOON IM AND JIN SOOK IM | 6972 BUFORD HWY | DORAVILLE | Gwinnett | 9067164 | 2 |  | 1993-09-22 |  | 1993-09-22 |  | Removed from Ground | Diesel | 5000 | Cathodically Protected Steel | 1993-08-18 | 2004-11-05 | Fiberglass Reinforced Plastic | Safe Suction (Euro)
HOWARD FULL SERVICE INC | 6894 BUFORD HWY | DORAVILLE | Gwinnett | 9067215 | 1 |  | 1998-12-03 | FALSE | 1998-12-03 | FALSE | Removed from Ground | Diesel | 4000 | Steel-Impressed Current | 1987-04-01 | 2019-04-18 |  | Suction (American)
ECCO INC | 6200 ROSS RD | DORAVILLE | Gwinnett | 670273 | 16 | [5 empty] | Removed from Ground | Gas (Historical Use) | 1000 | Bare Steel | 1983-01-15 | 1899-12-31 | Galvanized Steel
GA DRYWALL SUPPLY | 2394 WEAVER WAY | DORAVILLE | Gwinnett | 670274 | 1 | [5 empty] | Removed from Ground | Gas (Historical Use) | 2000 | Marked Unknown | 1982-04-15 | 1993-05-14 | Unknown | Safe Suction (Euro)
RYDER #0154 | 6600 BUTTON GWINNETT DR | DORAVILLE | Gwinnett | 670229 | 6 |  |  | FALSE |  | FALSE | Removed from Ground |  | 4000 | Bare Steel | 1971-03-15 | 1993-07-14 | Galvanized Steel
HUMPHRIES CONCRETE BLOCK & READY | 6955 BUFORD HWY | DORAVILLE | Gwinnett | 670474 | 10AST | [5 empty] | Permanently Out of Use - historical purposes | Other | 8000 | Bare Steel | 1978-01-16 | 1899-12-31 | Galvanized Steel
ATLANTA SERVICE CENTER | 6802 BUFORD HWY | DORAVILLE | Gwinnett | 670488 | 2 | [5 empty] | Removed from Ground | Gas (Historical Use) | 12000 | Bare Steel | 1980-02-21 | 1996-11-06 | Bare Steel | Safe Suction (Euro)
WBI-DORAVILLE 27 CONCRETE PLANT | 2395 WEAVER WAY | DORAVILLE | Gwinnett | 670250 | 1 | [5 empty] | Removed from Ground | Diesel | 10000 | Cathodically Protected Steel | 1984-03-07 | 1989-11-16 | Galvanized Steel
RYDER #0154 | 6600 BUTTON GWINNETT DR | DORAVILLE | Gwinnett | 670229 | 3 |  |  | FALSE |  | FALSE | Removed from Ground | Diesel | 20000 | Bare Steel | 1972-05-04 | 1996-04-12 | Bare Steel | Pressurized
B J LANDFILL/WASTE MGMT | 6461 Corely Rd. NW | Norcross | Gwinnett | 670132 | 2 | [5 empty] | Removed from Ground | Gas (Historical Use) | 10000 | Bare Steel | 1979-05-02 | 1990-05-29 | Galvanized Steel
RYDER #0021 | 4091 BLUE RIDGE IND PKWY | NORCROSS | Gwinnett | 670109 | 6 | Ball Float | 1997-06-01 | FALSE | 1997-06-01 | FALSE | Currently in Use | Diesel | 20000 | Fiberglass Double Walled | 1997-01-01 |  | Double-Walled Fiberglass | Pressurized
CHEVRON | 5725 JIMMY CARTER BLVD | NORCROSS | Gwinnett | 670004 | 1 | [5 empty] | Removed from Ground | Gas (Historical Use) | 10000 | Double Walled | 1978-01-03 | 1993-09-20 | Fiberglass Reinforced Plastic | Pressurized
AMERICAN TRAILWAYS OF GA | 440 FAIRMOUNT ST | NORCROSS | Gwinnett | 670032 | 1 | [5 empty] | Removed from Ground | Diesel | 10000 | Bare Steel | 1981-04-11 | 1994-06-28 | Galvanized Steel
FERGUSON WAREHOUSE | 5505 BUFORD HWY | NORCROSS | Gwinnett | 670147 | 7 | [5 empty] | Removed from Ground | Empty | 8000 | Bare Steel | 1968-05-04 | 1988-01-01 | Galvanized Steel | Suction (American)
CHRISTOPHER'S TEXACO | 5495 BUFORD HWY | NORCROSS | Gwinnett | 670145 | 1 | [5 empty] | Removed from Ground | Gas (Historical Use) | 6000 | Bare Steel | 1970-05-04 | 1992-01-15 | Galvanized Steel
NAZDAR ATLANTA INC | 4260 PEACHTREE IND BLVD | NORCROSS | Gwinnett | 670139 | 1 |  | 1991-07-01 |  | 1991-07-01 |  | Removed from Ground | Other | 8000 | Cathodically Protected Steel | 1985-04-23 | 1998-09-02 | Galvanized Steel | Pressurized
RYDER #0021 | 4091 BLUE RIDGE IND PKWY | NORCROSS | Gwinnett | 670109 | 4 |  |  | FALSE |  | FALSE | Removed from Ground | Diesel | 12000 | Bare Steel | 1983-04-08 | 1996-12-04 | Bare Steel | Pressurized
RYDER #0021 | 4091 BLUE RIDGE IND PKWY | NORCROSS | Gwinnett | 670109 | 1 |  |  | FALSE |  | FALSE | Removed from Ground | Gas (Historical Use) | 12000 | Bare Steel | 1983-04-08 | 1996-12-04 | Bare Steel | Pressurized
FERGUSON WAREHOUSE | 5505 BUFORD HWY | NORCROSS | Gwinnett | 670147 | 3 | [5 empty] | Removed from Ground | Empty | 4000 | Bare Steel | 1968-05-04 | 1990-02-01 | Galvanized Steel | Suction (American)
AAA COOPER TRANSPORTATION | 6421 CORLEY RD | NORCROSS | Gwinnett | 670166 | 1 | [5 empty] | Removed from Ground | Gas (Historical Use) | 10000 | Bare Steel | 1981-02-01 | 1996-12-03 | Galvanized Steel | Suction (American)
Q LUBE INC 1160 | 6309 JIMMY CARTER BLVD | NORCROSS | Gwinnett | 670171 | 3 | [5 empty] | Removed from Ground | Other | 5000 | Cathodically Protected Steel | 1985-05-05 | 1998-09-01 | Galvanized Steel
JCB FUEL SITE GWINNETT COUNTY FIRE STATION #11 | 6160 CRESCENT DR | NORCROSS | Gwinnett | 670197 | 3 | [5 empty] | Removed from Ground | Gas (Historical Use) | 10000 | Bare Steel | 1978-05-04 | 1988-07-27 | Galvanized Steel
BP #24076 | 1948 INDIAN TRAIL RD | NORCROSS | Gwinnett | 670183 | 4 |  | 1983-01-01 |  | 1983-01-01 |  | Removed from Ground | Diesel | 10000 | Fiberglass | 1982-05-03 | 2000-12-08 | Fiberglass Reinforced Plastic | Pressurized
SUMMEROUR MIDDLE SCHOOL/FUEL STA | 585 MITCHELL RD | NORCROSS | Gwinnett | 670201 | 4 | [5 empty] | Removed from Ground | Other | 550 | Bare Steel | 1982-01-01 | 1994-07-13 | Fiberglass Reinforced Plastic
BURKETT OIL CO INC | 6788 BEST FRIEND RD | NORCROSS | Gwinnett | 670242 | 10 | Overfill Alarm | 1988-10-01 | FALSE | 1988-10-01 | FALSE | Currently in Use | New Oil | 6000 | Galvanic (STIP-3) | 1988-10-01 |  | Fiberglass Reinforced Plastic | Safe Suction (Euro)
LEASED VEHICLES COMPANY INC | 4560 BERKELEY LAKE RD | NORCROSS | Gwinnett | 670301 | 1 | [5 empty] | Removed from Ground | Empty | 15000 | Bare Steel | 1982-04-12 | 1997-05-08 | Galvanized Steel | Pressurized
FERGUSON WAREHOUSE | 5505 BUFORD HWY | NORCROSS | Gwinnett | 670147 | 8 | [5 empty] | Removed from Ground | Empty | 8000 | Bare Steel | 1968-05-04 | 1988-01-01 | Galvanized Steel | Suction (American)
FERGUSON WAREHOUSE | 5505 BUFORD HWY | NORCROSS | Gwinnett | 670147 | 6 | [5 empty] | Removed from Ground | Empty | 8000 | Bare Steel | 1968-05-04 | 1988-01-01 | Galvanized Steel | Suction (American)
INL | 4285 OLD PEACHTREE RD | NORCROSS | Gwinnett | 670176 | 9 |  |  | TRUE |  | TRUE | Removed from Ground | Used Oil | 2000 | Bare Steel | 1974-05-05 | 1899-12-31 | Bare Steel
INL | 4285 OLD PEACHTREE RD | NORCROSS | Gwinnett | 670176 | 8 | [5 empty] | Removed from Ground | Gas (Historical Use) | 4000 | Bare Steel | 1974-05-05 | 1899-12-31 | Bare Steel
RYDER #0021 | 4091 BLUE RIDGE IND PKWY | NORCROSS | Gwinnett | 670109 | 5 |  |  | FALSE |  | FALSE | Removed from Ground |  | 8000 | Bare Steel | 1983-04-08 | 1996-12-04 | Galvanized Steel | Suction (American)
HAPPY FOOD MART | 5496 BUFORD HWY | NORCROSS | Gwinnett | 670154 | 3 | Ball Float | 1994-11-01 | FALSE | 1994-11-01 | FALSE | Currently in Use | Premium | 8000 | Composite | 1985-03-17 |  | Fiberglass Reinforced Plastic | Pressurized
AAA COOPER TRANSPORTATION | 6421 CORLEY RD | NORCROSS | Gwinnett | 670166 | 2 | [5 empty] | Removed from Ground | Diesel | 15000 | Bare Steel | 1981-02-01 | 1996-12-03 | Galvanized Steel | Suction (American)
PENSKE TRUCK LEASING | 2300 WEAVER WAY | NORCROSS | Gwinnett | 670165 | 4 |  |  | TRUE |  | TRUE | Removed from Ground | Used Oil | 6000 | Bare Steel | 1982-01-01 | 1993-08-05 | Bare Steel | Suction (American)
GWINNETT COUNTY FIRE STATION #4 | 5550 SPALDING DR | NORCROSS | Gwinnett | 670208 | 1 | [5 empty] | Closed in Ground | Empty | 1000 | Bare Steel | 1974-05-05 | 1899-12-31 | Galvanized Steel
BURKETT OIL CO INC | 6788 BEST FRIEND RD | NORCROSS | Gwinnett | 670242 | 7 | Overfill Alarm | 1988-10-01 | FALSE | 1988-10-01 | FALSE | Currently in Use | New Oil | 6000 | Galvanic (STIP-3) | 1988-10-01 |  | Fiberglass Reinforced Plastic | Safe Suction (Euro)
BURKETT OIL CO INC | 6788 BEST FRIEND RD | NORCROSS | Gwinnett | 670242 | 4 | Overfill Alarm | 1998-05-15 | FALSE | 1998-05-15 | FALSE | Currently in Use | New Oil | 4000 | Steel-Impressed Current | 1985-05-08 |  | Steel (Impressed Current) | Safe Suction (Euro)
STOP N GO MARKET #1058 | 2989 FIVE FORKS-TRICKUM RD | LILBURN/LAWRENCEVILL | Gwinnett | 9000046 | 6 | [5 empty] | Removed from Ground | Gas (Historical Use) | 10000 | Bare Steel | 1979-03-12 | 1988-01-01 | Galvanized Steel
CHEVRON | 5725 JIMMY CARTER BLVD | NORCROSS | Gwinnett | 670004 | 6 | Flapper Valve | 1993-10-07 | FALSE | 1993-10-07 | FALSE | Currently in Use | Premium | 9684 | Fiberglass Double Walled | 1993-10-07 |  | Fiberglass Reinforced Plastic | Pressurized
Q LUBE INC 1160 | 6309 JIMMY CARTER BLVD | NORCROSS | Gwinnett | 670171 | 1 |  |  | TRUE |  | TRUE | Removed from Ground | Used Oil | 2000 | Cathodically Protected Steel | 1985-05-05 | 1998-09-01 | Galvanized Steel
AAA COOPER TRANSPORTATION | 6421 CORLEY RD | NORCROSS | Gwinnett | 670166 | 3 | Flapper Valve | 2005-01-08 | FALSE | 2005-01-08 | FALSE | Currently in Use | Diesel | 20000 | Epoxy Double-Walled | 2005-01-06 |  | Double-Walled Fiberglass | Pressurized
JCB FUEL SITE GWINNETT COUNTY FIRE STATION #11 | 6160 CRESCENT DR | NORCROSS | Gwinnett | 670197 | 1 | [5 empty] | Removed from Ground | Gas (Historical Use) | 10000 | Bare Steel | 1978-05-04 | 1988-07-27 | Galvanized Steel
SUMMEROUR MIDDLE SCHOOL/FUEL STA | 585 MITCHELL RD | NORCROSS | Gwinnett | 670201 | 2 | [5 empty] | Removed from Ground | Diesel | 10000 | Bare Steel | 1982-01-01 | 1994-07-13 | Galvanized Steel | Suction (American)
NORTHEAST FOREIGN CAR INC | 5980 GOSHER SPRINGS RD | NORCROSS | Gwinnett | 670260 | 1 |  |  | TRUE |  | TRUE | Removed from Ground | Used Oil | 550 | Bare Steel | 1974-03-23 | 1995-05-23 | Galvanized Steel
BURKETT OIL CO INC | 6788 BEST FRIEND RD | NORCROSS | Gwinnett | 670242 | 12 |  | 1988-10-01 | TRUE | 1988-10-01 | FALSE | Currently in Use | Used Oil | 550 | Bare Steel | 1988-10-01 |  | Galvanized Steel | Safe Suction (Euro)
BURKETT OIL CO INC | 6788 BEST FRIEND RD | NORCROSS | Gwinnett | 670242 | 3 | Overfill Alarm | 1998-05-15 | FALSE | 1998-05-15 | FALSE | Currently in Use | New Oil | 4000 | Steel-Impressed Current | 1985-05-08 |  | Fiberglass Reinforced Plastic | Safe Suction (Euro)
BOLTON UNION #76 | 5386 N BUFORD HWY | NORCROSS | Gwinnett | 670280 | 1 | [5 empty] | Removed from Ground | Gas (Historical Use) | 1000 | Bare Steel | 1968-04-19 | 2003-09-06 | Galvanized Steel | Suction (American)
PEP BOYS #103 | 5820 JIMMY CARTER BLVD | NORCROSS | Gwinnett | 670277 | 1 | [5 empty] | Removed from Ground | Gas (Historical Use) | 1000 | Bare Steel | 1972-04-18 | 1987-01-01 | Galvanized Steel
AMWAY CORP | 6450 JIMMY CARTER BLVD | NORCROSS | Gwinnett | 670371 | 1 | [5 empty] | Removed from Ground | Diesel | 10000 | Bare Steel | 1980-05-09 | 1987-12-08 | Unknown
CHRISTOPHER'S TEXACO | 5495 BUFORD HWY | NORCROSS | Gwinnett | 670145 | 2 | [5 empty] | Removed from Ground | Gas (Historical Use) | 6000 | Bare Steel | 1970-05-04 | 1992-01-15 | Galvanized Steel
NAZDAR ATLANTA INC | 4260 PEACHTREE IND BLVD | NORCROSS | Gwinnett | 670139 | 2 |  | 1991-07-01 |  | 1991-07-01 |  | Removed from Ground | Diesel | 6000 | Cathodically Protected Steel | 1985-04-23 | 1998-09-02 | Galvanized Steel | Pressurized
JCB FUEL SITE GWINNETT COUNTY FIRE STATION #11 | 6160 CRESCENT DR | NORCROSS | Gwinnett | 670197 | 6 | Ball Float | 1989-04-05 | FALSE | 1989-04-05 | FALSE | Currently in Use | Diesel | 12000 | Galvanic (STIP-3) | 1989-04-05 |  | Fiberglass Reinforced Plastic | Pressurized
B J SANATARY LANDFILL/WASTE MGMT | 6461 CORLEY RD | NORCROSS | Gwinnett | 670249 | 2 | [5 empty] | Removed from Ground | Diesel | 8000 | Bare Steel | 1983-03-13 | 1994-02-09 | Galvanized Steel
STOP N GO MARKET #1058 | 2989 FIVE FORKS-TRICKUM RD | LILBURN/LAWRENCEVILL | Gwinnett | 9000046 | 9 | [5 empty] | Removed from Ground | Gas (Historical Use) | 10000 | Fiberglass | 1987-01-01 | 1988-01-01 | Fiberglass Reinforced Plastic
STOP N GO MARKET #1058 | 2989 FIVE FORKS-TRICKUM RD | LILBURN/LAWRENCEVILL | Gwinnett | 9000046 | 2 | [5 empty] | Removed from Ground | Empty | 10000 | Bare Steel | 1975-05-11 | 1986-01-15 | Galvanized Steel
STOP N GO MARKET #1058 | 2989 FIVE FORKS-TRICKUM RD | LILBURN/LAWRENCEVILL | Gwinnett | 9000046 | 8 | [5 empty] | Removed from Ground | Gas (Historical Use) | 10000 | Fiberglass | 1987-01-01 | 1988-01-01 | Fiberglass Reinforced Plastic
CONSOLIDATED FREIGHTWAYS | 6431 CORLEY RD | NORCROSS | Gwinnett | 670013 | 1 |  | 1997-11-19 |  | 1997-11-19 |  | Removed from Ground | Diesel | 10000 | Fiberglass | 1983-04-01 | 2003-01-22 | Bare Steel | Pressurized
CHEVRON | 5725 JIMMY CARTER BLVD | NORCROSS | Gwinnett | 670004 | 5 | Flapper Valve | 1993-10-07 | FALSE | 1993-10-07 | FALSE | Currently in Use | Regular | 9684 | Fiberglass Double Walled | 1993-10-07 |  | Fiberglass Reinforced Plastic | Pressurized
CHEVRON | 5725 JIMMY CARTER BLVD | NORCROSS | Gwinnett | 670004 | 4 | [5 empty] | Removed from Ground | Diesel | 10000 | Fiberglass | 1985-04-30 | 1992-01-24 | Fiberglass Reinforced Plastic | Pressurized
FERGUSON WAREHOUSE | 5505 BUFORD HWY | NORCROSS | Gwinnett | 670147 | 5 | [5 empty] | Removed from Ground | Empty | 8000 | Bare Steel | 1968-05-04 | 1988-01-01 | Galvanized Steel | Suction (American)
FERGUSON WAREHOUSE | 5505 BUFORD HWY | NORCROSS | Gwinnett | 670147 | 4 | [5 empty] | Removed from Ground | Empty | 4000 | Bare Steel | 1968-05-04 | 1990-02-01 | Galvanized Steel | Suction (American)
NORCROSS SUPPLY CO | 5000 S PEACHTREE ST | NORCROSS | Gwinnett | 670169 | 1 | [5 empty] | Closed in Ground | Diesel | 2000 | Bare Steel | 1971-05-05 | 1997-01-01 | Galvanized Steel | Suction (American)
BP #24076 | 1948 INDIAN TRAIL RD | NORCROSS | Gwinnett | 670183 | 1 |  | 1983-01-01 |  | 1983-01-01 |  | Removed from Ground | Gas (Historical Use) | 10000 | Fiberglass | 1983-05-03 | 2000-12-08 | Fiberglass Reinforced Plastic | Pressurized
PEP BOYS #103 | 5820 JIMMY CARTER BLVD | NORCROSS | Gwinnett | 670277 | 3 |  |  | TRUE |  | TRUE | Removed from Ground | Used Oil | 550 | Fiberglass | 1988-09-01 | 1998-06-25 | Bare Steel
CHEVRON STATION #40735 | 5645 JIMMY CARTER BLVD | NORCROSS | Gwinnett | 670312 | 3 | [5 empty] | Removed from Ground | Gas (Historical Use) | 10000 | Cathodically Protected Steel | 1964-04-28 | 1988-09-22 | Galvanized Steel
BURKETT OIL CO INC | 6788 BEST FRIEND RD | NORCROSS | Gwinnett | 670242 | 1 | Overfill Alarm | 1998-05-15 | FALSE | 1998-05-15 | FALSE | Currently in Use | Diesel | 4000 | Steel-Impressed Current | 1985-05-08 |  | Steel (Impressed Current) | Safe Suction (Euro)
PENSKE TRUCK LEASING | 2300 WEAVER WAY | NORCROSS | Gwinnett | 670165 | 2 | [5 empty] | Removed from Ground | Diesel | 20000 | Bare Steel | 1982-01-01 | 1996-09-09 | Bare Steel | Pressurized
INL | 4285 OLD PEACHTREE RD | NORCROSS | Gwinnett | 670176 | 4 | [5 empty] | Removed from Ground | Diesel | 7000 | Bare Steel | 1974-05-05 | 1899-12-31 | Bare Steel
INL | 4285 OLD PEACHTREE RD | NORCROSS | Gwinnett | 670176 | 5 | [5 empty] | Removed from Ground | Diesel | 2000 | Bare Steel | 1974-05-05 | 1899-12-31 | Bare Steel
INL | 4285 OLD PEACHTREE RD | NORCROSS | Gwinnett | 670176 | 7 | [5 empty] | Removed from Ground | Gas (Historical Use) | 4000 | Bare Steel | 1974-05-05 | 1899-12-31 | Bare Steel
BP #24069/GULF #267435/2409 | 5570 JIMMY CARTER BLVD | NORCROSS | Gwinnett | 670195 | 5 | [5 empty] | Removed from Ground | Diesel | 10000 | Bare Steel | 1980-05-03 | 1989-01-01 | Galvanized Steel
BOLTON UNION #76 | 5386 N BUFORD HWY | NORCROSS | Gwinnett | 670280 | 3 | [5 empty] | Removed from Ground | Gas (Historical Use) | 1000 | Bare Steel | 1968-04-19 | 2003-09-06 | Galvanized Steel | Suction (American)
CHEVRON | 5694 BUFORD HWY | NORCROSS | Gwinnett | 670388 | 4 |  | 1986-01-01 | FALSE | 1986-01-01 | FALSE | Currently in Use | Regular | 10000 | Galvanic (STIP-3) | 1986-01-01 |  | Fiberglass Reinforced Plastic | Pressurized
BP SERVICE STATION #16947 | 1996 INDIAN TRAIL RD | NORCROSS | Gwinnett | 10000061 | 2 |  | 2001-12-18 | FALSE | 2001-12-18 | FALSE | Removed from Ground | Gas (Historical Use) | 10000 | Fiberglass Double Walled | 2001-12-18 | 2003-07-24 | Double Walled/Sec. Containment | Pressurized
BJS CLUB #161 | 6344 CASH CT | NORCROSS | Gwinnett | 10000729 | 2A | Overfill Alarm | 2004-08-09 | FALSE | 2004-08-09 | FALSE | Removed from Ground | Gas (Historical Use) | 12000 | Fiberglass Double Walled | 2004-07-13 | 2013-11-01 | Double-Walled Flex
RaceTrac #2329 - Jimmy Carter | 6875 JIMMY CARTER BLVD | NORCROSS | Gwinnett | 10002289 | 3 | Overfill Alarm | 2013-12-06 | FALSE | 2013-12-06 | FALSE | Currently in Use | Gas (Historical Use) | 15000 | Composite Double Walled | 2013-12-06 |  | Double-Walled Fiberglass | Pressurized
CHEVRON FOOD MART | 2934 BEAVER RUIN RD | NORCROSS | Gwinnett | 10001924 | 2 | Ball Float | 2010-06-17 | FALSE | 2010-06-17 | FALSE | Currently in Use | Premium | 8000 | Epoxy Double-Walled | 2010-04-20 |  | Double-Walled Fiberglass | Pressurized
CIRCLE K #8468/7-ELEVEN STORE 15 | 5260 JIMMY CARTER BLVD | NORCROSS | Gwinnett | 670489 | 2 | [5 empty] | Removed from Ground | Gas (Historical Use) | 12000 | Fiberglass | 1978-02-02 | 1993-09-16 | Fiberglass Reinforced Plastic | Pressurized
CITGO FOODMART | 4600 PEACHTREE IND BLVD | NORCROSS | Gwinnett | 670178 | 2 | Flapper Valve | 1996-02-01 | FALSE | 1996-02-01 | FALSE | Currently in Use | Premium | 10000 | Fiberglass | 1986-05-05 |  | Fiberglass Reinforced Plastic | Pressurized
CHEVRON | 5725 JIMMY CARTER BLVD | NORCROSS | Gwinnett | 670004 | 7 | Flapper Valve | 1993-10-07 | FALSE | 1993-10-07 | FALSE | Currently in Use | Diesel | 9684 | Fiberglass Double Walled | 1993-10-07 |  | Fiberglass Reinforced Plastic | Pressurized
PENSKE TRUCK LEASING | 2300 WEAVER WAY | NORCROSS | Gwinnett | 670165 | 1 | [5 empty] | Removed from Ground | Diesel | 20000 | Bare Steel | 1982-01-01 | 1996-09-09 | Bare Steel | Pressurized
HAPPY FOOD MART | 5496 BUFORD HWY | NORCROSS | Gwinnett | 670154 | 2 | Ball Float | 1994-11-01 | FALSE | 1994-11-01 | FALSE | Currently in Use | Diesel | 8000 | Composite | 1985-03-17 |  | Fiberglass Reinforced Plastic | Pressurized
INTERSTATE NATIONALEASE INC - NO | 4541 BUFORD HWY | NORCROSS | Gwinnett | 670179 | 1 | Overfill Alarm | 1998-11-01 | FALSE | 1998-11-01 | FALSE | Currently in Use | Diesel | 12000 | Steel-Impressed Current | 1985-05-02 |  | Double-Walled Flex | Pressurized
SUMMEROUR MIDDLE SCHOOL/FUEL STA | 585 MITCHELL RD | NORCROSS | Gwinnett | 670201 | 3 | [5 empty] | Removed from Ground | Diesel | 12000 | Bare Steel | 1982-01-01 | 1994-07-01 | Fiberglass Reinforced Plastic | Suction (American)
RYDER #0021 | 4091 BLUE RIDGE IND PKWY | NORCROSS | Gwinnett | 670109 | 2 |  |  | TRUE |  | TRUE | Removed from Ground | Used Oil | 2000 | Bare Steel | 1983-04-08 | 1994-10-25 | Galvanized Steel
CHEVRON | 5725 JIMMY CARTER BLVD | NORCROSS | Gwinnett | 670004 | 2 | [5 empty] | Removed from Ground | Gas (Historical Use) | 10000 | Double Walled | 1978-01-03 | 1993-09-20 | Fiberglass Reinforced Plastic | Pressurized
HAPPY FOOD MART | 5496 BUFORD HWY | NORCROSS | Gwinnett | 670154 | 1 | Flapper Valve | 1994-11-01 | FALSE | 1994-11-01 | FALSE | Currently in Use | Kerosene | 4000 | Composite | 1985-03-17 |  | Fiberglass Reinforced Plastic | Suction (American)
INTERSTATE NATIONALEASE INC - NO | 4541 BUFORD HWY | NORCROSS | Gwinnett | 670179 | 2 |  |  | FALSE |  | FALSE | Removed from Ground |  | 3000 | Bare Steel | 1985-05-02 | 1998-10-01 | Galvanized Steel | Suction (American)
JCB FUEL SITE GWINNETT COUNTY FIRE STATION #11 | 6160 CRESCENT DR | NORCROSS | Gwinnett | 670197 | 7 | Ball Float | 1989-04-05 | FALSE | 1989-04-05 | FALSE | Currently in Use | Regular | 12000 | Galvanic (STIP-3) | 1989-04-05 |  | Fiberglass Reinforced Plastic | Pressurized
RaceTrac #94 - Webb Ginn | 1385 GRAYSON HWY | Lawrenceville | Gwinnett | 10001787 | 1 | Overfill Alarm | 2009-11-03 | FALSE | 2009-11-03 | TRUE | Currently in Use | Regular | 20000 | Composite Double Walled | 2009-11-03 |  | Double-Walled Fiberglass | Pressurized
CHEVRON STATION #40735 | 5645 JIMMY CARTER BLVD | NORCROSS | Gwinnett | 670312 | 1 | [5 empty] | Removed from Ground | Gas (Historical Use) | 5000 | Cathodically Protected Steel | 1964-04-28 | 1988-09-22 | Galvanized Steel
PEACHTREE WINDOWS & DOORS INC | 4350 PEACHTREE IND BLVD | NORCROSS | Gwinnett | 670354 | 1 | [5 empty] | Removed from Ground | Hazardous Substance | 10000 | Bare Steel | 1970-05-11 | 1991-04-21 | Galvanized Steel
Federal Express - NORC 301 | 6265 ATLANTIC BLVD | NORCROSS | Gwinnett | 10002182 | 1 | Flapper Valve | 2012-09-01 | FALSE | 2012-09-01 | FALSE | Currently in Use | Diesel | 20000 | Fiberglass Double Walled | 2012-09-01 |  | Double-Walled Flex | Pressurized
CHEVRON FOOD MART | 2934 BEAVER RUIN RD | NORCROSS | Gwinnett | 10001924 | 1 | Ball Float | 2010-06-17 | FALSE | 2010-06-17 | FALSE | Currently in Use | Regular | 12000 | Epoxy Double-Walled | 2010-04-20 |  | Double-Walled Fiberglass | Pressurized
SPEEDWAY #4103 | 5670 PEACHTREE INDUSTRIAL BLVD | NORCROSS | Gwinnett | 10002623 | 2 | Flapper Valve | 2016-12-20 | FALSE | 2016-11-17 | FALSE | Currently in Use | Regular | 20000 | Fiberglass Double Walled | 2016-10-25 |  | Double-Walled Flex | Pressurized
LOGISTICS INTERNATIONAL GEORGIA INC | 4765 BUFORD HWY | NORCROSS | Gwinnett | 670496 | 3 | Flapper Valve | 1990-01-01 | FALSE | 1990-01-01 | FALSE | Abandoned-No Known Release | Diesel | 10000 | Galvanic (STIP-3) | 1990-01-01 |  | Fiberglass Reinforced Plastic | Pressurized
CITGO FOOD MART | 4510 BUFORD HWY | NORCROSS | Gwinnett | 670523 | 3 | Ball Float | 2006-11-28 | FALSE | 2006-11-28 | FALSE | Currently in Use | Diesel | 8000 | Steel-Impressed Current | 1987-01-01 |  | Steel (Impressed Current) | Pressurized
THE ATLANTA JOURNAL/CONSTITUTION | 6455 BEST FRIEND RD | NORCROSS | Gwinnett | 670514 | 5 |  | 1993-03-01 |  | 1992-01-01 |  | Removed from Ground | Diesel | 20000 | Cathodically Protected Steel | 1985-05-19 | 2004-02-11 | Cathodically Protected | Pressurized
THE ATLANTA JOURNAL/CONSTITUTION | 6455 BEST FRIEND RD | NORCROSS | Gwinnett | 670514 | 4 |  | 1993-03-01 |  | 1992-01-01 |  | Removed from Ground | Diesel | 20000 | Cathodically Protected Steel | 1985-05-19 | 2004-02-09 | Cathodically Protected | Pressurized
MAJIK MARKET(FORMER)/JOSEPH E FI | 2331 BEAVER RUIN RD | NORCROSS | Gwinnett | 670522 | 1 | [5 empty] | Removed from Ground | Gas (Historical Use) | 8000 | Bare Steel | 1991-12-02 | 1991-12-02 | Galvanized Steel
RUAN LEASING CO | 4768 OLD PEACHTREE RD | NORCROSS | Gwinnett | 670532 | 1 | [5 empty] | Removed from Ground | Diesel | 12000 | Cathodically Protected Steel | 1974-05-19 | 1998-04-01 | Galvanized Steel | Pressurized
BERKELEY LAKE SERVICES | 4590 PEACHTREE IND BLVD | BERKELEY LAKE | Gwinnett | 670513 | 3 | Overfill Alarm | 1987-01-01 | FALSE | 1987-01-01 | FALSE | Currently in Use | Premium | 10000 | Galvanic (STIP-3) | 1987-01-01 |  | Fiberglass Reinforced Plastic | Pressurized
THE ATLANTA JOURNAL/CONSTITUTION | 6455 BEST FRIEND RD | NORCROSS | Gwinnett | 670514 | 8 |  |  | TRUE |  | TRUE | Removed from Ground | Used Oil | 550 | Cathodically Protected Steel | 1985-05-21 | 2004-02-11 | Cathodically Protected | Gravity Fed
AMERICAN COACH LINES INC | 705 LIVELY AVE | NORCROSS | Gwinnett | 9067094 | 2 | Exempted | 1986-01-01 | TRUE | 1986-01-01 | TRUE | Currently in Use | Used Oil | 500 | Composite | 1986-01-01
NORCROSS SITE #2 | 2844 JONES MILL RD | NORCROSS | Gwinnett | 9067044 | 1 |  | 1997-12-30 |  | 1997-12-30 |  | Removed from Ground | Diesel | 275 | Cathodically Protected Steel | 1986-01-01 | 2001-10-22 | Double Walled
JCB FUEL SITE GWINNETT COUNTY FIRE STATION #11 | 6160 CRESCENT DR | NORCROSS | Gwinnett | 670197 | 2 | [5 empty] | Removed from Ground | Diesel | 10000 | Bare Steel | 1978-05-04 | 1988-07-27 | Galvanized Steel
BURKETT OIL CO INC | 6788 BEST FRIEND RD | NORCROSS | Gwinnett | 670242 | 6 | Overfill Alarm | 1998-05-15 | FALSE | 1998-05-15 | FALSE | Currently in Use | New Oil | 4000 | Steel-Impressed Current | 1985-05-08 |  | Steel (Impressed Current) | Safe Suction (Euro)
BURKETT OIL CO INC | 6788 BEST FRIEND RD | NORCROSS | Gwinnett | 670242 | 9 | Overfill Alarm | 1988-10-01 | FALSE | 1988-01-01 | FALSE | Currently in Use | New Oil | 6000 | Galvanic (STIP-3) | 1988-10-01 |  | Fiberglass Reinforced Plastic | Safe Suction (Euro)
PEP BOYS #103 | 5820 JIMMY CARTER BLVD | NORCROSS | Gwinnett | 670277 | 2 |  |  | TRUE |  | TRUE | Removed from Ground | Used Oil | 550 | Fiberglass | 1988-09-01 | 1998-06-25 | Bare Steel
CHEVRON STATION #40735 | 5645 JIMMY CARTER BLVD | NORCROSS | Gwinnett | 670312 | 2 | [5 empty] | Removed from Ground | Gas (Historical Use) | 10000 | Cathodically Protected Steel | 1964-04-28 | 1988-09-22 | Galvanized Steel
LANCE OIL COMPANY | 6360 JIMMY CARTER BLVD | NORCROSS | Gwinnett | 670293 | 4 | Ball Float | 1993-01-01 | FALSE | 1993-01-01 | FALSE | Currently in Use | Regular | 12000 | Fiberglass Double Walled | 1988-12-15 |  | Fiberglass Reinforced Plastic | Pressurized
LANCE OIL COMPANY | 6360 JIMMY CARTER BLVD | NORCROSS | Gwinnett | 670293 | 7 | Ball Float | 1993-01-01 | FALSE | 1993-01-01 | FALSE | Currently in Use | Diesel | 6000 | Fiberglass Double Walled | 1988-12-15 |  | Fiberglass Reinforced Plastic | Pressurized
LANCE OIL COMPANY | 6360 JIMMY CARTER BLVD | NORCROSS | Gwinnett | 670293 | 5 | Ball Float | 1993-01-01 | FALSE | 1993-01-01 | FALSE | Currently in Use | Premium | 12000 | Fiberglass Double Walled | 1988-12-15 |  | Fiberglass Reinforced Plastic | Pressurized
CHEVRON | 5694 BUFORD HWY | NORCROSS | Gwinnett | 670388 | 1 | Ball Float | 1986-01-01 | FALSE | 1986-01-01 | FALSE | Currently in Use | Diesel | 10000 | Galvanic (STIP-3) | 1986-01-01 |  | Fiberglass Reinforced Plastic | Pressurized
AT&T COMMUNICATIONS INC | 5856 BUFORD HWY | NORCROSS | Gwinnett | 670376 | 1 | [5 empty] | Removed from Ground | Diesel | 1000 | Cathodically Protected Steel | 1972-01-01 | 1992-08-26 | Copper | Suction (American)
660 LANGFORD DR | 660 LANGFORD DR | NORCROSS | Gwinnett | 10001887 | 1 |  |  | FALSE |  | FALSE | Closed in Ground | Other | 3000 | Bare Steel |  | 1899-12-31
US POSTAL SERVICE-NORCROSS | 265 MITCHELL RD | NORCROSS | Gwinnett | 9000244 | 2 | [5 empty] | Removed from Ground | Gas (Historical Use) | 12000 | Fiberglass | 1984-04-07 | 1990-10-01 | Unknown
NAZDAR ATLANTA INC | 4260 PEACHTREE IND BLVD | NORCROSS | Gwinnett | 670139 | 3B | Flapper Valve | 1998-10-21 | FALSE | 1998-10-21 | FALSE | Temporarily out of use | Empty | 4000 | Fiberglass | 1998-10-21 |  | Fiberglass Reinforced Plastic | Pressurized
SUMMEROUR MIDDLE SCHOOL/FUEL STA | 585 MITCHELL RD | NORCROSS | Gwinnett | 670201 | 1 | [5 empty] | Removed from Ground | Gas (Historical Use) | 12000 | Bare Steel | 1982-01-01 | 1994-07-01 | Fiberglass Reinforced Plastic | Suction (American)
B J SANATARY LANDFILL/WASTE MGMT | 6461 CORLEY RD | NORCROSS | Gwinnett | 670249 | 1 | [5 empty] | Removed from Ground | Diesel | 8000 | Bare Steel | 1983-03-13 | 1994-02-09 | Galvanized Steel
BEAVER RUIN C-STORE | 1804 BEAVER RUIN RD | NORCROSS | Gwinnett | 670302 | 5 | [5 empty] | Removed from Ground | Gas (Historical Use) | 6000 | Bare Steel | 1968-04-27 | 1988-07-01 | Galvanized Steel
MARATHON FOOD MART | 2070 BEAVER RUIN RD | NORCROSS | Gwinnett | 670328 | 1 | Ball Float | 1998-08-06 | FALSE | 1998-08-06 | TRUE | Currently in Use | Regular | 10000 | Steel-Impressed Current | 1983-05-08 |  | Steel (Impressed Current) | Pressurized
NORTHEAST SALES DISTRIBUTING | 1400 BEAVER RUIN RD | NORCROSS | Gwinnett | 670402 | 1 | [5 empty] | Removed from Ground | Diesel | 10000 | Cathodically Protected Steel | 1988-01-15 | 1992-09-13 | Galvanized Steel | Pressurized
SHELL FOOD STORE | 4900 PEACHTREE INDUSTRIAL BLVD | NORCROSS | Gwinnett | 10000389 | N465971 | Ball Float | 2002-09-18 | FALSE | 2002-09-18 | FALSE | Currently in Use | Diesel | 12000 | Fiberglass Double Walled | 2002-09-01 |  | Flex | Pressurized
SPEEDWAY #4103 | 5670 PEACHTREE INDUSTRIAL BLVD | NORCROSS | Gwinnett | 10002623 | 1 | Flapper Valve | 2016-12-20 | FALSE | 2016-11-17 | FALSE | Currently in Use | Regular | 20000 | Fiberglass Double Walled | 2016-10-25 |  | Double-Walled Flex | Pressurized
SPEEDWAY #4103 | 5670 PEACHTREE INDUSTRIAL BLVD | NORCROSS | Gwinnett | 10002623 | 4A | Flapper Valve | 2016-12-20 | FALSE | 2016-11-17 | FALSE | Currently in Use | Premium | 6000 | Fiberglass Double Walled | 2016-10-25 |  | Double-Walled Flex | Pressurized
CHEVRON | 5725 JIMMY CARTER BLVD | NORCROSS | Gwinnett | 670004 | 3 | [5 empty] | Removed from Ground | Gas (Historical Use) | 10000 | Double Walled | 1978-01-03 | 1993-09-20 | Fiberglass Reinforced Plastic | Pressurized
Q LUBE INC 1160 | 6309 JIMMY CARTER BLVD | NORCROSS | Gwinnett | 670171 | 2 | [5 empty] | Removed from Ground | Other | 3000 | Cathodically Protected Steel | 1985-05-05 | 1998-09-01 | Galvanized Steel
INL | 4285 OLD PEACHTREE RD | NORCROSS | Gwinnett | 670176 | 1 | [5 empty] | Removed from Ground | Diesel | 20000 | Bare Steel | 1978-05-04 | 1899-12-31 | Bare Steel
INTERSTATE NATIONALEASE INC - NO | 4541 BUFORD HWY | NORCROSS | Gwinnett | 670179 | 3 |  |  | TRUE |  | TRUE | Removed from Ground | Used Oil | 1000 | Bare Steel | 1985-05-02 | 1998-10-01 | Galvanized Steel | Gravity Fed
BP #24069/GULF #267435/2409 | 5570 JIMMY CARTER BLVD | NORCROSS | Gwinnett | 670195 | 1 | [5 empty] | Removed from Ground | Gas (Historical Use) | 10000 | Fiberglass | 1974-05-05 | 1993-08-13 | Fiberglass Reinforced Plastic
BP #24069/GULF #267435/2409 | 5570 JIMMY CARTER BLVD | NORCROSS | Gwinnett | 670195 | 4 | [5 empty] | Removed from Ground | Gas (Historical Use) | 10000 | Fiberglass | 1974-05-05 | 1993-08-13 | Fiberglass Reinforced Plastic
AKZO COATINGS AMERICA INC | 6369 OLD PEACHTREE RD | NORCROSS | Gwinnett | 670395 | 5 | [5 empty] | Removed from Ground | Gas (Historical Use) | 8000 | Bare Steel | 1964-05-12 | 1899-12-31 | Unknown
SHELL FOOD MART | 5646 EVERGLADES TRL | NORCROSS | Gwinnett | 10001049 | M48403-A | Flapper Valve | 2005-08-19 | FALSE | 2005-08-19 | FALSE | Currently in Use | Regular | 8000 | Fiberglass | 2005-06-08 |  | Fiberglass Reinforced Plastic | Pressurized
CIRCLE K #8470 | 7131 PEACHTREE IND BLVD | NORCROSS | Gwinnett | 670491 | 1 |  | 1993-01-18 |  | 1993-11-18 |  | Removed from Ground | Empty | 11500 | Fiberglass | 1978-06-01 | 1997-01-24 | Fiberglass Reinforced Plastic | Pressurized
7-ELEVEN STORE 1433 #23668 | 1195 INDIAN TRAIL RD | NORCROSS | Gwinnett | 670493 | 3 | [5 empty] | Removed from Ground | Gas (Historical Use) | 10000 | Bare Steel | 1983-02-01 | 1991-04-08 | Galvanized Steel
INL | 4285 OLD PEACHTREE RD | NORCROSS | Gwinnett | 670176 | 6 | [5 empty] | Removed from Ground | Diesel | 10000 | Bare Steel | 1978-05-04 | 1899-12-31 | Bare Steel
BURKETT OIL CO INC | 6788 BEST FRIEND RD | NORCROSS | Gwinnett | 670242 | 11 | Overfill Alarm | 1988-10-01 | FALSE | 1988-10-01 | FALSE | Currently in Use | New Oil | 6000 | Galvanic (STIP-3) | 1988-10-01 |  | Fiberglass Reinforced Plastic | Safe Suction (Euro)
LANCE OIL COMPANY | 6360 JIMMY CARTER BLVD | NORCROSS | Gwinnett | 670293 | 2 | [5 empty] | Removed from Ground | Gas (Historical Use) | 10000 | Bare Steel | 1978-04-19 | 1988-12-01 | Galvanized Steel
MARATHON FOOD MART | 2070 BEAVER RUIN RD | NORCROSS | Gwinnett | 670328 | 3 | Ball Float | 1998-08-06 | FALSE | 1998-08-06 | TRUE | Currently in Use | Gas (Historical Use) | 12000 | Steel-Impressed Current | 1983-05-08 |  | Steel (Impressed Current) | Pressurized
GOODYEAR ASC 2127 | 6170 BUFORD HWY | NORCROSS | Gwinnett | 670323 | 1 |  |  | TRUE |  | TRUE | Removed from Ground | Used Oil | 550 | Marked Unknown | 1995-07-17 | 1995-07-17 | Bare Steel | Gravity Fed
CHEVRON | 5694 BUFORD HWY | NORCROSS | Gwinnett | 670388 | 3 | Ball Float | 1986-01-01 | FALSE | 1986-01-01 | FALSE | Currently in Use | Regular | 10000 | Galvanic (STIP-3) | 1986-01-01 |  | Fiberglass Reinforced Plastic | Pressurized
AKZO COATINGS AMERICA INC | 6369 OLD PEACHTREE RD | NORCROSS | Gwinnett | 670395 | 3 | [5 empty] | Removed from Ground | Other | 3000 | Bare Steel | 1976-05-09 | 1899-12-31 | Unknown
BJS CLUB #161 | 6344 CASH CT | NORCROSS | Gwinnett | 10000729 | 2B | Overfill Alarm | 2004-08-09 | FALSE | 2004-08-09 | FALSE | Removed from Ground | Gas (Historical Use) | 8000 | Fiberglass Double Walled | 2004-07-13 | 2013-11-01 | Double-Walled Flex
CIRCLE K #8468/7-ELEVEN STORE 15 | 5260 JIMMY CARTER BLVD | NORCROSS | Gwinnett | 670489 | 1 | [5 empty] | Removed from Ground | Gas (Historical Use) | 12000 | Fiberglass | 1977-11-01 | 1993-09-16 | Fiberglass Reinforced Plastic | Pressurized
BST/NORCROSS CO/F5546 | 5866 BUFORD HWY | NORCROSS | Gwinnett | 670498 | 2 |  | 1991-01-01 |  | 1991-01-01 |  | Removed from Ground | Diesel | 6000 | Cathodically Protected Steel | 1991-01-01 | 1994-03-17 | Copper | Suction (American)
MARSHA ENTERPRISES LLC | 5965 BUFORD HWY | NORCROSS | Gwinnett | 9000253 | 2 | Flapper Valve | 1994-10-17 | FALSE | 1994-10-17 | FALSE | Currently in Use | Premium | 11459 | Fiberglass | 1978-01-01 |  | Fiberglass Reinforced Plastic | Pressurized
BURKETT OIL CO INC | 6788 BEST FRIEND RD | NORCROSS | Gwinnett | 670242 | 5 | Overfill Alarm | 1998-05-15 | FALSE | 1998-05-15 | FALSE | Currently in Use | New Oil | 4000 | Steel-Impressed Current | 1985-05-08 |  | Steel (Impressed Current) | Safe Suction (Euro)
CHEVRON STATION #40735 | 5645 JIMMY CARTER BLVD | NORCROSS | Gwinnett | 670312 | 4 |  |  | TRUE |  | TRUE | Removed from Ground | Used Oil | 550 | Cathodically Protected Steel | 1964-04-28 | 1988-09-22 | Galvanized Steel
BEAVER RUIN C-STORE | 1804 BEAVER RUIN RD | NORCROSS | Gwinnett | 670302 | 3 | [5 empty] | Removed from Ground | Gas (Historical Use) | 6000 | Bare Steel | 1968-04-27 | 1988-07-01 | Galvanized Steel
Penske Truck Leasing Co., LP | 2825 Simpson Circle | Norcross | Gwinnett | 670300 | 3 | Flapper Valve | 2019-01-15 | FALSE | 2019-01-15 | FALSE | Currently in Use | Regular | 4000 | Fiberglass Double Walled | 2019-01-11 |  | Double-Walled Flex | Pressurized
TRIMBLE HOUSE CORP | 4658 OLD PEACHTREE RD | NORCROSS | Gwinnett | 670351 | 1 | [5 empty] | Removed from Ground | Gas (Historical Use) | 4000 | Bare Steel | 1976-05-09 | 1989-02-01 | Galvanized Steel
BILL SMITH GRADING CO INC | 2854 JONES MILL RD | NORCROSS | Gwinnett | 670380 | 2 | [5 empty] | Removed from Ground | Gas (Historical Use) | 6000 | Bare Steel | 1977-01-03 | 1988-11-30 | Galvanized Steel
BP SERVICE STATION #16947 | 1996 INDIAN TRAIL RD | NORCROSS | Gwinnett | 10000061 | 3 |  | 2001-12-18 | FALSE | 2001-12-18 | FALSE | Removed from Ground | Gas (Historical Use) | 10000 | Fiberglass Double Walled | 2001-12-18 | 2003-07-24 | Double Walled/Sec. Containment | Pressurized
BURKETT OIL CO INC | 6788 BEST FRIEND RD | NORCROSS | Gwinnett | 670242 | 2 | Overfill Alarm | 1998-05-15 | FALSE | 1998-05-15 | FALSE | Currently in Use | New Oil | 4000 | Steel-Impressed Current | 1985-05-08 |  | Steel (Impressed Current) | Safe Suction (Euro)
BURKETT OIL CO INC | 6788 BEST FRIEND RD | NORCROSS | Gwinnett | 670242 | 8 | Overfill Alarm | 1988-10-01 | FALSE | 1988-10-01 | FALSE | Currently in Use | New Oil | 6000 | Galvanic (STIP-3) | 1988-10-01 |  | Fiberglass Reinforced Plastic | Safe Suction (Euro)
US POSTAL SERVICE-NORCROSS | 265 MITCHELL RD | NORCROSS | Gwinnett | 9000244 | 3 | [5 empty] | Removed from Ground | Gas (Historical Use) | 12000 | Double Walled | 1991-01-01 | 1999-01-01 | Fiberglass Reinforced Plastic | Pressurized
CHEVRON | 5694 BUFORD HWY | NORCROSS | Gwinnett | 670388 | 2 | Ball Float | 1986-01-01 | FALSE | 1986-01-01 | FALSE | Currently in Use | Premium | 10000 | Galvanic (STIP-3) | 1986-01-01 |  | Fiberglass Reinforced Plastic | Pressurized
RaceTrac #2329 - Jimmy Carter | 6875 JIMMY CARTER BLVD | NORCROSS | Gwinnett | 10002289 | 1 | Overfill Alarm | 2013-12-06 | FALSE | 2013-12-06 | FALSE | Currently in Use | Gas (Historical Use) | 20000 | Composite Double Walled | 2013-12-06 |  | Double-Walled Fiberglass | Pressurized
BST/NORCROSS CO/F5546 | 5866 BUFORD HWY | NORCROSS | Gwinnett | 670498 | 3 | Flapper Valve | 1993-05-10 | FALSE | 1993-05-10 | FALSE | Currently in Use | Diesel | 10000 | Composite Double Walled | 1993-02-10 |  | Fiberglass Reinforced Plastic | Suction (American)
LOGISTICS INTERNATIONAL GEORGIA INC | 4765 BUFORD HWY | NORCROSS | Gwinnett | 670496 | 1 | [5 empty] | Removed from Ground | Diesel | 12000 | Bare Steel | 1970-01-01 | 1990-01-27 | Bare Steel
MAJIK MARKET(FORMER)/JOSEPH E FI | 2331 BEAVER RUIN RD | NORCROSS | Gwinnett | 670522 | 2 | [5 empty] | Removed from Ground | Gas (Historical Use) | 8000 | Bare Steel | 1986-05-13 | 1991-12-02 | Galvanized Steel
EXXON R/S #40304 | 1995 INDIAN TRAIL DR | NORCROSS | Gwinnett | 9000270 | 3 |  | 1985-06-01 |  | 1985-06-01 |  | Removed from Ground | Empty | 10000 | Fiberglass | 1985-05-06 | 2002-08-07 | Fiberglass Reinforced Plastic
L B FOSTER CO | 6455 OLD PEACHTREE RD | NORCROSS | Gwinnett | 9067100 | 3 | [5 empty] | Removed from Ground | Diesel | 6000 | Marked Unknown | 1955-01-01 | 1989-12-27 | Unknown
FORMER QUIKTRIP #705 | 5770 BROOKHOLLOW PKWY | NORCROSS | Gwinnett | 9067015 | 3 | Ball Float | 1990-02-01 | FALSE | 1990-02-01 | FALSE | Removed from Ground | Gas (Historical Use) | 12000 | Fiberglass | 1989-11-15 | 2018-04-18 | Copper | Pressurized
VALERO | 5910 JIMMY CARTER BLVD | NORCROSS | Gwinnett | 9067320 | 4 | Ball Float | 1997-01-01 |  | 1997-01-01 |  | Currently in Use | Diesel | 8000 | Fiberglass | 1997-01-01 |  | Double-Walled Fiberglass | Pressurized
MARMON/KEYSTONE CORP | 4250 BLUE RIDGE IND PARKWAY | NORCROSS | Gwinnett | 670399 | 1 | [5 empty] | Removed from Ground | Diesel | 10000 | Bare Steel | 1979-05-10 | 1989-03-01 | Bare Steel
AKZO COATINGS AMERICA INC | 6369 OLD PEACHTREE RD | NORCROSS | Gwinnett | 670395 | 4 | [5 empty] | Removed from Ground | Other | 3000 | Bare Steel | 1976-05-09 | 1899-12-31 | Unknown
AKZO COATINGS AMERICA INC | 6369 OLD PEACHTREE RD | NORCROSS | Gwinnett | 670395 | 1 | [5 empty] | Removed from Ground | Gas (Historical Use) | 3000 | Bare Steel | 1976-05-09 | 1899-12-31 | Unknown
AKZO COATINGS AMERICA INC | 6369 OLD PEACHTREE RD | NORCROSS | Gwinnett | 670395 | 7 | [5 empty] | Removed from Ground | Other | 6000 | Bare Steel | 1976-05-09 | 1899-12-31 | Unknown
NORTHEAST SALES DISTRIBUTING | 1400 BEAVER RUIN RD | NORCROSS | Gwinnett | 670402 | 2 | [5 empty] | Removed from Ground | Diesel | 10000 | Cathodically Protected Steel | 1988-01-15 | 1992-09-13 | Galvanized Steel | Pressurized
SPEEDWAY #4103 | 5670 PEACHTREE INDUSTRIAL BLVD | NORCROSS | Gwinnett | 10002623 | 4B | Flapper Valve | 2016-12-20 | FALSE | 2016-11-17 | FALSE | Currently in Use | E-85 | 6000 | Fiberglass Double Walled | 2016-10-25 |  | Double-Walled Flex | Pressurized
RUAN LEASING CO | 4768 OLD PEACHTREE RD | NORCROSS | Gwinnett | 670532 | 2 |  |  | TRUE |  | TRUE | Removed from Ground | Used Oil | 500 | Not Marked/Unknown | 1998-04-01 | 1998-04-01 | Unknown
JCB FUEL SITE GWINNETT COUNTY FIRE STATION #11 | 6160 CRESCENT DR | NORCROSS | Gwinnett | 670197 | 4 | [5 empty] | Removed from Ground | Diesel | 500 | Bare Steel | 1979-05-04 | 1998-03-01 | Galvanized Steel
JCB FUEL SITE GWINNETT COUNTY FIRE STATION #11 | 6160 CRESCENT DR | NORCROSS | Gwinnett | 670197 | 5 | Ball Float | 1989-04-05 | FALSE | 1989-04-05 | FALSE | Currently in Use | Gas (Historical Use) | 12000 | Galvanic (STIP-3) | 1989-04-05 |  | Fiberglass Reinforced Plastic | Pressurized
BEAVER RUIN C-STORE | 1804 BEAVER RUIN RD | NORCROSS | Gwinnett | 670302 | 2 | [5 empty] | Removed from Ground | Gas (Historical Use) | 6000 | Bare Steel | 1968-04-27 | 1988-07-01 | Galvanized Steel
Penske Truck Leasing Co., LP | 2825 Simpson Circle | Norcross | Gwinnett | 670300 | 1 | [5 empty] | Removed from Ground | Diesel | 2000 | Bare Steel | 1982-04-12 | 1899-12-31 | Galvanized Steel
SPEEDWAY #4103 | 5670 PEACHTREE INDUSTRIAL BLVD | NORCROSS | Gwinnett | 10002623 | 3 | Flapper Valve | 2016-12-20 | FALSE | 2016-11-17 | FALSE | Currently in Use | Diesel | 12000 | Fiberglass Double Walled | 2016-10-25 |  | Double-Walled Flex | Pressurized
MALIBU GRAND PRIX | 5400 BROOK HOLLOW PKWY | NORCROSS | Gwinnett | 9060506 | 1 | [5 empty] | Removed from Ground | Gas (Historical Use) | 1000 | Cathodically Protected Steel | 1992-01-01 | 1997-12-05 | Galvanized Steel | Suction (American)
GE CAPITAL IT SOLUTIONS | 2885 PACIFIC DR | NORCROSS | Gwinnett | 672001 | 1 | [5 empty] | Removed from Ground | Diesel | 1000 | Bare Steel | 1987-11-04 | 1899-12-31 | Bare Steel
EXXON R/S #40304 | 1995 INDIAN TRAIL DR | NORCROSS | Gwinnett | 9000270 | 1 |  | 1985-06-01 |  | 1985-06-01 |  | Removed from Ground | Empty | 12000 | Fiberglass | 1985-05-06 | 2002-08-07 | Fiberglass Reinforced Plastic | Pressurized
MAYER ELECTRIC SUPPLY | 6460 PEACHTREE IND BLVD | NORCROSS | Gwinnett | 9067098 | 1 | [5 empty] | Removed from Ground | Gas (Historical Use) | 10000 | Bare Steel | 1980-01-01 | 1990-03-22 | Galvanized Steel
RACE FUELS SOUTH | 345 LIVELY STREET | NORCROSS | Gwinnett | 9067234 | 3 |  |  | FALSE |  | FALSE | Removed from Ground | Gas (Historical Use) | 1000 | Cathodically Protected Steel | 1990-05-01 | 2004-12-20
THERMAL PRODUCTS CO INC | 2712 SIMPSON CIRCLE | NORCROSS | Gwinnett | 9067184 | 1 | [5 empty] | Removed from Ground | Diesel | 550 | Bare Steel | 1972-01-01 | 1994-06-01 | Galvanized Steel | Safe Suction (Euro)
CITY OF NORCROSS | 333 MITCHELL ST | NORCROSS | Gwinnett | 9067248 | DUMMY | [5 empty] | Removed from Ground | Diesel | 0 | Not Marked/Unknown | 1985-01-01 | 1985-01-01 | Not Marked
CIRCLE K #8468/7-ELEVEN STORE 15 | 5260 JIMMY CARTER BLVD | NORCROSS | Gwinnett | 670489 | 3 | [5 empty] | Removed from Ground | Gas (Historical Use) | 12000 | Fiberglass | 1978-02-02 | 1993-09-16 | Fiberglass Reinforced Plastic | Pressurized
7-ELEVEN STORE 1433 #23668 | 1195 INDIAN TRAIL RD | NORCROSS | Gwinnett | 670493 | 2 | [5 empty] | Removed from Ground | Gas (Historical Use) | 10000 | Bare Steel | 1983-02-01 | 1991-04-08 | Galvanized Steel
LOGISTICS INTERNATIONAL GEORGIA INC | 4765 BUFORD HWY | NORCROSS | Gwinnett | 670496 | 2 | [5 empty] | Removed from Ground | Gas (Historical Use) | 10000 | Bare Steel | 1970-01-01 | 1990-01-27 | Bare Steel
MCKESSON DRUG CO | 955 NORCROSS IND CT | NORCROSS | Gwinnett | 670478 | 1 | [5 empty] | Removed from Ground | Diesel | 10000 | Marked Unknown | 1979-12-21 | 1989-01-01 | Galvanized Steel
CITGO FOOD MART | 4510 BUFORD HWY | NORCROSS | Gwinnett | 670523 | 2 | Flapper Valve | 2006-11-28 | FALSE | 2006-11-28 | FALSE | Currently in Use | Premium | 8000 | Steel-Impressed Current | 1986-05-13 |  | Steel (Impressed Current) | Pressurized
KRAFT FOODS/GENERAL ELECTRIC CO | 6205 BEST FRIEND RD | NORCROSS | Gwinnett | 670553 | 2 | [5 empty] | Removed from Ground | Diesel | 1 | Marked Unknown | 1991-03-01 | 1991-03-01 | Unknown
L B FOSTER CO | 6455 OLD PEACHTREE RD | NORCROSS | Gwinnett | 9067100 | 1 | [5 empty] | Removed from Ground | Diesel | 1000 | Marked Unknown | 1960-01-01 | 1989-12-27 | Unknown
RaceTrac #490 - Reps Miller Road | 5700 PEACHTREE IND BLVD | NORCROSS | Gwinnett | 9067225 | 2 | Overfill Alarm | 1995-05-01 | FALSE | 1995-05-09 | FALSE | Currently in Use | Diesel | 12000 | Composite Double Walled | 1995-05-01 |  | Double-Walled Fiberglass | Pressurized
M D HODGES ENTERPRISES INC | 6796 JIMMY CARTER BLVD | NORCROSS | Gwinnett | 9067228 | 2 | [5 empty] | Removed from Ground | Gas (Historical Use) | 3000 | Marked Unknown | 1996-03-07 | 1996-03-07 | Unknown
VALERO | 5910 JIMMY CARTER BLVD | NORCROSS | Gwinnett | 9067320 | 2 | Ball Float | 1997-01-01 | FALSE | 1997-01-01 | FALSE | Currently in Use | Plus | 12000 | Fiberglass | 1997-01-01 |  | Double-Walled Fiberglass | Pressurized
RaceTrac #94 - Webb Ginn | 1385 GRAYSON HWY | Lawrenceville | Gwinnett | 10001787 | 3 | Overfill Alarm | 2009-11-03 | FALSE | 2009-11-03 | TRUE | Currently in Use | Premium | 12000 | Composite Double Walled | 2009-11-03 |  | Double-Walled Fiberglass | Pressurized
GARNERS GARAGE | 6864 BUFORD HIGHWAY | DORAVILLE | Gwinnett | 10000885 | 2 |  |  | FALSE |  | FALSE | Removed from Ground | Gas (Historical Use) | 1000 | Bare Steel | 1956-01-01 | 1994-01-01
BP #24076 | 1948 INDIAN TRAIL RD | NORCROSS | Gwinnett | 670183 | 3 |  | 1983-01-01 |  | 1983-01-01 |  | Removed from Ground | Gas (Historical Use) | 10000 | Fiberglass | 1983-05-03 | 2000-12-08 | Fiberglass Reinforced Plastic | Pressurized
BP #24069/GULF #267435/2409 | 5570 JIMMY CARTER BLVD | NORCROSS | Gwinnett | 670195 | 3 | [5 empty] | Removed from Ground | Gas (Historical Use) | 10000 | Fiberglass | 1974-05-05 | 1993-08-13 | Fiberglass Reinforced Plastic
B J SANATARY LANDFILL/WASTE MGMT | 6461 CORLEY RD | NORCROSS | Gwinnett | 670249 | 4 | [5 empty] | Removed from Ground | Kerosene | 6000 | Bare Steel | 1980-03-13 | 1990-02-13 | Galvanized Steel
LEASED VEHICLES COMPANY INC | 4560 BERKELEY LAKE RD | NORCROSS | Gwinnett | 670301 | 2 | [5 empty] | Removed from Ground | Empty | 2000 | Bare Steel | 1982-04-12 | 1997-05-08 | Galvanized Steel | Gravity Fed
LANCE OIL COMPANY | 6360 JIMMY CARTER BLVD | NORCROSS | Gwinnett | 670293 | 1 | [5 empty] | Removed from Ground | Gas (Historical Use) | 10000 | Bare Steel | 1978-04-19 | 1988-12-01 | Galvanized Steel
AT&T COMMUNICATIONS INC | 5856 BUFORD HWY | NORCROSS | Gwinnett | 670376 | 2 |  | 1992-09-22 |  | 1992-09-22 |  | Removed from Ground | Diesel | 1000 | Cathodically Protected Steel | 1992-09-22 | 1999-06-18 | Copper | Suction (American)
SHELL FOOD STORE | 4900 PEACHTREE INDUSTRIAL BLVD | NORCROSS | Gwinnett | 10000389 | N465975 | Ball Float | 2002-09-18 | FALSE | 2002-09-18 | FALSE | Currently in Use | Premium | 12000 | Fiberglass Double Walled | 2002-09-01 |  | Flex | Pressurized
SHELL FOOD STORE | 4900 PEACHTREE INDUSTRIAL BLVD | NORCROSS | Gwinnett | 10000389 | N465974 | Ball Float | 2002-09-18 | FALSE | 2002-09-18 | FALSE | Currently in Use | Regular | 12000 | Fiberglass Double Walled | 2002-09-01 |  | Flex | Pressurized
AT&T NORTHWOODS | 3060 NORTHWOODS CIRCLE | NORCROSS | Gwinnett | 10001575 | 1 | Overfill Alarm | 2008-07-17 | FALSE | 2008-07-17 | FALSE | Currently in Use | Diesel | 8000 | Fiberglass Double Walled | 2008-07-17 |  | Double-Walled Fiberglass | Pressurized
NORCROSS NORTH INC | 5120 NORTH BUFORD HWY | NORCROSS | Gwinnett | 670484 | 1 | [5 empty] | Removed from Ground | Gas (Historical Use) | 12000 | Bare Steel | 1979-02-06 | 1999-12-22 | Galvanized Steel
CIRCLE K #8470 | 7131 PEACHTREE IND BLVD | NORCROSS | Gwinnett | 670491 | 2 |  | 1993-11-18 |  | 1993-11-18 |  | Removed from Ground | Gas (Historical Use) | 12000 | Fiberglass | 1978-06-01 | 1997-01-24 | Fiberglass Reinforced Plastic | Pressurized
BERKELEY LAKE SERVICES | 4590 PEACHTREE IND BLVD | BERKELEY LAKE | Gwinnett | 670513 | 2 | Overfill Alarm | 1987-01-01 | FALSE | 1987-01-01 | FALSE | Currently in Use | Plus | 10000 | Galvanic (STIP-3) | 1987-01-01 |  | Fiberglass Reinforced Plastic | Pressurized
RaceTrac #94 - Webb Ginn | 1385 GRAYSON HWY | Lawrenceville | Gwinnett | 10001787 | 2 | Overfill Alarm | 2009-11-03 | FALSE | 2009-11-03 | TRUE | Currently in Use | Diesel | 12000 | Composite Double Walled | 2009-11-03 |  | Double-Walled Fiberglass | Pressurized
LUCENT TECHNOLOGIES-ATLANTA FACI | 2000 N E EXPRESSWAY | NORCROSS | Gwinnett | 9000047 | 4 | [5 empty] | Removed from Ground | Hazardous Substance | 2000 | Concrete | 1974-05-02 | 1988-09-02 | Galvanized Steel
LUCENT TECHNOLOGIES-ATLANTA FACI | 2000 N E EXPRESSWAY | NORCROSS | Gwinnett | 9000047 | 1 | [5 empty] | Removed from Ground | Hazardous Substance | 2000 | Concrete | 1974-05-02 | 1988-09-02 | Galvanized Steel
THRUWAY SERVICE CITY INC | BEAVER RUIN RD @ I-85 | NORCROSS | Gwinnett | 9000665 | DUMMY | [5 empty] | Removed from Ground | Diesel | 0 | Marked Unknown |  | 1899-12-31 | Unknown
THE SABRE GROUP | 6620 BAY CIRCLE | NORCROSS | Gwinnett | 9067096 | 1 | [5 empty] | Currently in Use | Diesel | 10000 | Cathodically Protected Steel | 1985-01-01 |  | Cathodically Protected
QUIKTRIP #750 | 6140 JIMMY CARTER BLVD | NORCROSS | Gwinnett | 9067177 | 4 | Ball Float | 1994-02-01 | FALSE | 1994-02-01 | FALSE | Currently in Use | Diesel | 12000 | Fiberglass | 1994-01-01 |  | Double Walled | Pressurized
QUIKTRIP #750 | 6140 JIMMY CARTER BLVD | NORCROSS | Gwinnett | 9067177 | 1 | Ball Float | 1994-02-01 | FALSE | 1994-02-01 | FALSE | Currently in Use | Regular | 12000 | Fiberglass | 1994-01-01 |  | Double Walled | Pressurized
TRI-COUNTY TRUCKING | 1570 HILLCREST RD | NORCROSS | Gwinnett | 9067261 | 1 |  |  | TRUE |  | TRUE | Removed from Ground | Used Oil | 500 | Not Marked/Unknown |  | 1899-12-31 | Not Marked
BUTLER & BYERS ESTATE | 4405 BUFORD HIGHWAY | NORCROSS | Gwinnett | 9067358 | 3 | [5 empty] | Removed from Ground | Kerosene | 300 | Bare Steel | 1998-06-25 | 1998-06-25 | Bare Steel
Equinix AT5 | 2836 PETERSON PL | NORCROSS | Gwinnett | 9067391 | 2 |  | 2000-09-25 | FALSE | 2000-09-25 | TRUE | Removed from Ground | Diesel | 12000 | Fiberglass Double Walled | 2000-09-01 |  | Double-Walled Flex | Safe Suction (Euro)
CITGO FOOD MART | 4510 BUFORD HWY | NORCROSS | Gwinnett | 670523 | 1 | Flapper Valve | 2006-11-28 | FALSE | 2006-11-28 | FALSE | Currently in Use | Regular | 8000 | Steel-Impressed Current | 1986-05-13 |  | Steel (Impressed Current) | Pressurized
THE ATLANTA JOURNAL/CONSTITUTION | 6455 BEST FRIEND RD | NORCROSS | Gwinnett | 670514 | 2 |  | 1993-03-01 |  | 1992-01-01 |  | Removed from Ground | Diesel | 20000 | Cathodically Protected Steel | 1985-05-19 | 2004-02-10 | Cathodically Protected | Pressurized
QUIKTRIP #717 | 6182 S NORCROSS TUCKER RD | NORCROSS | Gwinnett | 9067106 | 1 | Ball Float | 1988-01-01 | FALSE | 1988-01-01 | FALSE | Currently in Use | Regular | 12000 | Fiberglass | 1988-09-01 |  | Copper | Pressurized
FORMER QUIKTRIP #705 | 5770 BROOKHOLLOW PKWY | NORCROSS | Gwinnett | 9067015 | 2 | Ball Float | 1990-02-01 | FALSE | 1990-02-01 | FALSE | Removed from Ground | Gas (Historical Use) | 12000 | Fiberglass | 1989-11-15 | 2018-04-18 | Copper | Pressurized
CHEVRON FOODMART | 1925 INDIAN TRAIL RD | NORCROSS | Gwinnett | 9067006 | 1 | Overfill Alarm | 1993-07-29 | FALSE | 1993-07-29 | FALSE | Currently in Use | Diesel | 10000 | Fiberglass | 1987-01-03 |  | Fiberglass Reinforced Plastic | Pressurized
PLYMART INC | 4955 BUFORD HWY | NORCROSS | Gwinnett | 9067235 | 2 | [5 empty] | Closed in Ground | Gas (Historical Use) | 4000 | Marked Unknown | 1983-01-01 | 1997-11-21 | Galvanized Steel | Suction (American)
CASE POWER & EQUIPMENT CO | 355 MITCHELL RD | NORCROSS | Gwinnett | 9067166 | 1 |  |  | TRUE |  | TRUE | Removed from Ground | Used Oil | 550 | Not Marked/Unknown | 1993-10-07 | 1993-10-07 | Not Marked
SEABOARD FUEL SITE GWINNETT COUNTY DPU COMPLEX | 684 WINDER HWY | LAWRENCEVILLE | Gwinnett | 9067398 | 2 | Flapper Valve | 2001-12-01 | FALSE | 2001-12-01 | FALSE | Currently in Use | Diesel | 15000 | Fiberglass | 2001-12-01 |  | Fiberglass Reinforced Plastic | Pressurized
CHEVRON FOOD MART | 225 A LANGELY DR | LAWRENCEVILLE | Gwinnett | 9067340 | 2 | Ball Float | 1988-06-01 | FALSE | 1988-06-01 | FALSE | Currently in Use | Premium | 10000 | Fiberglass Double Walled | 1988-06-01 |  | Fiberglass Reinforced Plastic | Pressurized
KRAFT FOODS/GENERAL ELECTRIC CO | 6205 BEST FRIEND RD | NORCROSS | Gwinnett | 670553 | 1 | [5 empty] | Removed from Ground | Diesel | 20000 | Marked Unknown | 1991-03-01 | 1991-03-01 | Unknown
EXXON R/S #40304 | 1995 INDIAN TRAIL DR | NORCROSS | Gwinnett | 9000270 | 4 |  | 1985-06-01 |  | 1985-06-01 |  | Removed from Ground | Empty | 8000 | Fiberglass | 1985-05-06 | 2002-08-07 | Fiberglass Reinforced Plastic | Pressurized
EXXON R/S #40304 | 1995 INDIAN TRAIL DR | NORCROSS | Gwinnett | 9000270 | 5 |  | 1985-06-01 |  | 1985-06-01 |  | Removed from Ground | Empty | 1000 | Fiberglass | 1985-05-06 | 2002-08-07 | Fiberglass Reinforced Plastic | Pressurized
SUNSHINE CAR WASH INC | 6010 BUFORD HWY | NORCROSS | Gwinnett | 9067072 | 1 | [5 empty] | Removed from Ground | Gas (Historical Use) | 8000 | Fiberglass | 1989-01-01 | 1899-12-31 | Fiberglass Reinforced Plastic
QUIKTRIP #717 | 6182 S NORCROSS TUCKER RD | NORCROSS | Gwinnett | 9067106 | 2 | Ball Float | 1988-01-01 | FALSE | 1988-01-01 | FALSE | Currently in Use | Regular | 12000 | Fiberglass | 1988-09-01 |  | Copper | Pressurized
QUIKTRIP #750 | 6140 JIMMY CARTER BLVD | NORCROSS | Gwinnett | 9067177 | 3 | Ball Float | 1994-02-01 | FALSE | 1994-02-01 | FALSE | Currently in Use | Premium | 12000 | Fiberglass | 1994-01-01 |  | Double Walled | Pressurized
PEACHTREE EXPRESS | 1895 Braselton HWY | LAWRENCEVILLE | Gwinnett | 9067369 | 3 | Ball Float | 1999-07-01 | FALSE | 1999-07-01 | FALSE | Currently in Use | Diesel | 8000 | Fiberglass | 1999-07-01 |  | Fiberglass Reinforced Plastic | Pressurized
BUTLER & BYERS ESTATE | 4405 BUFORD HIGHWAY | NORCROSS | Gwinnett | 9067358 | 1 | [5 empty] | Removed from Ground | Gas (Historical Use) | 560 | Bare Steel | 1998-06-25 | 1998-06-25 | Bare Steel
CHEVRON FOOD MART | 225 A LANGELY DR | LAWRENCEVILLE | Gwinnett | 9067340 | 3 | Ball Float | 1988-06-01 | FALSE | 1988-06-01 | FALSE | Currently in Use | E-0 | 10000 | Fiberglass Double Walled | 1988-06-01 |  | Fiberglass Reinforced Plastic | Pressurized
BILL SMITH GRADING CO INC | 2854 JONES MILL RD | NORCROSS | Gwinnett | 670380 | 1 | [5 empty] | Removed from Ground | Diesel | 10000 | Bare Steel | 1977-01-03 | 1988-11-30 | Galvanized Steel
BP SERVICE STATION #16947 | 1996 INDIAN TRAIL RD | NORCROSS | Gwinnett | 10000061 | 1 |  | 2001-12-18 | FALSE | 2001-12-18 | FALSE | Removed from Ground | Gas (Historical Use) | 10000 | Fiberglass Double Walled | 2001-12-18 | 2003-07-24 | Double Walled/Sec. Containment | Pressurized
BP SERVICE STATION #16947 | 1996 INDIAN TRAIL RD | NORCROSS | Gwinnett | 10000061 | 4 |  | 2001-12-18 | FALSE | 2001-12-18 | FALSE | Removed from Ground | Gas (Historical Use) | 10000 | Fiberglass Double Walled | 2001-12-18 | 2003-07-24 | Double Walled/Sec. Containment | Pressurized
RaceTrac #2329 - Jimmy Carter | 6875 JIMMY CARTER BLVD | NORCROSS | Gwinnett | 10002289 | 2A | Overfill Alarm | 2013-12-06 | FALSE | 2013-12-06 | FALSE | Currently in Use | E-85 | 10000 | Composite Double Walled | 2013-12-06 |  | Double-Walled Fiberglass | Pressurized
CHEVRON FOOD MART | 2934 BEAVER RUIN RD | NORCROSS | Gwinnett | 10001924 | 3 | Ball Float | 2010-06-17 | FALSE | 2010-06-17 | FALSE | Currently in Use | Diesel | 4000 | Epoxy Double-Walled | 2010-04-20 |  | Double-Walled Fiberglass | Pressurized
660 LANGFORD DR | 660 LANGFORD DR | NORCROSS | Gwinnett | 10001887 | 2 |  |  | FALSE |  | FALSE | Closed in Ground | Other | 3000 | Bare Steel |  | 1899-12-31
NORCROSS NORTH INC | 5120 NORTH BUFORD HWY | NORCROSS | Gwinnett | 670484 | 2 | [5 empty] | Removed from Ground | Gas (Historical Use) | 12000 | Bare Steel | 1979-02-06 | 1999-12-22 | Galvanized Steel
CITGO FOOD MART | 5395 BUFORD HWY | NORCROSS | Gwinnett | 9067012 | 2 | Flapper Valve | 1997-03-15 | FALSE | 1997-03-15 | FALSE | Currently in Use | Premium | 10000 | Fiberglass | 1986-01-01 |  | Fiberglass Reinforced Plastic | Pressurized
CAR MAX #7104 | 1975 BEAVER RUIN RD | NORCROSS | Gwinnett | 9067237 | 1 | Ball Float | 1995-03-01 | FALSE | 1995-03-01 | FALSE | Currently in Use | Regular | 10000 | Fiberglass | 1995-03-01 |  | Double-Walled Fiberglass | Pressurized
SHELL FOOD MART | 5646 EVERGLADES TRL | NORCROSS | Gwinnett | 10001049 | M48402 | Flapper Valve | 2005-08-19 | FALSE | 2005-08-19 | FALSE | Currently in Use | Premium | 12000 | Fiberglass | 2005-06-08 |  | Fiberglass Reinforced Plastic | Pressurized
SHELL FOOD MART | 5646 EVERGLADES TRL | NORCROSS | Gwinnett | 10001049 | M48403-B | Flapper Valve | 2005-08-19 | FALSE | 2005-08-19 | FALSE | Currently in Use | Diesel | 4000 | Fiberglass | 2005-06-08 |  | Fiberglass Reinforced Plastic | Pressurized
THE ATLANTA JOURNAL/CONSTITUTION | 6455 BEST FRIEND RD | NORCROSS | Gwinnett | 670514 | 1 |  | 1993-03-01 |  | 1992-01-01 |  | Removed from Ground | Gas (Historical Use) | 20000 | Cathodically Protected Steel | 1985-05-19 | 2004-02-13 | Cathodically Protected | Pressurized
QUIKTRIP #717 | 6182 S NORCROSS TUCKER RD | NORCROSS | Gwinnett | 9067106 | 3 | Ball Float | 1988-01-01 | FALSE | 1988-01-01 | FALSE | Currently in Use | Premium | 12000 | Fiberglass | 1988-09-01 |  | Copper | Pressurized
GA POWER/PROPOSED SUBSTATION EXP | 275 WOODLAND RD | NORCROSS | Gwinnett | 9067188 | 1 | [5 empty] | Removed from Ground | Gas (Historical Use) | 4000 | Bare Steel | 1994-06-21 | 1994-06-21 | Galvanized Steel
THERMAL PRODUCTS CO INC | 2712 SIMPSON CIRCLE | NORCROSS | Gwinnett | 9067184 | 2 | [5 empty] | Removed from Ground | Gas (Historical Use) | 4000 | Bare Steel | 1972-01-01 | 1994-05-31 | Galvanized Steel | Safe Suction (Euro)
PEACHTREE EXPRESS | 1895 Braselton HWY | LAWRENCEVILLE | Gwinnett | 9067369 | 2 | Ball Float | 1999-07-01 | FALSE | 1999-07-01 | FALSE | Currently in Use | Premium | 8000 | Fiberglass | 1999-07-01 |  | Fiberglass Reinforced Plastic | Pressurized
UPS TRUCK LEASING INC | 6655 BEST FRIEND RD | NORCROSS | Gwinnett | 9067095 | 1 |  | 1991-08-01 |  | 1991-08-01 |  | Removed from Ground | Diesel | 20000 | Double Walled | 1991-08-01 | 1899-12-31 | Fiberglass Reinforced Plastic | Pressurized
OLD DOMINION FREIGHT LINE INC | 2100 ROYAL PALM CT | NORCROSS | Gwinnett | 9067023 | 1 |  | 1998-06-23 | FALSE | 1989-01-01 | FALSE | Removed from Ground | Diesel | 15000 |  | 1989-01-01 |  | Fiberglass Reinforced Plastic | Pressurized
RACE FUELS SOUTH | 345 LIVELY STREET | NORCROSS | Gwinnett | 9067234 | 2 |  | 1990-05-01 |  | 1990-05-01 |  | Removed from Ground | Gas (Historical Use) | 2000 | Cathodically Protected Steel | 1990-05-01 | 2002-05-13 | Cathodically Protected | Suction (American)
M D HODGES ENTERPRISES INC | 6796 JIMMY CARTER BLVD | NORCROSS | Gwinnett | 9067228 | 1 | [5 empty] | Removed from Ground | Diesel | 3000 | Marked Unknown | 1996-03-07 | 1996-03-07 | Unknown
FERGUSON WAREHOUSE | 5505 BUFORD HWY | NORCROSS | Gwinnett | 670147 | 2 | [5 empty] | Removed from Ground | Empty | 4000 | Bare Steel | 1968-05-04 | 1990-02-01 | Galvanized Steel | Suction (American)
PENSKE TRUCK LEASING | 2300 WEAVER WAY | NORCROSS | Gwinnett | 670165 | 3 | [5 empty] | Removed from Ground | Other | 10000 | Bare Steel | 1982-01-01 | 1993-08-05 | Bare Steel | Suction (American)
HAPPY FOOD MART | 5496 BUFORD HWY | NORCROSS | Gwinnett | 670154 | 4 | Ball Float | 1994-11-01 | FALSE | 1994-11-01 | FALSE | Currently in Use | Regular | 10000 | Composite | 1985-03-17 |  | Fiberglass Reinforced Plastic | Pressurized
HAPPY FOOD MART | 5496 BUFORD HWY | NORCROSS | Gwinnett | 670154 | 5 | Ball Float | 1994-11-01 | FALSE | 1994-11-01 | FALSE | Currently in Use | Regular | 10000 | Composite | 1985-03-17 |  | Fiberglass Reinforced Plastic | Pressurized
GWINNETT CTY FIRE STATION #1 | 57 COLLEGE ST | NORCROSS | Gwinnett | 670205 | 1 | [5 empty] | Removed from Ground | Empty | 1000 | Bare Steel | 1974-05-05 | 1992-10-16 | Galvanized Steel
INL | 4285 OLD PEACHTREE RD | NORCROSS | Gwinnett | 670176 | 10 | [5 empty] | Removed from Ground | Other | 1000 | Bare Steel | 1974-05-05 | 1899-12-31 | Bare Steel
BOLTON UNION #76 | 5386 N BUFORD HWY | NORCROSS | Gwinnett | 670280 | 2 | [5 empty] | Removed from Ground | Gas (Historical Use) | 2000 | Bare Steel | 1968-04-19 | 2003-09-06 | Galvanized Steel | Suction (American)
LANCE OIL COMPANY | 6360 JIMMY CARTER BLVD | NORCROSS | Gwinnett | 670293 | 3 | [5 empty] | Removed from Ground | Gas (Historical Use) | 10000 | Bare Steel | 1978-04-19 | 1988-12-01 | Galvanized Steel
MARATHON FOOD MART | 2070 BEAVER RUIN RD | NORCROSS | Gwinnett | 670328 | 4 | Ball Float | 1998-08-06 | FALSE | 1998-08-06 | TRUE | Currently in Use | Gas (Historical Use) | 12000 | Steel-Impressed Current | 1983-05-08 |  | Steel (Impressed Current) | Pressurized
BILL SMITH GRADING CO INC | 2854 JONES MILL RD | NORCROSS | Gwinnett | 670380 | 4 | [5 empty] | Removed from Ground | Other | 1000 | Bare Steel | 1977-01-03 | 1988-11-30 | Fiberglass Reinforced Plastic
BILL SMITH GRADING CO INC | 2854 JONES MILL RD | NORCROSS | Gwinnett | 670380 | 5 | [5 empty] | Removed from Ground | Empty | 1000 | Bare Steel | 1977-01-03 | 1988-11-30 | Fiberglass Reinforced Plastic
OAKLAND FOODMART | 2339 LAWRENCEVILLE HWY | LAWRENCEVILLE | Gwinnett | 9067387 | 2 | Flapper Valve | 2000-05-01 | FALSE | 2000-05-01 | FALSE | Currently in Use | Premium | 10000 | Fiberglass Double Walled | 2000-05-01 |  | Double-Walled Fiberglass | Pressurized
MARSHA ENTERPRISES LLC | 5965 BUFORD HWY | NORCROSS | Gwinnett | 9000253 | 1 | Flapper Valve | 1994-10-17 | FALSE | 1994-10-17 | FALSE | Currently in Use | Regular | 11459 | Fiberglass | 1978-01-01 |  | Fiberglass Reinforced Plastic | Pressurized
LUCENT TECHNOLOGIES-ATLANTA FACI | 2000 N E EXPRESSWAY | NORCROSS | Gwinnett | 9000047 | 5 | [5 empty] | Removed from Ground | Gas (Historical Use) | 6110 | Bare Steel | 1971-05-03 | 1988-09-02 | Galvanized Steel
THOMAS CONCRETE OF GA INC-DORAVILLE | 2725 JONES MILL RD | DORAVILLE | Gwinnett | 9067031 | 1 |  | 1998-11-09 |  | 1998-11-09 |  | Removed from Ground | Diesel | 10000 | Steel-Impressed Current | 1987-01-01 | 2008-06-10 | Cathodically Protected | Pressurized
FERGUSON WAREHOUSE | 5505 BUFORD HWY | NORCROSS | Gwinnett | 670147 | 1 | [5 empty] | Removed from Ground | Empty | 4000 | Bare Steel | 1968-05-04 | 1990-02-01 | Galvanized Steel | Suction (American)
CITGO FOODMART | 4600 PEACHTREE IND BLVD | NORCROSS | Gwinnett | 670178 | 3 | Flapper Valve | 1996-02-01 | FALSE | 1996-02-01 | FALSE | Currently in Use | Diesel | 6000 | Fiberglass | 1986-05-05 |  | Fiberglass Reinforced Plastic | Pressurized
INL | 4285 OLD PEACHTREE RD | NORCROSS | Gwinnett | 670176 | 3 | [5 empty] | Removed from Ground | Diesel | 7000 | Bare Steel | 1974-05-05 | 1899-12-31 | Bare Steel
MARATHON FOOD MART | 2070 BEAVER RUIN RD | NORCROSS | Gwinnett | 670328 | 2 | Ball Float | 1998-08-06 | FALSE | 1998-08-06 | TRUE | Currently in Use | Diesel | 10000 | Steel-Impressed Current | 1983-05-08 |  | Steel (Impressed Current) | Pressurized
BILL SMITH GRADING CO INC | 2854 JONES MILL RD | NORCROSS | Gwinnett | 670380 | 3 | [5 empty] | Removed from Ground | Other | 1000 | Bare Steel | 1977-01-03 | 1988-11-30 | Fiberglass Reinforced Plastic
BERKELEY LAKE SERVICES | 4590 PEACHTREE IND BLVD | BERKELEY LAKE | Gwinnett | 670513 | 4 | Overfill Alarm | 1996-10-08 | FALSE | 1996-10-08 | FALSE | Currently in Use | Diesel | 10000 | Fiberglass | 1996-10-15 |  | Fiberglass Reinforced Plastic | Pressurized
US POSTAL SERVICE-NORCROSS | 265 MITCHELL RD | NORCROSS | Gwinnett | 9000244 | 1 | [5 empty] | Removed from Ground | Gas (Historical Use) | 12000 | Fiberglass | 1984-04-07 | 1990-10-01 | Galvanized Steel
LUCENT TECHNOLOGIES-ATLANTA FACI | 2000 N E EXPRESSWAY | NORCROSS | Gwinnett | 9000047 | 6 | [5 empty] | Removed from Ground | Diesel | 10000 | Bare Steel | 1971-05-03 | 1988-09-02 | Galvanized Steel
AMERICAN COACH LINES INC | 705 LIVELY AVE | NORCROSS | Gwinnett | 9067094 | 1 | Flapper Valve | 1986-01-01 |  | 1986-01-01 |  | Removed from Ground | Diesel | 20000 | Epoxy | 1986-01-01 | 2009-06-15 | Fiberglass Reinforced Plastic | Pressurized
CITGO FOOD MART | 5395 BUFORD HWY | NORCROSS | Gwinnett | 9067012 | 1 | Flapper Valve | 1997-03-15 | FALSE | 1997-03-15 | FALSE | Currently in Use | Regular | 10000 | Fiberglass | 1986-01-01 |  | Fiberglass Reinforced Plastic | Pressurized
RACE FUELS SOUTH | 345 LIVELY STREET | NORCROSS | Gwinnett | 9067234 | 4 |  |  | FALSE |  | FALSE | Removed from Ground | Gas (Historical Use) | 2000 | Cathodically Protected Steel | 1990-05-01 | 2004-12-20
GA POWER/PROPOSED SUBSTATION EXP | 275 WOODLAND RD | NORCROSS | Gwinnett | 9067188 | 2 | [5 empty] | Removed from Ground | Diesel | 4000 | Bare Steel | 1994-06-21 | 1994-06-21 | Galvanized Steel
GEORGIA MASONRY SUPPLY INC | 95 INDUSTRIAL PARK CIRCLE | LAWRENCEVILLE | Gwinnett | 9067331 | 1 |  |  | TRUE |  | TRUE | Removed from Ground | Used Oil | 1000 | Bare Steel | 1998-04-13 | 1998-04-13 | Bare Steel | Gravity Fed
L B FOSTER CO | 6455 OLD PEACHTREE RD | NORCROSS | Gwinnett | 9067100 | 2 | [5 empty] | Removed from Ground | Diesel | 5000 | Marked Unknown | 1955-01-01 | 1989-12-27 | Unknown
CITGO FOOD MART | 5395 BUFORD HWY | NORCROSS | Gwinnett | 9067012 | 3 | Flapper Valve | 1997-03-15 | FALSE | 1997-03-15 | FALSE | Currently in Use | Diesel | 6000 | Fiberglass | 1986-01-01 |  | Fiberglass Reinforced Plastic | Pressurized
CHEVRON FOODMART | 1925 INDIAN TRAIL RD | NORCROSS | Gwinnett | 9067006 | 2 | Overfill Alarm | 1993-07-29 | FALSE | 1993-07-29 | FALSE | Currently in Use | Regular | 10000 | Fiberglass | 1987-01-03 |  | Fiberglass Reinforced Plastic | Pressurized
PLYMART INC | 4955 BUFORD HWY | NORCROSS | Gwinnett | 9067235 | 1 | [5 empty] | Closed in Ground | Diesel | 4000 | Marked Unknown | 1983-01-01 | 1997-11-21 | Galvanized Steel | Suction (American)
MALIBU GRAND PRIX | 5400 BROOK HOLLOW PKWY | NORCROSS | Gwinnett | 9060506 | 2 | [5 empty] | Removed from Ground | Gas (Historical Use) | 1000 | Cathodically Protected Steel | 1992-01-01 | 1997-12-05 | Galvanized Steel | Suction (American)
THE ATLANTA JOURNAL/CONSTITUTION | 6455 BEST FRIEND RD | NORCROSS | Gwinnett | 670514 | 3 |  | 1993-03-01 |  | 1992-01-01 |  | Removed from Ground | Diesel | 20000 | Cathodically Protected Steel | 1985-05-19 | 2004-02-09 | Cathodically Protected | Pressurized
MARSHA ENTERPRISES LLC | 5965 BUFORD HWY | NORCROSS | Gwinnett | 9000253 | 3 | Flapper Valve | 1994-10-17 | FALSE | 1994-10-17 | FALSE | Currently in Use | Diesel | 11459 | Fiberglass | 1978-01-01 |  | Fiberglass Reinforced Plastic | Pressurized
LUCENT TECHNOLOGIES-ATLANTA FACI | 2000 N E EXPRESSWAY | NORCROSS | Gwinnett | 9000047 | 2 | [5 empty] | Removed from Ground | Hazardous Substance | 2000 | Concrete | 1974-05-02 | 1988-09-02 | Galvanized Steel
SUNSHINE CAR WASH INC | 6010 BUFORD HWY | NORCROSS | Gwinnett | 9067072 | 2 | [5 empty] | Removed from Ground | Gas (Historical Use) | 8000 | Cathodically Protected Steel | 1989-01-01 | 1899-12-31 | Fiberglass Reinforced Plastic
QUIKTRIP #750 | 6140 JIMMY CARTER BLVD | NORCROSS | Gwinnett | 9067177 | 2 | Ball Float | 1994-02-01 | FALSE | 1994-02-01 | FALSE | Currently in Use | Regular | 12000 | Fiberglass | 1994-01-01 |  | Double Walled | Pressurized
BUTLER & BYERS ESTATE | 4405 BUFORD HIGHWAY | NORCROSS | Gwinnett | 9067358 | 2 | [5 empty] | Removed from Ground | Gas (Historical Use) | 560 | Bare Steel | 1998-06-25 | 1998-06-25 | Bare Steel
OAKLAND FOODMART | 2339 LAWRENCEVILLE HWY | LAWRENCEVILLE | Gwinnett | 9067387 | 1 | Flapper Valve | 2000-05-01 | FALSE | 2000-05-01 | FALSE | Currently in Use | Regular | 12000 | Fiberglass Double Walled | 2000-05-01 |  | Double-Walled Fiberglass | Pressurized
LAWRENCEVILLE | 200 HOSEA RD | LAWRENCEVILLE | Gwinnett | 9067332 | 1 | Ball Float | 1996-11-01 | FALSE | 1996-11-01 | FALSE | Currently in Use | Diesel | 20000 | Fiberglass Double Walled | 1996-11-01 |  | Double-Walled Fiberglass | Pressurized
Penske Truck Leasing Co., LP | 2825 Simpson Circle | Norcross | Gwinnett | 670300 | 2 | Flapper Valve | 2019-01-15 | FALSE | 2019-01-15 | FALSE | Currently in Use | Diesel On Road | 20000 | Fiberglass Double Walled | 2019-01-11 |  | Double-Walled Flex | Pressurized
FRITO-LAY REGIONAL WAREHOUSE | 6485 CRESCENT DR | NORCROSS | Gwinnett | 670361 | 1 | [5 empty] | Removed from Ground | Diesel | 20000 | Bare Steel | 1981-05-09 | 1993-12-07 | Bare Steel | Suction (American)
AKZO COATINGS AMERICA INC | 6369 OLD PEACHTREE RD | NORCROSS | Gwinnett | 670395 | 6 | [5 empty] | Removed from Ground | Other | 6000 | Bare Steel | 1976-05-09 | 1899-12-31 | Unknown
O'NEAL STEAL INC | 4075 BLUE RIDGE PARKWAY | NORCROSS | Gwinnett | 670483 | 1 | [5 empty] | Removed from Ground | Diesel | 20000 | Bare Steel | 1981-01-22 | 1990-01-23 | Galvanized Steel
BST/NORCROSS CO/F5546 | 5866 BUFORD HWY | NORCROSS | Gwinnett | 670498 | 1 | [5 empty] | Removed from Ground | Diesel | 3000 | Bare Steel | 1969-01-05 | 1991-01-01 | Copper | Suction (American)
RUAN LEASING CO | 4768 OLD PEACHTREE RD | NORCROSS | Gwinnett | 670532 | 3 | [5 empty] | Removed from Ground | Empty | 2000 | Bare Steel | 1980-01-01 | 1998-11-01 | Bare Steel
EXXON R/S #40304 | 1995 INDIAN TRAIL DR | NORCROSS | Gwinnett | 9000270 | 2 |  | 1985-06-01 |  | 1985-06-01 |  | Removed from Ground | Empty | 10000 | Fiberglass | 1985-05-06 | 2002-08-07 | Fiberglass Reinforced Plastic | Pressurized
E CROGAN TEXACO | 139 -B E CROGAN ST | LAWRENCEVILLE | Gwinnett | 9067307 | 145104 | Ball Float | 1997-02-25 | FALSE | 1997-02-25 | FALSE | Currently in Use | Premium | 12000 | Fiberglass | 1997-02-24 |  | Fiberglass Reinforced Plastic | Pressurized
AKZO COATINGS AMERICA INC | 6369 OLD PEACHTREE RD | NORCROSS | Gwinnett | 670395 | 2 | [5 empty] | Removed from Ground | Empty | 3000 | Bare Steel | 1976-05-09 | 1899-12-31 | Unknown
BJS CLUB #161 | 6344 CASH CT | NORCROSS | Gwinnett | 10000729 | 1 |  | 2004-08-09 | FALSE | 2004-08-09 | FALSE | Removed from Ground | Gas (Historical Use) | 20000 | Fiberglass Double Walled | 2004-07-13 | 2013-11-01 | Double-Walled Flex | Pressurized
7-ELEVEN STORE 1433 #23668 | 1195 INDIAN TRAIL RD | NORCROSS | Gwinnett | 670493 | 1 | [5 empty] | Removed from Ground | Gas (Historical Use) | 10000 | Bare Steel | 1983-02-01 | 1991-04-08 | Galvanized Steel
RaceTrac #490 - Reps Miller Road | 5700 PEACHTREE IND BLVD | NORCROSS | Gwinnett | 9067225 | 3 | Overfill Alarm | 1995-05-01 | FALSE | 1995-05-01 | FALSE | Currently in Use | Premium | 12000 | Composite Double Walled | 1995-05-01 |  | Double-Walled Fiberglass | Pressurized
ABANDONED FACILITY | 29 JONES STREET | NORCROSS | Gwinnett | 9067351 | 1 | [5 empty] | Closed in Ground | Gas (Historical Use) | 500 | Marked Unknown | 1998-10-27 | 1998-10-27 | Unknown
TRUE GREEN CHEM LAWN | 4575 SOUTH OLD PEACHTREE RD | NORCROSS | Gwinnett | 9067025 | 1 | [5 empty] | Removed from Ground | Diesel | 10000 | Fiberglass | 1985-01-01 | 1993-04-07 | Unknown
FORMER QUIKTRIP #705 | 5770 BROOKHOLLOW PKWY | NORCROSS | Gwinnett | 9067015 | 1 | Ball Float | 1990-02-01 | FALSE | 1990-02-01 | FALSE | Removed from Ground | Gas (Historical Use) | 12000 | Fiberglass | 1989-11-15 | 2018-04-18 | Copper | Pressurized
RACE FUELS SOUTH | 345 LIVELY STREET | NORCROSS | Gwinnett | 9067234 | 1 |  | 1990-05-01 |  | 1990-05-01 |  | Removed from Ground | Gas (Historical Use) | 2000 | Cathodically Protected Steel | 1990-05-01 | 2002-05-13 | Cathodically Protected | Suction (American)
PEACHTREE EXPRESS | 1895 Braselton HWY | LAWRENCEVILLE | Gwinnett | 9067369 | 1 | Ball Float | 1999-07-01 | FALSE | 1999-07-01 | FALSE | Currently in Use | Regular | 12000 | Fiberglass | 1999-07-01 |  | Fiberglass Reinforced Plastic | Pressurized
SEABOARD FUEL SITE GWINNETT COUNTY DPU COMPLEX | 684 WINDER HWY | LAWRENCEVILLE | Gwinnett | 9067398 | 1 | Ball Float | 2001-12-01 | FALSE | 2001-12-01 | FALSE | Currently in Use | Regular | 15000 | Fiberglass | 2001-12-01 |  | Fiberglass Reinforced Plastic | Pressurized
VALERO | 5910 JIMMY CARTER BLVD | NORCROSS | Gwinnett | 9067320 | 3 | Ball Float | 1997-01-01 | FALSE | 1997-01-01 | FALSE | Currently in Use | Premium | 10000 | Fiberglass | 1997-01-01 |  | Double-Walled Fiberglass | Pressurized
E CROGAN TEXACO | 139 -B E CROGAN ST | LAWRENCEVILLE | Gwinnett | 9067307 | 145153 | Ball Float | 1997-02-25 | FALSE | 1997-02-25 | FALSE | Currently in Use | Regular | 15000 | Fiberglass | 1997-02-24 |  | Fiberglass Reinforced Plastic | Pressurized
BP FOOD MART | 4057 HOLCOMB BRIDGE RD | PEACHTREE CORNERS | Gwinnett | 10003321 | 2C | Flapper Valve | 2022-01-11 | FALSE | 2022-06-06 | FALSE | Currently in Use | Gas (Historical Use) | 5000 | Composite Double Walled | 2022-03-10 |  | Double-Walled Flex | Pressurized
QUIKTRIP #1703 | 4624 FRIENDSHIP RD | BUFORD | Gwinnett | 10003314 | 5 | Flapper Valve | 2023-02-07 | FALSE | 2022-10-24 | FALSE | Currently in Use | Diesel | 15000 | Fiberglass Double Walled | 2022-10-20 |  | Double-Walled Flex | Pressurized
QUIKTRIP #1703 | 4624 FRIENDSHIP RD | BUFORD | Gwinnett | 10003314 | 4 | Flapper Valve | 2023-02-07 | FALSE | 2022-10-24 | FALSE | Currently in Use | Premium | 15000 | Fiberglass Double Walled | 2022-10-20 |  | Double-Walled Flex | Pressurized
QUICK-PICK C-STORE (EXXON) | 4185 BRASELTON HWY | HOSCHTON | Gwinnett | 10001869 | 2A | Ball Float | 2010-06-01 | FALSE | 2010-06-01 | FALSE | Currently in Use | Premium | 8000 | Composite Double Walled | 2010-04-01 |  | Double-Walled Fiberglass
NAUREEN INC D/B/A DULUTH CITGO | 3775 BUFORD HWY | DULUTH | Gwinnett | 9044312 | 4 |  | 1989-02-01 |  | 1989-02-01 |  | Removed from Ground | Gas (Historical Use) | 10000 | Cathodically Protected Steel | 1989-02-01 | 2015-06-04 | Cathodically Protected | Pressurized
CHEVRON FOOD MART | 4362 BRASELTON HWY / 124 | HOSCHTON | Gwinnett | 1460119 | 6 | Ball Float | 2000-04-10 | FALSE | 2000-04-10 | FALSE | Currently in Use | Premium | 10000 | Epoxy | 2000-04-10 |  | Flex | Pressurized
CHEVRON FOOD MART | 4362 BRASELTON HWY / 124 | HOSCHTON | Gwinnett | 1460119 | 3 | [5 empty] | Removed from Ground | Gas (Historical Use) | 1000 | Bare Steel | 1971-05-10 | 1999-01-06 | Galvanized Steel | Suction (American)
QUICK-PICK C-STORE (EXXON) | 4185 BRASELTON HWY | HOSCHTON | Gwinnett | 10001869 | 1 | Ball Float | 2010-06-01 | FALSE | 2010-03-01 | FALSE | Currently in Use | Regular | 15000 | Composite Double Walled | 2010-04-01 |  | Double-Walled Fiberglass
CHEVRON FOOD MART | 4362 BRASELTON HWY / 124 | HOSCHTON | Gwinnett | 1460119 | 2 | [5 empty] | Removed from Ground | Gas (Historical Use) | 1000 | Bare Steel | 1971-05-10 | 1999-01-06 | Galvanized Steel | Suction (American)
QUICK-PICK C-STORE (EXXON) | 4185 BRASELTON HWY | HOSCHTON | Gwinnett | 10001869 | 2B | Ball Float | 2010-06-01 | FALSE | 2010-06-01 | FALSE | Currently in Use | Diesel | 4000 | Composite Double Walled | 2010-04-01 |  | Double-Walled Fiberglass
GAS EXPRESS #257 | 3205 LOGANVILLE HWY | LOGANVILLE | Gwinnett | 10003350 | 1 | Flapper Valve | 2023-03-17 | FALSE | 2022-09-08 | FALSE | Currently in Use | Regular | 12000 | Composite Double Walled | 2022-06-21 |  | Double-Walled Flex | Pressurized
SAIA LTL FREIGHT | 3500 BLUE RIDGE DR | BUFORD | Gwinnett | 10003334 | 1 | Overfill Alarm | 2023-06-19 | FALSE |  | FALSE | Currently in Use | Diesel Off Road | 20000 | Fiberglass Double Walled | 2023-06-06 |  | Double-Walled Fiberglass | Pressurized
CIRCLE K #227 | 3285 MCGINNIS FERRY RD | SUWANEE | Gwinnett | 10003342 | 2B | Flapper Valve | 2023-05-04 | FALSE | 2021-04-04 | FALSE | Currently in Use | Diesel | 4000 | Composite Double Walled | 2021-01-25 |  | Double-Walled Flex | Pressurized
BP FOOD MART | 4057 HOLCOMB BRIDGE RD | PEACHTREE CORNERS | Gwinnett | 10003321 | 2B | Flapper Valve | 2022-01-11 | FALSE | 2022-06-06 | FALSE | Currently in Use | Diesel | 5000 | Composite Double Walled | 2022-03-10 |  | Double-Walled Flex | Pressurized
CHEVRON | 4169 JIMMY CARTER BLVD. | NORCROSS | Gwinnett | 10003296 | 1 | Flapper Valve | 2021-07-30 | FALSE | 2021-07-30 | FALSE | Currently in Use | Regular | 12000 | Composite Double Walled | 2021-07-30 |  | Double-Walled Fiberglass | Pressurized
QUIKTRIP #1703 | 4624 FRIENDSHIP RD | BUFORD | Gwinnett | 10003314 | 1 | Flapper Valve | 2023-02-07 | FALSE | 2022-10-24 | FALSE | Currently in Use | Regular | 15000 | Fiberglass Double Walled | 2022-10-20 |  | Double-Walled Flex | Pressurized
BP FOOD MART | 4057 HOLCOMB BRIDGE RD | PEACHTREE CORNERS | Gwinnett | 10003321 | 1 | Flapper Valve | 2022-01-11 | FALSE | 2022-06-06 | FALSE | Currently in Use | Gas (Historical Use) | 15000 | Composite Double Walled | 2022-03-10 |  | Double-Walled Flex | Pressurized
GAS EXPRESS #257 | 3205 LOGANVILLE HWY | LOGANVILLE | Gwinnett | 10003350 | 2A | Flapper Valve | 2023-03-17 | FALSE | 2022-09-08 | FALSE | Currently in Use | Premium | 4000 | Composite Double Walled | 2022-06-21 |  | Double-Walled Flex | Pressurized
NAUREEN INC D/B/A DULUTH CITGO | 3775 BUFORD HWY | DULUTH | Gwinnett | 9044312 | 2 |  | 1989-02-01 |  | 1989-02-01 |  | Removed from Ground | Gas (Historical Use) | 10000 | Galvanic (STIP-3) | 1989-02-01 | 2015-06-04 | Cathodically Protected | Pressurized
127 SOUTH PEACHTREE ST | 127 SOUTH PEACHTREE ST | NORCROSS | Gwinnett | 10003373 | 3 |  |  | FALSE |  | FALSE | Closed in Ground |  | 750 | Bare Steel |  | 2021-03-02
CHEVRON FOOD MART | 4362 BRASELTON HWY / 124 | HOSCHTON | Gwinnett | 1460119 | 5 | Ball Float | 2000-04-10 | FALSE | 2000-04-10 | FALSE | Currently in Use | Regular | 12000 | Epoxy | 2000-04-10 |  | Flex | Pressurized
LOCATION #0550 | 207 BRAND ROAD | LOGANVILLE | Gwinnett | 10003369 | 1C | Flapper Valve | 2023-08-01 | FALSE | 2023-01-01 | FALSE | Currently in Use | Gas (Historical Use) | 10000 | Fiberglass Double Walled | 2022-09-01 |  |  | Pressurized
CHEVRON FOOD MART | 4362 BRASELTON HWY / 124 | HOSCHTON | Gwinnett | 1460119 | 4 | [5 empty] | Removed from Ground | Gas (Historical Use) | 560 | Bare Steel | 1971-05-10 | 1899-12-31 | Galvanized Steel
CHEVRON FOOD MART | 4362 BRASELTON HWY / 124 | HOSCHTON | Gwinnett | 1460119 | 1 | [5 empty] | Removed from Ground | Gas (Historical Use) | 1000 | Bare Steel | 1971-05-10 | 1999-01-06 | Galvanized Steel | Suction (American)
NAUREEN INC D/B/A DULUTH CITGO | 3775 BUFORD HWY | DULUTH | Gwinnett | 9044312 | 1 |  | 1989-02-01 |  | 1989-02-01 |  | Removed from Ground | Gas (Historical Use) | 10000 | Galvanic (STIP-3) | 1989-02-01 | 2015-06-04 | Cathodically Protected | Pressurized
SUWANEE CHEVRON | 3033 HWY 317 | SUWANEE | Gwinnett | 670310 | 1 | Ball Float | 1993-04-21 | FALSE | 1993-04-21 | FALSE | Currently in Use | Regular | 10000 | Fiberglass | 1984-04-23 |  | Double-Walled Fiberglass | Pressurized
NORTH GWINNETT HIGH SCHOOL | 20 LEVEL CREEK RD | SUWANEE | Gwinnett | 9067325 | 1 | [5 empty] | Permanently Out of Use - historical purposes | Gas (Historical Use) | 1000 | Not Marked/Unknown |  | 1899-12-31 | Bare Steel
RaceWay #6908 - Suwanee | 3195 LAWRENCEVILLE SUWANEE RD | SUWANEE | Gwinnett | 9067356 | 3 | Overfill Alarm | 1998-11-20 | FALSE | 1998-11-20 | FALSE | Currently in Use | Regular | 12000 | Composite Double Walled | 1998-11-20 |  | Double-Walled Fiberglass | Pressurized
CHEVRON FOOD MART | 5 BUFORD HWY | SUWANEE | Gwinnett | 9067259 | 1 | Ball Float | 1996-01-29 | FALSE | 1996-01-29 | FALSE | Currently in Use | Regular | 12000 | Epoxy | 1995-09-25 |  | Fiberglass Reinforced Plastic | Pressurized
CHEVRON #43041 | 6905 PEACHTREE IND BLVD | DORAVILLE | Gwinnett | 9067092 | 8 | [5 empty] | Removed from Ground | Gas (Historical Use) | 10000 | Fiberglass | 1986-11-01 | 1992-01-01 | Fiberglass Reinforced Plastic
CHEVRON #43041 | 6905 PEACHTREE IND BLVD | DORAVILLE | Gwinnett | 9067092 | 2 | [5 empty] | Removed from Ground | Gas (Historical Use) | 10000 | Bare Steel | 1971-01-01 | 1986-11-01 | Galvanized Steel
HUMPHRIES CONCRETE BLOCK & READY | 6955 BUFORD HWY | DORAVILLE | Gwinnett | 670474 | 11AST | [5 empty] | Currently in Use | Other | 1500 | Bare Steel | 1976-01-17 |  | Galvanized Steel
WBI-DORAVILLE 27 CONCRETE PLANT | 2395 WEAVER WAY | DORAVILLE | Gwinnett | 670250 | 2 | [5 empty] | Removed from Ground | Diesel | 10000 | Bare Steel | 1984-03-07 | 1989-11-16 | Galvanized Steel
RYDER #0154 | 6600 BUTTON GWINNETT DR | DORAVILLE | Gwinnett | 670229 | 3 | Flapper Valve | 1996-08-01 | FALSE | 1996-08-01 | FALSE | Currently in Use | New Oil | 4000 | Fiberglass Double Walled | 1996-03-01 |  | Double-Walled Fiberglass | Suction (American)
Exxon Buford LLC | 7066 BUFORD HWY | DORAVILLE | Gwinnett | 670156 | G | Flapper Valve | 1992-05-01 | FALSE | 1992-05-01 | FALSE | Currently in Use | Regular | 15000 | Galvanic (STIP-3) | 1992-05-15 |  | Fiberglass Reinforced Plastic | Pressurized
Exxon Buford LLC | 7066 BUFORD HWY | DORAVILLE | Gwinnett | 670156 | A | [5 empty] | Removed from Ground | Gas (Historical Use) | 12000 | Bare Steel | 1982-01-01 | 1992-05-12 | Galvanized Steel
B J LANDFILL/WASTE MGMT | 6461 Corely Rd. NW | Norcross | Gwinnett | 670132 | 3 | [5 empty] | Removed from Ground | Empty | 10000 | Bare Steel | 1979-05-02 | 1990-05-29 | Galvanized Steel
ACCURATE POOLS BY E H LOVELL INC | 2644 A STEVE DR | DORAVILLE | Gwinnett | 670051 | 1 | [5 empty] | Removed from Ground | Gas (Historical Use) | 2000 | Bare Steel | 1983-04-10 | 1998-12-14 | Galvanized Steel | Suction (American)
WAFFLE HOUSE INC | 5894 B FINANCIAL DR | NORCROSS | Gwinnett | 670078 | 1 | [5 empty] | Removed from Ground | Empty | 10000 | Marked Unknown | 1986-05-01 | 1988-08-01 | Unknown
CARTERS ONE STOP | 175 W. Oak Street | Lawrenceville | Gwinnett | 1470095 | 2 | Overfill Alarm | 1998-06-01 | FALSE | 1998-06-01 | FALSE | Removed from Ground | Gas (Historical Use) | 2000 | Steel-Impressed Current | 1966-05-13 | 2018-05-10 |  | Pressurized
CARTERS ONE STOP | 175 W. Oak Street | Lawrenceville | Gwinnett | 1470095 | 3 | Overfill Alarm | 1998-06-01 | FALSE | 1998-06-01 | FALSE | Removed from Ground | Diesel | 2000 | Steel-Impressed Current | 1966-05-13 | 2018-05-10 |  | Pressurized
STOP N GO MARKET #1058 | 2989 FIVE FORKS-TRICKUM RD | LILBURN/LAWRENCEVILL | Gwinnett | 9000046 | 4 | [5 empty] | Removed from Ground | Gas (Historical Use) | 10000 | Bare Steel | 1976-03-12 | 1988-01-01 | Galvanized Steel
STOP N GO MARKET #1058 | 2989 FIVE FORKS-TRICKUM RD | LILBURN/LAWRENCEVILL | Gwinnett | 9000046 | 5 | [5 empty] | Removed from Ground | Gas (Historical Use) | 10000 | Bare Steel | 1976-03-12 | 1988-01-01 | Galvanized Steel
CARTERS ONE STOP | 175 W. Oak Street | Lawrenceville | Gwinnett | 1470095 | 1 | Overfill Alarm | 1998-06-01 | FALSE | 1998-06-01 | FALSE | Removed from Ground | Gas (Historical Use) | 2000 | Steel-Impressed Current | 1966-05-13 | 2018-05-10 | Steel (Impressed Current) | Pressurized
AMERICAN TRAILWAYS OF GA | 440 FAIRMOUNT ST | NORCROSS | Gwinnett | 670032 | 2 |  |  | TRUE |  | TRUE | Removed from Ground | Used Oil | 300 | Bare Steel | 1981-04-11 | 1994-06-28 | Galvanized Steel
CHRISTOPHER'S TEXACO | 5495 BUFORD HWY | NORCROSS | Gwinnett | 670145 | 3 | [5 empty] | Removed from Ground | Gas (Historical Use) | 6000 | Bare Steel | 1970-05-04 | 1992-01-15 | Galvanized Steel
NAZDAR ATLANTA INC | 4260 PEACHTREE IND BLVD | NORCROSS | Gwinnett | 670139 | 3A | Flapper Valve | 1998-10-21 | FALSE | 1998-10-21 | FALSE | Temporarily out of use | Empty | 4000 | Fiberglass | 1998-10-21 |  | Fiberglass Reinforced Plastic | Pressurized
PENSKE TRUCK LEASING | 2300 WEAVER WAY | NORCROSS | Gwinnett | 670165 | 5 | Flapper Valve | 1996-08-23 | FALSE | 1996-08-23 | FALSE | Currently in Use | Diesel | 20000 | Fiberglass Double Walled | 1996-08-23 |  | Double-Walled Fiberglass | Pressurized
CITGO FOODMART | 4600 PEACHTREE IND BLVD | NORCROSS | Gwinnett | 670178 | 1 | Flapper Valve | 1996-02-01 | FALSE | 1996-02-01 | FALSE | Currently in Use | Regular | 10000 | Fiberglass | 1986-05-05 |  | Fiberglass Reinforced Plastic | Pressurized
INL | 4285 OLD PEACHTREE RD | NORCROSS | Gwinnett | 670176 | 2 | [5 empty] | Removed from Ground | Diesel | 20000 | Bare Steel | 1978-05-04 | 1899-12-31 | Bare Steel
BP #24076 | 1948 INDIAN TRAIL RD | NORCROSS | Gwinnett | 670183 | 2 |  | 1983-01-01 |  | 1983-01-01 |  | Removed from Ground | Gas (Historical Use) | 10000 | Fiberglass | 1983-05-03 | 2000-12-08 | Fiberglass Reinforced Plastic | Pressurized
BP #24069/GULF #267435/2409 | 5570 JIMMY CARTER BLVD | NORCROSS | Gwinnett | 670195 | 2 | [5 empty] | Removed from Ground | Gas (Historical Use) | 10000 | Fiberglass | 1974-05-05 | 1993-08-13 | Fiberglass Reinforced Plastic
B J SANATARY LANDFILL/WASTE MGMT | 6461 CORLEY RD | NORCROSS | Gwinnett | 670249 | 3 | [5 empty] | Removed from Ground | Kerosene | 5000 | Bare Steel | 1980-03-13 | 1990-02-13 | Galvanized Steel
CHEVRON FOOD MART | 1850 HWY 29 SOUTH | LAWRENCEVILLE | Gwinnett | 9067118 | 4 |  | 1988-01-01 |  | 1988-01-01 |  | Currently in Use | Diesel | 8000 | Galvanic (STIP-3) | 1988-07-01 |  | Fiberglass Reinforced Plastic | Pressurized
CHEVRON FOOD MART | 1850 HWY 29 SOUTH | LAWRENCEVILLE | Gwinnett | 9067118 | 1 | Flapper Valve | 1988-01-01 | FALSE | 1988-01-01 | FALSE | Currently in Use | Regular | 8000 | Galvanic (STIP-3) | 1988-07-01 |  | Fiberglass Reinforced Plastic | Pressurized
CITGO | 3125 LAWRENCEVILLE HWY | LAWRENCEVILLE | Gwinnett | 670480 | 1 | [5 empty] | Removed from Ground | Gas (Historical Use) | 10000 | Bare Steel | 1981-01-15 | 1994-08-26 | Galvanized Steel
LANCE OIL COMPANY | 6360 JIMMY CARTER BLVD | NORCROSS | Gwinnett | 670293 | 6 | Ball Float | 1993-01-01 | FALSE | 1993-01-01 | FALSE | Currently in Use | Plus | 12000 | Fiberglass Double Walled | 1988-12-15 |  | Fiberglass Reinforced Plastic | Pressurized
PREM KAUSHAL | 3875 LAWRENCEVILLE HWY | LAWRENCEVILLE | Gwinnett | 9067022 | 1 |  | 1989-01-01 |  | 1989-01-01 |  | Removed from Ground | Gas (Historical Use) | 10000 | Cathodically Protected Steel | 1989-01-01 | 2006-10-01 | Cathodically Protected | Pressurized
Citgo Food Mart | 2505 OLD NORCROSS RD | LAWRENCEVILLE | Gwinnett | 9067284 | 3 | Ball Float | 2001-05-03 | FALSE | 2001-05-03 | FALSE | Currently in Use | Diesel | 4000 | Epoxy | 2001-05-03 |  | Fiberglass Reinforced Plastic | Pressurized
SUPERSTOP | 2429 US HWY 29 S SUITE D | LAWRENCEVILLE | Gwinnett | 670398 | 3 | [5 empty] | Removed from Ground | Gas (Historical Use) | 10000 | Marked Unknown | 1976-04-22 | 1899-12-31 | Bare Steel
MURPHY USA #7221 | 1410 LAWRENCEVILLE HWY | LAWRENCEVILLE | Gwinnett | 10000888 | 2B | Overfill Alarm | 2005-04-14 | FALSE | 2005-04-14 | FALSE | Currently in Use | Premium | 8000 | Fiberglass Double Walled | 2005-04-07 |  | Double-Walled Fiberglass | Pressurized
EXXON FOOD MART | 4735 SUGARLOAF PKWY | LAWRENCEVILLE | Gwinnett | 10002527 | 1 | Flapper Valve | 2015-08-05 | FALSE | 2015-08-05 | FALSE | Currently in Use | Regular | 12000 | Composite Double Walled | 2015-08-05 |  | Double-Walled Fiberglass | Pressurized
BIG H FOOD STORE #85 | 2700 US HWY 29 | LAWRENCEVILLE | Gwinnett | 9067344 | 1 | Ball Float | 2010-08-30 | FALSE | 2010-08-30 | FALSE | Currently in Use | Regular | 12000 | Epoxy | 1998-09-01 |  | Fiberglass Reinforced Plastic | Pressurized
GULF FOOD D MART | 3046 LAWRENCEVILLE HWY | LAWRENCEVILLE | Gwinnett | 9067247 | 1 | [5 empty] | Removed from Ground | Gas (Historical Use) | 3000 | Marked Unknown | 1974-04-24 | 1899-12-31 | Galvanized Steel
SHELL FOOD MART #939 | 901 OAKLAND RD | LAWRENCEVILLE | Gwinnett | 9067370 | 1 | Ball Float | 2010-09-04 | FALSE | 2010-09-04 | FALSE | Currently in Use | Regular | 12000 | Epoxy |  |  | Fiberglass Reinforced Plastic | Pressurized
QUIKTRIP #790 | 3747 LAWRENCEVILLE HWY | LAWRENCEVILLE | Gwinnett | 9067389 | 2 | Flapper Valve | 2000-06-02 | FALSE | 2000-06-02 | FALSE | Currently in Use | Regular | 12000 | Fiberglass | 2000-05-26 |  | Double-Walled Fiberglass | Pressurized
QUIKTRIP #714 | 1485 BEAVER RUIN RD | LILBURN | Gwinnett | 9067056 | 2 |  | 1987-07-01 |  | 1987-07-01 |  | Removed from Ground | Gas (Historical Use) | 12000 | Fiberglass | 1987-07-01 | 1996-11-12 | Copper | Pressurized
PREM KAUSHAL | 3875 LAWRENCEVILLE HWY | LAWRENCEVILLE | Gwinnett | 9067022 | 3 |  | 1989-01-01 |  | 1989-01-01 |  | Removed from Ground | Gas (Historical Use) | 10000 | Cathodically Protected Steel | 1989-01-01 | 2006-10-01 | Cathodically Protected | Pressurized
CARNETTS CAR WASH INC | 1382 PLEASANT HILL RD | LAWRENCEVILLE | Gwinnett | 9067076 | 3 |  | 1990-07-01 |  | 1990-07-01 |  | Removed from Ground | Gas (Historical Use) | 10000 | Fiberglass | 1990-01-01 | 2000-07-06 | Fiberglass Reinforced Plastic | Pressurized
GULF FOOD D MART | 3046 LAWRENCEVILLE HWY | LAWRENCEVILLE | Gwinnett | 9067247 | D | Ball Float | 1988-06-01 | FALSE | 1988-06-01 | FALSE | Currently in Use | Diesel | 4000 | Galvanic (STIP-3) | 1997-06-09 |  | Fiberglass Reinforced Plastic | Pressurized
GULF FOOD D MART | 3046 LAWRENCEVILLE HWY | LAWRENCEVILLE | Gwinnett | 9067247 | W | Ball Float | 1988-06-01 | FALSE | 1988-06-01 | FALSE | Currently in Use | Premium | 10000 | Galvanic (STIP-3) | 1996-10-31 |  | Fiberglass Reinforced Plastic | Pressurized
QUIKTRIP #714 | 1485 BEAVER RUIN RD | LILBURN | Gwinnett | 9067056 | 1 |  | 1987-07-01 |  | 1987-07-01 |  | Removed from Ground | Gas (Historical Use) | 12000 | Fiberglass | 1987-07-01 | 1996-11-12 | Copper | Pressurized
PREM KAUSHAL | 3875 LAWRENCEVILLE HWY | LAWRENCEVILLE | Gwinnett | 9067022 | 2 |  | 1989-01-01 |  | 1989-01-01 |  | Removed from Ground | Gas (Historical Use) | 10000 | Cathodically Protected Steel | 1989-01-01 | 2006-10-01 | Cathodically Protected | Pressurized
GULF FOOD D MART | 3046 LAWRENCEVILLE HWY | LAWRENCEVILLE | Gwinnett | 9067247 | 3 | [5 empty] | Removed from Ground | Gas (Historical Use) | 2000 | Marked Unknown | 1974-04-24 | 1899-12-31 | Galvanized Steel
2520 RAIN FOREST CHEVRON LLC | 2520 OLD NORCROSS RD | LAWRENCEVILLE | Gwinnett | 10000134 | 1 | Ball Float | 2002-06-01 | FALSE | 2002-06-01 | FALSE | Currently in Use | Regular | 12000 | Epoxy | 2002-06-01 |  | Double-Walled Fiberglass | Pressurized
US POSTAL SERVICE/NORTH METRO AU | 1605 BOGGS RD | DULUTH | Gwinnett | 9067077 | 3 |  | 1990-12-17 | FALSE | 1990-12-17 | FALSE | Removed from Ground | Gas (Historical Use) | 12000 | Fiberglass Double Walled | 1989-01-01 | 2017-04-26 | Double-Walled Fiberglass | Pressurized
ALLIED SYSTEMS LTD | 1500 WINDER HWY #8 | DACULA | Gwinnett | 9067133 | 1 | Overfill Alarm | 1991-03-26 |  | 1991-03-26 |  | Removed from Ground | Diesel | 20000 | Fiberglass Double Walled | 1991-03-26 | 2015-03-01 | Fiberglass Reinforced Plastic | Pressurized
BIG H FOOD STORE #92 | 3595 HWY 124 | DACULA | Gwinnett | 9067348 | 2 | Ball Float | 2010-08-30 | FALSE | 2010-08-30 | FALSE | Currently in Use | Premium | 15000 | Epoxy | 1998-10-09 |  | Fiberglass Reinforced Plastic | Pressurized
CARNETTS CAR WASH INC | 1382 PLEASANT HILL RD | LAWRENCEVILLE | Gwinnett | 9067076 | 1 |  |  | TRUE |  | TRUE | Removed from Ground | Gas (Historical Use) | 10000 | Fiberglass | 1988-01-01 | 1899-12-31 | Fiberglass Reinforced Plastic
SUPERSTOP | 2429 US HWY 29 S SUITE D | LAWRENCEVILLE | Gwinnett | 670398 | 6 | Ball Float | 1988-09-22 | FALSE | 1988-09-22 | FALSE | Currently in Use | Premium | 8000 | Galvanic (STIP-3) | 1988-09-01 |  | Fiberglass Reinforced Plastic | Pressurized
TEXACO | 2585 CRUSE ROAD STE D | LAWRENCEVILLE | Gwinnett | 9067313 | 1 | Overfill Alarm | 1996-08-06 | FALSE | 1996-08-06 | FALSE | Currently in Use | Regular | 10000 | Composite | 1996-08-01 |  | Fiberglass Reinforced Plastic | Pressurized
LAWRENCEVILLE HWY FUEL SITE FIRE STATION #25 | 3575 LAWRENCEVILLE HWY | LAWRENCEVILLE | Gwinnett | 10000603 | 1 | Flapper Valve | 2003-10-01 | FALSE | 2003-10-01 | FALSE | Currently in Use | Regular | 15000 | Fiberglass Double Walled | 2003-10-01 |  | Double-Walled Fiberglass | Pressurized
J D FETZ PROPERTY | 4420 BERKLEY LAKE RD | NORCROSS | Gwinnett | 9067081 | 1 | [5 empty] | Removed from Ground | Gas (Historical Use) | 6000 | Bare Steel | 1970-01-01 | 1996-01-16 | Bare Steel
EXXON FOODMART | 3086 BUFORD HWY | DULUTH | Gwinnett | 9067091 | 4 | Ball Float | 1991-02-01 | FALSE | 1991-02-01 | FALSE | Temporarily out of use | Gas (Historical Use) | 10000 | Fiberglass Double Walled | 1991-01-01 |  | Fiberglass Reinforced Plastic | Pressurized
LOCATION #0550 | 207 BRAND ROAD | LOGANVILLE | Gwinnett | 10003369 | 2A | Flapper Valve | 2023-08-01 | FALSE | 2023-01-01 | FALSE | Currently in Use | Diesel | 10000 | Fiberglass Double Walled | 2022-09-01 |  |  | Pressurized
BIG H FOOD STORE #85 | 2700 US HWY 29 | LAWRENCEVILLE | Gwinnett | 9067344 | 2 | Ball Float | 2010-08-30 | FALSE | 2010-08-30 | FALSE | Currently in Use | Premium | 10000 | Epoxy | 1998-09-01 |  | Fiberglass Reinforced Plastic | Pressurized
SHELL FOOD MART #939 | 901 OAKLAND RD | LAWRENCEVILLE | Gwinnett | 9067370 | 2 | Ball Float | 2010-09-04 | FALSE | 2010-09-04 | FALSE | Currently in Use | Premium | 10000 | Epoxy |  |  | Fiberglass Reinforced Plastic | Pressurized
XPO LOGISTICS FREIGHT INC | 1449 OAKLAND RD | LAWRENCEVILLE | Gwinnett | 9067381 | 1 | Overfill Alarm | 2000-03-09 | FALSE | 2000-03-09 | FALSE | Currently in Use | Diesel | 20000 | Fiberglass Double Walled | 2000-02-18 |  | Double-Walled Fiberglass | Pressurized
CITGO | 3125 LAWRENCEVILLE HWY | LAWRENCEVILLE | Gwinnett | 670480 | 5 | Ball Float | 1994-06-01 | FALSE | 1994-06-01 | FALSE | Currently in Use | Regular | 10000 | Fiberglass | 1994-06-01 |  | Fiberglass Reinforced Plastic | Pressurized
CITGO | 3125 LAWRENCEVILLE HWY | LAWRENCEVILLE | Gwinnett | 670480 | 4 | Ball Float | 1994-06-01 | FALSE | 1994-06-01 | FALSE | Currently in Use | Diesel | 10000 | Fiberglass | 1994-06-01 |  | Fiberglass Reinforced Plastic | Pressurized
SHELL FOOD MART/GOLDEN GALLON #8 | 3880 HWY 29 & LESTER RD | LAWRENCEVILLE | Gwinnett | 670466 | 3 |  | 1994-03-11 |  | 1994-03-11 |  | Removed from Ground | Gas (Historical Use) | 10000 | Steel-Impressed Current | 1977-03-26 | 2009-09-14 | Cathodically Protected | Pressurized
SUPERSTOP | 2429 US HWY 29 S SUITE D | LAWRENCEVILLE | Gwinnett | 670398 | 1 | [5 empty] | Removed from Ground | Empty | 10000 | Bare Steel | 1972-05-11 | 1899-12-31 | Galvanized Steel
QUIKTRIP #766 | 1750 WINDER HWY | DACULA | Gwinnett | 9067355 | 1 | Flapper Valve | 1998-06-24 | FALSE | 1998-06-24 | FALSE | Currently in Use | Regular | 12000 | Fiberglass | 1998-11-05 |  | Double-Walled Fiberglass | Pressurized
PUBLIX DISTRIBUTION CENTER | 445 HURRICANE TRL | DACULA | Gwinnett | 9067265 | 6 | Flapper Valve | 1994-09-07 | FALSE | 1994-09-07 | FALSE | Currently in Use | New Oil | 600 | Fiberglass Double Walled | 1994-06-01 |  | Double-Walled Fiberglass | Suction (American)
KROGER GA-457 | 2700 BRASELTON HWY | DACULA | Gwinnett | 10000302 | 1A | Ball Float | 2002-12-15 | FALSE | 2002-12-15 | FALSE | Currently in Use | Regular | 20000 | Fiberglass Double Walled | 2002-12-15 |  | Double-Walled Flex | Pressurized
QUICK SHOP SHELL | 475 DACULA RD | DACULA | Gwinnett | 10000082 | 3B | Flapper Valve | 2002-02-01 | FALSE | 2002-02-01 | FALSE | Currently in Use | E-0 | 5000 | Epoxy | 2002-02-01 |  | Double-Walled Flex | Pressurized
XPO LOGISTICS FREIGHT INC | 1449 OAKLAND RD | LAWRENCEVILLE | Gwinnett | 9067381 | 3 | Overfill Alarm | 2000-02-18 | FALSE | 2000-02-18 | FALSE | Currently in Use | Used Oil | 1000 | Fiberglass Double Walled | 2000-02-18 |  | Double-Walled Fiberglass | Gravity
ORIENTAL AVENUE C STORE | 2074 OLD NORCROSS RD | LAWRENCEVILLE | Gwinnett | 9067411 | 2 | Ball Float | 2001-05-01 |  | 2001-05-01 |  | Currently in Use | Gas (Historical Use) | 8000 | Composite | 2001-02-28 |  | Double-Walled Fiberglass | Pressurized
CITGO | 3125 LAWRENCEVILLE HWY | LAWRENCEVILLE | Gwinnett | 670480 | 6 | Ball Float | 1994-06-01 | FALSE | 1994-06-01 | FALSE | Currently in Use | Premium | 10000 | Fiberglass | 1994-06-01 |  | Fiberglass Reinforced Plastic | Pressurized
EXXON FOODMART | 3086 BUFORD HWY | DULUTH | Gwinnett | 9067091 | 2 | Ball Float | 1991-02-01 | FALSE | 1991-02-01 | FALSE | Currently in Use | Premium | 10000 | Fiberglass Double Walled | 1991-01-01 |  | Fiberglass Reinforced Plastic | Pressurized
GOLDEN PANTRY #48 | 2995 OLD FOUNTAIN RD | DACULA | Gwinnett | 9067334 | 1 | Ball Float | 1998-04-29 | FALSE | 1998-04-29 | FALSE | Currently in Use | Regular | 10000 | Fiberglass Double Walled | 1998-03-28 |  | Double-Walled Fiberglass | Pressurized
GA0061 2483 HAMILTON MILL | 2483 HAMILTON MILL PKWY | DACULA | Gwinnett | 9067308 | 2 | Ball Float | 1996-08-06 | FALSE | 1996-08-06 | FALSE | Currently in Use | Premium | 8000 | Fiberglass Double Walled | 1996-08-06 |  | Double-Walled Flex | Pressurized
GAS AND FOOD 2 | 2733 GA HWY 124 | DACULA | Gwinnett | 9067380 | 3 | Ball Float | 2000-07-19 | FALSE | 2000-07-19 | FALSE | Currently in Use | Diesel | 8000 | Epoxy | 2000-07-17 |  | Fiberglass Reinforced Plastic | Pressurized
SHELL FOOD MART | 1205 WINDER HWY | DACULA | Gwinnett | 10001355 | P797029 | Ball Float | 2007-05-19 | FALSE | 2007-05-19 | FALSE | Currently in Use | Regular | 12000 | Fiberglass | 2007-01-31 |  | Double-Walled Fiberglass | Pressurized
QUICK SHOP SHELL | 475 DACULA RD | DACULA | Gwinnett | 10000082 | 3A | Ball Float | 2002-02-01 | FALSE | 2002-02-01 | FALSE | Currently in Use | Diesel | 15000 | Epoxy | 2002-02-01 |  | Double-Walled Flex | Pressurized
RaceTrac #234 - Loganville | 3940 ATLANTA HWY | LOGANVILLE | Gwinnett | 10001918 | 2 | Overfill Alarm | 2010-09-17 | FALSE | 2010-09-17 | FALSE | Currently in Use | Premium | 12000 | Composite Double Walled | 2010-09-17 |  | Double-Walled Fiberglass | Pressurized
VILLAGE MARKET | 15 GRAYSON-NEW HOPE RD @ ST RTE | GRAYSON | Gwinnett | 9067316 | T-1REG | Ball Float | 1997-05-01 |  | 1997-05-01 |  | Removed from Ground | Gas (Historical Use) | 15000 | Epoxy | 1997-05-15 | 2006-05-02 | Fiberglass Reinforced Plastic | Pressurized
Citgo Food Mart | 2505 OLD NORCROSS RD | LAWRENCEVILLE | Gwinnett | 9067284 | 1 | Ball Float | 1996-06-02 | FALSE | 1996-06-02 | FALSE | Currently in Use | Regular | 12000 | Epoxy | 1996-06-01 |  | Fiberglass Reinforced Plastic | Pressurized
GULF FOOD D MART | 3046 LAWRENCEVILLE HWY | LAWRENCEVILLE | Gwinnett | 9067247 | 2 | [5 empty] | Removed from Ground | Gas (Historical Use) | 2000 | Marked Unknown | 1974-04-24 | 1899-12-31 | Galvanized Steel
QUIKTRIP #790 | 3747 LAWRENCEVILLE HWY | LAWRENCEVILLE | Gwinnett | 9067389 | 3 | Flapper Valve | 2000-06-02 | FALSE | 2000-06-02 | FALSE | Currently in Use | Premium | 12000 | Fiberglass | 2000-05-26 |  | Double-Walled Fiberglass | Pressurized
SUPERSTOP | 2429 US HWY 29 S SUITE D | LAWRENCEVILLE | Gwinnett | 670398 | 7 | Ball Float | 1988-09-22 | FALSE | 1988-09-22 | FALSE | Currently in Use | Regular | 8000 | Galvanic (STIP-3) | 1988-09-01 |  | Fiberglass Reinforced Plastic | Pressurized
SUPERSTOP | 2429 US HWY 29 S SUITE D | LAWRENCEVILLE | Gwinnett | 670398 | 4 | [5 empty] | Removed from Ground | Gas (Historical Use) | 10000 | Marked Unknown | 1976-04-22 | 1899-12-31 | Bare Steel
SUPERSTOP | 2429 US HWY 29 S SUITE D | LAWRENCEVILLE | Gwinnett | 670398 | 5 | [5 empty] | Removed from Ground | Gas (Historical Use) | 10000 | Marked Unknown | 1980-04-22 | 1899-12-31 | Bare Steel
MURPHY USA #7221 | 1410 LAWRENCEVILLE HWY | LAWRENCEVILLE | Gwinnett | 10000888 | 2A |  |  | FALSE |  | FALSE | [6 empty] | Double-Walled Fiberglass | Pressurized
RaceTrac #158 - Sugarloaf | 3405 SUGARLOAF PKWY | LAWRENCEVILLE | Gwinnett | 10001377 | 3 |  | 2007-08-13 | FALSE | 2007-08-13 | FALSE | Currently in Use | Diesel | 12000 | Composite Double Walled | 2007-07-26 |  | Double-Walled Fiberglass | Pressurized
127 SOUTH PEACHTREE ST | 127 SOUTH PEACHTREE ST | NORCROSS | Gwinnett | 10003373 | 5 |  |  | FALSE |  | FALSE | Closed in Ground |  | 750 | Bare Steel |  | 2021-03-02
127 SOUTH PEACHTREE ST | 127 SOUTH PEACHTREE ST | NORCROSS | Gwinnett | 10003373 | 4 |  |  | FALSE |  | FALSE | Closed in Ground |  | 750 | Bare Steel |  | 2021-03-02
Fuel Zone LLC | 2948 FIVE FORKS-TRICKUM RD | LAWRENCEVILLE | Gwinnett | 9067033 | 162685 | Flapper Valve | 1990-06-01 | FALSE | 1990-06-01 | FALSE | Currently in Use | Premium | 8000 | Steel-Impressed Current | 1990-06-01 |  | Fiberglass Reinforced Plastic | Pressurized
PREM KAUSHAL | 3875 LAWRENCEVILLE HWY | LAWRENCEVILLE | Gwinnett | 9067022 | 4 |  | 1989-01-01 |  | 1989-01-01 |  | Removed from Ground | Gas (Historical Use) | 10000 | Cathodically Protected Steel | 1989-01-01 | 2006-10-01 | Cathodically Protected | Pressurized
TEXACO FOOD MART | 2815 CLUB DRIVE | LAWRENCEVILLE | Gwinnett | 9067378 | 2 | Ball Float | 1999-03-23 | FALSE | 1999-03-23 | FALSE | Currently in Use | Premium | 12000 | Epoxy | 1999-03-22 |  | Fiberglass Reinforced Plastic | Pressurized
CITGO | 3125 LAWRENCEVILLE HWY | LAWRENCEVILLE | Gwinnett | 670480 | 3 | [5 empty] | Removed from Ground | Gas (Historical Use) | 10000 | Bare Steel | 1981-01-15 | 1994-08-26 | Galvanized Steel
SHELL FOOD MART/GOLDEN GALLON #8 | 3880 HWY 29 & LESTER RD | LAWRENCEVILLE | Gwinnett | 670466 | 2 |  | 1994-03-11 |  | 1994-03-11 |  | Removed from Ground | Gas (Historical Use) | 10000 | Steel-Impressed Current | 1977-03-26 | 2009-09-14 | Cathodically Protected | Pressurized
127 SOUTH PEACHTREE ST | 127 SOUTH PEACHTREE ST | NORCROSS | Gwinnett | 10003373 | 1 |  |  | FALSE |  | FALSE | Closed in Ground |  | 750 | Bare Steel |  | 2021-03-02
127 SOUTH PEACHTREE ST | 127 SOUTH PEACHTREE ST | NORCROSS | Gwinnett | 10003373 | 7 |  |  | FALSE |  | FALSE | Closed in Ground |  | 2000 | Bare Steel |  | 2021-03-02
CIRCLE K #227 | 3285 MCGINNIS FERRY RD | SUWANEE | Gwinnett | 10003342 | 1 | Flapper Valve | 2023-05-04 | FALSE | 2021-04-04 | FALSE | Currently in Use | Regular | 12000 | Composite Double Walled | 2021-01-25 |  | Double-Walled Flex | Pressurized
MLC SUGAR HILL | 5243 NELSON BROGDON BLVD | SUGAR HILL | Gwinnett | 670334 | 4 | Ball Float | 1994-12-05 | FALSE | 1994-12-05 | FALSE | Removed from Ground | Premium | 9816 | Fiberglass | 1994-12-05 |  | Fiberglass Reinforced Plastic | Pressurized
MLC SUGAR HILL | 5243 NELSON BROGDON BLVD | SUGAR HILL | Gwinnett | 670334 | 5 | Ball Float | 1994-12-05 | FALSE | 1994-12-05 | FALSE | Removed from Ground | Diesel | 9816 | Fiberglass | 1994-12-05 |  | Fiberglass Reinforced Plastic | Pressurized
Fuel Zone LLC | 2948 FIVE FORKS-TRICKUM RD | LAWRENCEVILLE | Gwinnett | 9067033 | 162671 | Flapper Valve | 1990-06-01 | FALSE | 1990-06-01 | FALSE | Currently in Use | Regular | 8000 | Steel-Impressed Current | 1990-06-01 |  | Fiberglass Reinforced Plastic | Pressurized
QUICK MART | 3522 CLUB DR | LAWRENCEVILLE | Gwinnett | 9067277 | 1 | Ball Float | 1996-02-19 | FALSE | 1996-02-19 | FALSE | Currently in Use | Regular | 12000 | Galvanic (STIP-3) | 1998-11-30 |  | Double-Walled Flex | Pressurized
GULF FOOD D MART | 3046 LAWRENCEVILLE HWY | LAWRENCEVILLE | Gwinnett | 9067247 | B | Ball Float | 1988-06-01 | FALSE | 1988-06-01 | FALSE | Currently in Use | Regular | 10000 | Galvanic (STIP-3) | 1996-10-31 |  | Fiberglass Reinforced Plastic | Pressurized
TEXACO FOOD MART | 2815 CLUB DRIVE | LAWRENCEVILLE | Gwinnett | 9067378 | 1 | Ball Float | 1999-03-23 | FALSE | 1999-03-23 | FALSE | Currently in Use | Regular | 10000 | Epoxy | 1999-03-22 |  | Fiberglass Reinforced Plastic | Pressurized
XPO LOGISTICS FREIGHT INC | 1449 OAKLAND RD | LAWRENCEVILLE | Gwinnett | 9067381 | 2 | Overfill Alarm | 2000-02-18 | FALSE | 2000-02-18 | FALSE | Currently in Use | New Oil | 3000 | Fiberglass Double Walled | 2000-02-18 |  | Double-Walled Fiberglass
SUPERSTOP | 2429 US HWY 29 S SUITE D | LAWRENCEVILLE | Gwinnett | 670398 | 2 | [5 empty] | Removed from Ground | Empty | 10000 | Bare Steel | 1972-05-11 | 1899-12-31 | Galvanized Steel
EXXON FOOD MART | 4735 SUGARLOAF PKWY | LAWRENCEVILLE | Gwinnett | 10002527 | 2A | Flapper Valve | 2015-08-05 | FALSE | 2015-08-05 | FALSE | Currently in Use | Premium | 8000 | Composite Double Walled | 2015-08-05 |  | Double-Walled Fiberglass | Pressurized
US POSTAL SERVICE/NORTH METRO AU | 1605 BOGGS RD | DULUTH | Gwinnett | 9067077 | 2 |  | 1993-12-17 | FALSE | 1990-12-17 | FALSE | Removed from Ground | Diesel | 12000 | Fiberglass Double Walled | 1989-01-01 | 2017-04-26 | Double-Walled Fiberglass | Pressurized
PUBLIX DISTRIBUTION CENTER | 445 HURRICANE TRL | DACULA | Gwinnett | 9067265 | 3 | Flapper Valve | 1994-09-07 | FALSE | 1994-09-07 | FALSE | Removed from Ground | Diesel | 3000 | Fiberglass Double Walled | 1994-06-01 |  | Double-Walled Fiberglass | Pressurized
2520 RAIN FOREST CHEVRON LLC | 2520 OLD NORCROSS RD | LAWRENCEVILLE | Gwinnett | 10000134 | 2A | Ball Float | 2002-06-01 | FALSE | 2002-06-01 | FALSE | Currently in Use | Premium | 6000 | Epoxy | 2002-06-01 |  | Double-Walled Fiberglass | Pressurized
EXXON FOODMART | 3086 BUFORD HWY | DULUTH | Gwinnett | 9067091 | 1 | Ball Float | 1991-02-01 | FALSE | 1991-02-01 | FALSE | Currently in Use | Diesel | 10000 | Fiberglass Double Walled | 1991-01-01 |  | Fiberglass Reinforced Plastic | Pressurized
GOLDEN PANTRY #48 | 2995 OLD FOUNTAIN RD | DACULA | Gwinnett | 9067334 | 2 | Ball Float | 1998-04-29 | FALSE | 1998-04-29 | FALSE | Currently in Use | Regular | 10000 | Fiberglass Double Walled | 1998-03-28 |  | Double-Walled Fiberglass | Pressurized
CHEVRON FOOD MART | 1850 HWY 29 SOUTH | LAWRENCEVILLE | Gwinnett | 9067118 | 3 | Flapper Valve | 1988-01-01 | FALSE | 1988-01-01 | FALSE | Currently in Use | Premium | 8000 | Galvanic (STIP-3) | 1988-07-01 |  | Fiberglass Reinforced Plastic | Pressurized
GA0061 2483 HAMILTON MILL | 2483 HAMILTON MILL PKWY | DACULA | Gwinnett | 9067308 | 1 | Ball Float | 1996-08-06 | FALSE | 1996-08-06 | FALSE | Currently in Use | Regular | 15000 | Fiberglass Double Walled | 1996-08-06 |  | Double-Walled Flex | Pressurized
FOOD STORE | 2115 WINDER HWY | DACULA | Gwinnett | 67033 | 2 |  | 1994-03-21 | FALSE | 1994-03-21 | FALSE | Currently in Use | Regular | 7500 | Steel-Impressed Current | 1978-05-01 |  | Fiberglass Reinforced Plastic | Pressurized
CITY OF DACULA | 2453 WINDER HIGHWAY | DACULA | Gwinnett | 10002475 | 1 |  |  | FALSE |  | FALSE | Removed from Ground | Gas (Historical Use) | 70 | Unknown | 2015-09-08 | 2015-09-08 | Unknown
KROGER GA-480 | 1911 GRAYSON HIGHWAY | GRAYSON | Gwinnett | 10000026 | 2A | Overfill Alarm | 2001-12-10 | FALSE | 2001-12-10 | FALSE | Currently in Use | Premium | 8000 | Fiberglass Double Walled | 2001-12-10 |  | Double-Walled Fiberglass | Pressurized
CHEVRON FOOD MART | 1850 HWY 29 SOUTH | LAWRENCEVILLE | Gwinnett | 9067118 | 5 |  | 1988-01-01 | FALSE | 1988-01-01 | FALSE | Temporarily out of use | Gas (Historical Use) | 8000 | Galvanic (STIP-3) | 1988-07-01 |  | Fiberglass Reinforced Plastic | Pressurized
QUIKTRIP #790 | 3747 LAWRENCEVILLE HWY | LAWRENCEVILLE | Gwinnett | 9067389 | 1 | Flapper Valve | 2000-06-02 | FALSE | 2000-06-02 | FALSE | Currently in Use | Regular | 12000 | Fiberglass | 2000-05-26 |  | Double-Walled Fiberglass | Pressurized
LAWRENCEVILLE HWY FUEL SITE FIRE STATION #25 | 3575 LAWRENCEVILLE HWY | LAWRENCEVILLE | Gwinnett | 10000603 | 2 | Flapper Valve | 2003-10-01 | FALSE | 2003-10-01 | FALSE | Currently in Use | Diesel | 15000 | Fiberglass Double Walled | 2003-10-01 |  | Double-Walled Fiberglass | Pressurized
EXXON FOODMART | 3086 BUFORD HWY | DULUTH | Gwinnett | 9067091 | 3 | Ball Float | 1991-02-01 | FALSE | 1991-03-01 | FALSE | Currently in Use | Regular | 10000 | Fiberglass Double Walled | 1991-01-01 |  | Fiberglass Reinforced Plastic | Pressurized
GOLDEN PANTRY #48 | 2995 OLD FOUNTAIN RD | DACULA | Gwinnett | 9067334 | 4 | Ball Float | 1998-04-29 | FALSE | 1998-04-29 | FALSE | Currently in Use | Diesel | 4000 | Fiberglass Double Walled | 1998-03-28 |  | Double-Walled Fiberglass | Pressurized
GAS AND FOOD 2 | 2733 GA HWY 124 | DACULA | Gwinnett | 9067380 | 1 | Ball Float | 2000-07-19 | FALSE | 2000-07-19 | FALSE | Currently in Use | Regular | 12000 | Epoxy | 2000-07-17 |  | Fiberglass Reinforced Plastic | Pressurized
BLUE BELL CREAMERIES LP ATLANTA EAST | 1655 CEDARS RD | DACULA | Gwinnett | 10000242 | 1 | Ball Float | 1998-03-25 | FALSE | 1998-03-25 | FALSE | Currently in Use | Diesel | 10000 | Epoxy | 1998-03-25 |  |  | Pressurized
QUICK SHOP SHELL | 475 DACULA RD | DACULA | Gwinnett | 10000082 | 2 | Ball Float | 2002-02-01 | FALSE | 2002-02-01 | FALSE | Currently in Use | Premium | 10000 | Epoxy | 2002-02-01 |  | Double-Walled Flex | Pressurized
BP FOODMART | 2990 ROSEBUD RD | LOGANVILLE | Gwinnett | 9067328 | 3 | Ball Float | 1997-10-06 | FALSE | 1997-10-06 | FALSE | Currently in Use | E-85 | 12000 | Fiberglass Double Walled | 1997-10-06 |  | Double-Walled Flex | Pressurized
MR MACS QUICKMART | 704 HWY 78 | LOGANVILLE | Gwinnett | 9067383 | 2 |  | 1996-10-14 |  | 1996-10-14 |  | Currently in Use | Gas (Historical Use) | 12000 | Epoxy | 1996-10-08 |  | Fiberglass Reinforced Plastic | Pressurized
ECONO LUBE N TUNE #208 | 4330 US HWY 29 NORTH | LILBURN | Gwinnett | 9067268 | 1 |  |  | TRUE |  | TRUE | Removed from Ground | Used Oil | 550 | Not Marked/Unknown | 1989-05-01 | 2003-12-22 | Not Marked
GRAYSON FOOD MART | 2693 GA HWY 20 | GRAYSON | Gwinnett | 9067105 | 2 |  | 1992-10-01 | FALSE | 1992-10-01 | FALSE | Temporarily out of use | Gas (Historical Use) | 8000 | Galvanic (STIP-3) | 1992-10-01 |  | Fiberglass Reinforced Plastic | Pressurized
DAVENPORT HOP IN CHEVRON | 3547 OLD NORCROSS RD | DULUTH | Gwinnett | 9067373 | 1 | Flapper Valve | 1999-09-01 | FALSE | 1999-09-01 | FALSE | Currently in Use | Premium | 10000 | Epoxy | 1999-01-01 |  | Fiberglass Reinforced Plastic | Pressurized
CIRCLE K #227 | 3285 MCGINNIS FERRY RD | SUWANEE | Gwinnett | 10003342 | 2C | Flapper Valve | 2023-05-04 | FALSE | 2021-04-04 | FALSE | Currently in Use | E-85 | 4000 | Composite Double Walled | 2021-01-25 |  | Double-Walled Flex | Pressurized
CHEVRON FOOD MART | 5211 BUFORD HWY | PEACHTREE CORNERS | Gwinnett | 10003475 | 2A | Flapper Valve | 2023-08-02 | FALSE | 2023-08-02 | FALSE | Currently in Use | Premium | 8000 | Composite Double Walled | 2023-08-02 |  | Double-Walled Fiberglass | Pressurized
SAIA LTL FREIGHT | 3500 BLUE RIDGE DR | BUFORD | Gwinnett | 10003334 | 2 | Overfill Alarm | 2023-06-19 | FALSE |  | FALSE | Currently in Use | Diesel | 20000 | Fiberglass Double Walled | 2023-06-06 |  | Double-Walled Fiberglass | Pressurized
GAS EXPRESS #257 | 3205 LOGANVILLE HWY | LOGANVILLE | Gwinnett | 10003350 | 2C | Flapper Valve | 2023-03-17 | FALSE | 2022-09-08 | FALSE | Currently in Use | E-85 | 4000 | Composite Double Walled | 2022-06-21 |  | Double-Walled Flex | Pressurized
GAS EXPRESS #257 | 3205 LOGANVILLE HWY | LOGANVILLE | Gwinnett | 10003350 | 2B | Flapper Valve | 2023-03-17 | FALSE | 2022-09-08 | FALSE | Currently in Use | Diesel | 4000 | Composite Double Walled | 2022-06-21 |  | Double-Walled Flex | Pressurized
LOCATION #0550 | 207 BRAND ROAD | LOGANVILLE | Gwinnett | 10003369 | 2B | Flapper Valve | 2023-08-01 | FALSE | 2023-01-01 | FALSE | Currently in Use | Diesel | 10000 | Fiberglass Double Walled | 2022-09-01 |  |  | Pressurized
127 SOUTH PEACHTREE ST | 127 SOUTH PEACHTREE ST | NORCROSS | Gwinnett | 10003373 | 8 |  |  | FALSE |  | FALSE | Closed in Ground |  | 750 | Bare Steel |  | 2021-03-02
127 SOUTH PEACHTREE ST | 127 SOUTH PEACHTREE ST | NORCROSS | Gwinnett | 10003373 | 6 |  |  | FALSE |  | FALSE | Closed in Ground |  | 2000 | Bare Steel |  | 2021-03-02
127 SOUTH PEACHTREE ST | 127 SOUTH PEACHTREE ST | NORCROSS | Gwinnett | 10003373 | 9 |  |  | FALSE |  | FALSE | Closed in Ground |  | 750 | Bare Steel |  | 2021-03-02
CIRCLE K #227 | 3285 MCGINNIS FERRY RD | SUWANEE | Gwinnett | 10003342 | 2A | Flapper Valve | 2023-05-04 | FALSE | 2021-04-04 | FALSE | Currently in Use | Premium | 4000 | Composite Double Walled | 2021-01-25 |  | Double-Walled Flex | Pressurized
LOCATION #0550 | 207 BRAND ROAD | LOGANVILLE | Gwinnett | 10003369 | 1A | Flapper Valve | 2023-08-01 | FALSE | 2023-01-01 | FALSE | Currently in Use | Gas (Historical Use) | 10000 | Fiberglass Double Walled | 2022-09-01 |  |  | Pressurized
CARNETTS CAR WASH INC | 1382 PLEASANT HILL RD | LAWRENCEVILLE | Gwinnett | 9067076 | 2 |  |  | TRUE |  | TRUE | Removed from Ground | Gas (Historical Use) | 10000 | Fiberglass | 1988-01-01 | 1899-12-31 | Fiberglass Reinforced Plastic
GULF FOOD D MART | 3046 LAWRENCEVILLE HWY | LAWRENCEVILLE | Gwinnett | 9067247 | R | Ball Float | 1988-06-01 | FALSE | 1988-06-01 | FALSE | Currently in Use | Regular | 10000 | Galvanic (STIP-3) | 1996-10-31 |  | Fiberglass Reinforced Plastic | Pressurized
ORIENTAL AVENUE C STORE | 2074 OLD NORCROSS RD | LAWRENCEVILLE | Gwinnett | 9067411 | 3 | Ball Float | 2001-05-01 |  | 2001-05-01 |  | Currently in Use | Diesel | 6000 | Composite | 2001-02-28 |  | Double-Walled Fiberglass | Pressurized
TEXACO | 2585 CRUSE ROAD STE D | LAWRENCEVILLE | Gwinnett | 9067313 | 2 | Overfill Alarm | 1996-08-06 | FALSE | 1996-08-06 | FALSE | Currently in Use | Premium | 10000 | Composite | 1996-08-01 |  | Fiberglass Reinforced Plastic | Pressurized
TEXACO | 2585 CRUSE ROAD STE D | LAWRENCEVILLE | Gwinnett | 9067313 | 3 | Overfill Alarm | 1996-08-06 | FALSE | 1996-08-06 | FALSE | Currently in Use | Diesel | 10000 | Composite | 1996-08-01 |  | Fiberglass Reinforced Plastic | Pressurized
ATKINSON RD HUFF TRACT | ATKINSON RD & STATE HWY 120 | DULUTH | Gwinnett | 9067329 | 2 | [5 empty] | Removed from Ground | Gas (Historical Use) | 4000 | Not Marked/Unknown | 1998-02-01 | 1998-02-01 | Not Marked
US POSTAL SERVICE/NORTH METRO AU | 1605 BOGGS RD | DULUTH | Gwinnett | 9067077 | 5 | Overfill Alarm | 2017-06-30 | FALSE | 2017-06-08 | FALSE | Currently in Use | Diesel | 12000 | Fiberglass Double Walled | 2017-05-17 |  | Double-Walled Flex | Pressurized
PUBLIX DISTRIBUTION CENTER | 445 HURRICANE TRL | DACULA | Gwinnett | 9067265 | 1 | Flapper Valve | 1994-09-07 | FALSE | 1994-09-07 | FALSE | Removed from Ground | Diesel | 20000 | Fiberglass Double Walled | 1994-06-01 |  | Double-Walled Fiberglass | Pressurized
CHEVRON FOOD MART | 5211 BUFORD HWY | PEACHTREE CORNERS | Gwinnett | 10003475 | 1 | Flapper Valve | 2023-08-02 | FALSE | 2023-08-02 | FALSE | Currently in Use | Regular | 12000 | Composite Double Walled | 2023-08-02 |  | Double-Walled Fiberglass | Pressurized
AT&T COMMUNICATIONS INC | 5856 BUFORD HWY | NORCROSS | Gwinnett | 670376 | 3 | Flapper Valve | 1999-11-15 | FALSE | 1999-11-15 | FALSE | Currently in Use | Diesel | 4000 | Fiberglass Double Walled | 1999-08-10 |  | Copper | Suction (American)
DOLLAR CONCRETE CONSTRUCTION COMPANY | 4795 S. OLD PEACHTREE RD NW | NORCROSS | Gwinnett | 10000140 | 1 | Flapper Valve | 2008-12-22 | FALSE | 2002-09-01 | FALSE | Currently in Use | Diesel | 10000 | Composite | 2002-09-01 |  | Fiberglass Reinforced Plastic | Suction (American)
RaceTrac #2329 - Jimmy Carter | 6875 JIMMY CARTER BLVD | NORCROSS | Gwinnett | 10002289 | 2B | Overfill Alarm | 2013-12-06 | FALSE | 2013-12-06 | FALSE | Currently in Use | Diesel | 10000 | Composite Double Walled | 2013-12-06 |  | Double-Walled Fiberglass | Pressurized
CIRCLE K #8470 | 7131 PEACHTREE IND BLVD | NORCROSS | Gwinnett | 670491 | 3 |  | 1993-11-18 |  | 1993-11-18 |  | Removed from Ground | Gas (Historical Use) | 12000 | Fiberglass | 1978-06-01 | 1997-01-24 | Fiberglass Reinforced Plastic | Pressurized
BERKELEY LAKE SERVICES | 4590 PEACHTREE IND BLVD | BERKELEY LAKE | Gwinnett | 670513 | 1 | Overfill Alarm | 1987-01-01 | FALSE | 1987-01-01 | FALSE | Currently in Use | Regular | 10000 | Galvanic (STIP-3) | 1987-01-01 |  | Fiberglass Reinforced Plastic | Pressurized
LUCENT TECHNOLOGIES-ATLANTA FACI | 2000 N E EXPRESSWAY | NORCROSS | Gwinnett | 9000047 | 3 | [5 empty] | Removed from Ground | Hazardous Substance | 600 | Concrete | 1974-05-02 | 1988-09-02 | Galvanized Steel
CHEVRON FOODMART | 1925 INDIAN TRAIL RD | NORCROSS | Gwinnett | 9067006 | 3 | Overfill Alarm | 1993-07-29 | FALSE | 1993-07-29 | FALSE | Currently in Use | Premium | 10000 | Fiberglass | 1987-02-01 |  | Fiberglass Reinforced Plastic | Pressurized
RaceTrac #490 - Reps Miller Road | 5700 PEACHTREE IND BLVD | NORCROSS | Gwinnett | 9067225 | 1 | Overfill Alarm | 1995-05-01 | FALSE | 1995-05-01 | FALSE | Currently in Use | Regular | 12000 | Composite Double Walled | 1995-05-01 |  | Double-Walled Fiberglass | Pressurized
VALERO | 5910 JIMMY CARTER BLVD | NORCROSS | Gwinnett | 9067320 | 1 | Ball Float | 1997-01-01 | FALSE | 1997-01-01 | FALSE | Currently in Use | Regular | 12000 | Fiberglass | 1997-01-01 |  | Double-Walled Fiberglass | Pressurized
Equinix AT5 | 2836 PETERSON PL | NORCROSS | Gwinnett | 9067391 | 1 |  | 2000-09-25 | FALSE | 2000-09-25 | TRUE | Removed from Ground | Diesel | 12000 | Fiberglass Double Walled | 2000-09-01 |  | Double-Walled Flex | Safe Suction (Euro)
QUIKTRIP #766 | 1750 WINDER HWY | DACULA | Gwinnett | 9067355 | 2 | Flapper Valve | 1998-06-24 | FALSE | 1998-06-24 | FALSE | Currently in Use | Regular | 12000 | Fiberglass | 1998-11-05 |  | Double-Walled Fiberglass | Pressurized
PUBLIX DISTRIBUTION CENTER | 445 HURRICANE TRL | DACULA | Gwinnett | 9067265 | 4 | Flapper Valve | 1994-09-07 | FALSE | 1994-09-07 | FALSE | Currently in Use | New Oil | 600 | Fiberglass Double Walled | 1994-06-01 |  | Double-Walled Fiberglass | Suction (American)
E & R DACULA GENERAL STORE | 2544 WINDER HWY | DACULA | Gwinnett | 670009 | 1 | Flapper Valve | 1998-08-20 | FALSE | 1998-08-20 | FALSE | Removed from Ground | Gas (Historical Use) | 2000 | Steel-Impressed Current | 1985-04-29 |  | Steel (Impressed Current) | Safe Suction (Euro)
USA SHOP | 125 HWY 78 | LOGANVILLE | Gwinnett | 9067218 | 3B |  | 2001-02-02 | FALSE | 2001-02-02 | FALSE | Removed from Ground | Diesel | 4000 | Composite | 2001-02-02 | 2013-04-23 | Fiberglass Reinforced Plastic | Pressurized
GRAYSON FOOD MART | 2693 GA HWY 20 | GRAYSON | Gwinnett | 9067105 | 4 | Ball Float | 1992-10-01 | FALSE | 1992-10-01 | FALSE | Currently in Use | Diesel | 10000 | Galvanic (STIP-3) | 1992-10-01 |  | Fiberglass Reinforced Plastic | Pressurized
GRAYSON FOOD MART | 2693 GA HWY 20 | GRAYSON | Gwinnett | 9067105 | 5 | Ball Float | 1992-10-01 | FALSE | 1992-10-01 | FALSE | Currently in Use | Premium | 10000 | Galvanic (STIP-3) | 1992-10-01 |  | Fiberglass Reinforced Plastic | Pressurized
DULUTH HIGHWAY FOOD MART TEXACO | 2255 DULUTH HWY | DULUTH | Gwinnett | 9067330 | 1 |  | 1997-12-01 | FALSE | 1997-12-01 | FALSE | Currently in Use | Regular | 15000 | Composite Double Walled | 1997-12-01 |  | Double-Walled Fiberglass | Pressurized
MALANYS, INC. | 3190 PEACHTREE IND BLVD | DULUTH | Gwinnett | 9067027 | 1 | Ball Float | 1993-10-12 | FALSE | 1993-10-12 | FALSE | Currently in Use | Regular | 10000 | Fiberglass | 1988-01-01 |  | Fiberglass Reinforced Plastic | Pressurized
SHELL FOOD MART | 2120 HWY 120 | DULUTH | Gwinnett | 9067026 | 3 | Flapper Valve | 1993-12-01 | FALSE | 1993-12-01 | FALSE | Temporarily out of use | Diesel | 10374 | Fiberglass Double Walled | 1990-03-05 |  | Double-Walled Fiberglass | Pressurized
JAN FOOD MART INC | 2476 BUFORD HWY | DULUTH | Gwinnett | 670039 | 3B |  | 2006-11-24 | FALSE | 2006-11-24 | TRUE | Currently in Use | Diesel | 3000 | Composite | 2006-11-24 |  | Fiberglass Reinforced Plastic | Pressurized
2723 QM LLC | 2723 MEADOW CHURCH RD | DULUTH | Gwinnett | 9067374 | 3 | Ball Float | 1999-07-06 | FALSE | 1999-07-06 | FALSE | Currently in Use | Diesel | 10000 | Fiberglass Double Walled | 1999-07-06 |  | Double-Walled Flex | Pressurized
GAS AND FOOD 2 | 2733 GA HWY 124 | DACULA | Gwinnett | 9067380 | 2 | Ball Float | 2000-07-19 | FALSE | 2000-07-19 | FALSE | Currently in Use | Premium | 10000 | Epoxy | 2000-07-17 |  | Fiberglass Reinforced Plastic | Pressurized
SHELL FOOD MART | 1205 WINDER HWY | DACULA | Gwinnett | 10001355 | P797028A | Ball Float | 2007-05-19 | FALSE | 2007-05-19 | FALSE | Currently in Use | Premium | 8000 | Fiberglass | 2007-01-31 |  | Double-Walled Fiberglass | Pressurized
SHELL FOOD MART | 1205 WINDER HWY | DACULA | Gwinnett | 10001355 | P797028B | Ball Float | 2007-05-19 | FALSE | 2007-05-19 | FALSE | Currently in Use | Diesel | 4000 | Fiberglass | 2007-01-31 |  | Double-Walled Fiberglass | Pressurized
BLUE BELL CREAMERIES LP ATLANTA EAST | 1655 CEDARS RD | DACULA | Gwinnett | 10000242 | 2 | Ball Float | 1998-03-25 | FALSE | 1998-03-25 | FALSE | Currently in Use | Regular | 4000 | Epoxy | 1998-03-25 |  |  | Pressurized
KROGER GA-457 | 2700 BRASELTON HWY | DACULA | Gwinnett | 10000302 | 1B | Ball Float | 2002-12-15 | FALSE | 2002-12-15 | FALSE | Currently in Use | Premium | 8000 | Fiberglass Double Walled | 2002-12-15 |  | Double-Walled Flex | Pressurized
QUICK SHOP SHELL | 475 DACULA RD | DACULA | Gwinnett | 10000082 | 1 | Ball Float | 2002-02-01 | FALSE | 2002-02-01 | FALSE | Currently in Use | Regular | 15000 | Epoxy | 2002-02-01 |  | Double-Walled Flex | Pressurized
E & R DACULA GENERAL STORE | 2544 WINDER HWY | DACULA | Gwinnett | 670009 | 4 |  | 1998-08-20 | FALSE | 1998-08-20 | FALSE | Removed from Ground | Diesel | 2000 | Steel-Impressed Current | 1985-04-29 |  | Steel (Impressed Current) | Safe Suction (Euro)
GWINNETT MEDICAL CENTER | 3215 MCCLURE BRIDGE RD | DULUTH | Gwinnett | 9067207 | 1 | [5 empty] | Removed from Ground | Diesel | 8000 | Marked Unknown | 1995-08-22 | 1995-08-22 | Unknown
3334 Langley Rd LLC | 3334 LANGLEY RD | LOGANVILLE | Gwinnett | 10000653 | 2A | Ball Float | 2004-05-25 | FALSE | 2004-05-25 | FALSE | Currently in Use | Premium | 8000 | Epoxy | 2004-05-25 |  | Fiberglass Reinforced Plastic | Pressurized
3334 Langley Rd LLC | 3334 LANGLEY RD | LOGANVILLE | Gwinnett | 10000653 | 1 | Ball Float | 2004-05-25 | FALSE | 2004-05-25 | FALSE | Currently in Use | Regular | 12000 | Epoxy | 2004-05-25 |  | Fiberglass Reinforced Plastic | Pressurized
RaceTrac #234 - Loganville | 3940 ATLANTA HWY | LOGANVILLE | Gwinnett | 10001918 | 3 | Overfill Alarm | 2010-09-17 | FALSE | 2010-09-17 | FALSE | Currently in Use | Diesel | 12000 | Composite Double Walled | 2010-09-17 |  | Double-Walled Fiberglass | Pressurized
GRAYSON FOOD MART | 2693 GA HWY 20 | GRAYSON | Gwinnett | 9067105 | 1 |  | 1992-10-01 | FALSE | 1992-10-01 | FALSE | Temporarily out of use | Diesel | 1000 | Galvanic (STIP-3) | 1992-10-01 |  | Fiberglass Reinforced Plastic | Pressurized
CITGO AT SNELLVILLE | 3752 US HWY 78 | SNELLVILLE | Gwinnett | 670158 | D | Flapper Valve | 1993-01-01 | FALSE | 1992-12-01 | FALSE | Currently in Use | Regular | 8000 | Steel-Impressed Current | 1984-03-17 |  | Fiberglass Reinforced Plastic | Pressurized
US POSTAL SERVICE/NORTH METRO AU | 1605 BOGGS RD | DULUTH | Gwinnett | 9067077 | 4 | Overfill Alarm | 2017-06-30 | FALSE | 2017-06-08 | FALSE | Currently in Use | Diesel | 12000 | Fiberglass Double Walled | 2017-05-17 |  | Double-Walled Flex | Pressurized
US POSTAL SERVICE/NORTH METRO AU | 1605 BOGGS RD | DULUTH | Gwinnett | 9067077 | 1 |  | 1990-12-17 | FALSE | 1990-12-17 | FALSE | Removed from Ground | Diesel | 12000 | Fiberglass Double Walled | 1989-01-01 | 2017-04-26 | Double-Walled Fiberglass | Pressurized
CHEVRON FOOD FOOD MART | 842 HARBINS RD | DACULA | Gwinnett | 9067372 | 2 | Ball Float | 1999-04-29 | FALSE | 1999-04-29 | FALSE | Currently in Use | Premium | 12000 | Epoxy | 1999-01-01 |  | Fiberglass Reinforced Plastic | Pressurized
LOGANVILLE COOPER | 2705 LOGANVILLE HWY 20 / COOPER RD | LOGANVILLE | Gwinnett | 9067377 | 2 | Flapper Valve | 1999-03-15 | FALSE | 1999-03-15 | FALSE | Currently in Use | Premium | 15000 | Epoxy | 1999-03-14 |  | Fiberglass Reinforced Plastic | Pressurized
VILLAGE MARKET | 15 GRAYSON-NEW HOPE RD @ ST RTE | GRAYSON | Gwinnett | 9067316 | T-2PREM | Ball Float | 1997-05-01 |  | 1997-05-01 |  | Removed from Ground | Gas (Historical Use) | 10000 | Epoxy | 1997-05-15 | 2006-05-02 | Fiberglass Reinforced Plastic | Pressurized
QUIKTRIP #816 | 3490 CENTERVILLE HWY | SNELLVILLE | Gwinnett | 9044347 | 7 | Flapper Valve | 2010-11-01 | FALSE | 2010-11-01 | FALSE | Currently in Use | Premium | 8000 | Fiberglass Double Walled | 2010-12-01 |  | Double-Walled Fiberglass | Pressurized
GOLDEN PANTRY #48 | 2995 OLD FOUNTAIN RD | DACULA | Gwinnett | 9067334 | 3 | Ball Float | 1998-04-29 | FALSE | 1998-04-29 | FALSE | Currently in Use | Premium | 10000 | Fiberglass Double Walled | 1998-03-28 |  | Double-Walled Fiberglass | Pressurized
ROSEBUD EXXON FOODSTORE | 2260 CENTERVILLE ROSEBUD ROAD | LOGANVILLE | Gwinnett | 10000400 | 1 | Ball Float | 2002-06-12 | FALSE | 2002-06-12 | FALSE | Currently in Use | Regular | 10000 | Composite | 2002-06-10 |  | Double-Walled Flex | Pressurized
3334 Langley Rd LLC | 3334 LANGLEY RD | LOGANVILLE | Gwinnett | 10000653 | 2B | Ball Float | 2004-05-25 | FALSE | 2004-05-25 | FALSE | Currently in Use | Diesel | 4000 | Epoxy | 2004-05-25 |  | Fiberglass Reinforced Plastic | Pressurized
JAN FOOD MART INC | 2476 BUFORD HWY | DULUTH | Gwinnett | 670039 | 1 |  | 1988-01-01 |  | 1988-01-01 | TRUE | Currently in Use | Gas (Historical Use) | 10000 | Steel-Impressed Current | 1976-03-30 |  | Fiberglass Reinforced Plastic | Pressurized
KROGER GA-476 | 6555 SUGARLOAF PKWY | DULUTH | Gwinnett | 10001504 | 1A | Flapper Valve | 2008-02-12 | FALSE | 2008-02-12 | FALSE | Currently in Use | Regular | 20000 | Fiberglass Double Walled | 2007-12-20 |  | Double-Walled Flex | Pressurized
RaceTrac #2409 - Sugarloaf and PIB | 2180 PEACHTREE INDUSTRIAL BLVD | DULUTH | Gwinnett | 10002569 | 3B | Overfill Alarm | 2016-04-28 | FALSE | 2016-04-28 | FALSE | Currently in Use | Diesel | 10000 | Fiberglass Double Walled | 2016-04-28 |  | Double-Walled Fiberglass | Pressurized
CHEVRON FOOD MART | 2100 KILLIAN HILL RD | SNELLVILLE | Gwinnett | 10000258 | 3 | Ball Float | 2002-08-20 | FALSE | 2002-08-20 | FALSE | Currently in Use | Diesel | 12000 | Fiberglass | 2002-08-09 |  | Double-Walled Flex | Pressurized
BIG A CHEVRON | 3750 LENORA CHURCH RD | SNELLVILLE | Gwinnett | 10001098 | 2A | Ball Float | 2005-06-28 | FALSE | 2005-06-28 | FALSE | Currently in Use | Premium | 8000 | Composite | 2005-06-16 |  | Fiberglass Reinforced Plastic | Pressurized
ROGERS BRIDGE ROAD TEXACO | 2590 PEACHTREE IND BLVD | DULUTH | Gwinnett | 9067395 | 2 | Flapper Valve | 2000-06-21 | FALSE | 2000-06-21 | FALSE | Currently in Use | Premium | 10000 | Epoxy | 2000-06-21 |  | Double-Walled Fiberglass | Pressurized
SHELL FOOD MART | 2120 HWY 120 | DULUTH | Gwinnett | 9067026 | 1 | Ball Float | 1993-12-01 | FALSE | 1993-12-01 | FALSE | Currently in Use | Regular | 10374 | Fiberglass Double Walled | 1990-03-05 |  | Double-Walled Fiberglass | Pressurized
EXXON FOOD MART | 4116 LENORA CHURCH RD | SNELLVILLE | Gwinnett | 670373 | 6 | Ball Float | 2002-01-25 | FALSE | 2002-01-25 | FALSE | Currently in Use | Premium | 10000 | Composite | 2002-01-22 |  | Double-Walled Flex | Pressurized
EXXON FOOD MART | 4116 LENORA CHURCH RD | SNELLVILLE | Gwinnett | 670373 | RU |  | 1998-12-01 |  | 1998-12-01 |  | Removed from Ground | Gas (Historical Use) | 6000 | Cathodically Protected Steel | 1987-01-01 | 2001-11-26 | Cathodically Protected | Pressurized
PUBLIX DISTRIBUTION CENTER | 445 HURRICANE TRL | DACULA | Gwinnett | 9067265 | 2 | Flapper Valve | 1994-09-07 | FALSE | 1994-09-07 | FALSE | Removed from Ground | Diesel | 20000 | Fiberglass Double Walled | 1994-06-01 |  | Double-Walled Fiberglass | Pressurized
DACULA FOOD MART | 700 A DACULA RD | DACULA | Gwinnett | 9067402 | 1 | Ball Float | 2001-10-22 | FALSE | 2001-10-22 | FALSE | Currently in Use | Regular | 12000 | Epoxy | 2001-10-22 |  | Double-Walled Fiberglass | Pressurized
CHEVRON FOOD FOOD MART | 842 HARBINS RD | DACULA | Gwinnett | 9067372 | 1 | Ball Float | 1999-04-29 | FALSE | 1999-04-29 | FALSE | Currently in Use | Regular | 10000 | Epoxy | 1999-01-01 |  | Fiberglass Reinforced Plastic | Pressurized
CITY OF DACULA | 2453 WINDER HIGHWAY | DACULA | Gwinnett | 10002475 | 2 |  |  | FALSE |  | FALSE | Removed from Ground | Gas (Historical Use) | 750 | Unknown | 2015-09-08 | 2015-09-08 | Unknown
RYDER TRUCK RENTAL | 6594 BUTTON GWINNETT DR | DORAVILLE | Gwinnett | 9067171 | 1 |  |  | TRUE |  | TRUE | Removed from Ground | Used Oil | 2000 | Not Marked/Unknown | 1993-10-13 | 1993-10-13 | Not Marked
LOGANVILLE COOPER | 2705 LOGANVILLE HWY 20 / COOPER RD | LOGANVILLE | Gwinnett | 9067377 | 1 | Flapper Valve | 1999-03-15 | FALSE | 1999-03-15 | FALSE | Currently in Use | Regular | 15000 | Epoxy | 1999-03-14 |  | Fiberglass Reinforced Plastic | Pressurized
MR MACS QUICKMART | 704 HWY 78 | LOGANVILLE | Gwinnett | 9067383 | 1 | Ball Float | 1996-10-14 | FALSE | 1996-10-14 | FALSE | Currently in Use | Regular | 12000 | Epoxy | 1996-10-08 |  | Fiberglass Reinforced Plastic | Pressurized
PETROLEUM REALTY II LLC | 1795 BEAVER RUIN RD | NORCROSS | Gwinnett | 9067286 | 1 | Flapper Valve | 2024-04-03 | FALSE | 1996-07-01 | FALSE | Currently in Use | Regular | 15000 | Fiberglass | 1996-07-01 |  | Fiberglass Reinforced Plastic | Pressurized
KROGER GA-480 | 1911 GRAYSON HIGHWAY | GRAYSON | Gwinnett | 10000026 | 1 | Overfill Alarm | 2001-12-10 | FALSE | 2001-12-10 | FALSE | Currently in Use | Regular | 15000 | Fiberglass Double Walled | 2001-12-10 |  | Double-Walled Fiberglass | Pressurized
CARNETTS CAR WASH INC | 1382 PLEASANT HILL RD | LAWRENCEVILLE | Gwinnett | 9067076 | 4 |  | 1990-07-01 |  | 1990-07-01 |  | Removed from Ground | Gas (Historical Use) | 12000 | Fiberglass | 1990-01-01 | 2000-07-06 | Fiberglass Reinforced Plastic | Pressurized
Citgo Food Mart | 2505 OLD NORCROSS RD | LAWRENCEVILLE | Gwinnett | 9067284 | 2 | Ball Float | 1996-06-02 | FALSE | 1996-06-02 | FALSE | Currently in Use | Regular | 12000 | Epoxy | 1996-06-01 |  | Fiberglass Reinforced Plastic | Pressurized
ORIENTAL AVENUE C STORE | 2074 OLD NORCROSS RD | LAWRENCEVILLE | Gwinnett | 9067411 | 1 | Ball Float | 2001-05-01 |  | 2001-05-01 |  | Currently in Use | Gas (Historical Use) | 12000 | Composite | 2001-02-28 |  | Double-Walled Fiberglass | Pressurized
SUPERSTOP | 2429 US HWY 29 S SUITE D | LAWRENCEVILLE | Gwinnett | 670398 | 8 | Ball Float | 1988-09-22 | FALSE | 1988-09-22 | FALSE | Currently in Use | Diesel | 8000 | Galvanic (STIP-3) | 1988-09-01 |  | Fiberglass Reinforced Plastic | Pressurized
US POSTAL SERVICE/NORTH METRO AU | 1605 BOGGS RD | DULUTH | Gwinnett | 9067077 | 6 | Overfill Alarm | 2017-06-30 | FALSE | 2017-06-08 | FALSE | Currently in Use | Regular | 4000 | Fiberglass Double Walled | 2017-05-17 |  | Double-Walled Flex | Pressurized
E & R DACULA GENERAL STORE | 2544 WINDER HWY | DACULA | Gwinnett | 670009 | 3 |  | 1998-08-20 | FALSE | 1998-08-20 | FALSE | Removed from Ground | Gas (Historical Use) | 5000 | Steel-Impressed Current | 1985-04-29 |  | Steel (Impressed Current) | Safe Suction (Euro)
CARTERS ONE STOP | 175 W. Oak Street | Lawrenceville | Gwinnett | 1470095 | 4 |  | 1998-06-01 |  | 1998-06-01 |  | Removed from Ground | Gas (Historical Use) | 4000 | Steel-Impressed Current | 1976-05-10 | 2003-01-01 | Cathodically Protected | Suction (American)
CITGO AT SNELLVILLE | 3752 US HWY 78 | SNELLVILLE | Gwinnett | 670158 | C | Ball Float | 1993-01-01 | FALSE | 1992-12-01 | FALSE | Currently in Use | Premium | 8000 | Steel-Impressed Current | 1984-03-17 |  | Fiberglass Reinforced Plastic | Pressurized
QUIKTRIP #714 | 1485 BEAVER RUIN RD | LILBURN | Gwinnett | 9067056 | 3 |  | 1987-07-01 |  | 1987-07-01 |  | Removed from Ground | Gas (Historical Use) | 12000 | Fiberglass | 1987-07-01 | 1996-11-12 | Copper | Pressurized
Fuel Zone LLC | 2948 FIVE FORKS-TRICKUM RD | LAWRENCEVILLE | Gwinnett | 9067033 | 162673 | Flapper Valve | 1990-06-01 | FALSE | 1990-06-01 | FALSE | Currently in Use | Regular | 10000 | Steel-Impressed Current | 1990-06-01 |  | Fiberglass Reinforced Plastic | Pressurized
CHEVRON FOOD MART | 1850 HWY 29 SOUTH | LAWRENCEVILLE | Gwinnett | 9067118 | 2 | Flapper Valve | 1988-01-01 | FALSE | 1988-01-01 | FALSE | Currently in Use | Regular | 8000 | Galvanic (STIP-3) | 1988-07-01 |  | Fiberglass Reinforced Plastic | Pressurized
QUICK MART | 3522 CLUB DR | LAWRENCEVILLE | Gwinnett | 9067277 | 2 | Ball Float | 1996-02-19 | FALSE | 1996-02-19 | FALSE | Currently in Use | Premium | 12000 | Galvanic (STIP-3) | 1998-11-30 |  | Double-Walled Flex | Pressurized
BIG H FOOD STORE #92 | 3595 HWY 124 | DACULA | Gwinnett | 9067348 | 1 | Ball Float | 2010-08-30 | FALSE | 2010-08-30 | FALSE | Currently in Use | Regular | 15000 | Epoxy | 1998-10-09 |  | Fiberglass Reinforced Plastic | Pressurized
FOOD STORE | 2115 WINDER HWY | DACULA | Gwinnett | 67033 | 3 | Ball Float | 1994-03-21 | FALSE | 1994-03-21 | FALSE | Currently in Use | Diesel | 6110 | Steel-Impressed Current | 1978-05-01 |  | Fiberglass Reinforced Plastic | Pressurized
BP FOODMART | 2990 ROSEBUD RD | LOGANVILLE | Gwinnett | 9067328 | 1 | Ball Float | 1997-10-06 | FALSE | 1997-10-06 | FALSE | Currently in Use | Regular | 12000 | Fiberglass Double Walled | 1997-10-06 |  | Double-Walled Flex | Pressurized
ROSEBUD EXXON FOODSTORE | 2260 CENTERVILLE ROSEBUD ROAD | LOGANVILLE | Gwinnett | 10000400 | 3B | Ball Float | 2002-06-10 | FALSE | 2002-06-10 | FALSE | Temporarily out of use | Diesel Off Road | 4000 | Composite | 2002-06-10 |  | Double-Walled Flex | Safe Suction (Euro)
FOOD SHOP | 2110 DULUTH HWY | DULUTH | Gwinnett | 9067326 | 1 |  | 1997-09-08 |  | 1997-09-08 |  | Currently in Use | Gas (Historical Use) | 12000 | Fiberglass Double Walled | 1997-09-08 |  | Double-Walled Fiberglass | Pressurized
KROGER GA-476 | 6555 SUGARLOAF PKWY | DULUTH | Gwinnett | 10001504 | 1B | Flapper Valve | 2008-02-12 | FALSE | 2008-02-12 | FALSE | Currently in Use | Premium | 8000 | Fiberglass Double Walled | 2008-02-20 |  | Double-Walled Flex | Pressurized
USA SHOP | 125 HWY 78 | LOGANVILLE | Gwinnett | 9067218 | 3A |  | 2002-02-02 | FALSE | 2001-02-02 | FALSE | Removed from Ground | Diesel | 6000 | Composite | 2001-02-02 | 2013-04-23 | Fiberglass Reinforced Plastic | Pressurized
BP FOODMART | 2990 ROSEBUD RD | LOGANVILLE | Gwinnett | 9067328 | 2 | Ball Float | 1997-10-06 | FALSE | 1997-10-06 | FALSE | Currently in Use | Premium | 12000 | Fiberglass Double Walled | 1997-10-06 |  | Double-Walled Flex | Pressurized
MR MACS QUICKMART | 704 HWY 78 | LOGANVILLE | Gwinnett | 9067383 | 3 |  | 1996-10-14 |  | 1996-10-14 |  | Currently in Use | Diesel | 2000 | Epoxy | 1996-10-08 |  | Fiberglass Reinforced Plastic | Pressurized
FIRE STATION #20 | 1801 CRUSE RD | LAWRENCEVILLE | Gwinnett | 9067280 | 2 | Ball Float | 1995-07-01 | FALSE | 1995-07-01 | FALSE | Currently in Use | Diesel | 15000 | Fiberglass Double Walled | 1995-06-01 |  | Double-Walled Fiberglass | Pressurized
PETROLEUM REALTY II LLC | 1795 BEAVER RUIN RD | NORCROSS | Gwinnett | 9067286 | 3 | Flapper Valve | 2024-04-03 | FALSE | 1996-07-01 | FALSE | Currently in Use | Premium | 12000 | Fiberglass | 1996-07-01 |  | Fiberglass Reinforced Plastic | Pressurized
CALLEO GARAGE | 3146 MAIN ST | DULUTH | Gwinnett | 10001499 | 1 |  |  | FALSE |  | FALSE | Removed from Ground | Kerosene | 500 | Bare Steel | 2008-01-22 | 2008-01-22
KROGER 484 | 3035 SCENIC HWY S | SNELLVILLE | Gwinnett | 10002031 | 1 | Overfill Alarm | 2011-05-10 | FALSE | 2011-05-10 | FALSE | Currently in Use | Regular | 20000 | Fiberglass Double Walled | 2011-04-21 |  | Double-Walled Flex | Pressurized
MURPHY USA #7252 | 3437 CENTERVILLE HWY | SNELLVILLE | Gwinnett | 10001048 | 1 | Ball Float | 2005-12-26 | FALSE | 2005-12-26 | FALSE | Currently in Use | Regular | 20000 | Fiberglass Double Walled | 2005-12-14 |  | Double-Walled Flex | Pressurized
FIRE STATION #20 | 1801 CRUSE RD | LAWRENCEVILLE | Gwinnett | 9067280 | 1 | Ball Float | 1995-07-01 | FALSE | 1995-07-01 | FALSE | Currently in Use | Regular | 15000 | Fiberglass Double Walled | 1995-06-01 |  | Double-Walled Fiberglass | Pressurized
KOALA #8 | 3125 LENORA CHURCH ROAD | SNELLVILLE | Gwinnett | 9067319 | 1 | Flapper Valve | 1997-03-01 | FALSE | 1997-03-01 | FALSE | Currently in Use | Regular | 15000 | Fiberglass Double Walled | 1997-03-01 |  | Fiberglass Reinforced Plastic | Pressurized
DULUTH HIGHWAY FOOD MART TEXACO | 2255 DULUTH HWY | DULUTH | Gwinnett | 9067330 | 2 |  | 1997-12-01 | FALSE | 1997-12-01 | FALSE | Currently in Use | Diesel | 12000 | Composite Double Walled | 1997-12-01 |  | Double-Walled Fiberglass | Pressurized
PENSKE TRUCK LEASING CO LP | 1655 CROSS POINTE WAY | DULUTH | Gwinnett | 9067393 | 1 | Flapper Valve | 2001-03-01 | FALSE | 2001-03-01 | FALSE | Currently in Use | Diesel | 20000 | Composite | 2001-03-01 |  | Flex | Pressurized
RaceTrac #2409 - Sugarloaf and PIB | 2180 PEACHTREE INDUSTRIAL BLVD | DULUTH | Gwinnett | 10002569 | 2A | Overfill Alarm | 2016-04-28 | FALSE | 2016-04-28 | FALSE | Currently in Use | E-0 | 10000 | Fiberglass Double Walled | 2016-04-28 |  | Double-Walled Fiberglass | Pressurized
KROGER 484 | 3035 SCENIC HWY S | SNELLVILLE | Gwinnett | 10002031 | 2A | Overfill Alarm | 2011-05-10 | FALSE | 2011-05-10 | FALSE | Currently in Use | Diesel | 10000 | Fiberglass Double Walled | 2011-04-21 |  | Double-Walled Flex | Pressurized
EXXON FOOD MART | 4116 LENORA CHURCH RD | SNELLVILLE | Gwinnett | 670373 | SP |  | 1998-12-01 |  | 1998-12-01 |  | Removed from Ground | Gas (Historical Use) | 4000 | Cathodically Protected Steel | 1987-01-01 | 2001-11-26 | Cathodically Protected | Pressurized
CITGO AT SNELLVILLE | 3752 US HWY 78 | SNELLVILLE | Gwinnett | 670158 | E | Flapper Valve | 1993-01-01 | FALSE | 1992-12-01 | FALSE | Currently in Use | Kerosene | 4000 | Steel-Impressed Current | 1984-03-17 |  | Fiberglass Reinforced Plastic | Pressurized
RaceTrac #55 | 3840 STONE MOUNTAIN HWY | SNELLVILLE | Gwinnett | 10000520 | 3 | Overfill Alarm | 2003-10-16 | FALSE | 2003-10-16 | FALSE | Currently in Use | Diesel | 12000 | Composite Double Walled | 2003-10-16 |  | Double-Walled Fiberglass | Pressurized
SHELL FOOD MART | 978 US HWY 78 | LOGANVILLE | Gwinnett | 1470083 | 2 | Flapper Valve | 1996-03-01 | FALSE | 1996-03-01 | FALSE | Currently in Use | Premium | 10000 | Galvanic (STIP-3) | 1984-05-05 |  | Fiberglass Reinforced Plastic | Pressurized
RaceTrac #234 - Loganville | 3940 ATLANTA HWY | LOGANVILLE | Gwinnett | 10001918 | 1 | Overfill Alarm | 2010-09-17 | FALSE | 2010-09-17 | FALSE | Currently in Use | Regular | 20000 | Composite Double Walled | 2010-09-17 |  | Double-Walled Fiberglass | Pressurized
RED RABBIT 3 | 2201 LOGANVILLE HWY | GRAYSON | Gwinnett | 10000169 | 2A | Ball Float | 2002-03-07 | FALSE | 2002-03-07 | FALSE | Currently in Use | Premium | 8000 | Composite | 2002-03-07 |  | Double-Walled Flex | Pressurized
DULUTH HIGHWAY FOOD MART TEXACO | 2255 DULUTH HWY | DULUTH | Gwinnett | 9067330 | 3 |  | 1997-12-01 | FALSE | 1997-12-01 | FALSE | Currently in Use | Premium | 12000 | Composite Double Walled | 1997-12-01 |  | Double-Walled Fiberglass | Pressurized
KROGER 484 | 3035 SCENIC HWY S | SNELLVILLE | Gwinnett | 10002031 | 2B | Overfill Alarm | 2011-05-10 | FALSE | 2011-05-10 | FALSE | Currently in Use | Premium | 8000 | Fiberglass Double Walled | 2011-04-21 |  | Double-Walled Flex | Pressurized
CITGO AT SNELLVILLE | 3752 US HWY 78 | SNELLVILLE | Gwinnett | 670158 | B | Ball Float | 1993-01-01 | FALSE | 1992-12-01 | FALSE | Currently in Use | Regular | 12000 | Steel-Impressed Current | 1984-03-17 |  | Fiberglass Reinforced Plastic | Pressurized
SHELL FOOD MART | 3585 LEE RD | SNELLVILLE | Gwinnett | 9067399 | 1 | Flapper Valve | 2001-08-01 | FALSE | 2001-08-01 | FALSE | Currently in Use | Regular | 10000 | Composite | 2001-08-01 |  | Fiberglass Reinforced Plastic | Pressurized
RaceTrac #158 - Sugarloaf | 3405 SUGARLOAF PKWY | LAWRENCEVILLE | Gwinnett | 10001377 | 2 |  | 2007-08-13 | FALSE | 2007-08-13 | FALSE | Currently in Use | Premium | 12000 | Composite Double Walled | 2007-07-26 |  | Double-Walled Fiberglass | Pressurized
PUBLIX DISTRIBUTION CENTER | 445 HURRICANE TRL | DACULA | Gwinnett | 9067265 | 5 | Flapper Valve | 1994-09-07 | FALSE | 1994-09-07 | FALSE | Currently in Use | Used Oil | 600 | Fiberglass Double Walled | 1994-06-01 |  | Double-Walled Fiberglass | Gravity
DACULA FOOD MART | 700 A DACULA RD | DACULA | Gwinnett | 9067402 | 3 | Flapper Valve | 2021-04-02 | FALSE | 2001-10-22 | FALSE | Currently in Use | Diesel | 4000 | Epoxy | 2001-10-22 |  | Double-Walled Fiberglass | Pressurized
SHELL FOOD MART | 978 US HWY 78 | LOGANVILLE | Gwinnett | 1470083 | 1 | Flapper Valve | 1996-03-01 | FALSE | 1996-03-01 | FALSE | Currently in Use | Regular | 10000 | Galvanic (STIP-3) | 1984-05-05 |  | Fiberglass Reinforced Plastic | Pressurized
PETROLEUM REALTY II LLC | 1795 BEAVER RUIN RD | NORCROSS | Gwinnett | 9067286 | 2 | Flapper Valve | 2024-04-03 | FALSE | 1996-07-01 | FALSE | Currently in Use | Diesel | 12000 | Fiberglass | 1996-07-01 |  | Fiberglass Reinforced Plastic | Pressurized
2520 RAIN FOREST CHEVRON LLC | 2520 OLD NORCROSS RD | LAWRENCEVILLE | Gwinnett | 10000134 | 2B | Ball Float | 2002-06-01 | FALSE | 2002-06-01 | FALSE | Currently in Use | Diesel | 6000 | Epoxy | 2002-06-01 |  | Double-Walled Fiberglass | Pressurized
RaceTrac #158 - Sugarloaf | 3405 SUGARLOAF PKWY | LAWRENCEVILLE | Gwinnett | 10001377 | 1 |  | 2007-08-13 | FALSE | 2007-08-13 | FALSE | Currently in Use | Regular | 20000 | Composite Double Walled | 2007-07-26 |  | Double-Walled Fiberglass | Pressurized
QUIKTRIP #766 | 1750 WINDER HWY | DACULA | Gwinnett | 9067355 | 5 | Flapper Valve | 2011-06-01 | FALSE | 2011-06-01 | FALSE | Removed from Ground | Diesel | 20000 | Fiberglass Double Walled | 2011-06-01 |  | Double-Walled Fiberglass | Pressurized
QUIKTRIP #766 | 1750 WINDER HWY | DACULA | Gwinnett | 9067355 | 4 | Flapper Valve | 2011-06-01 | FALSE | 2011-06-01 | FALSE | Removed from Ground | Diesel | 20000 | Fiberglass Double Walled | 2011-06-01 |  | Double-Walled Fiberglass | Pressurized
FOOD STORE | 2115 WINDER HWY | DACULA | Gwinnett | 67033 | 1 | Ball Float | 1994-03-21 | FALSE | 1994-03-21 | FALSE | Currently in Use | Premium | 8000 | Steel-Impressed Current | 1978-05-01 |  | Fiberglass Reinforced Plastic | Pressurized
ROSEBUD EXXON FOODSTORE | 2260 CENTERVILLE ROSEBUD ROAD | LOGANVILLE | Gwinnett | 10000400 | 3A | Ball Float | 2002-06-10 | FALSE | 2002-06-10 | FALSE | Currently in Use | Diesel | 4000 | Composite | 2002-06-10 |  | Double-Walled Flex | Pressurized
ROSEBUD EXXON FOODSTORE | 2260 CENTERVILLE ROSEBUD ROAD | LOGANVILLE | Gwinnett | 10000400 | 2 | Ball Float | 2002-06-12 | FALSE | 2002-06-12 | FALSE | Temporarily out of use | Premium | 8000 | Composite | 2002-06-10 |  | Double-Walled Flex | Pressurized
3334 Langley Rd LLC | 3334 LANGLEY RD | LOGANVILLE | Gwinnett | 10000653 | 3 | Ball Float | 2004-05-25 | FALSE | 2004-05-25 | FALSE | Currently in Use | Diesel Off Road | 3000 | Epoxy | 2004-05-25 |  | Fiberglass Reinforced Plastic | Pressurized
RED RABBIT 3 | 2201 LOGANVILLE HWY | GRAYSON | Gwinnett | 10000169 | 1 | Ball Float | 2002-03-07 | FALSE | 2002-03-07 | FALSE | Currently in Use | Regular | 12000 | Composite | 2002-03-07 |  | Double-Walled Flex | Pressurized
FOOD SHOP | 2110 DULUTH HWY | DULUTH | Gwinnett | 9067326 | 2 |  | 1997-09-08 | FALSE | 1997-09-08 | FALSE | Currently in Use | Regular | 12000 | Fiberglass Double Walled | 1997-09-08 |  | Double-Walled Fiberglass | Pressurized
SUGARLOAF MTSO | 2349 MEADOW CHURCH WAY | DULUTH | Gwinnett | 9067384 | 1 |  | 1998-03-30 |  | 1998-03-30 |  | Removed from Ground | Diesel | 6000 | Fiberglass | 1998-03-13 | 2008-04-21 | Double-Walled Fiberglass | Gravity Fed
2723 QM LLC | 2723 MEADOW CHURCH RD | DULUTH | Gwinnett | 9067374 | 2 | Ball Float | 1999-07-06 | FALSE | 1999-07-06 | FALSE | Currently in Use | Premium | 10000 | Fiberglass Double Walled | 1999-07-06 |  | Double-Walled Flex | Pressurized
MALANYS, INC. | 3190 PEACHTREE IND BLVD | DULUTH | Gwinnett | 9067027 | 3 | Flapper Valve | 1993-10-12 | FALSE | 1993-10-12 | FALSE | Currently in Use | Diesel | 10000 | Fiberglass | 1988-01-01 |  | Fiberglass Reinforced Plastic | Pressurized
QUIKTRIP #816 | 3490 CENTERVILLE HWY | SNELLVILLE | Gwinnett | 9044347 | 5 | Flapper Valve | 2010-11-01 | FALSE | 2010-11-01 | FALSE | Currently in Use | Regular | 20000 | Fiberglass Double Walled | 2010-12-01 |  | Double-Walled Fiberglass | Pressurized
QUIKTRIP #816 | 3490 CENTERVILLE HWY | SNELLVILLE | Gwinnett | 9044347 | 4 | Flapper Valve | 2010-11-01 | FALSE | 2010-11-01 | FALSE | Currently in Use | Regular | 20000 | Fiberglass Double Walled | 2010-12-01 |  | Double-Walled Fiberglass | Pressurized
FIDAI BLESSING INC | 2991 -B EVERSON RD | SNELLVILLE | Gwinnett | 10000119 | 1 | Ball Float | 2001-12-15 | FALSE | 2001-12-15 | FALSE | Currently in Use | Regular | 15000 | Epoxy | 2001-12-15 |  | Double-Walled Flex | Pressurized
BOB MACLAURIN | 2555 ROSS ROAD | SNELLVILLE | Gwinnett | 10000366 | 1 |  |  | FALSE |  | FALSE | Removed from Ground | Diesel | 4000 | Epoxy Double-Walled | 1981-01-01 | 2013-05-14 | Copper | Safe Suction (Euro)
RaceTrac #55 | 3840 STONE MOUNTAIN HWY | SNELLVILLE | Gwinnett | 10000520 | 1 | Overfill Alarm | 2003-10-16 | FALSE | 2003-10-16 | FALSE | Currently in Use | Regular | 20000 | Composite Double Walled | 2003-10-16 |  | Double-Walled Fiberglass | Pressurized
K & B FOOD MART #1 | 3290 GA HWY 124 & ZOAR RD | SNELLVILLE | Gwinnett | 9111009 | 4 | Ball Float | 1988-01-01 | FALSE | 1988-01-01 | FALSE | Currently in Use | Premium | 8000 | Fiberglass | 1988-01-01 |  | Fiberglass Reinforced Plastic | Pressurized
Laxmi 3283, LLC | 3283 CENTERVILLE HWY | SNELLVILLE | Gwinnett | 9060167 | 3 | Flapper Valve | 1993-10-28 | FALSE | 1993-10-28 | FALSE | Currently in Use | Diesel | 10000 | Fiberglass | 1988-01-15 |  | Fiberglass Reinforced Plastic | Pressurized
FIDAI BLESSING INC | 2991 -B EVERSON RD | SNELLVILLE | Gwinnett | 10000119 | 2A | Ball Float | 2001-12-15 | FALSE | 2001-12-15 | FALSE | Currently in Use | Premium | 1000 | Epoxy | 2001-12-15 |  | Double-Walled Flex | Pressurized
BIG A CHEVRON | 3750 LENORA CHURCH RD | SNELLVILLE | Gwinnett | 10001098 | 1 | Ball Float | 2005-06-28 | FALSE | 2005-06-28 | FALSE | Currently in Use | Regular | 12000 | Composite | 2005-06-16 |  | Fiberglass Reinforced Plastic | Pressurized
BIG A CHEVRON | 3750 LENORA CHURCH RD | SNELLVILLE | Gwinnett | 10001098 | 2B | Ball Float | 2005-06-28 | FALSE | 2005-06-28 | FALSE | Currently in Use | Diesel | 4000 | Composite | 2005-06-16 |  | Fiberglass Reinforced Plastic | Pressurized
MURPHY USA #7252 | 3437 CENTERVILLE HWY | SNELLVILLE | Gwinnett | 10001048 | 2B | Ball Float | 2005-12-26 | FALSE | 2005-12-26 | FALSE | Currently in Use | Premium | 8000 | Fiberglass Double Walled | 2005-12-14 |  | Double-Walled Flex | Pressurized
CENTERVILLE STORE | 3485 HWY 124 | SNELLVILLE | Gwinnett | 9000262 | 4 |  | 1999-01-21 |  | 1995-12-01 |  | Removed from Ground | Diesel | 2000 | Steel-Impressed Current | 1961-04-29 | 2010-05-27 | Fiberglass Reinforced Plastic | Suction (American)
CENTERVILLE STORE | 3485 HWY 124 | SNELLVILLE | Gwinnett | 9000262 | 5 |  | 1999-01-25 |  | 1999-01-21 |  | Removed from Ground | Kerosene | 280 | Steel-Impressed Current | 1961-04-29 | 2010-05-27 | Cathodically Protected | Suction (American)
VALERO FASTMART | 3730 HWY 124 | SNELLVILLE | Gwinnett | 9044446 | 4 | Ball Float | 1999-01-12 |  | 1995-01-01 |  | Currently in Use | Diesel | 6000 | Steel-Impressed Current | 1983-01-01 |  | Steel (Impressed Current) | Pressurized
Laxmi 3283, LLC | 3283 CENTERVILLE HWY | SNELLVILLE | Gwinnett | 9060167 | 1 | Flapper Valve | 1993-10-28 | FALSE | 1993-10-28 | FALSE | Currently in Use | Regular | 10000 | Fiberglass | 1988-01-15 |  | Fiberglass Reinforced Plastic | Pressurized
CHEVRON FOOD MART | 2100 KILLIAN HILL RD | SNELLVILLE | Gwinnett | 10000258 | 1 | Ball Float | 2002-08-20 | FALSE | 2002-08-20 | FALSE | Currently in Use | Regular | 12000 | Fiberglass | 2002-08-09 |  | Double-Walled Flex | Pressurized
SCENIC ZONE BUSINESS INC | 3021 HWY 124 | SNELLVILLE | Gwinnett | 10000125 | 2 |  | 2002-04-05 | FALSE | 2002-04-05 | FALSE | Removed from Ground | Gas (Historical Use) | 10000 | Fiberglass | 2002-02-20 | 2010-12-09 | Double-Walled Fiberglass | Pressurized
RaceTrac #55 | 3840 STONE MOUNTAIN HWY | SNELLVILLE | Gwinnett | 10000520 | 2 | Ball Float | 2003-10-16 | FALSE | 2003-10-16 | FALSE | Currently in Use | Premium | 12000 | Composite Double Walled | 2003-10-16 |  | Double-Walled Fiberglass | Pressurized
K & B FOOD MART #1 | 3290 GA HWY 124 & ZOAR RD | SNELLVILLE | Gwinnett | 9111009 | 2 | Ball Float | 1988-01-01 | FALSE | 1988-01-01 | FALSE | Currently in Use | Regular | 8000 | Fiberglass | 1988-01-01 |  | Fiberglass Reinforced Plastic | Pressurized
VALERO FASTMART | 3730 HWY 124 | SNELLVILLE | Gwinnett | 9044446 | 2 | Ball Float | 1999-01-12 |  | 1995-01-01 |  | Currently in Use | Gas (Historical Use) | 10000 | Steel-Impressed Current | 1983-01-01 |  | Steel (Impressed Current) | Pressurized
Circle K | 1669 Athens Hwy | Grayson | Gwinnett | 10003624 | 1 | Flapper Valve | 2024-08-02 | FALSE | 2024-08-02 | FALSE | Currently in Use | Regular | 12000 | Composite Double Walled | 2024-08-02 |  | Double-Walled Fiberglass | Pressurized
USA SHOP | 125 HWY 78 | LOGANVILLE | Gwinnett | 9067218 | 2 |  | 1994-01-04 |  | 1994-01-04 |  | Removed from Ground | Gas (Historical Use) | 12000 | Fiberglass Double Walled | 1994-01-01 | 2013-04-25 | Fiberglass Reinforced Plastic | Pressurized
SHELL FOOD MART | 978 US HWY 78 | LOGANVILLE | Gwinnett | 1470083 | 3 | Flapper Valve | 1996-03-18 | FALSE | 1996-03-18 | FALSE | Currently in Use | Diesel | 6000 | Galvanic (STIP-3) | 1984-05-05 |  | Fiberglass Reinforced Plastic | Pressurized
VALERO FASTMART | 3730 HWY 124 | SNELLVILLE | Gwinnett | 9044446 | 1 | Ball Float | 1999-01-12 |  | 1995-01-01 |  | Currently in Use | Gas (Historical Use) | 10000 | Steel-Impressed Current | 1983-01-01 |  | Steel (Impressed Current) | Pressurized
K & B FOOD MART #1 | 3290 GA HWY 124 & ZOAR RD | SNELLVILLE | Gwinnett | 9111009 | 5 | Ball Float | 1988-01-01 | FALSE | 1988-01-01 | FALSE | Currently in Use | Gas (Historical Use) | 8000 | Fiberglass | 1988-01-01 |  | Fiberglass Reinforced Plastic | Pressurized
VILLAGE MARKET | 15 GRAYSON-NEW HOPE RD @ ST RTE | GRAYSON | Gwinnett | 9067316 | T-3DIESEL | Ball Float | 1997-05-01 |  | 1997-05-01 |  | Removed from Ground | Diesel | 6000 | Epoxy | 1997-05-15 | 2006-05-02 | Double Walled | Pressurized
KROGER GA-480 | 1911 GRAYSON HIGHWAY | GRAYSON | Gwinnett | 10000026 | 2B | Overfill Alarm | 2001-12-10 | FALSE | 2001-12-10 | FALSE | Currently in Use | Diesel | 7000 | Fiberglass Double Walled | 2001-12-10 |  | Double-Walled Fiberglass | Pressurized
FOOD SHOP | 2110 DULUTH HWY | DULUTH | Gwinnett | 9067326 | 3 |  | 1997-09-08 | FALSE | 1997-09-08 | FALSE | Currently in Use | Gas (Historical Use) | 12000 | Fiberglass Double Walled | 1997-09-08 |  | Double-Walled Fiberglass | Pressurized
PENSKE TRUCK LEASING CO LP | 1655 CROSS POINTE WAY | DULUTH | Gwinnett | 9067393 | 2 | Flapper Valve | 2001-03-01 | FALSE | 2001-03-01 | FALSE | Currently in Use | Regular | 12000 | Composite | 2001-03-01 |  | Flex | Pressurized
ROGERS BRIDGE ROAD TEXACO | 2590 PEACHTREE IND BLVD | DULUTH | Gwinnett | 9067395 | 1 | Flapper Valve | 2000-06-21 | FALSE | 2000-06-21 | FALSE | Currently in Use | Regular | 12000 | Epoxy | 2000-06-21 |  | Double-Walled Fiberglass | Pressurized
RaceTrac #2409 - Sugarloaf and PIB | 2180 PEACHTREE INDUSTRIAL BLVD | DULUTH | Gwinnett | 10002569 | 1 | Overfill Alarm | 2016-04-28 | FALSE | 2016-04-28 | FALSE | Currently in Use | Regular | 20000 | Fiberglass Double Walled | 2016-04-28 |  | Double-Walled Fiberglass | Pressurized
KROGER GA-370 | 4002 STONE MOUNTAIN HWY | SNELLVILLE | Gwinnett | 10000296 | 1B |  | 2003-01-03 | FALSE | 2003-01-03 | FALSE | Removed from Ground | Gas (Historical Use) | 8000 | Fiberglass Double Walled | 2002-12-23 | 2017-06-29 | Double-Walled Fiberglass | Pressurized
SHELL FOOD MART | 3585 LEE RD | SNELLVILLE | Gwinnett | 9067399 | 3 | Flapper Valve | 2001-08-01 | FALSE | 2001-08-01 | FALSE | Currently in Use | Diesel | 6000 | Composite | 2001-08-01 |  | Fiberglass Reinforced Plastic | Pressurized
DAVENPORT HOP IN CHEVRON | 3547 OLD NORCROSS RD | DULUTH | Gwinnett | 9067373 | 2 | Flapper Valve | 1999-09-01 | FALSE | 1999-09-01 | FALSE | Currently in Use | Regular | 12000 | Epoxy | 1999-01-01 |  | Fiberglass Reinforced Plastic | Pressurized
SHELL FOOD MART | 2120 HWY 120 | DULUTH | Gwinnett | 9067026 | 2 | Ball Float | 1993-12-01 | FALSE | 1993-12-01 | FALSE | Currently in Use | Premium | 10374 | Fiberglass Double Walled | 1990-03-05 |  | Double-Walled Fiberglass | Pressurized
RaceTrac #2409 - Sugarloaf and PIB | 2180 PEACHTREE INDUSTRIAL BLVD | DULUTH | Gwinnett | 10002569 | 2B | Overfill Alarm | 2016-04-28 | FALSE | 2016-04-28 | FALSE | Currently in Use | Premium | 10000 | Fiberglass Double Walled | 2016-04-28 |  | Double-Walled Fiberglass | Pressurized
MURPHY USA #7252 | 3437 CENTERVILLE HWY | SNELLVILLE | Gwinnett | 10001048 | 2A | Ball Float | 2005-12-26 | FALSE | 2005-12-26 | FALSE | Currently in Use | Diesel | 12000 | Fiberglass Double Walled | 2005-12-14 |  | Double-Walled Flex | Pressurized
SHELL FOOD MART | 3585 LEE RD | SNELLVILLE | Gwinnett | 9067399 | 2 | Flapper Valve | 2001-08-01 | FALSE | 2001-08-01 | FALSE | Currently in Use | Premium | 8000 | Composite | 2001-08-01 |  | Fiberglass Reinforced Plastic | Pressurized
QUIKTRIP #816 | 3490 CENTERVILLE HWY | SNELLVILLE | Gwinnett | 9044347 | 3 | Ball Float | 1995-11-01 |  | 1995-11-01 |  | Removed from Ground | Gas (Historical Use) | 10000 | Double Walled | 1995-09-15 | 2008-05-14 | Fiberglass Reinforced Plastic | Pressurized
QUIKTRIP #816 | 3490 CENTERVILLE HWY | SNELLVILLE | Gwinnett | 9044347 | 6 | Flapper Valve | 2010-11-01 | FALSE | 2010-11-01 | FALSE | Currently in Use | Diesel | 12000 | Fiberglass Double Walled | 2010-12-01 |  | Double-Walled Fiberglass | Pressurized
KROGER GA-370 | 4002 STONE MOUNTAIN HWY | SNELLVILLE | Gwinnett | 10000296 | 1A |  | 2003-01-03 | FALSE | 2003-01-03 | FALSE | Removed from Ground | Gas (Historical Use) | 20000 | Fiberglass Double Walled | 2002-12-23 | 2017-06-29 |  | Pressurized
SHELL FOOD MART | 4196 ANNISTOWN RD | SNELLVILLE | Gwinnett | 10000492 | 2A | Ball Float | 2003-11-07 | FALSE | 2003-11-07 | FALSE | Currently in Use | Premium | 6000 | Fiberglass | 2003-09-18 |  | Double-Walled Flex | Pressurized
SHELL FOOD MART | 4196 ANNISTOWN RD | SNELLVILLE | Gwinnett | 10000492 | 1 | Ball Float | 2003-11-07 | FALSE | 2003-11-07 | FALSE | Currently in Use | Regular | 12000 | Fiberglass | 2003-09-18 |  | Double-Walled Flex | Pressurized
EM DULUTH | 3805 BUFORD HWY NE | DULUTH | Gwinnett | 10003539 | 1B | Flapper Valve | 2024-07-01 | FALSE | 2024-07-01 | FALSE | Currently in Use | Premium | 5000 | Composite Double Walled | 2024-07-01 |  | Double-Walled Flex | Pressurized
RED RABBIT 3 | 2201 LOGANVILLE HWY | GRAYSON | Gwinnett | 10000169 | 2B | Ball Float | 2002-03-07 | FALSE | 2002-03-07 | FALSE | Currently in Use | Diesel | 4000 | Composite | 2002-03-07 |  | Double-Walled Flex | Pressurized
KOALA #8 | 3125 LENORA CHURCH ROAD | SNELLVILLE | Gwinnett | 9067319 | 2 | Flapper Valve | 1997-03-01 | FALSE | 1997-03-01 | FALSE | Currently in Use | Premium | 15000 | Fiberglass Double Walled | 1997-03-01 |  | Fiberglass Reinforced Plastic | Pressurized
MALANYS, INC. | 3190 PEACHTREE IND BLVD | DULUTH | Gwinnett | 9067027 | 2 | Ball Float | 1993-10-12 | FALSE | 1993-10-12 | FALSE | Currently in Use | Premium | 10000 | Fiberglass | 1988-01-01 |  | Fiberglass Reinforced Plastic | Pressurized
SHELL FOOD MART | 4196 ANNISTOWN RD | SNELLVILLE | Gwinnett | 10000492 | 2B | Ball Float | 2003-11-07 | FALSE | 2003-11-07 | FALSE | Currently in Use | Diesel | 6000 | Fiberglass | 2003-09-18 |  | Double-Walled Flex | Pressurized
CHEVRON | 4222 ANNISTOWN RD | SNELLVILLE | Gwinnett | 10003538 | 1 | Flapper Valve | 2024-04-10 | FALSE | 2024-04-10 | FALSE | Currently in Use | Regular | 12000 | Composite Double Walled | 2024-04-10 |  | Double-Walled Flex | Pressurized
Circle K | 1669 Athens Hwy | Grayson | Gwinnett | 10003624 | 2A | Flapper Valve | 2024-08-02 | FALSE | 2024-08-02 | FALSE | Currently in Use | Premium | 8000 | Composite Double Walled | 2024-08-02 |  | Double-Walled Fiberglass | Pressurized
GA0041 3739 HWY 48 W | 3739 STONE MOUNTAIN HWY | SNELLVILLE | Gwinnett | 9067293 | 2 | Ball Float | 1996-08-01 | FALSE | 1996-08-01 | FALSE | Currently in Use | Premium | 8000 | Fiberglass | 1996-08-01 |  | Double-Walled Flex | Pressurized
CENTERVILLE STORE | 3485 HWY 124 | SNELLVILLE | Gwinnett | 9000262 | 1MU |  | 1995-12-01 |  | 1995-12-01 |  | Removed from Ground | Gas (Historical Use) | 3000 | Steel-Impressed Current | 1961-04-29 | 2010-05-27 | Fiberglass Reinforced Plastic | Suction (American)
CHEVRON | 4222 ANNISTOWN RD | SNELLVILLE | Gwinnett | 10003538 | 2A | Flapper Valve | 2024-04-10 | FALSE | 2024-04-10 | FALSE | Currently in Use | Premium | 6000 | Composite Double Walled | 2024-04-10 |  | Double-Walled Flex | Pressurized
BP FOODMART CIRCLE K | 4081 S Bogan Rd | Buford | Gwinnett | 10003214 | 2A | Overfill Alarm | 2020-02-19 | FALSE | 2020-02-19 | FALSE | Currently in Use | E-0 | 5000 | Composite Double Walled | 2020-01-23 |  | Double-Walled Fiberglass | Pressurized
Satellite Corners BP | 4020 Satellite Blvd. | Duluth | Gwinnett | 10003240 | 2C | Flapper Valve | 2021-06-15 | FALSE | 2021-06-15 | FALSE | Currently in Use | E-0 | 4000 | Composite Double Walled | 2021-06-15 |  | Double-Walled Fiberglass | Pressurized
CHEVRON | 4222 ANNISTOWN RD | SNELLVILLE | Gwinnett | 10003538 | 2B | Flapper Valve | 2024-04-10 | FALSE | 2024-04-10 | FALSE | Currently in Use | Diesel | 6000 | Composite Double Walled | 2024-04-10 |  | Double-Walled Flex | Pressurized
Satellite Corners BP | 4020 Satellite Blvd. | Duluth | Gwinnett | 10003240 | 2B | Flapper Valve | 2021-06-15 | FALSE | 2021-06-15 | FALSE | Currently in Use | Diesel | 8000 | Composite Double Walled | 2021-06-15 |  | Double-Walled Fiberglass | Pressurized
SCENIC ZONE BUSINESS INC | 3021 HWY 124 | SNELLVILLE | Gwinnett | 10000125 | 3 |  | 2002-04-05 | FALSE | 2002-04-05 | FALSE | Removed from Ground | Diesel | 4000 | Fiberglass | 2002-02-20 | 2010-12-09 | Double-Walled Fiberglass | Pressurized
GA0041 3739 HWY 48 W | 3739 STONE MOUNTAIN HWY | SNELLVILLE | Gwinnett | 9067293 | 1 | Ball Float | 1996-08-01 | FALSE | 1996-08-01 | FALSE | Currently in Use | Regular | 15000 | Fiberglass | 1996-08-01 |  | Double-Walled Flex | Pressurized
K & B FOOD MART #1 | 3290 GA HWY 124 & ZOAR RD | SNELLVILLE | Gwinnett | 9111009 | 1 | Ball Float | 1988-01-01 | FALSE | 1988-01-01 | FALSE | Currently in Use | Regular | 8000 | Fiberglass | 1988-01-01 |  | Fiberglass Reinforced Plastic | Pressurized
QUIKTRIP #816 | 3490 CENTERVILLE HWY | SNELLVILLE | Gwinnett | 9044347 | 2 | Ball Float | 1995-11-01 |  | 1995-11-01 |  | Removed from Ground | Gas (Historical Use) | 10000 | Double Walled | 1995-09-15 | 2008-05-14 | Fiberglass Reinforced Plastic | Pressurized
CENTERVILLE STORE | 3485 HWY 124 | SNELLVILLE | Gwinnett | 9000262 | 3-RU |  | 1995-12-01 |  | 1995-12-01 |  | Removed from Ground | Gas (Historical Use) | 10000 | Steel-Impressed Current | 1984-04-29 | 2010-05-27 | Fiberglass Reinforced Plastic | Suction (American)
Circle K | 1669 Athens Hwy | Grayson | Gwinnett | 10003624 | 2B | Flapper Valve | 2024-08-02 | FALSE | 2024-08-02 | FALSE | Currently in Use | Diesel | 4000 | Composite Double Walled | 2024-08-02 |  | Double-Walled Fiberglass | Pressurized
HIGH TOWER COMMERCIAL PROPERTIES LLC | 6180 MCDONOUGH DR | NORCROSS | Gwinnett | 10003269 | 2B | Flapper Valve | 2022-10-01 | FALSE | 2022-10-01 | FALSE | Currently in Use | Diesel | 6000 | Composite Double Walled | 2022-10-01 |  | Double-Walled Flex | Pressurized
HIGH TOWER COMMERCIAL PROPERTIES LLC | 6180 MCDONOUGH DR | NORCROSS | Gwinnett | 10003269 | 1 | Flapper Valve | 2022-10-01 | FALSE | 2022-10-01 | FALSE | Currently in Use | Regular | 15000 | Composite Double Walled | 2022-10-01 |  | Double-Walled Flex | Pressurized
EM DULUTH | 3805 BUFORD HWY NE | DULUTH | Gwinnett | 10003539 | 1D | Flapper Valve | 2024-07-01 | FALSE | 2024-07-01 | FALSE | Currently in Use | E-0 | 4000 | Composite Double Walled | 2024-07-01 |  | Double-Walled Flex | Pressurized
EM DULUTH | 3805 BUFORD HWY NE | DULUTH | Gwinnett | 10003539 | 1A | Flapper Valve | 2024-07-01 | FALSE | 2024-07-01 | FALSE | Currently in Use | Regular | 12000 | Composite Double Walled | 2024-07-01 |  | Double-Walled Flex | Pressurized
Satellite Corners BP | 4020 Satellite Blvd. | Duluth | Gwinnett | 10003240 | 2A | Flapper Valve | 2021-06-15 | FALSE | 2021-06-15 | FALSE | Currently in Use | Premium | 8000 | Composite Double Walled | 2021-06-15 |  | Double-Walled Fiberglass | Pressurized
LOCATION #0550 | 207 BRAND ROAD | LOGANVILLE | Gwinnett | 10003369 | 1B | Flapper Valve | 2023-08-01 | FALSE | 2023-01-01 | FALSE | Currently in Use | Gas (Historical Use) | 10000 |  | 2022-09-01 |  |  | Pressurized
127 SOUTH PEACHTREE ST | 127 SOUTH PEACHTREE ST | NORCROSS | Gwinnett | 10003373 | 2 |  |  | FALSE |  | FALSE | Closed in Ground |  | 750 | Bare Steel |  | 2021-03-02
BP FOODMART CIRCLE K | 4081 S Bogan Rd | Buford | Gwinnett | 10003214 | 2C | Overfill Alarm | 2020-02-19 | FALSE | 2020-02-19 | FALSE | Currently in Use | Diesel | 5000 | Composite Double Walled | 2020-01-23 |  | Double-Walled Fiberglass | Pressurized
BP FOODMART CIRCLE K | 4081 S Bogan Rd | Buford | Gwinnett | 10003214 | 2B | Overfill Alarm | 2020-02-19 | FALSE | 2020-02-19 | FALSE | Currently in Use | Premium | 5000 | Composite Double Walled | 2020-01-23 |  | Double-Walled Fiberglass | Pressurized
NAUREEN INC D/B/A DULUTH CITGO | 3775 BUFORD HWY | DULUTH | Gwinnett | 9044312 | 3 |  | 1989-02-01 |  | 1989-02-01 |  | Removed from Ground | Gas (Historical Use) | 10000 | Galvanic (STIP-3) | 1989-02-01 | 2015-06-04 | Cathodically Protected | Pressurized
Satellite Corners BP | 4020 Satellite Blvd. | Duluth | Gwinnett | 10003240 | 1 | Flapper Valve | 2021-06-15 | FALSE | 2021-06-15 | FALSE | Currently in Use | Regular | 20000 | Composite Double Walled | 2021-06-15 |  | Double-Walled Fiberglass | Pressurized
FROZEN FOOD EXP/ATLANTA BEV WHSE | 6878 BEST FRIEND RD | NORCROSS | Gwinnett | 9000715 | 3 | [5 empty] | Removed from Ground | Gas (Historical Use) | 10000 | Bare Steel | 1981-01-31 | 1990-07-30 | Bare Steel | Safe Suction (Euro)
FROZEN FOOD EXP/ATLANTA BEV WHSE | 6878 BEST FRIEND RD | NORCROSS | Gwinnett | 9000715 | 2 | [5 empty] | Removed from Ground | Diesel | 10000 | Bare Steel | 1981-01-31 | 1990-07-30 | Bare Steel | Safe Suction (Euro)
HIGH TOWER COMMERCIAL PROPERTIES LLC | 6180 MCDONOUGH DR | NORCROSS | Gwinnett | 10003269 | 2A | Flapper Valve | 2022-10-01 | FALSE | 2022-10-01 | FALSE | Currently in Use | Premium | 6000 | Composite Double Walled | 2022-10-01 |  | Double-Walled Flex | Pressurized
FROZEN FOOD EXP/ATLANTA BEV WHSE | 6878 BEST FRIEND RD | NORCROSS | Gwinnett | 9000715 | 5 |  |  | TRUE |  | TRUE | Removed from Ground | Used Oil | 500 | Bare Steel | 1981-01-31 | 1990-07-30 | Bare Steel | Safe Suction (Euro)
FROZEN FOOD EXP/ATLANTA BEV WHSE | 6878 BEST FRIEND RD | NORCROSS | Gwinnett | 9000715 | 4 | [5 empty] | Removed from Ground | Other | 1000 | Bare Steel | 1981-01-31 | 1990-07-30 | Bare Steel | Safe Suction (Euro)
JAN FOOD MART INC | 2476 BUFORD HWY | DULUTH | Gwinnett | 670039 | 2 |  | 1988-01-01 |  | 1988-01-01 | TRUE | Currently in Use | Gas (Historical Use) | 10000 | Steel-Impressed Current | 1976-03-30 |  | Fiberglass Reinforced Plastic | Pressurized
RaceTrac #2409 - Sugarloaf and PIB | 2180 PEACHTREE INDUSTRIAL BLVD | DULUTH | Gwinnett | 10002569 | 3A | Overfill Alarm | 2016-04-28 | FALSE | 2016-04-28 | FALSE | Currently in Use | E-85 | 10000 | Fiberglass Double Walled | 2016-04-28 |  | Double-Walled Fiberglass | Pressurized
EXXON FOOD MART | 4116 LENORA CHURCH RD | SNELLVILLE | Gwinnett | 670373 | PL |  | 1998-12-01 |  | 1998-12-01 |  | Removed from Ground | Gas (Historical Use) | 4000 | Cathodically Protected Steel | 1987-01-01 | 2001-11-26 | Cathodically Protected | Pressurized
CITGO AT SNELLVILLE | 3752 US HWY 78 | SNELLVILLE | Gwinnett | 670158 | A | Ball Float | 1993-01-01 | FALSE | 1992-12-01 | FALSE | Currently in Use | E-85 | 12000 | Steel-Impressed Current | 1984-03-17 |  | Fiberglass Reinforced Plastic | Pressurized
CHEVRON FOOD MART | 2100 KILLIAN HILL RD | SNELLVILLE | Gwinnett | 10000258 | 2 | Ball Float | 2002-08-20 | FALSE | 2002-08-20 | FALSE | Currently in Use | Premium | 12000 | Fiberglass | 2002-08-09 |  | Double-Walled Flex | Pressurized
CENTERVILLE STORE | 3485 HWY 124 | SNELLVILLE | Gwinnett | 9000262 | 2-PU |  | 1995-12-01 |  | 1995-12-01 |  | Removed from Ground | Gas (Historical Use) | 2000 | Steel-Impressed Current | 1961-04-29 | 2010-05-27 | Fiberglass Reinforced Plastic | Suction (American)
QUIKTRIP #816 | 3490 CENTERVILLE HWY | SNELLVILLE | Gwinnett | 9044347 | 1 | Ball Float | 1995-11-01 |  | 1995-11-01 |  | Removed from Ground | Gas (Historical Use) | 10000 | Double Walled | 1995-09-15 | 2008-05-14 | Fiberglass Reinforced Plastic | Pressurized
FROZEN FOOD EXP/ATLANTA BEV WHSE | 6878 BEST FRIEND RD | NORCROSS | Gwinnett | 9000715 | 1 | [5 empty] | Removed from Ground | Diesel | 10000 | Bare Steel | 1979-02-01 | 1990-07-30 | Bare Steel | Safe Suction (Euro)
QUIKTRIP #776 | 5255 PEACHTREE PARKWAY | NORCROSS | Gwinnett | 10003418 | 1 | Overfill Alarm | 2024-01-01 | FALSE | 2023-12-01 | FALSE | Currently in Use | E-10 | 13000 | Fiberglass Double Walled | 2023-09-21 |  | Double-Walled Flex | Pressurized
Exxon | 5297 Jimmy Carter Blvd. | NORCROSS | Gwinnett | 10003359 | 1C | Flapper Valve | 2023-08-10 | FALSE | 2023-08-10 | FALSE | Currently in Use | Diesel | 4000 | Composite Double Walled | 2023-08-10 |  | Double-Walled Fiberglass | Pressurized
GWINNETT COUNTY | 620 SWANSON DR | LAWRENCEVILLE | Gwinnett | UST-SLOC-9067302 | 1 |  |  | TRUE |  | TRUE | Removed from Ground | Used Oil | 2000 | Bare Steel | 1983-01-01 | 1997-12-05 | Bare Steel | Gravity Fed
BP #4101 | 4101 Five Forks Trickum Road | Lilburn | Gwinnett | 10003439 | 1 |  |  | FALSE |  | FALSE | Currently in Use | Regular | 15000 | Fiberglass | 2024-05-08 |  | Double-Walled Flex | Pressurized
CHEVRON | 227 BRAND RD | LOGANVILLE | Gwinnett | 10003430 | 1A | Flapper Valve | 2023-07-10 | FALSE | 2023-07-10 | FALSE | Currently in Use | Regular | 15000 | Composite Double Walled | 2023-07-10 |  | Double-Walled Fiberglass | Pressurized
GWINNETT COUNTY | 620 SWANSON DR | LAWRENCEVILLE | Gwinnett | UST-SLOC-670196 | 3 | [5 empty] | Removed from Ground | Diesel | 10000 | Bare Steel | 1978-05-04 | 1999-03-19 | Fiberglass Reinforced Plastic | Pressurized
QUIKTRIP #776 | 5255 PEACHTREE PARKWAY | NORCROSS | Gwinnett | 10003418 | 5 | Overfill Alarm | 2024-01-01 | FALSE | 2023-12-01 | FALSE | Currently in Use | Premium | 13000 | Fiberglass Double Walled | 2023-09-21 |  |  | Pressurized
QUIKTRIP #776 | 5255 PEACHTREE PARKWAY | NORCROSS | Gwinnett | 10003418 | 4 | Overfill Alarm | 2024-01-01 | FALSE | 2023-12-01 | FALSE | Currently in Use | E-0 | 13000 | Fiberglass Double Walled | 2023-09-21 |  |  | Pressurized
GWINNETT COUNTY | 620 SWANSON DR | LAWRENCEVILLE | Gwinnett | UST-SLOC-670196 | 1 | [5 empty] | Removed from Ground | Gas (Historical Use) | 10000 | Bare Steel | 1978-05-04 | 1999-03-19 | Fiberglass Reinforced Plastic | Pressurized
QUIKTRIP #776 | 5255 PEACHTREE PARKWAY | NORCROSS | Gwinnett | 10003418 | 6 | Overfill Alarm | 2024-01-01 | FALSE | 2023-12-01 | FALSE | Currently in Use | Diesel | 13000 | Fiberglass Double Walled | 2023-09-21 |  |  | Pressurized
BP #4101 | 4101 Five Forks Trickum Road | Lilburn | Gwinnett | 10003439 | 2A |  |  | FALSE |  | FALSE | Currently in Use | Diesel | 5000 | Fiberglass | 2024-05-08 |  | Double-Walled Flex | Pressurized
SHELL | 3081 Breckinridge Blvd. | DULUTH | Gwinnett | 10003360 | 1B | Flapper Valve | 2023-10-12 | FALSE | 2023-10-12 | FALSE | Currently in Use | Premium | 3000 | Composite Double Walled | 2023-10-12 |  | Double-Walled Fiberglass | Pressurized
GWINNETT COUNTY | 620 SWANSON DR | LAWRENCEVILLE | Gwinnett | UST-SLOC-670196 | 6 |  | 1998-12-21 | FALSE | 2011-06-24 | FALSE | Currently in Use | Diesel | 30000 | Fiberglass | 2008-12-15 |  | Fiberglass Reinforced Plastic | Pressurized
Exxon | 5297 Jimmy Carter Blvd. | NORCROSS | Gwinnett | 10003359 | 1B | Flapper Valve | 2023-08-10 | FALSE | 2023-08-10 | FALSE | Currently in Use | Premium | 4000 | Composite Double Walled | 2023-08-10 |  | Double-Walled Fiberglass | Pressurized
QUIKTRIP #1751 | 862 HARBINS RD | DACULA | Gwinnett | 10003355 | 4 | Overfill Alarm | 2024-01-01 | FALSE | 2023-11-01 | FALSE | Currently in Use | Premium | 15000 | Fiberglass Double Walled | 2023-09-01 |  | Flex | Pressurized
QUIKTRIP #1751 | 862 HARBINS RD | DACULA | Gwinnett | 10003355 | 5 | Overfill Alarm | 2024-01-01 | FALSE | 2023-11-01 | FALSE | Currently in Use | Diesel | 15000 | Fiberglass Double Walled | 2023-09-01 |  | Flex | Pressurized
SHELL | 3081 Breckinridge Blvd. | DULUTH | Gwinnett | 10003360 | 1A | Flapper Valve | 2023-10-12 | FALSE | 2023-10-12 | FALSE | Currently in Use | Regular | 14000 | Composite Double Walled | 2023-10-12 |  | Double-Walled Fiberglass | Pressurized
GWINNETT COUNTY | 620 SWANSON DR | LAWRENCEVILLE | Gwinnett | UST-SLOC-670196 | 2 | [5 empty] | Removed from Ground | Gas (Historical Use) | 10000 | Bare Steel | 1978-05-04 | 1999-03-19 | Fiberglass Reinforced Plastic | Pressurized
CHEVRON | 227 BRAND RD | LOGANVILLE | Gwinnett | 10003430 | 1C | Flapper Valve | 2023-07-10 | FALSE | 2023-07-10 | FALSE | Currently in Use | Diesel | 5000 | Composite Double Walled | 2023-07-10 |  | Double-Walled Fiberglass | Pressurized
QUIKTRIP #776 | 5255 PEACHTREE PARKWAY | NORCROSS | Gwinnett | 10003418 | 3 | Overfill Alarm | 2024-01-01 | FALSE | 2023-12-01 | FALSE | Currently in Use | E-10 | 13000 | Fiberglass Double Walled | 2023-09-21 |  |  | Pressurized
QUIKTRIP #1751 | 862 HARBINS RD | DACULA | Gwinnett | 10003355 | 2 | Overfill Alarm | 2024-01-01 | FALSE | 2023-11-01 | FALSE | Currently in Use | E-10 | 15000 | Fiberglass Double Walled | 2023-09-01 |  | Flex | Pressurized
BP #4101 | 4101 Five Forks Trickum Road | Lilburn | Gwinnett | 10003439 | 2B |  |  | FALSE |  | FALSE | Currently in Use | Premium | 5000 | Fiberglass | 2024-05-08 |  | Double-Walled Flex | Pressurized
BP #4101 | 4101 Five Forks Trickum Road | Lilburn | Gwinnett | 10003439 | 2C |  |  | FALSE |  | FALSE | Currently in Use | Regular | 5000 | Fiberglass | 2024-05-08 |  | Double-Walled Flex | Pressurized
QUIKTRIP #1751 | 862 HARBINS RD | DACULA | Gwinnett | 10003355 | 1 | Overfill Alarm | 2024-01-01 | FALSE | 2023-11-01 | FALSE | Currently in Use | E-10 | 15000 | Fiberglass Double Walled | 2023-09-01 |  | Flex | Pressurized
CITGO | 3125 LAWRENCEVILLE HWY | LAWRENCEVILLE | Gwinnett | 670480 | 2 | [5 empty] | Removed from Ground | Gas (Historical Use) | 10000 | Bare Steel | 1981-01-15 | 1994-08-26 | Galvanized Steel
SHELL FOOD MART/GOLDEN GALLON #8 | 3880 HWY 29 & LESTER RD | LAWRENCEVILLE | Gwinnett | 670466 | 1 |  | 1994-03-11 |  | 1994-03-11 |  | Removed from Ground | Gas (Historical Use) | 10000 | Steel-Impressed Current | 1977-03-26 | 2009-09-14 | Cathodically Protected | Pressurized
MURPHY USA #7221 | 1410 LAWRENCEVILLE HWY | LAWRENCEVILLE | Gwinnett | 10000888 | 1 | Overfill Alarm | 2005-04-14 | FALSE | 2005-04-14 | FALSE | Currently in Use | Regular | 20000 | Fiberglass Double Walled | 2005-04-07 |  | Double-Walled Fiberglass | Pressurized
EXXON FOOD MART | 4735 SUGARLOAF PKWY | LAWRENCEVILLE | Gwinnett | 10002527 | 2B | Flapper Valve | 2015-08-05 | FALSE | 2015-08-05 | FALSE | Currently in Use | Diesel | 4000 | Composite Double Walled | 2015-08-05 |  | Double-Walled Fiberglass | Pressurized
ATKINSON RD HUFF TRACT | ATKINSON RD & STATE HWY 120 | DULUTH | Gwinnett | 9067329 | 1 | [5 empty] | Removed from Ground | Gas (Historical Use) | 4000 | Not Marked/Unknown | 1998-02-01 | 1998-02-01 | Not Marked
ALLIED SYSTEMS LTD | 1500 WINDER HWY #8 | DACULA | Gwinnett | 9067133 | 2 | Overfill Alarm | 2006-03-29 | TRUE | 1991-03-26 | TRUE | Removed from Ground | Used Oil | 1000 | Fiberglass Double Walled | 1991-03-26 | 2015-03-01 | Double-Walled Fiberglass | Suction (American)
QUIKTRIP #766 | 1750 WINDER HWY | DACULA | Gwinnett | 9067355 | 3 | Flapper Valve | 1998-06-24 | FALSE | 1998-06-24 | FALSE | Currently in Use | Premium | 12000 | Fiberglass | 1998-11-05 |  | Double-Walled Fiberglass | Pressurized
DACULA FOOD MART | 700 A DACULA RD | DACULA | Gwinnett | 9067402 | 2 | Ball Float | 2001-10-22 | FALSE | 2001-10-22 | FALSE | Currently in Use | Premium | 8000 | Epoxy | 2001-10-22 |  | Double-Walled Fiberglass | Pressurized
E & R DACULA GENERAL STORE | 2544 WINDER HWY | DACULA | Gwinnett | 670009 | 2 |  | 1998-08-20 | FALSE | 1998-08-20 | FALSE | Removed from Ground | Gas (Historical Use) | 5000 | Steel-Impressed Current | 1985-04-29 |  | Steel (Impressed Current) | Suction (American)
USA SHOP | 125 HWY 78 | LOGANVILLE | Gwinnett | 9067218 | 1 |  | 1994-01-04 |  | 1994-01-04 |  | Removed from Ground | Gas (Historical Use) | 10000 | Fiberglass Double Walled | 1994-01-01 | 2013-04-25 | Fiberglass Reinforced Plastic | Pressurized
GRAYSON FOOD MART | 2693 GA HWY 20 | GRAYSON | Gwinnett | 9067105 | 3 | Flapper Valve | 1992-10-01 | FALSE | 1992-10-01 | FALSE | Currently in Use | Regular | 8000 | Galvanic (STIP-3) | 1992-10-01 |  | Fiberglass Reinforced Plastic | Pressurized
2723 QM LLC | 2723 MEADOW CHURCH RD | DULUTH | Gwinnett | 9067374 | 1 | Ball Float | 1999-07-06 | FALSE | 1999-07-06 | FALSE | Currently in Use | Regular | 10000 | Fiberglass Double Walled | 1999-07-06 |  | Double-Walled Flex | Pressurized
Circle K | 6550 Buford Hwy. | DORAVILLE | Gwinnett | 10003620 | 2B | Flapper Valve | 2024-11-06 | FALSE | 2024-11-06 | FALSE | Currently in Use | Diesel | 4000 | Composite Double Walled | 2024-11-06 |  | Double-Walled Fiberglass | Pressurized
NEW HOPE EXPRESS CONVINENCE STORE | 1255 NEW HOPE RD | LAWRENCEVILLE | Gwinnett | 10003610 | 2A | Flapper Valve | 2024-10-04 | FALSE | 2024-10-04 | FALSE | Currently in Use | Diesel | 5000 | Composite Double Walled | 2024-10-04 |  | Double-Walled Fiberglass | Pressurized
FIVE FRIENDS FOOD MART | 2330 LAWRENCEVILLE HWY | LAWRENCEVILLE | Gwinnett | 10003591 | 1A | Flapper Valve | 2025-01-07 | FALSE | 2024-07-14 | FALSE | Currently in Use | Regular | 15000 | Composite Double Walled | 2024-05-21 |  | Double-Walled Fiberglass | Pressurized
NEW HOPE EXPRESS CONVINENCE STORE | 1255 NEW HOPE RD | LAWRENCEVILLE | Gwinnett | 10003610 | 2A | Flapper Valve | 2024-10-04 | FALSE | 2024-10-04 | FALSE | Currently in Use | Premium | 5000 | Composite Double Walled | 2024-10-04 |  | Double-Walled Fiberglass | Pressurized
SUGAR HILL CONVENIENCE STORE | 5192 HWY 20 | SUGAR HILL | Gwinnett | 9067365 | 7 |  |  | FALSE |  | FALSE | Removed from Ground |  | 1000 | Bare Steel | 2015-01-16 | 2015-01-16
SUGAR HILL CONVENIENCE STORE | 5192 HWY 20 | SUGAR HILL | Gwinnett | 9067365 | 4 | [5 empty] | Removed from Ground | Empty | 270 | Marked Unknown | 1969-01-01 | 1999-04-07 | Unknown
KROGER FUEL CENTER | 1006 MARTINS CHAPEL RD | LAWRENCEVILLE | Gwinnett | 10003601 | 1 | Flapper Valve | 2024-10-29 | FALSE | 2024-10-29 | FALSE | Currently in Use | Regular | 20000 | Fiberglass | 2024-07-25 |  | Flex | Pressurized
PRINCE BLESSINGS | 1155 -A BUFORD HWY | SUGAR HILL | Gwinnett | 9067368 | 1 | Ball Float | 1999-01-01 | FALSE | 1999-01-01 | FALSE | Currently in Use | Regular | 10000 | Epoxy | 1999-01-01 |  | Fiberglass Reinforced Plastic | Pressurized
NEW HOPE EXPRESS CONVINENCE STORE | 1255 NEW HOPE RD | LAWRENCEVILLE | Gwinnett | 10003610 | 1 | Flapper Valve | 2024-10-04 | FALSE | 2024-10-04 | FALSE | Currently in Use | Regular | 15000 | Composite Double Walled | 2024-10-04 |  | Double-Walled Fiberglass | Pressurized
BUFORD SITE #18 | 1330 APPLING RD | SUGAR HILL | Gwinnett | 9067055 | 1 |  | 1997-12-30 |  | 1997-12-30 |  | Removed from Ground | Diesel | 275 | Cathodically Protected Steel | 1986-01-01 | 2001-10-29 | Double Walled
SUGAR HILL CONVENIENCE STORE | 5192 HWY 20 | SUGAR HILL | Gwinnett | 9067365 | 6 |  |  | FALSE |  | FALSE | Removed from Ground | Not Marked/Tank Removed | 1000 | Bare Steel | 2015-01-16 | 2015-01-16
KROGER FUEL CENTER | 1006 MARTINS CHAPEL RD | LAWRENCEVILLE | Gwinnett | 10003601 | 2B | Flapper Valve | 2024-10-29 | FALSE | 2024-10-29 | FALSE | Currently in Use | Diesel | 8000 | Fiberglass | 2024-07-25 |  | Flex | Pressurized
JAN FOOD MART INC | 2476 BUFORD HWY | DULUTH | Gwinnett | 670039 | 3A |  | 2006-11-24 | FALSE | 2006-11-24 | TRUE | Currently in Use | Diesel | 5000 | Composite | 2006-11-24 |  | Fiberglass Reinforced Plastic | Pressurized
EXXON FOOD MART | 4116 LENORA CHURCH RD | SNELLVILLE | Gwinnett | 670373 | 7 | Ball Float | 2002-01-25 | FALSE | 2002-01-25 | FALSE | Currently in Use | Diesel | 8000 | Composite | 2002-01-22 |  | Double-Walled Flex | Pressurized
EXXON FOOD MART | 4116 LENORA CHURCH RD | SNELLVILLE | Gwinnett | 670373 | 1 |  | 1998-12-01 |  | 1998-12-01 |  | Removed from Ground | Diesel | 550 | Steel-Impressed Current | 1971-05-12 | 2001-11-27 | Cathodically Protected | Suction (American)
Laxmi 3283, LLC | 3283 CENTERVILLE HWY | SNELLVILLE | Gwinnett | 9060167 | 2 | Flapper Valve | 1993-10-28 | FALSE | 1993-10-28 | FALSE | Currently in Use | Premium | 10000 | Fiberglass | 1988-01-15 |  | Fiberglass Reinforced Plastic | Pressurized
SCENIC ZONE BUSINESS INC | 3021 HWY 124 | SNELLVILLE | Gwinnett | 10000125 | 1 |  | 2002-04-05 | FALSE | 2002-04-05 | FALSE | Removed from Ground | Gas (Historical Use) | 12000 | Fiberglass | 2002-02-20 | 2010-12-09 | Double-Walled Fiberglass | Pressurized
FIDAI BLESSING INC | 2991 -B EVERSON RD | SNELLVILLE | Gwinnett | 10000119 | 2B | Ball Float | 2001-12-15 | FALSE | 2001-12-15 | FALSE | Currently in Use | Diesel | 5000 | Epoxy | 2001-12-15 |  | Double-Walled Flex | Pressurized
K & B FOOD MART #1 | 3290 GA HWY 124 & ZOAR RD | SNELLVILLE | Gwinnett | 9111009 | 3 | Ball Float | 1988-01-01 | FALSE | 1988-01-01 | FALSE | Currently in Use | Regular | 8000 | Fiberglass | 1988-01-01 |  | Fiberglass Reinforced Plastic | Pressurized
VALERO FASTMART | 3730 HWY 124 | SNELLVILLE | Gwinnett | 9044446 | 3 | Ball Float | 1999-01-12 |  | 1995-01-01 |  | Currently in Use | Gas (Historical Use) | 6000 | Steel-Impressed Current | 1983-01-01 |  | Steel (Impressed Current) | Pressurized
KROGER FUEL CENTER | 1006 MARTINS CHAPEL RD | LAWRENCEVILLE | Gwinnett | 10003601 | 2A | Flapper Valve | 2024-10-29 | FALSE | 2024-10-29 | FALSE | Currently in Use | Premium | 10000 | Fiberglass | 2024-07-25 |  | Flex | Pressurized
Circle K | 6550 Buford Hwy. | DORAVILLE | Gwinnett | 10003620 | 1 | Flapper Valve | 2024-11-06 | FALSE | 2024-11-06 | FALSE | Currently in Use | Regular | 12000 | Composite Double Walled | 2024-11-06 |  | Double-Walled Fiberglass | Pressurized
Circle K | 6550 Buford Hwy. | DORAVILLE | Gwinnett | 10003620 | 2A | Flapper Valve | 2024-11-06 | FALSE | 2024-11-06 | FALSE | Currently in Use | Premium | 8000 | Composite Double Walled | 2024-11-06 |  | Double-Walled Fiberglass | Pressurized
BP | 1185 OLD PEACHTREE Road | SUWANEE | Gwinnett | 10002744 | 1 | Flapper Valve | 2016-12-01 | FALSE | 2016-12-01 | FALSE | Currently in Use | Regular | 10000 | Composite Double Walled | 2016-12-01 |  | Double-Walled Fiberglass | Pressurized
KROGER GA #449 | 1195 ROCKBRIDGE ROAD | STONE MOUNTAIN | Gwinnett | 10002716 | 2B | Ball Float | 2017-05-25 | FALSE | 2017-05-25 | FALSE | Currently in Use | Premium | 8000 | Fiberglass Double Walled | 2017-08-31 |  | Double-Walled Flex | Pressurized
KROGER GA #449 | 1195 ROCKBRIDGE ROAD | STONE MOUNTAIN | Gwinnett | 10002716 | 1 | Ball Float | 2017-05-25 | FALSE | 2017-05-25 | FALSE | Currently in Use | Regular | 20000 | Fiberglass Double Walled | 2017-08-30 |  | Double-Walled Flex | Pressurized
KROGER GA-635 | 505 DACULA RD | DACULA | Gwinnett | 10001961 | 2A |  | 2010-12-06 | FALSE | 2010-12-06 | FALSE | Currently in Use | Diesel | 10000 | Fiberglass Double Walled | 2010-11-04 |  | Double Walled Flex | Pressurized
MAJIK MARKET BOGGS FOOD INC | 1350 BOGGS Road | LAWRENCEVILLE | Gwinnett | 10002676 | 1 | Flapper Valve | 2017-04-03 | FALSE | 2017-04-03 | FALSE | Currently in Use | Regular | 15000 | Composite Double Walled | 2017-04-03 |  | Double-Walled Fiberglass | Pressurized
KROGER GA-635 | 505 DACULA RD | DACULA | Gwinnett | 10001961 | 2B |  | 2010-12-06 | FALSE | 2010-12-06 | FALSE | Currently in Use | Gas (Historical Use) | 8000 | Fiberglass Double Walled | 2010-11-04 |  | Double Walled Flex | Pressurized
Former Lawrenceville Auto Parts | 353 South Clayton Street | Lawrenceville | Gwinnett | 10002688 | 5 |  |  | FALSE |  | FALSE | Removed from Ground |  | 500 |  |  | 2017-05-25 | Bare Steel
Former Lawrenceville Auto Parts | 353 South Clayton Street | Lawrenceville | Gwinnett | 10002688 | 4 |  |  | FALSE |  | FALSE | Removed from Ground |  | 5000 |  | 1899-12-31 | 2017-05-25 | Bare Steel
BP | 1185 OLD PEACHTREE Road | SUWANEE | Gwinnett | 10002744 | 2 | Flapper Valve | 2016-12-01 | FALSE | 2016-12-01 | FALSE | Currently in Use | Regular | 10000 | Composite Double Walled | 2016-12-01 |  | Double-Walled Fiberglass | Pressurized
SPEEDWAY #4102 | 3120 SUGARLOAF Parkway | LAWRENCEVILLE | Gwinnett | 10002709 | 4A | Flapper Valve | 2017-05-18 | FALSE | 2017-05-18 | FALSE | Currently in Use | Premium | 6000 | Fiberglass Double Walled | 2017-05-18 |  | Double-Walled Flex | Pressurized
RaceTrac #2424 - Sugar Hill | 4930 Nelson Brodgon Blvd. | Sugar Hill | Gwinnett | 10002789 | 3A | Overfill Alarm | 2017-05-08 | FALSE | 2017-05-08 | FALSE | Currently in Use | Diesel | 10000 | Fiberglass Double Walled | 2017-05-08 |  | Double-Walled Fiberglass | Pressurized
BP | 1185 OLD PEACHTREE Road | SUWANEE | Gwinnett | 10002744 | 3A | Flapper Valve | 2016-12-01 | FALSE | 2016-12-01 | FALSE | Currently in Use | Premium | 6000 | Composite Double Walled | 2016-12-01 |  | Double-Walled Fiberglass | Pressurized
QUIKTRIP #703 | 2040 BEAVER RUIN RD | NORCROSS | Gwinnett | 10002726 | 3A | Flapper Valve | 2017-06-01 | FALSE | 2017-06-01 | FALSE | Currently in Use | Premium | 10000 | Fiberglass Double Walled | 2017-02-01 |  | Double-Walled Fiberglass | Pressurized
GURUBANI | 2208 SCENIC HWY | SNELLVILLE | Gwinnett | 9067007 | 1 |  | 1993-07-10 | FALSE | 1993-07-10 | FALSE | Removed from Ground |  | 12000 | Fiberglass | 2004-06-04 | 2017-06-30 | Double-Walled Fiberglass | Pressurized
SUGARHILL FOOD MART | 4725 NELSON BROGDON BLVD | SUGAR HILL | Gwinnett | 9067350 | 3 | Flapper Valve | 2007-01-01 | FALSE | 2007-01-01 | FALSE | Currently in Use | Diesel | 6000 | Composite Double Walled | 2007-01-01 |  | Double-Walled Fiberglass | Pressurized
MLC SUGAR HILL | 5243 NELSON BROGDON BLVD | SUGAR HILL | Gwinnett | 670334 | 2 | [5 empty] | Removed from Ground | Gas (Historical Use) | 8000 | Bare Steel | 1974-05-10 | 1994-11-18 | Galvanized Steel | Safe Suction (Euro)
KROGER GA-635 | 505 DACULA RD | DACULA | Gwinnett | 10001961 | 1 |  | 2010-12-06 | FALSE | 2010-12-06 | FALSE | Currently in Use | Gas (Historical Use) | 20000 | Fiberglass Double Walled | 2010-11-04 |  | Double Walled Flex | Pressurized
MAJIK MARKET BOGGS FOOD INC | 1350 BOGGS Road | LAWRENCEVILLE | Gwinnett | 10002676 | 2A | Flapper Valve | 2017-04-03 | FALSE | 2017-04-03 | FALSE | Currently in Use | Premium | 8000 | Composite Double Walled | 2017-04-03 |  | Double-Walled Fiberglass | Pressurized
GURUBANI | 2208 SCENIC HWY | SNELLVILLE | Gwinnett | 9067007 | 3 |  | 1993-07-10 | FALSE | 1993-07-10 | FALSE | Removed from Ground | Diesel | 12000 | Fiberglass | 2004-06-04 | 2017-06-30 | Double-Walled Fiberglass | Pressurized
KROGER GA 687 | 6001 CUMMING HWY | SUGAR HILL | Gwinnett | 10001927 | 1 | Overfill Alarm | 2010-06-24 | FALSE | 2010-06-24 | FALSE | Currently in Use | Regular | 20000 | Fiberglass Double Walled | 2010-05-27 |  |  | Pressurized
KROGER GA 687 | 6001 CUMMING HWY | SUGAR HILL | Gwinnett | 10001927 | 2A | Overfill Alarm | 2010-06-24 | FALSE | 2010-06-24 | FALSE | Currently in Use | Diesel | 10000 | Fiberglass Double Walled | 2010-05-27 |  |  | Pressurized
Garner Farm | 4951 Lilburn Stone Mountain Road | Lilburn | Gwinnett | 10002706 | 1 | [10 empty] | 2017-04-20
LEXS FOOD SHOP | 215 PEACHTREE IND BLVD | SUGAR HILL | Gwinnett | 9067197 | 5 | Ball Float | 1990-01-15 | FALSE | 1990-01-15 | FALSE | Currently in Use | Diesel Off Road | 5000 | Galvanic (STIP-3) | 1990-01-15 |  | Fiberglass Reinforced Plastic | Suction (American)
LEXS FOOD SHOP | 215 PEACHTREE IND BLVD | SUGAR HILL | Gwinnett | 9067197 | 4 | Ball Float | 1990-01-15 | FALSE | 1990-01-15 | FALSE | Currently in Use | Diesel | 5000 | Galvanic (STIP-3) | 1990-01-15 |  | Fiberglass Reinforced Plastic | Pressurized
CITY HALL | 4988 WEST BROAD STREET | SUGAR HILL | Gwinnett | 9067352 | 1 | [5 empty] | Removed from Ground | Gas (Historical Use) | 1000 | Bare Steel | 1998-11-16 | 1998-11-16 | Bare Steel | Safe Suction (Euro)
KROGER GA 687 | 6001 CUMMING HWY | SUGAR HILL | Gwinnett | 10001927 | 2B | Overfill Alarm | 2010-06-24 | FALSE | 2010-06-24 | FALSE | Currently in Use | Premium | 8000 | Fiberglass Double Walled | 2010-05-27 |  |  | Pressurized
THOMAS CONCRETE OF GA INC-SUWANEE | 450 WOODWARD WAY | SUGAR HILL | Gwinnett | 670390 | 1 | Flapper Valve | 1998-12-03 | FALSE | 1998-12-03 | FALSE | Currently in Use | Diesel | 10000 | Steel-Impressed Current | 1986-01-01 |  | Steel (Impressed Current) | Suction (American)
QUIKTRIP #705 | 5795 JIMMY CARTER BLVD | NORCROSS | Gwinnett | 10002793 | 3A | Flapper Valve |  | FALSE |  | FALSE | Currently in Use | E-0 | 10000 | Fiberglass Double Walled | 2017-10-12 |  | Double-Walled Fiberglass | Pressurized
S&S 1 INVESTMENTS INC | 6385 Peachtree Industrial Blvd | Peachtree Corners | Gwinnett | 10002810 | 2B | Flapper Valve | 2018-05-15 | FALSE | 2018-05-15 | FALSE | Currently in Use | E-85 | 5000 | Composite Double Walled | 2018-05-15 |  | Double-Walled Fiberglass | Pressurized
Former Lawrenceville Auto Parts | 353 South Clayton Street | Lawrenceville | Gwinnett | 10002688 | 3 |  |  | FALSE |  | FALSE | Removed from Ground |  | 3000 |  | 1899-12-31 | 2017-05-25 | Bare Steel
SPEEDWAY #4102 | 3120 SUGARLOAF Parkway | LAWRENCEVILLE | Gwinnett | 10002709 | 1 | Flapper Valve | 2017-05-18 | FALSE | 2017-05-18 | FALSE | Currently in Use | Diesel | 12000 | Fiberglass Double Walled | 2017-05-18 |  | Double-Walled Flex | Pressurized
Wahhab LLC | 6281 Jimmy Carter Blvd | Norcross | Gwinnett | 10002868 | 2A | Flapper Valve | 2018-07-13 | FALSE | 2018-07-13 | FALSE | Currently in Use | Diesel | 4000 | Composite Double Walled | 2018-07-13 |  | Double-Walled Fiberglass | Pressurized
Texaco/Circle K | 2244 Hurricane Shoals Rd. | Dacula | Gwinnett | 10002876 | 2A | Flapper Valve | 2018-08-21 | FALSE | 2018-06-14 | FALSE | Currently in Use | Premium | 6000 | Composite Double Walled | 2018-07-06 |  | Double-Walled Fiberglass | Pressurized
KROGER GA #449 | 1195 ROCKBRIDGE ROAD | STONE MOUNTAIN | Gwinnett | 10002716 | 2A | Ball Float | 2017-05-25 | FALSE | 2017-05-25 | FALSE | Currently in Use | Diesel | 10000 | Fiberglass Double Walled | 2017-08-30 |  | Double-Walled Flex | Pressurized
CHEVRON | 732 HARBINS Road | LILBURN | Gwinnett | 10002791 | 2 | Flapper Valve | 2017-11-03 | FALSE | 2017-11-03 | FALSE | Currently in Use | Premium | 6000 | Composite Double Walled | 2017-11-03 |  | Double-Walled Fiberglass | Pressurized
Speedway #4105 | 3205 Stone Mountain Highway | Snellville | Gwinnett | 10002818 | 2 | Flapper Valve |  | FALSE |  | FALSE | Currently in Use | Regular | 20000 | Fiberglass Double Walled | 2018-03-02 |  | Double-Walled Flex | Pressurized
S&S 1 INVESTMENTS INC | 6385 Peachtree Industrial Blvd | Peachtree Corners | Gwinnett | 10002810 | 1B | Ball Float | 2018-05-15 | FALSE | 2018-05-15 | FALSE | Currently in Use | Premium | 5000 | Composite Double Walled | 2018-05-15 |  | Double-Walled Fiberglass | Pressurized
SPEEDWAY #4102 | 3120 SUGARLOAF Parkway | LAWRENCEVILLE | Gwinnett | 10002709 | 4B | Flapper Valve | 2017-05-18 | FALSE | 2017-05-18 | FALSE | Currently in Use | E-85 | 6000 | Fiberglass Double Walled | 2017-05-18 |  | Double-Walled Fiberglass | Pressurized
PRINCE BLESSINGS | 1155 -A BUFORD HWY | SUGAR HILL | Gwinnett | 9067368 | 2 | Ball Float | 1999-01-01 | FALSE | 1999-01-01 | FALSE | Currently in Use | Premium | 10000 | Epoxy | 1999-01-01 |  | Fiberglass Reinforced Plastic | Pressurized
LEXS FOOD SHOP | 215 PEACHTREE IND BLVD | SUGAR HILL | Gwinnett | 9067197 | 1 | Ball Float | 1990-01-15 | FALSE | 1990-01-15 | FALSE | Currently in Use | Regular | 10000 | Galvanic (STIP-3) | 1990-01-15 |  | Fiberglass Reinforced Plastic | Pressurized
QUIKTRIP #703 | 2040 BEAVER RUIN RD | NORCROSS | Gwinnett | 10002726 | 2 |  | 2017-06-01 | TRUE | 2017-06-06 | FALSE | Currently in Use | Regular | 20000 | Fiberglass Double Walled | 2017-02-01 |  | Double-Walled Fiberglass | Pressurized
MLC SUGAR HILL | 5243 NELSON BROGDON BLVD | SUGAR HILL | Gwinnett | 670334 | 3 | Ball Float | 1994-12-05 | FALSE | 1994-12-05 | FALSE | Removed from Ground | Regular | 9816 | Fiberglass | 1994-12-05 |  | Fiberglass Reinforced Plastic | Pressurized
LEXS FOOD SHOP | 215 PEACHTREE IND BLVD | SUGAR HILL | Gwinnett | 9067197 | 2 | Ball Float | 1990-01-15 | FALSE | 1990-01-15 | FALSE | Currently in Use | Premium | 8000 | Galvanic (STIP-3) | 1990-01-15 |  | Fiberglass Reinforced Plastic | Pressurized
SUGAR HILL CONVENIENCE STORE | 5192 HWY 20 | SUGAR HILL | Gwinnett | 9067365 | 3 | [5 empty] | Removed from Ground | Empty | 0 | Marked Unknown | 1969-01-01 | 1999-04-07 | Unknown
RaceTrac #2424 - Sugar Hill | 4930 Nelson Brodgon Blvd. | Sugar Hill | Gwinnett | 10002789 | 1 | Overfill Alarm | 2017-05-08 | FALSE | 2017-05-08 | FALSE | Currently in Use | Regular | 20000 | Fiberglass Double Walled | 2017-05-08 |  | Double-Walled Fiberglass | Pressurized
SUGAR HILL CONVENIENCE STORE | 5192 HWY 20 | SUGAR HILL | Gwinnett | 9067365 | 1 | [5 empty] | Removed from Ground | Empty | 2000 | Marked Unknown | 1969-01-01 | 1999-04-07 | Unknown
CHEVRON | 429 BUFORD HWY SUITE A | SUGAR HILL | Gwinnett | 10000610 | 2 | Ball Float | 2004-04-22 | FALSE | 2004-04-22 | FALSE | Currently in Use | Premium | 12000 | Composite Double Walled | 2004-04-22 |  | Double-Walled Fiberglass | Pressurized
THOMAS CONCRETE OF GA INC-SUWANEE | 450 WOODWARD WAY | SUGAR HILL | Gwinnett | 670390 | 2 |  |  | TRUE |  | TRUE | Removed from Ground | Empty | 275 | Bare Steel | 1986-01-01 | 1991-12-01 | Not Marked
MAJIK MARKET BOGGS FOOD INC | 1350 BOGGS Road | LAWRENCEVILLE | Gwinnett | 10002676 | 2B | Flapper Valve | 2017-04-03 | FALSE | 2017-04-03 | FALSE | Currently in Use | Diesel | 4000 | Composite Double Walled | 2017-04-03 |  | Double-Walled Fiberglass | Pressurized
RaceTrac #2424 - Sugar Hill | 4930 Nelson Brodgon Blvd. | Sugar Hill | Gwinnett | 10002789 | 2A | Overfill Alarm | 2017-05-08 | FALSE | 2017-05-08 | FALSE | Currently in Use | Premium | 10000 | Fiberglass Double Walled | 2017-05-08 |  | Double-Walled Fiberglass | Pressurized
S&S 1 INVESTMENTS INC | 6385 Peachtree Industrial Blvd | Peachtree Corners | Gwinnett | 10002810 | 2A | Flapper Valve | 2018-05-15 | FALSE | 2018-05-15 | FALSE | Currently in Use | Diesel | 5000 | Composite Double Walled | 2018-05-15 |  | Double-Walled Fiberglass | Pressurized
RaceTrac #2468 Beaver Ruin | 1800 Beaver Ruin Rd. | Norcross | Gwinnett | 10002825 | 2A | Flapper Valve | 2018-02-23 | FALSE | 2018-02-23 | FALSE | Currently in Use | Diesel | 10000 | Fiberglass Double Walled | 2018-02-23 |  | Double-Walled Fiberglass | Pressurized
THOMAS CONCRETE - DULUTH PLANT #3400 | 3955 Buford Hwy NW | Duluth | Gwinnett | 670255 | 3 | [5 empty] | Removed from Ground | Diesel | 5000 | Bare Steel | 1978-03-16 | 1996-11-20 | Galvanized Steel | Pressurized
THOMAS CONCRETE - DULUTH PLANT #3400 | 3955 Buford Hwy NW | Duluth | Gwinnett | 670255 | 3 | [5 empty] | Removed from Ground | Diesel | 5000 | Bare Steel | 1978-03-16 | 1996-11-20 | Galvanized Steel | Pressurized
S&S 1 INVESTMENTS INC | 6385 Peachtree Industrial Blvd | Peachtree Corners | Gwinnett | 10002810 | 1A | Flapper Valve | 2018-05-15 | FALSE | 2018-05-15 | FALSE | Currently in Use | Regular | 15000 | Composite Double Walled | 2018-05-15 |  | Double-Walled Fiberglass | Pressurized
SUGARHILL FOOD MART | 4725 NELSON BROGDON BLVD | SUGAR HILL | Gwinnett | 9067350 | 2 | Flapper Valve | 1998-02-01 | FALSE | 1998-02-01 | FALSE | Currently in Use | Premium | 15000 | Fiberglass | 1998-02-01 |  | Double-Walled Flex | Pressurized
Sugar Hill Food Mart | 1330 PEACHTREE INDUSTRIAL BLVD | SUGAR HILL | Gwinnett | 10000194 | 1 | Ball Float | 2002-11-01 | FALSE | 2002-11-01 | FALSE | Currently in Use | Regular | 15000 | Epoxy | 2002-10-01 |  | Double-Walled Fiberglass | Pressurized
QUIKTRIP #705 | 5795 JIMMY CARTER BLVD | NORCROSS | Gwinnett | 10002793 | 3B | Flapper Valve | 2018-03-01 | FALSE | 2018-03-01 | FALSE | Currently in Use | Premium | 9500 | Fiberglass Double Walled | 2017-10-12 |  | Double-Walled Fiberglass | Pressurized
Wahhab LLC | 6281 Jimmy Carter Blvd | Norcross | Gwinnett | 10002868 | 1A | Flapper Valve | 2018-07-13 | FALSE | 2018-07-13 | FALSE | Currently in Use | Regular | 15000 | Composite Double Walled | 2018-07-13 |  | Double-Walled Fiberglass | Pressurized
QUIKTRIP #705 | 5795 JIMMY CARTER BLVD | NORCROSS | Gwinnett | 10002793 | 1 | Flapper Valve | 2018-03-01 | FALSE | 2018-03-01 | FALSE | Currently in Use | Regular | 20000 | Fiberglass Double Walled | 2017-10-12 |  | Double-Walled Fiberglass | Pressurized
SUGARHILL FOOD MART | 4725 NELSON BROGDON BLVD | SUGAR HILL | Gwinnett | 9067350 | 1 | Flapper Valve | 1998-02-01 | FALSE | 1998-02-01 | FALSE | Currently in Use | Regular | 15000 | Fiberglass | 1998-02-01 |  | Double-Walled Flex | Pressurized
Speedway #4105 | 3205 Stone Mountain Highway | Snellville | Gwinnett | 10002818 | 1 | Flapper Valve |  | FALSE |  | FALSE | Currently in Use | Regular | 20000 | Fiberglass Double Walled | 2018-03-02 |  | Double-Walled Flex | Pressurized
122 E CROGAN ST | 122 E CROGAN ST | LAWRENCEVILLE | Gwinnett | 10002820 | 1 |  |  | FALSE |  | FALSE | Removed from Ground | Gas (Historical Use) | 1000 | Bare Steel |  | 1987-01-01 | Bare Steel
THOMAS CONCRETE - DULUTH PLANT #3400 | 3955 Buford Hwy NW | Duluth | Gwinnett | 670255 | 4 |  | 1996-09-10 | FALSE | 1996-09-10 | FALSE | Currently in Use | Diesel | 15000 | Fiberglass | 1996-09-10 |  | Double-Walled Fiberglass | Pressurized
THOMAS CONCRETE - DULUTH PLANT #3400 | 3955 Buford Hwy NW | Duluth | Gwinnett | 670255 | 4 |  | 1996-09-10 | FALSE | 1996-09-10 | FALSE | Currently in Use | Diesel | 15000 | Fiberglass | 1996-09-10 |  | Double-Walled Fiberglass | Pressurized
QUIKTRIP #705 | 5795 JIMMY CARTER BLVD | NORCROSS | Gwinnett | 10002793 | 2 | Flapper Valve | 2018-03-01 | FALSE | 2018-03-01 | FALSE | Currently in Use | Regular | 20000 | Fiberglass Double Walled | 2017-10-12 |  | Double-Walled Fiberglass | Pressurized
4036 LOGANVILLE HIGHWAY | 4036 LOGANVILLE HIGHWAY | LOGANVILLE | Gwinnett | 10002942 | 1 |  |  | FALSE |  | FALSE | Removed from Ground | Empty | 750 | Bare Steel |  | 2019-07-24
Former Lawrenceville Auto Parts | 353 South Clayton Street | Lawrenceville | Gwinnett | 10002688 | 2 |  |  | FALSE |  | FALSE | Removed from Ground |  | 2000 |  | 1899-12-31 | 2017-05-25 | Bare Steel
RaceTrac #2424 - Sugar Hill | 4930 Nelson Brodgon Blvd. | Sugar Hill | Gwinnett | 10002789 | 2B | Overfill Alarm | 2017-05-08 | FALSE | 2017-05-08 | FALSE | Currently in Use | E-85 | 10000 | Fiberglass Double Walled | 2017-05-08 |  | Double-Walled Fiberglass | Pressurized
CHEVRON | 732 HARBINS Road | LILBURN | Gwinnett | 10002791 | 1 | Flapper Valve | 2017-11-03 | FALSE | 2017-11-03 | FALSE | Currently in Use | Regular | 12000 | Composite Double Walled | 2017-11-03 |  | Double-Walled Fiberglass | Pressurized
QUIKTRIP #705 | 5795 JIMMY CARTER BLVD | NORCROSS | Gwinnett | 10002793 | 4 | Flapper Valve | 2018-03-01 | FALSE | 2018-03-01 | FALSE | Currently in Use | Diesel | 12000 | Fiberglass Double Walled | 2017-10-12 |  | Double-Walled Fiberglass | Suction (American)
GURUBANI | 2208 SCENIC HWY | SNELLVILLE | Gwinnett | 9067007 | 2 |  | 1993-07-10 | FALSE | 1993-07-10 | FALSE | Removed from Ground |  | 12000 | Fiberglass | 2004-06-04 | 2017-06-30 | Double-Walled Fiberglass | Pressurized
LEXS FOOD SHOP | 215 PEACHTREE IND BLVD | SUGAR HILL | Gwinnett | 9067197 | 3 | Ball Float | 1990-01-15 | FALSE | 1990-01-15 | FALSE | Currently in Use | Diesel | 10000 | Galvanic (STIP-3) | 1990-01-15 |  | Fiberglass Reinforced Plastic | Pressurized
CHEVRON | 429 BUFORD HWY SUITE A | SUGAR HILL | Gwinnett | 10000610 | 1 | Ball Float | 2004-04-22 | FALSE | 2004-04-22 | FALSE | Currently in Use | Regular | 12000 | Composite Double Walled | 2004-04-22 |  | Double-Walled Fiberglass | Pressurized
MLC SUGAR HILL | 5243 NELSON BROGDON BLVD | SUGAR HILL | Gwinnett | 670334 | 1 | [5 empty] | Removed from Ground | Gas (Historical Use) | 8000 | Bare Steel | 1974-05-10 | 1994-11-16 | Galvanized Steel | Safe Suction (Euro)
RaceTrac #2468 Beaver Ruin | 1800 Beaver Ruin Rd. | Norcross | Gwinnett | 10002825 | 3A | Flapper Valve | 2018-02-23 | FALSE | 2018-02-23 | FALSE | Currently in Use | E-85 | 10000 | Fiberglass Double Walled | 2018-02-23 |  | Double-Walled Fiberglass | Pressurized
Gas Express #199 | 215 Old Peachtree Rd | Suwanee | Gwinnett | 10002971 | 2A | Flapper Valve | 2018-08-21 | FALSE | 2018-11-26 | FALSE | Currently in Use | Premium | 6000 | Composite Double Walled | 2018-09-28 |  | Double-Walled Fiberglass | Pressurized
KROGER 483 | 1660 SCENIC HWY | SNELLVILLE | Gwinnett | 10002980 | 2A | Overfill Alarm | 2019-09-16 | FALSE | 2019-09-16 | FALSE | Currently in Use | Premium | 8000 | Fiberglass Double Walled | 2019-08-16 |  | Double-Walled Flex | Pressurized
Speedway #4105 | 3205 Stone Mountain Highway | Snellville | Gwinnett | 10002818 | 4B | Flapper Valve |  | FALSE |  | FALSE | Currently in Use | Premium | 6000 | Fiberglass Double Walled | 2018-03-02 |  | Double-Walled Flex | Pressurized
Speedway #4105 | 3205 Stone Mountain Highway | Snellville | Gwinnett | 10002818 | 3 | Flapper Valve |  | FALSE |  | FALSE | Currently in Use | Diesel | 120000 | Fiberglass Double Walled | 2018-03-02 |  | Double-Walled Flex | Pressurized
Blackstone Commercial Properties, LLC | 5964 S Norcross Tucker Rd | Norcross | Gwinnett | 10002976 | 1 | Flapper Valve | 2018-08-13 | FALSE | 2018-04-23 | FALSE | Currently in Use | Regular | 15000 | Composite Double Walled | 2018-04-06 |  | Double-Walled Fiberglass | Pressurized
QUIKTRIP #703 | 2040 BEAVER RUIN RD | NORCROSS | Gwinnett | 10002726 | 1 | Flapper Valve | 2017-06-01 | FALSE | 2017-06-01 | FALSE | Currently in Use | Regular | 20000 | Fiberglass Double Walled | 2017-02-01 |  | Double-Walled Fiberglass | Pressurized
RaceTrac #2424 - Sugar Hill | 4930 Nelson Brodgon Blvd. | Sugar Hill | Gwinnett | 10002789 | 3B | Overfill Alarm | 2017-05-08 | FALSE | 2017-05-08 | FALSE | Currently in Use | Diesel | 10000 | Fiberglass Double Walled | 2017-05-08 |  | Double-Walled Fiberglass | Pressurized
Texaco/Circle K | 2244 Hurricane Shoals Rd. | Dacula | Gwinnett | 10002876 | 1B | Flapper Valve | 2018-08-21 | FALSE | 2018-06-14 | FALSE | Currently in Use | E-0 | 4000 | Composite Double Walled | 2018-07-06 |  | Double-Walled Fiberglass | Pressurized
PRINCE BLESSINGS | 1155 -A BUFORD HWY | SUGAR HILL | Gwinnett | 9067368 | 3 | Ball Float | 1999-01-01 | FALSE | 1999-01-01 | FALSE | Currently in Use | Diesel | 6000 | Epoxy | 1999-01-01 |  | Fiberglass Reinforced Plastic | Pressurized
SUGAR HILL CONVENIENCE STORE | 5192 HWY 20 | SUGAR HILL | Gwinnett | 9067365 | 2 | [5 empty] | Removed from Ground | Empty | 2000 | Marked Unknown | 1969-01-01 | 1999-04-07 | Unknown
Sugar Hill Food Mart | 1330 PEACHTREE INDUSTRIAL BLVD | SUGAR HILL | Gwinnett | 10000194 | 2 | Ball Float | 2002-11-01 | FALSE | 2002-11-01 | FALSE | Currently in Use | Premium | 8000 | Epoxy | 2002-10-01 |  | Double-Walled Fiberglass | Pressurized
Gas Express #199 | 215 Old Peachtree Rd | Suwanee | Gwinnett | 10002971 | 1B | Flapper Valve | 2018-08-21 | FALSE | 2018-11-26 | FALSE | Currently in Use | Diesel On Road | 4000 | Composite Double Walled | 2018-09-28 |  | Double-Walled Fiberglass | Pressurized
Blackstone Commercial Properties, LLC | 5964 S Norcross Tucker Rd | Norcross | Gwinnett | 10002976 | 2B | Flapper Valve | 2018-08-13 | FALSE | 2018-04-23 | FALSE | Currently in Use | Diesel | 5000 | Composite Double Walled | 2018-04-06 |  | Double-Walled Fiberglass | Pressurized
Blackstone Commercial Properties, LLC | 5964 S Norcross Tucker Rd | Norcross | Gwinnett | 10002976 | 2C | Flapper Valve | 2018-08-13 | FALSE | 2018-04-23 | FALSE | Currently in Use | E-0 | 5000 | Composite Double Walled | 2018-04-06 |  | Double-Walled Fiberglass | Pressurized
SPEEDWAY #4102 | 3120 SUGARLOAF Parkway | LAWRENCEVILLE | Gwinnett | 10002709 | 2 | Flapper Valve | 2017-05-18 | FALSE | 2017-05-18 | FALSE | Currently in Use | Regular | 20000 | Fiberglass Double Walled | 2017-05-18 |  | Double-Walled Flex | Pressurized
RaceTrac #2468 Beaver Ruin | 1800 Beaver Ruin Rd. | Norcross | Gwinnett | 10002825 | 2B | Flapper Valve | 2018-02-23 | FALSE | 2018-02-23 | FALSE | Currently in Use | Premium | 10000 | Fiberglass Double Walled | 2018-02-23 |  | Double-Walled Fiberglass | Pressurized
THOMAS CONCRETE - DULUTH PLANT #3400 | 3955 Buford Hwy NW | Duluth | Gwinnett | 670255 | 2 | [5 empty] | Removed from Ground | Diesel | 5000 | Bare Steel | 1978-03-16 | 1996-11-20 | Galvanized Steel | Pressurized
THOMAS CONCRETE - DULUTH PLANT #3400 | 3955 Buford Hwy NW | Duluth | Gwinnett | 670255 | 2 | [5 empty] | Removed from Ground | Diesel | 5000 | Bare Steel | 1978-03-16 | 1996-11-20 | Galvanized Steel | Pressurized
Wahhab LLC | 6281 Jimmy Carter Blvd | Norcross | Gwinnett | 10002868 | 2B | Flapper Valve | 2018-07-13 | FALSE | 2018-07-13 | FALSE | Currently in Use | E-85 | 4000 | Composite Double Walled | 2018-07-13 |  | Double-Walled Fiberglass | Pressurized
HYDER AND COMPANY LLC | 4450 Satellite Blvd | Duluth | Gwinnett | 10002872 | 1C | Flapper Valve | 2018-05-29 | FALSE | 2017-11-12 | FALSE | Currently in Use | Diesel On Road | 5000 | Tank Jacket Double Walled | 2017-10-17 |  | Double-Walled Fiberglass | Pressurized
RaceTrac #2468 Beaver Ruin | 1800 Beaver Ruin Rd. | Norcross | Gwinnett | 10002825 | 3B | Flapper Valve | 2018-02-23 | FALSE | 2018-02-23 | FALSE | Currently in Use | Diesel | 10000 | Fiberglass Double Walled | 2018-02-23 |  | Double-Walled Fiberglass | Pressurized
Wahhab LLC | 6281 Jimmy Carter Blvd | Norcross | Gwinnett | 10002868 | 1B | Flapper Valve | 2018-07-13 | FALSE | 2018-07-13 | FALSE | Currently in Use | Premium | 5000 | Composite Double Walled | 2018-07-13 |  | Double-Walled Fiberglass | Pressurized
Texaco/Circle K | 2244 Hurricane Shoals Rd. | Dacula | Gwinnett | 10002876 | 1A | Flapper Valve | 2018-08-21 | FALSE | 2018-06-14 | FALSE | Currently in Use | Regular | 12000 | Composite Double Walled | 2018-07-06 |  | Double-Walled Fiberglass | Pressurized
QUIKTRIP #703 | 2040 BEAVER RUIN RD | NORCROSS | Gwinnett | 10002726 | 4 | Flapper Valve | 2017-06-01 | FALSE | 2017-06-01 | FALSE | Currently in Use | Diesel | 12000 | Fiberglass Double Walled | 2017-02-01 |  | Double-Walled Fiberglass | Pressurized
Speedway #4105 | 3205 Stone Mountain Highway | Snellville | Gwinnett | 10002818 | 4A | Flapper Valve |  | FALSE |  | FALSE | Currently in Use | E-85 | 6000 | Fiberglass Double Walled | 2018-03-02 |  | Double-Walled Flex | Pressurized
HYDER AND COMPANY LLC | 4450 Satellite Blvd | Duluth | Gwinnett | 10002872 | 1B | Flapper Valve | 2018-05-29 | FALSE | 2017-11-12 | FALSE | Currently in Use | Premium | 5000 | Tank Jacket Double Walled | 2017-10-17 |  | Double-Walled Fiberglass | Pressurized
Racetrac#2524 | 5780 Peachtree Pkwy | Peachtree Corners | Gwinnett | 10003031 | 3B | Overfill Alarm | 2019-11-15 | FALSE | 2019-11-15 | FALSE | Currently in Use | E-85 | 10000 | Fiberglass Double Walled | 2019-11-15 |  | Double-Walled Fiberglass | Pressurized
Gas Express #199 | 215 Old Peachtree Rd | Suwanee | Gwinnett | 10002971 | 2B | Flapper Valve | 2018-08-21 | FALSE | 2018-11-26 | FALSE | Currently in Use | E-0 | 4000 | Composite Double Walled | 2018-09-28 |  | Double-Walled Fiberglass | Pressurized
KROGER 483 | 1660 SCENIC HWY | SNELLVILLE | Gwinnett | 10002980 | 2B | Overfill Alarm | 2019-09-16 | FALSE | 2019-09-16 | FALSE | Currently in Use | Diesel | 10000 | Fiberglass Double Walled | 2019-08-16 |  | Double-Walled Flex | Pressurized
EM DULUTH | 3805 BUFORD HWY NE | DULUTH | Gwinnett | 10003539 | 1C | Flapper Valve | 2024-07-01 | FALSE | 2024-07-01 | FALSE | Currently in Use | Diesel | 4000 | Composite Double Walled | 2024-07-01 |  | Double-Walled Flex | Pressurized
BP FOODMART CIRCLE K | 4081 S Bogan Rd | Buford | Gwinnett | 10003214 | 1 | Overfill Alarm | 2020-02-19 | FALSE | 2020-02-19 | FALSE | Currently in Use | Regular | 15000 | Composite Double Walled | 2020-01-23 |  | Double-Walled Fiberglass | Pressurized
Gas Express #199 | 215 Old Peachtree Rd | Suwanee | Gwinnett | 10002971 | 1A | Flapper Valve | 2018-08-21 | FALSE | 2018-11-26 | FALSE | Currently in Use | Regular | 10000 | Composite Double Walled | 2018-09-28 |  | Double-Walled Fiberglass | Pressurized
HYDER AND COMPANY LLC | 4450 Satellite Blvd | Duluth | Gwinnett | 10002872 | 1A | Flapper Valve | 2018-05-29 | FALSE | 2017-11-12 | FALSE | Currently in Use | Regular | 15000 | Tank Jacket Double Walled | 2017-10-17 |  | Double-Walled Fiberglass | Pressurized
Blackstone Commercial Properties, LLC | 5964 S Norcross Tucker Rd | Norcross | Gwinnett | 10002976 | 2A | Flapper Valve | 2018-08-13 | FALSE | 2018-04-23 | FALSE | Currently in Use | Premium | 5000 | Composite Double Walled | 2018-04-06 |  | Double-Walled Fiberglass | Pressurized
Racetrac#2524 | 5780 Peachtree Pkwy | Peachtree Corners | Gwinnett | 10003031 | 2B | Overfill Alarm | 2019-11-15 | FALSE | 2019-11-15 | FALSE | Currently in Use | Diesel | 10000 | Fiberglass Double Walled | 2019-11-15 |  | Double-Walled Fiberglass | Pressurized
THOMAS CONCRETE - DULUTH PLANT #3400 | 3955 Buford Hwy NW | Duluth | Gwinnett | 670255 | 1 | [5 empty] | Removed from Ground | Diesel | 5000 | Bare Steel | 1978-03-16 | 1996-11-20 | Galvanized Steel | Pressurized
THOMAS CONCRETE - DULUTH PLANT #3400 | 3955 Buford Hwy NW | Duluth | Gwinnett | 670255 | 1 | [5 empty] | Removed from Ground | Diesel | 5000 | Bare Steel | 1978-03-16 | 1996-11-20 | Galvanized Steel | Pressurized
Racetrac#2524 | 5780 Peachtree Pkwy | Peachtree Corners | Gwinnett | 10003031 | 1 | Overfill Alarm | 2019-11-15 | FALSE | 2019-11-15 | FALSE | Currently in Use | Regular | 20000 | Fiberglass Double Walled | 2019-11-15 |  | Double-Walled Fiberglass | Pressurized
Buddy's Food Mart, Inc. | 3270 Steve Reynolds Blvd | Duluth | Gwinnett | 10002998 | 1A | Flapper Valve | 2019-06-17 | FALSE | 2019-06-17 | FALSE | Currently in Use | Regular | 15000 | Composite Double Walled | 2019-04-01 |  | Double-Walled Fiberglass | Pressurized
Racetrac#2524 | 5780 Peachtree Pkwy | Peachtree Corners | Gwinnett | 10003031 | 3A | Overfill Alarm | 2019-11-15 | FALSE | 2019-11-15 | FALSE | Currently in Use | Premium | 10000 | Fiberglass Double Walled | 2019-11-15 |  | Double-Walled Fiberglass | Pressurized
KROGER 483 | 1660 SCENIC HWY | SNELLVILLE | Gwinnett | 10002980 | 1 | Overfill Alarm | 2019-09-16 | FALSE | 2019-09-16 | FALSE | Currently in Use | Regular | 20000 | Fiberglass Double Walled | 2019-08-16 |  | Double-Walled Flex | Pressurized
Texaco/Circle K | 2244 Hurricane Shoals Rd. | Dacula | Gwinnett | 10002876 | 2B | Flapper Valve | 2018-08-21 | FALSE | 2018-06-14 | FALSE | Currently in Use | Diesel | 4000 | Composite Double Walled | 2018-07-06 |  | Double-Walled Fiberglass | Pressurized
Buddy's Food Mart, Inc. | 3270 Steve Reynolds Blvd | Duluth | Gwinnett | 10002998 | 2B | Flapper Valve | 2019-06-17 | FALSE | 2019-06-17 | FALSE | Currently in Use | Diesel | 5000 | Composite Double Walled | 2019-04-01 |  | Double-Walled Fiberglass | Pressurized
SUGAR HILL CONVENIENCE STORE | 5192 HWY 20 | SUGAR HILL | Gwinnett | 9067365 | 5 | [5 empty] | Removed from Ground | Empty | 1000 | Marked Unknown | 1969-01-01 | 1999-04-07 | Unknown
BROWN AND BROWN WRECKER | 4300 WOODWARD WAY | SUGAR HILL | Gwinnett | 10002559 | 1 |  |  | FALSE |  | FALSE | Removed from Ground | Used Oil | 1049 | Unknown | 2016-03-11 | 2016-03-11
Walthall Oil Co - Bankers | 2700 Bankers Ind Blvd | Atlanta | Gwinnett | 10003045 | 2B | Flapper Valve | 2020-08-01 | FALSE | 2020-08-01 | FALSE | Currently in Use | E-10 | 10000 | Composite Double Walled | 2020-03-14 |  | Double-Walled Fiberglass | Pressurized
Walthall Oil Co - Bankers | 2700 Bankers Ind Blvd | Atlanta | Gwinnett | 10003045 | 2B | Flapper Valve | 2020-08-01 | FALSE | 2020-08-01 | FALSE | Currently in Use | E-10 | 10000 | Composite Double Walled | 2020-03-14 |  | Double-Walled Fiberglass | Pressurized
BP Food Mart | 810 Beaver Ruin Rd NW | Lilburn | Gwinnett | 10003118 | 1 | Flapper Valve | 2019-09-26 | FALSE | 2019-09-26 | FALSE | Currently in Use | Regular | 20000 | Composite Double Walled | 2019-09-26 |  | Double-Walled Fiberglass | Pressurized
Racetrac#2524 | 5780 Peachtree Pkwy | Peachtree Corners | Gwinnett | 10003031 | 2A | Overfill Alarm | 2019-11-15 | FALSE | 2019-11-15 | FALSE | Currently in Use | Diesel | 10000 | Fiberglass Double Walled | 2019-11-15 |  | Double-Walled Fiberglass | Pressurized
Buddy's Food Mart, Inc. | 3270 Steve Reynolds Blvd | Duluth | Gwinnett | 10002998 | 2A | Flapper Valve | 2019-06-17 | FALSE | 2019-06-17 | FALSE | Currently in Use | Premium | 10000 | Composite Double Walled | 2019-04-01 |  | Double-Walled Fiberglass | Pressurized
BP Food Mart | 810 Beaver Ruin Rd NW | Lilburn | Gwinnett | 10003118 | 2A | Flapper Valve | 2019-09-26 | FALSE | 2019-09-26 | FALSE | Currently in Use | Premium | 8000 | Composite Double Walled | 2019-09-26 |  | Double-Walled Fiberglass | Pressurized
Fence Road Center, LLC | 811 Auburn Rd | Dacula | Gwinnett | 10003133 | 1A | Flapper Valve | 2021-05-14 | FALSE | 2021-03-20 | FALSE | Currently in Use | Regular | 16000 | Tank Jacket Double Walled | 2021-03-10 |  | Double-Walled Fiberglass | Pressurized
Fence Road Center, LLC | 811 Auburn Rd | Dacula | Gwinnett | 10003133 | 1B | Flapper Valve | 2021-05-14 | FALSE | 2021-03-20 | FALSE | Currently in Use | Diesel | 7000 | Tank Jacket Double Walled | 2021-03-10 |  | Double-Walled Fiberglass | Pressurized
Chevron Food Mart - Sugarloaf | 4786 Sugarloaf Pkwy | Lawrenceville | Gwinnett | 10003056 | 2A | Flapper Valve | 2020-08-01 | FALSE | 2020-08-01 | FALSE | Currently in Use | Premium | 5000 | Composite Double Walled | 2019-10-10 |  | Double-Walled Fiberglass | Pressurized
QUIKTRIP #776 | 5255 PEACHTREE PARKWAY | NORCROSS | Gwinnett | 10003418 | 2 | Overfill Alarm | 2024-01-01 | FALSE | 2023-12-01 | FALSE | Currently in Use | E-10 | 13000 | Fiberglass Double Walled | 2023-09-21 |  |  | Pressurized
QUIKTRIP #1751 | 862 HARBINS RD | DACULA | Gwinnett | 10003355 | 3 | Overfill Alarm | 2024-01-01 | FALSE | 2023-11-01 | FALSE | Currently in Use | E-0 | 15000 | Fiberglass Double Walled | 2023-09-01 |  | Flex | Pressurized
Exxon | 5297 Jimmy Carter Blvd. | NORCROSS | Gwinnett | 10003359 | 1A | Flapper Valve | 2023-08-10 | FALSE | 2023-08-10 | FALSE | Currently in Use | Regular | 12000 | Composite Double Walled | 2023-08-10 |  | Double-Walled Fiberglass | Pressurized
SHELL | 3081 Breckinridge Blvd. | DULUTH | Gwinnett | 10003360 | 1C | Flapper Valve | 2023-10-12 | FALSE | 2023-10-12 | FALSE | Currently in Use | Diesel | 3000 | Composite Double Walled | 2023-10-12 |  | Double-Walled Fiberglass | Pressurized
Kroger Fuel Center | 910 Athens Hwy | Loganville | Gwinnett | 10003082 | 2 | Flapper Valve | 2020-07-15 | FALSE | 2020-07-15 | FALSE | Currently in Use | Diesel | 10000 | Fiberglass Double Walled | 2020-06-18 |  | Double-Walled Flex | Pressurized
Chevron Food Mart - Sugarloaf | 4786 Sugarloaf Pkwy | Lawrenceville | Gwinnett | 10003056 | 1 | Flapper Valve | 2020-08-01 | FALSE | 2020-08-01 | FALSE | Currently in Use | Regular | 15000 | Composite Double Walled | 2019-10-10 |  | Double-Walled Fiberglass | Pressurized
3256 BUFORD HWY | 3256 BUFORD HWY | DULUTH | Gwinnett | 10003091 | 2 |  |  | FALSE |  | FALSE | Removed from Ground |  | 4000 |  |  | 1985-01-01
Kroger Fuel Center | 910 Athens Hwy | Loganville | Gwinnett | 10003082 | 1 | Flapper Valve | 2020-07-15 | FALSE | 2020-07-15 | FALSE | Currently in Use | Regular | 20000 | Fiberglass Double Walled | 2020-06-18 |  | Double-Walled Flex | Pressurized
BP Food Mart | 810 Beaver Ruin Rd NW | Lilburn | Gwinnett | 10003118 | 2B | Flapper Valve | 2019-09-26 | FALSE | 2019-09-26 | FALSE | Currently in Use | Diesel On Road | 8000 | Composite Double Walled | 2019-09-26 |  | Double-Walled Fiberglass | Pressurized
BP Food Mart | 810 Beaver Ruin Rd NW | Lilburn | Gwinnett | 10003118 | 2C | Flapper Valve | 2019-09-26 | FALSE | 2019-09-26 | FALSE | Currently in Use | E-0 | 4000 | Composite Double Walled | 2019-09-26 |  | Double-Walled Fiberglass | Pressurized
Kroger Fuel Center | 910 Athens Hwy | Loganville | Gwinnett | 10003082 | 3 | Flapper Valve | 2020-07-15 | FALSE | 2020-07-15 | FALSE | Currently in Use | Premium | 8000 | Fiberglass Double Walled | 2020-06-18 |  | Double-Walled Flex | Pressurized
Chevron Food Mart - Sugarloaf | 4786 Sugarloaf Pkwy | Lawrenceville | Gwinnett | 10003056 | 2B | Flapper Valve | 2020-08-01 | FALSE | 2020-08-01 | FALSE | Currently in Use | Diesel | 5000 | Composite Double Walled | 2019-10-10 |  | Double-Walled Fiberglass | Pressurized
Fence Road Center, LLC | 811 Auburn Rd | Dacula | Gwinnett | 10003133 | 2A | Flapper Valve | 2021-05-14 | FALSE | 2021-03-20 | FALSE | Currently in Use | Premium | 10000 | Tank Jacket Double Walled | 2021-03-10 |  | Double-Walled Fiberglass | Pressurized
Walthall Oil Co - Bankers | 2700 Bankers Ind Blvd | Atlanta | Gwinnett | 10003045 | 2A | Flapper Valve | 2020-08-01 | FALSE | 2020-08-01 | FALSE | Currently in Use | Diesel On Road | 10000 | Composite Double Walled | 2020-03-14 |  | Double-Walled Fiberglass | Pressurized
Walthall Oil Co - Bankers | 2700 Bankers Ind Blvd | Atlanta | Gwinnett | 10003045 | 2A | Flapper Valve | 2020-08-01 | FALSE | 2020-08-01 | FALSE | Currently in Use | Diesel On Road | 10000 | Composite Double Walled | 2020-03-14 |  | Double-Walled Fiberglass | Pressurized
QuikTrip #830 | 2495 Gravel Springs Rd | Buford | Gwinnett | 10003177 | 2 | Flapper Valve | 2021-11-01 | FALSE | 2021-09-01 | FALSE | Currently in Use | Regular | 15000 | Fiberglass Double Walled | 2021-04-08 |  | Double-Walled Fiberglass | Pressurized
3256 BUFORD HWY | 3256 BUFORD HWY | DULUTH | Gwinnett | 10003091 | 1 |  |  | FALSE |  | FALSE | Removed from Ground |  | 4000 |  |  | 1985-01-01
QuikTrip #830 | 2495 Gravel Springs Rd | Buford | Gwinnett | 10003177 | 1 | Flapper Valve | 2021-11-01 | FALSE | 2021-09-01 | FALSE | Currently in Use | Regular | 15000 | Fiberglass Double Walled | 2021-04-08 |  | Double-Walled Fiberglass | Pressurized
Fence Road Center, LLC | 811 Auburn Rd | Dacula | Gwinnett | 10003133 | 2B | Flapper Valve | 2021-05-14 | FALSE | 2021-03-20 | FALSE | Currently in Use | E-0 | 5000 | Tank Jacket Double Walled | 2021-03-10 |  | Double-Walled Fiberglass | Pressurized
QuikTrip #830 | 2495 Gravel Springs Rd | Buford | Gwinnett | 10003177 | 4 | Flapper Valve | 2021-11-01 | FALSE | 2021-09-01 | FALSE | Currently in Use | Premium | 15000 | Fiberglass Double Walled | 2021-04-08 |  | Double-Walled Fiberglass | Pressurized
QuikTrip #830 | 2495 Gravel Springs Rd | Buford | Gwinnett | 10003177 | 5 | Flapper Valve | 2021-11-01 | FALSE | 2021-09-01 | FALSE | Currently in Use | Diesel | 15000 | Fiberglass Double Walled | 2021-04-08 |  | Double-Walled Fiberglass | Pressurized
Buddy's Food Mart, Inc. | 3270 Steve Reynolds Blvd | Duluth | Gwinnett | 10002998 | 1B | Flapper Valve | 2019-06-17 | FALSE | 2019-06-17 | FALSE | Currently in Use | E-0 | 5000 | Composite Double Walled | 2019-04-01 |  | Double-Walled Fiberglass | Pressurized
QuikTrip #1718 | 5386 Jimmy Carter Blvd | Norcross | Gwinnett | 10003199 | 3 | Overfill Alarm | 2021-11-30 | FALSE | 2021-07-12 | FALSE | Currently in Use | Regular | 15000 | Fiberglass Double Walled | 2021-07-01 |  | Double-Walled Fiberglass | Pressurized
CHEVRON FOOD MART | 1740 Duluth Hwy | Lawrenceville | Gwinnett | 10003202 | 2B | Flapper Valve | 2021-10-18 | FALSE | 2021-07-12 | FALSE | Currently in Use | E-85 | 5000 | Composite Double Walled | 2020-12-29 |  | Double-Walled Flex | Pressurized
QuikTrip #1718 | 5386 Jimmy Carter Blvd | Norcross | Gwinnett | 10003199 | 2 | Overfill Alarm | 2021-11-30 | FALSE | 2021-07-12 | FALSE | Currently in Use | Regular | 15000 | Fiberglass Double Walled | 2021-07-01 |  | Double-Walled Fiberglass | Pressurized
CHEVRON FOOD MART | 1740 Duluth Hwy | Lawrenceville | Gwinnett | 10003202 | 2A | Flapper Valve | 2021-10-18 | FALSE | 2021-07-12 | FALSE | Currently in Use | Diesel On Road | 5000 | Composite Double Walled | 2020-12-29 |  | Double-Walled Flex | Pressurized
QuikTrip #1718 | 5386 Jimmy Carter Blvd | Norcross | Gwinnett | 10003199 | 1 | Overfill Alarm | 2021-11-30 | FALSE | 2021-07-12 | FALSE | Currently in Use | Regular | 15000 | Fiberglass Double Walled | 2021-07-01 |  | Double-Walled Fiberglass | Pressurized
QuikTrip #1718 | 5386 Jimmy Carter Blvd | Norcross | Gwinnett | 10003199 | 6 | Overfill Alarm | 2021-11-30 | FALSE | 2021-07-12 | FALSE | Currently in Use | Diesel | 15000 | Fiberglass Double Walled | 2021-07-01 |  | Double-Walled Fiberglass | Pressurized
CHEVRON FOOD MART | 1740 Duluth Hwy | Lawrenceville | Gwinnett | 10003202 | 1B | Flapper Valve | 2021-10-18 | FALSE | 2021-07-12 | FALSE | Currently in Use | Premium | 5000 | Composite Double Walled | 2020-12-29 |  | Double-Walled Flex | Pressurized
CHEVRON FOOD MART | 1740 Duluth Hwy | Lawrenceville | Gwinnett | 10003202 | 2C | Flapper Valve | 2021-10-18 | FALSE | 2021-07-12 | FALSE | Currently in Use | Ethanol | 5000 | Composite Double Walled | 2020-12-29 |  | Double-Walled Flex | Pressurized
GWINNETT COUNTY | 620 SWANSON DR | LAWRENCEVILLE | Gwinnett | UST-SLOC-670196 | 5 | Overfill Alarm | 1998-12-21 | FALSE | 1998-12-21 | FALSE | Removed from Ground | Diesel | 15000 | Fiberglass | 1998-10-21 | 2008-12-15 | Fiberglass Reinforced Plastic | Pressurized
GWINNETT COUNTY | 620 SWANSON DR | LAWRENCEVILLE | Gwinnett | UST-SLOC-670196 | 4 | Overfill Alarm | 1998-12-21 | FALSE | 2011-06-24 | FALSE | Currently in Use | Regular | 15000 | Fiberglass | 1998-10-21 |  | Fiberglass Reinforced Plastic | Pressurized
CHEVRON | 227 BRAND RD | LOGANVILLE | Gwinnett | 10003430 | 1B | Flapper Valve | 2023-07-10 | FALSE | 2023-07-10 | FALSE | Currently in Use | Premium | 5000 | Composite Double Walled | 2023-07-10 |  | Double-Walled Fiberglass | Pressurized
FIVE FRIENDS FOOD MART | 2330 LAWRENCEVILLE HWY | LAWRENCEVILLE | Gwinnett | 10003591 | 1B | Flapper Valve | 2025-01-07 | FALSE | 2024-07-14 | FALSE | Currently in Use | Premium | 5000 | Composite Double Walled | 2024-05-21 |  | Double-Walled Fiberglass | Pressurized
Sugar Hill Food Mart | 1330 PEACHTREE INDUSTRIAL BLVD | SUGAR HILL | Gwinnett | 10000194 | 3 | Ball Float | 2002-11-01 | FALSE | 2002-11-01 | FALSE | Currently in Use | Diesel | 4000 | Epoxy | 2002-10-01 |  | Double-Walled Fiberglass | Pressurized
Former Lawrenceville Auto Parts | 353 South Clayton Street | Lawrenceville | Gwinnett | 10002688 | 1 |  |  | FALSE |  | FALSE | Removed from Ground |  | 3000 |  | 1899-12-31 | 2017-05-25 | Bare Steel
BP | 1185 OLD PEACHTREE Road | SUWANEE | Gwinnett | 10002744 | 3B | Flapper Valve | 2016-12-01 | FALSE | 2016-12-01 | FALSE | Currently in Use | Diesel | 6000 | Composite Double Walled | 2016-12-01 |  | Double-Walled Fiberglass | Pressurized
SPEEDWAY #4102 | 3120 SUGARLOAF Parkway | LAWRENCEVILLE | Gwinnett | 10002709 | 3 | Flapper Valve | 2017-05-18 | FALSE | 2017-05-18 | FALSE | Currently in Use | Regular | 20000 | Fiberglass Double Walled | 2017-05-18 |  | Double-Walled Flex | Pressurized
RaceTrac #2468 Beaver Ruin | 1800 Beaver Ruin Rd. | Norcross | Gwinnett | 10002825 | 1 | Flapper Valve | 2018-02-23 | FALSE | 2018-02-23 | FALSE | Currently in Use | Regular | 20000 | Fiberglass Double Walled | 2018-02-23 |  | Double-Walled Fiberglass | Pressurized
Walthall Oil Co - Bankers | 2700 Bankers Ind Blvd | Atlanta | Gwinnett | 10003045 | 1 | Flapper Valve | 2020-08-01 | FALSE | 2020-08-01 | FALSE | Currently in Use | Diesel Off Road | 20000 | Composite Double Walled | 2020-03-14 |  | Double-Walled Fiberglass | Pressurized
Walthall Oil Co - Bankers | 2700 Bankers Ind Blvd | Atlanta | Gwinnett | 10003045 | 1 | Flapper Valve | 2020-08-01 | FALSE | 2020-08-01 | FALSE | Currently in Use | Diesel Off Road | 20000 | Composite Double Walled | 2020-03-14 |  | Double-Walled Fiberglass | Pressurized
QuikTrip #830 | 2495 Gravel Springs Rd | Buford | Gwinnett | 10003177 | 3 | Flapper Valve | 2021-11-01 | FALSE | 2021-09-01 | FALSE | Currently in Use | E-0 | 15000 | Fiberglass Double Walled | 2021-04-08 |  | Double-Walled Fiberglass | Pressurized
QuikTrip #1718 | 5386 Jimmy Carter Blvd | Norcross | Gwinnett | 10003199 | 5 | Overfill Alarm | 2021-11-30 | FALSE | 2021-07-12 | FALSE | Currently in Use | Premium | 15000 | Fiberglass Double Walled | 2021-07-01 |  | Double-Walled Fiberglass | Pressurized
QuikTrip #1718 | 5386 Jimmy Carter Blvd | Norcross | Gwinnett | 10003199 | 4 | Overfill Alarm | 2021-11-30 | FALSE | 2021-07-12 | FALSE | Currently in Use | Regular | 15000 | Fiberglass Double Walled | 2021-07-01 |  | Double-Walled Fiberglass | Pressurized
CHEVRON FOOD MART | 1740 Duluth Hwy | Lawrenceville | Gwinnett | 10003202 | 1 | Flapper Valve | 2021-10-18 | FALSE | 2021-07-12 | FALSE | Currently in Use | Regular | 10000 | Composite Double Walled | 2020-12-29 |  | Double-Walled Flex | Pressurized
CORNELIA VENEER CO INC | 231 SECOND ST | CORNELIA | Habersham | 680023 | 1 | [5 empty] | Removed from Ground | Gas (Historical Use) | 10000 | Bare Steel | 1966-03-12 | 1988-01-01 | Galvanized Steel
ARIAIL TIRE | 1000 SOUTH MAIN | CORNELIA | Habersham | 680001 | 3 |  | 1998-11-18 |  | 1998-11-18 |  | Removed from Ground | Gas (Historical Use) | 1000 | Steel-Impressed Current | 1980-03-14 | 2005-06-09 | Cathodically Protected | Suction (American)
HARRISON GROCERY | DUNCAN BRIDGE RD | CORNELIA | Habersham | 680020 | 1 | [5 empty] | Removed from Ground | Empty | 2000 | Bare Steel | 1977-03-15 | 1995-01-31 | Galvanized Steel
CLAYTON SHELL STATION | US HWY 441 NORTH | CORNELIA | Habersham | 680017 | 2 | [5 empty] | Removed from Ground | Gas (Historical Use) | 5000 | Bare Steel | 1975-03-16 | 1991-10-08 | Galvanized Steel
SHORE COUNTRY STORE | 4326 PEA RIDGE RD | CORNELIA | Habersham | 680031 | 1 | [5 empty] | Removed from Ground | Gas (Historical Use) | 1060 | Bare Steel | 1964-04-16 | 1999-04-20 | Galvanized Steel
HARRISON GROCERY | DUNCAN BRIDGE RD | CORNELIA | Habersham | 680020 | 2 | [5 empty] | Removed from Ground | Gas (Historical Use) | 1000 | Bare Steel | 1977-03-15 | 1995-01-31 | Galvanized Steel
GA CAROLINA PETROLEUM | US HWY 441 BY PASS | CORNELIA | Habersham | 680037 | 2 |  | 1999-02-01 |  | 1999-02-01 |  | Removed from Ground | Diesel | 10000 | Steel-Impressed Current | 1983-04-12 | 2007-01-01 | Galvanized Steel | Pressurized
STANDARD TELEPHONE CO | 2000 IND BLVD | CORNELIA | Habersham | 680014 | 1 |  | 1991-12-01 |  | 1991-12-01 |  | Removed from Ground | Gas (Historical Use) | 10000 | Cathodically Protected Steel | 1986-01-01 | 1999-04-20 | Fiberglass Reinforced Plastic | Suction (American)
GOLDEN PANTRY #49 | 733 CLARKESVILLE ST | CORNELIA | Habersham | 680028 | 1 | [5 empty] | Removed from Ground | Gas (Historical Use) | 8000 | Bare Steel | 1979-04-19 | 1899-12-31 | Galvanized Steel
HULSEYS CHEVRON | 814 SOUTH MAIN ST | CORNELIA | Habersham | 680060 | 4 | [5 empty] | Removed from Ground | Gas (Historical Use) | 3000 | Bare Steel | 1976-05-09 | 2006-03-15 | Galvanized Steel | Suction (American)
GA CAROLINA PETROLEUM | US HWY 441 BY PASS | CORNELIA | Habersham | 680037 | 3 |  | 1999-02-01 |  | 1999-02-01 |  | Removed from Ground | Diesel | 10000 | Steel-Impressed Current | 1983-04-12 | 2007-01-01 | Fiberglass Reinforced Plastic | Pressurized
ROGERS SVC CTR | 555 NORTH MAIN ST | CORNELIA | Habersham | 680036 | 4 | [5 empty] | Removed from Ground | Gas (Historical Use) | 2000 | Bare Steel | 1979-04-13 | 1899-12-31 | Galvanized Steel
ROGERS SVC CTR | 555 NORTH MAIN ST | CORNELIA | Habersham | 680036 | 1 | [5 empty] | Removed from Ground | Gas (Historical Use) | 3000 | Bare Steel | 1954-04-19 | 1899-12-31 | Galvanized Steel
CLAYTON SHELL STATION | US HWY 441 NORTH | CORNELIA | Habersham | 680017 | 1 | [5 empty] | Removed from Ground | Gas (Historical Use) | 5000 | Bare Steel | 1975-03-16 | 1991-10-08 | Galvanized Steel
SHORE COUNTRY STORE | 4326 PEA RIDGE RD | CORNELIA | Habersham | 680031 | 2 |  | 1999-02-01 | FALSE | 1999-02-01 | FALSE | Removed from Ground | Gas (Historical Use) | 1060 | Steel-Impressed Current | 1964-04-16 |  | Fiberglass Reinforced Plastic | Safe Suction (Euro)
CHARLIES QUICK SHOPPE | US HWY 123 | CORNELIA | Habersham | 680042 | 3 | [5 empty] | Removed from Ground | Gas (Historical Use) | 6000 | Bare Steel | 1985-04-21 | 1991-06-05 | Galvanized Steel
CHARLIES QUICK SHOPPE | US HWY 123 | CORNELIA | Habersham | 680042 | 2 | [5 empty] | Removed from Ground | Gas (Historical Use) | 6000 | Bare Steel | 1985-04-21 | 1991-06-05 | Galvanized Steel
ETHICON INC | 70 CLARKESVILLE HWY | CORNELIA | Habersham | 680108 | P2 | [5 empty] | Closed in Ground | Propane | 15000 | Bare Steel | 1961-05-08 | 1990-12-20 | Bare Steel
ETHICON INC | 70 CLARKESVILLE HWY | CORNELIA | Habersham | 680108 | AST7 | [5 empty] | Permanently Out of Use - historical purposes | Diesel | 42000 | Bare Steel | 1990-01-01 | 1899-12-31 | Bare Steel
ALBERT GARY | 28 FOSTER ST | CORNELIA | Habersham | 680025 | 1 | [5 empty] | Removed from Ground | Gas (Historical Use) | 0 | Bare Steel | 2000-09-13 | 2000-09-13 | Galvanized Steel
GA CAROLINA PETROLEUM | US HWY 441 BY PASS | CORNELIA | Habersham | 680037 | 6 | [5 empty] | Removed from Ground | Diesel | 2000 | Bare Steel | 1983-04-12 | 2007-01-01 | Galvanized Steel
ROGERS SVC CTR | 555 NORTH MAIN ST | CORNELIA | Habersham | 680036 | 2 | [5 empty] | Removed from Ground | Gas (Historical Use) | 3000 | Bare Steel | 1954-04-19 | 1899-12-31 | Galvanized Steel
CLAYTON SHELL STATION | US HWY 441 NORTH | CORNELIA | Habersham | 680017 | 4 | [5 empty] | Removed from Ground | Diesel | 2000 | Bare Steel | 1981-03-14 | 1991-10-08 | Galvanized Steel
SHORE COUNTRY STORE | 4326 PEA RIDGE RD | CORNELIA | Habersham | 680031 | 3 |  | 1999-02-01 | FALSE | 1999-02-01 | FALSE | Removed from Ground | Gas (Historical Use) | 2000 | Steel-Impressed Current | 1979-04-13 |  | Fiberglass Reinforced Plastic | Safe Suction (Euro)
SOUTHSIDE GULF | MAIN ST & US HWY 23 | CORNELIA | Habersham | 680092 | 3 | [5 empty] | Removed from Ground | Gas (Historical Use) | 10000 | Bare Steel | 1974-05-11 | 1998-04-01 | Galvanized Steel
ETHICON INC | 70 CLARKESVILLE HWY | CORNELIA | Habersham | 680108 | 1 | [5 empty] | Permanently Out Of Use | Diesel | 1000 | Bare Steel | 1971-05-06 | 1988-11-01 | Bare Steel
HASTY MART #6 | 1435 WILLINGHAM AVE | BALDWIN | Habersham | 680018 | 1 | [5 empty] | Removed from Ground | Gas (Historical Use) | 5000 | Bare Steel | 1976-03-15 | 1993-07-21 | Galvanized Steel
MACS CONVENIENCE STORE | 507 US HWY 441 | BALDWIN | Habersham | 9068016 | 2 | Flapper Valve | 1997-08-01 | FALSE | 1997-08-01 | FALSE | Temporarily out of use | Regular | 3000 | Steel-Impressed Current | 1976-01-01 |  | Fiberglass Reinforced Plastic | Pressurized
STANDARD TELEPHONE CO | 2000 IND BLVD | CORNELIA | Habersham | 680014 | 2 |  | 1991-12-01 |  | 1991-12-01 |  | Removed from Ground | Diesel | 1000 | Cathodically Protected Steel | 1987-01-01 | 1999-04-20 | Fiberglass Reinforced Plastic | Suction (American)
DAVIS BROTHERS LUMBER CO INC | WAYSIDE ST/US HWY 441 BY PASS | CORNELIA | Habersham | 680051 | 1 | [5 empty] | Removed from Ground | Diesel | 10500 | Bare Steel | 1961-04-08 | 1991-04-05 | Galvanized Steel
HULSEYS CHEVRON | 814 SOUTH MAIN ST | CORNELIA | Habersham | 680060 | 1 |  | 1998-09-16 |  | 1998-09-16 |  | Removed from Ground | Gas (Historical Use) | 3000 | Steel-Impressed Current | 1975-01-01 | 2006-03-15 | Steel (Impressed Current) | Suction (American)
TAQUERIA EL MEXICANO RESTAURANT | US HWY 441 & US HWY 123 | BALDWIN | Habersham | 680070 | 3 | [5 empty] | Permanently Out Of Use | Gas (Historical Use) | 1000 | Bare Steel | 1971-05-09 | 1986-01-01 | Galvanized Steel
GRANDVIEW SVC STA | US HWY 23 & US 441 HWY | BALDWIN | Habersham | 680026 | 2 | [5 empty] | Removed from Ground | Gas (Historical Use) | 2000 | Bare Steel | 1961-03-25 | 1997-08-26 | Galvanized Steel
HASTY MART #6 | 1435 WILLINGHAM AVE | BALDWIN | Habersham | 680018 | 6 | Ball Float | 1993-07-21 | FALSE | 1993-07-21 | FALSE | Currently in Use | Premium | 8200 | Galvanic (STIP-3) | 1993-07-21 |  | Fiberglass Reinforced Plastic | Safe Suction (Euro)
MACS CONVENIENCE STORE | 507 US HWY 441 | BALDWIN | Habersham | 9068016 | 3 | Flapper Valve | 1997-08-01 | FALSE | 1997-08-01 | FALSE | Currently in Use | Premium | 3000 | Steel-Impressed Current | 1976-01-01 |  | Fiberglass Reinforced Plastic | Pressurized
HULSEYS CHEVRON | 814 SOUTH MAIN ST | CORNELIA | Habersham | 680060 | 2 |  | 1998-09-16 |  | 1998-09-16 |  | Removed from Ground | Gas (Historical Use) | 3000 | Steel-Impressed Current | 1998-09-16 | 2006-03-15 | Steel (Impressed Current) | Suction (American)
Alto Police Department | 3895 GAINESVILLE HWY | ALTO | Habersham | 9068066 | 2 | Flapper Valve | 1998-12-20 | FALSE | 1998-12-20 | FALSE | Temporarily out of use | Premium | 6000 | Steel-Impressed Current | 1988-12-01 |  | Fiberglass Reinforced Plastic | Safe Suction (Euro)
WESTERN AUTO | 322 N MAIN STREET | CORNELIA | Habersham | 680078 | 3 | [5 empty] | Removed from Ground | Gas (Historical Use) | 4000 | Bare Steel | 1966-05-12 | 1998-01-14 | Galvanized Steel
HARRISON GROCERY | DUNCAN BRIDGE RD | CORNELIA | Habersham | 680020 | 3 | [5 empty] | Removed from Ground | Gas (Historical Use) | 560 | Bare Steel | 1977-03-15 | 1995-01-31 | Galvanized Steel
GOLDEN PANTRY #49 | 733 CLARKESVILLE ST | CORNELIA | Habersham | 680028 | 2 | [5 empty] | Removed from Ground | Gas (Historical Use) | 8000 | Bare Steel | 1979-04-19 | 1899-12-31 | Galvanized Steel
SOUTHSIDE GULF | MAIN ST & US HWY 23 | CORNELIA | Habersham | 680092 | 1 | [5 empty] | Removed from Ground | Gas (Historical Use) | 10000 | Bare Steel | 1974-05-11 | 1998-04-01 | Galvanized Steel
ETHICON INC | 70 CLARKESVILLE HWY | CORNELIA | Habersham | 680108 | C6 | [5 empty] | Removed from Ground | Hazardous Substance | 6000 | Unknown | 1984-05-02 | 1994-10-14 | Secondary Containment | Safe Suction (Euro)
ETHICON INC | 70 CLARKESVILLE HWY | CORNELIA | Habersham | 680108 | C1 | [5 empty] | Removed from Ground | Hazardous Substance | 1000 | Unknown | 1984-05-02 | 1993-10-19 | Secondary Containment | Pressurized
LARRY COOK | 1770 WILLINGHAM AVE | BALDWIN | Habersham | 680033 | 1 | [5 empty] | Removed from Ground | Diesel | 4000 | Bare Steel | 1956-04-18 | 1999-12-01 | Galvanized Steel
WHEALLER PROPERTY/FORMER SVC STA | OLD HWY 23 @ WHEELER CIR | ALTO | Habersham | 9068001 | 1 | [5 empty] | Removed from Ground | Other | 500 | Bare Steel | 1991-12-06 | 1991-12-06 | Unknown
GA CAROLINA PETROLEUM | US HWY 441 BY PASS | CORNELIA | Habersham | 680037 | 1 |  | 1999-02-01 |  | 1999-02-01 |  | Removed from Ground | Gas (Historical Use) | 20000 | Steel-Impressed Current | 1979-04-13 | 2007-01-01 | Cathodically Protected | Pressurized
CLAYTON SHELL STATION | US HWY 441 NORTH | CORNELIA | Habersham | 680017 | 3 | [5 empty] | Removed from Ground | Gas (Historical Use) | 5000 | Bare Steel | 1975-03-16 | 1991-10-08 | Galvanized Steel
ETHICON INC | 70 CLARKESVILLE HWY | CORNELIA | Habersham | 680108 | 2 | [5 empty] | Removed from Ground | Empty | 12000 | Bare Steel | 1966-05-07 | 1989-12-05 | Bare Steel
ETHICON INC | 70 CLARKESVILLE HWY | CORNELIA | Habersham | 680108 | C4 | [5 empty] | Removed from Ground | Hazardous Substance | 2600 | Unknown | 1984-05-02 | 1994-10-13 | Secondary Containment | Suction (American)
HASTY MART #6 | 1435 WILLINGHAM AVE | BALDWIN | Habersham | 680018 | 7 | Ball Float | 1993-07-21 | FALSE | 1993-07-21 | FALSE | Currently in Use | Kerosene | 4000 | Galvanic (STIP-3) | 1993-07-21 |  | Fiberglass Reinforced Plastic | Pressurized
HASTY MART #6 | 1435 WILLINGHAM AVE | BALDWIN | Habersham | 680018 | 5 | Ball Float | 1993-07-23 | FALSE | 1993-07-23 | FALSE | Currently in Use | Diesel | 8200 | Galvanic (STIP-3) | 1993-07-21 |  | Fiberglass Reinforced Plastic | Pressurized
HASTY MART #6 | 1435 WILLINGHAM AVE | BALDWIN | Habersham | 680018 | 4 | Ball Float | 1993-07-23 | FALSE | 1993-07-23 | FALSE | Currently in Use | Regular | 8200 | Galvanic (STIP-3) | 1993-07-21 |  | Fiberglass Reinforced Plastic | Pressurized
LARRY COOK | 1770 WILLINGHAM AVE | BALDWIN | Habersham | 680033 | 4 | [5 empty] | Removed from Ground | Gas (Historical Use) | 1060 | Bare Steel | 1956-04-18 | 1999-12-01 | Galvanized Steel
MOUNTAIN EXPRESS GROCERIES | 3834 HWY 365 | ALTO | Habersham | 9068026 | 2 | Ball Float | 1993-03-01 | FALSE | 1993-03-01 | FALSE | Currently in Use | Regular | 10000 | Galvanic (STIP-3) | 1993-03-01 |  | Fiberglass Reinforced Plastic | Pressurized
WOODALL'S GROC | RT 2 CRANE MILL RD | ALTO | Habersham | 9068064 | 1 | [5 empty] | Removed from Ground | Gas (Historical Use) | 3000 | Marked Unknown | 1979-04-11 | 1999-12-16 | Unknown | Suction (American)
AKINS GEN STORE/STORE CLOSED | OLD GA HWY 13 | ALTO | Habersham | 680104 | 2 | [5 empty] | Removed from Ground | Empty | 550 | Marked Unknown | 1946-05-17 | 1899-12-31 | Unknown
RIVER BEND EXPRESS | 1941 GA HWY 105 | DEMOREST | Habersham | 680101 | 2 | [5 empty] | Removed from Ground | Gas (Historical Use) | 1000 | Bare Steel | 1976-01-04 | 1991-11-04 | Galvanized Steel
CAMP CREEK GROCERY | RT 1 | DEMOREST | Habersham | 680069 | 3 | [5 empty] | Removed from Ground | Gas (Historical Use) | 1066 | Bare Steel | 1976-05-07 | 1996-01-01 | Galvanized Steel
HABERSHAM COUNTY MEDICAL CENTER | 541 HISTORIC HWY 441 | DEMOREST | Habersham | 680024 | 3 | [5 empty] | Removed from Ground | Diesel | 250 | Bare Steel | 1981-01-01 | 1991-01-01 | Unknown
WESTERN AUTO | 322 N MAIN STREET | CORNELIA | Habersham | 680078 | 5 |  |  | TRUE |  | TRUE | Removed from Ground | Used Oil | 500 | Bare Steel | 1966-05-12 | 1998-12-18 | Galvanized Steel
WESTERN AUTO | 322 N MAIN STREET | CORNELIA | Habersham | 680078 | 4 | [5 empty] | Removed from Ground | Gas (Historical Use) | 4000 | Bare Steel | 1966-05-12 | 1998-01-14 | Galvanized Steel
BELK GALLANT CO OF CORNELIA | 216 US HWY 441 BY-PASS | CORNELIA | Habersham | 680105 | 1 | [5 empty] | Closed in Ground | Diesel | 100 | Bare Steel | 1979-01-01 | 1998-12-22 | Galvanized Steel
GRANDVIEW SVC STA | US HWY 23 & US 441 HWY | BALDWIN | Habersham | 680026 | 3 | [5 empty] | Removed from Ground | Gas (Historical Use) | 2000 | Bare Steel | 1951-03-28 | 1997-08-26 | Galvanized Steel
LARRY COOK | 1770 WILLINGHAM AVE | BALDWIN | Habersham | 680033 | 2 | [5 empty] | Removed from Ground | Gas (Historical Use) | 4000 | Bare Steel | 1956-04-18 | 1999-12-01 | Galvanized Steel
DEMOREST SERVICE CENTER | 637 CENTRAL AVE | DEMOREST | Habersham | 680035 | 5 |  |  | FALSE |  | FALSE | Removed from Ground | Kerosene | 500 | Unknown | 2011-11-02 | 2011-11-02
DEMOREST SERVICE CENTER | 637 CENTRAL AVE | DEMOREST | Habersham | 680035 | 4 | [5 empty] | Removed from Ground | Gas (Historical Use) | 2000 | Bare Steel | 1979-04-13 | 1899-12-31 | Galvanized Steel | Suction (American)
WHITEMIERS OLD STORE | US HWY 441 | DEMOREST | Habersham | 680093 | 3 | [5 empty] | Removed from Ground | Gas (Historical Use) | 1000 | Bare Steel | 1966-05-13 | 1899-12-31 | Unknown
D&S FOOD STORE | 1247 BUSINESS HWY 441 | DEMOREST | Habersham | 680087 | 1 |  | 1999-03-12 |  | 1999-03-12 |  | Removed from Ground | Gas (Historical Use) | 2000 | Steel-Impressed Current | 1966-05-11 | 2009-04-15 | Cathodically Protected | Safe Suction (Euro)
CAMP CREEK GROCERY | RT 1 | DEMOREST | Habersham | 680069 | 4 | [5 empty] | Removed from Ground | Diesel | 560 | Bare Steel | 1976-05-07 | 1996-01-01 | Galvanized Steel
SHORE COUNTRY STORE | 4326 PEA RIDGE RD | CORNELIA | Habersham | 680031 | 4 |  | 1999-02-01 | FALSE | 1999-02-01 | FALSE | Removed from Ground | Diesel | 550 | Epoxy | 1999-02-01 |  | Fiberglass Reinforced Plastic | Safe Suction (Euro)
SOUTHSIDE GULF | MAIN ST & US HWY 23 | CORNELIA | Habersham | 680092 | 4 | [5 empty] | Removed from Ground | Diesel | 1000 | Bare Steel | 1966-05-13 | 1998-04-01 | Galvanized Steel
SOUTHSIDE GULF | MAIN ST & US HWY 23 | CORNELIA | Habersham | 680092 | 5 | [5 empty] | Removed from Ground | Gas (Historical Use) | 6000 | Bare Steel | 1966-05-13 | 1998-04-01 | Galvanized Steel
Alto Police Department | 3895 GAINESVILLE HWY | ALTO | Habersham | 9068066 | 1 | Flapper Valve | 1998-12-20 | FALSE | 1998-12-20 | FALSE | Temporarily out of use | Regular | 10000 | Steel-Impressed Current | 1988-12-01 |  | Fiberglass Reinforced Plastic | Pressurized
WOODALL'S GROC | RT 2 CRANE MILL RD | ALTO | Habersham | 9068064 | 3 | [5 empty] | Removed from Ground | Gas (Historical Use) | 1000 | Marked Unknown | 1979-04-11 | 1999-12-16 | Unknown | Suction (American)
MIKE REEMS GROCERY | OLD CORNELIA HWY | ALTO | Habersham | 680034 | 4 | [5 empty] | Removed from Ground | Kerosene | 280 | Bare Steel | 1982-04-12 | 1899-12-31 | Galvanized Steel
PETERS ALTO GROCERY | 3705 GAINESVILLE HWY | ALTO | Habersham | 680046 | 6 | Flapper Valve | 1994-10-01 | FALSE | 1994-10-01 | FALSE | Currently in Use | Kerosene | 2000 | Galvanic (STIP-3) | 1994-09-15 |  | Fiberglass Reinforced Plastic | Safe Suction (Euro)
STUCKEY'S | US HWY 441 | TALLULAH FALLS | Habersham | 680094 | 2 | [5 empty] | Removed from Ground | Gas (Historical Use) | 2000 | Bare Steel | 1966-05-12 | 1990-01-01 | Unknown
WHITEMIERS OLD STORE | US HWY 441 | DEMOREST | Habersham | 680093 | 2 | [5 empty] | Removed from Ground | Gas (Historical Use) | 1000 | Bare Steel | 1966-05-13 | 1899-12-31 | Unknown
Demorest Marathon | 2368 HWY 115 | DEMOREST | Habersham | 10001510 | 1B | Flapper Valve | 2007-10-02 | FALSE | 2007-10-02 | FALSE | Currently in Use | Premium | 4000 | Composite | 2007-09-28 |  | Fiberglass Reinforced Plastic | Pressurized
Shell Food Mart | 3134 OLDHISTORIC HWY 441 | TURNERVILLE | Habersham | 680088 | 1 | [5 empty] | Removed from Ground | Gas (Historical Use) | 4000 | Bare Steel | 1981-05-08 | 1899-12-31 | Galvanized Steel
ALBERT GARY | 28 FOSTER ST | CORNELIA | Habersham | 680025 | 2 | [5 empty] | Removed from Ground | Diesel | 0 | Bare Steel | 1993-01-01 | 1993-01-01 | Galvanized Steel
STANDARD TELEPHONE CO | ELROD ST | CORNELIA | Habersham | 680013 | 2 | [5 empty] | Removed from Ground | Gas (Historical Use) | 10000 | Bare Steel | 1977-01-01 | 1990-06-01 | Galvanized Steel
WOODALL'S GROC | RT 2 CRANE MILL RD | ALTO | Habersham | 9068064 | 4 | [5 empty] | Removed from Ground | Gas (Historical Use) | 2000 | Marked Unknown | 1979-04-11 | 1999-12-16 | Unknown | Suction (American)
CIRCLE K #2723313 | 3951 GEORGIA STATE HWY 365 | ALTO | Habersham | 690196 | 3 | Flapper Valve | 1990-04-01 | FALSE | 1990-04-01 | FALSE | Currently in Use | Premium | 8000 | Steel-Impressed Current | 1982-01-01 |  | Fiberglass Reinforced Plastic | Pressurized
RIVER BEND EXPRESS | 1941 GA HWY 105 | DEMOREST | Habersham | 680101 | 6 | Flapper Valve | 1994-10-01 | FALSE | 1994-10-01 | FALSE | Currently in Use | Diesel Off Road | 2000 | Galvanic (STIP-3) | 1994-10-01 |  | Fiberglass Reinforced Plastic | Safe Suction (Euro)
THE EXPRESS MART #1 | 674 CENTRAL AVE | DEMOREST | Habersham | 680100 | 2 | Flapper Valve | 1998-10-20 | FALSE | 1998-10-20 | FALSE | Currently in Use | Regular | 6000 | Steel-Impressed Current | 1982-01-02 |  | Fiberglass Reinforced Plastic | Pressurized
DONALD KIMBALL GROCERY | GA HWY 105/RT 1 | DEMOREST | Habersham | 9068002 | 1 | [5 empty] | Removed from Ground | Gas (Historical Use) | 1000 | Bare Steel | 1971-05-09 | 1992-12-23 | Galvanized Steel | Safe Suction (Euro)
HABERSHAM COUNTY SCHOOLS TRANSPORTATION FACILITY | 3115 DEMOREST/MT AIRY RD | DEMOREST | Habersham | 10001029 | 2 | Flapper Valve | 2005-08-17 | FALSE | 2005-08-17 | FALSE | Currently in Use | Diesel | 10000 | Fiberglass Double Walled | 2005-08-01 |  | Fiberglass Reinforced Plastic | Pressurized
STANDARD TELEPHONE CO | ELROD ST | CORNELIA | Habersham | 680013 | 1 | [5 empty] | Removed from Ground | Gas (Historical Use) | 1000 | Bare Steel | 1965-01-01 | 1990-06-01 | Galvanized Steel
LARRY COOK | 1770 WILLINGHAM AVE | BALDWIN | Habersham | 680033 | 3 | [5 empty] | Removed from Ground | Gas (Historical Use) | 4000 | Bare Steel | 1956-04-18 | 1999-12-01 | Galvanized Steel
HASTY MART 14 | 753 US HWY 441BY PASS | BALDWIN | Habersham | 680041 | 4 | [5 empty] | Removed from Ground | Diesel | 1000 | Bare Steel | 1976-04-23 | 1999-01-01 | Galvanized Steel
HASTY MART 14 | 753 US HWY 441BY PASS | BALDWIN | Habersham | 680041 | 5 | Ball Float | 1999-01-01 | FALSE | 1999-01-01 | FALSE | Currently in Use | Regular | 12000 | Composite | 1999-01-01 |  | Fiberglass Reinforced Plastic | Pressurized
MOUNTAIN EXPRESS GROCERIES | 3834 HWY 365 | ALTO | Habersham | 9068026 | 3 | Ball Float | 1993-03-01 | FALSE | 1993-03-01 | FALSE | Currently in Use | Premium | 10000 | Galvanic (STIP-3) | 1993-03-01 |  | Fiberglass Reinforced Plastic | Pressurized
PETERS ALTO GROCERY | 3705 GAINESVILLE HWY | ALTO | Habersham | 680046 | 2 | Flapper Valve | 1994-10-01 | FALSE | 1994-10-01 | FALSE | Currently in Use | Diesel | 6000 | Galvanic (STIP-3) | 1985-04-18 |  | Fiberglass Reinforced Plastic | Pressurized
DEMOREST SERVICE CENTER | 637 CENTRAL AVE | DEMOREST | Habersham | 680035 | 3 | [5 empty] | Removed from Ground | Diesel | 560 | Bare Steel | 1966-04-16 | 1899-12-31 | Galvanized Steel | Suction (American)
WINDSTREAM CORNELIA CENTRAL OFFICE | 350 MAIN ST | CORNELIA | Habersham | 680016 | 2 |  | 1997-06-09 |  | 1997-06-09 |  | Removed from Ground | Diesel | 1000 | Epoxy | 1997-06-09 | 2016-12-29 | Fiberglass Reinforced Plastic | Suction (American)
ARIAIL TIRE | 1000 SOUTH MAIN | CORNELIA | Habersham | 680001 | 2 |  | 1998-11-18 |  | 1998-11-18 |  | Removed from Ground | Gas (Historical Use) | 1000 | Steel-Impressed Current | 1980-03-14 | 2005-06-09 | Cathodically Protected | Suction (American)
MILAM CONCRETE PRODUCTS | WAYSIDE ST | CORNELIA | Habersham | 680032 | 1 | [5 empty] | Permanently Out of Use - historical purposes | Gas (Historical Use) | 1000 | Bare Steel | 1968-04-15 | 1899-12-31 | Galvanized Steel
ATLANTA COCA-COLA BTLG CO | 560 NORTH MAIN ST | CORNELIA | Habersham | 680029 | 2 | [5 empty] | Removed from Ground | Diesel | 10000 | Bare Steel | 1974-01-01 | 1989-05-08 | Galvanized Steel
GRANDVIEW SVC STA | US HWY 23 & US 441 HWY | BALDWIN | Habersham | 680026 | 1 | [5 empty] | Removed from Ground | Gas (Historical Use) | 2000 | Bare Steel | 1951-03-28 | 1997-08-26 | Galvanized Steel
DAVIS BROTHERS LUMBER CO INC | WAYSIDE ST/US HWY 441 BY PASS | CORNELIA | Habersham | 680051 | 2 | [5 empty] | Removed from Ground | Kerosene | 1000 | Bare Steel | 1971-04-06 | 1991-04-05 | Galvanized Steel
ETHICON INC | 70 CLARKESVILLE HWY | CORNELIA | Habersham | 680108 | 3 | [5 empty] | Removed from Ground | Empty | 12000 | Bare Steel | 1966-05-07 | 1989-12-05 | Bare Steel
HASTY MART #6 | 1435 WILLINGHAM AVE | BALDWIN | Habersham | 680018 | 3 | [5 empty] | Removed from Ground | Gas (Historical Use) | 3000 | Bare Steel | 1978-03-15 | 1993-07-21 | Galvanized Steel
ATLANTA COCA-COLA BTLG CO | 560 NORTH MAIN ST | CORNELIA | Habersham | 680029 | 1 | [5 empty] | Removed from Ground | Gas (Historical Use) | 10000 | Bare Steel | 1966-04-26 | 1989-06-01 | Galvanized Steel
CORNELIA DIST OPER HQ | 1292 US HWY 441 BYPASS | CORNELIA | Habersham | 680057 | 2 | [5 empty] | Closed in Ground | Gas (Historical Use) | 10000 | Marked Unknown | 1981-05-08 | 1995-04-13 | Unknown
WESTERN AUTO | 322 N MAIN STREET | CORNELIA | Habersham | 680078 | 2 | [5 empty] | Removed from Ground | Gas (Historical Use) | 4000 | Bare Steel | 1966-05-12 | 1998-01-14 | Galvanized Steel
MACS CONVENIENCE STORE | 507 US HWY 441 | BALDWIN | Habersham | 9068016 | 1 | Flapper Valve | 1997-08-01 | FALSE | 1997-08-01 | FALSE | Currently in Use | Regular | 6000 | Steel-Impressed Current | 1976-01-01 |  | Fiberglass Reinforced Plastic | Pressurized
JAEMOR FARM MARKET | 5340 CORNELIA HWY | ALTO | Habersham | 9068063 | 2 |  | 1998-09-12 |  | 1998-09-12 |  | Removed from Ground | Gas (Historical Use) | 3000 | Steel-Impressed Current | 1981-01-05 | 2007-01-18 | Cathodically Protected | Pressurized
PETERS ALTO GROCERY | 3705 GAINESVILLE HWY | ALTO | Habersham | 680046 | 1 | Flapper Valve | 1994-10-01 | FALSE | 1994-10-01 | FALSE | Currently in Use | Premium | 6000 | Galvanic (STIP-3) | 1985-04-18 |  | Fiberglass Reinforced Plastic | Pressurized
PETERS ALTO GROCERY | 3705 GAINESVILLE HWY | ALTO | Habersham | 680046 | 4 | [5 empty] | Removed from Ground | Gas (Historical Use) | 4000 | Bare Steel | 1982-04-19 | 1994-09-13 | Galvanized Steel
CIRCLE K #2723313 | 3951 GEORGIA STATE HWY 365 | ALTO | Habersham | 690196 | 2 | Flapper Valve | 1990-04-01 | FALSE | 1990-04-01 | FALSE | Currently in Use | Regular | 8000 | Steel-Impressed Current | 1982-01-01 |  | Fiberglass Reinforced Plastic | Pressurized
D&S FOOD STORE | 1247 BUSINESS HWY 441 | DEMOREST | Habersham | 680087 | 2 |  | 1999-03-12 |  | 1999-03-12 |  | Removed from Ground | Gas (Historical Use) | 1000 | Steel-Impressed Current | 1966-05-11 | 2009-04-15 | Cathodically Protected | Safe Suction (Euro)
TALLULAH FALLS SCHOOL | US HWY 441 | TALLULAH FALLS | Habersham | 680044 | 2 | Flapper Valve | 1996-12-26 | FALSE | 1996-12-26 | FALSE | Currently in Use | Regular | 1000 | Composite | 1996-12-26 |  | Fiberglass Reinforced Plastic | Suction (American)
DJ SIKES INC D/B/A PIEDMONT COLL | HWY 365 @ DEMOREST & MT-AIRY RD | DEMOREST | Habersham | 9068082 | 1 | [5 empty] | Removed from Ground | Gas (Historical Use) | 550 | Marked Unknown | 1998-08-03 | 1998-08-03 | Unknown
MOUNTAIN EXPRESS GROCERIES | 3834 HWY 365 | ALTO | Habersham | 9068026 | 1 | Ball Float | 1993-03-01 | FALSE | 1993-03-01 | FALSE | Currently in Use | Regular | 10000 | Galvanic (STIP-3) | 1993-03-01 |  | Fiberglass Reinforced Plastic | Pressurized
MACS CONVENIENCE STORE | 507 US HWY 441 | BALDWIN | Habersham | 9068016 | 5 |  | 2014-07-01 | FALSE | 2014-07-01 | FALSE | Currently in Use | Gas (Historical Use) | 5000 | Composite Double Walled | 2014-07-01 |  | Fiberglass Reinforced Plastic | Safe Suction (Euro)
MACS CONVENIENCE STORE | 507 US HWY 441 | BALDWIN | Habersham | 9068016 | 4 | Flapper Valve | 1997-08-01 | FALSE | 1997-08-01 | FALSE | Currently in Use | Diesel | 2000 | Steel-Impressed Current | 1976-01-01 |  | Steel (Impressed Current) | Safe Suction (Euro)
PETERS ALTO GROCERY | 3705 GAINESVILLE HWY | ALTO | Habersham | 680046 | 5 | Flapper Valve | 1994-10-01 | FALSE | 1994-10-01 | FALSE | Currently in Use | Regular | 10000 | Galvanic (STIP-3) | 1994-09-15 |  | Fiberglass Reinforced Plastic | Pressurized
NO NAME GIVEN/STORE CLOSED | COUNTY RD/RFD 2 | ALTO | Habersham | 680086 | 1 | [5 empty] | Removed from Ground | Empty | 550 | Bare Steel | 1971-05-11 | 1899-12-31 | Galvanized Steel
STUCKEY'S | US HWY 441 | TALLULAH FALLS | Habersham | 680094 | 1 | [5 empty] | Removed from Ground | Gas (Historical Use) | 2000 | Bare Steel | 1966-05-12 | 1990-01-01 | Unknown
RIVER BEND EXPRESS | 1941 GA HWY 105 | DEMOREST | Habersham | 680101 | 5B | Flapper Valve | 1994-10-01 | FALSE | 1994-10-01 | FALSE | Currently in Use | Diesel | 6000 | Galvanic (STIP-3) | 1994-10-01 |  | Fiberglass Reinforced Plastic | Safe Suction (Euro)
CAMP CREEK GROCERY | RT 1 | DEMOREST | Habersham | 680069 | SUPER | [5 empty] | Removed from Ground | Gas (Historical Use) | 1000 | Bare Steel | 1975-01-01 | 1996-01-01 | Galvanized Steel
PIEDMONT COLLEGE | 165 CENTRAL AVE | DEMOREST | Habersham | 9068069 | 1 | [5 empty] | Removed from Ground | Gas (Historical Use) | 5000 | Bare Steel | 1995-10-11 | 1995-10-11 | Galvanized Steel | Suction (American)
Demorest Marathon | 2368 HWY 115 | DEMOREST | Habersham | 10001510 | 1A | Flapper Valve | 2007-10-02 | FALSE | 2007-10-02 | FALSE | Currently in Use | Regular | 8000 | Composite | 2007-09-28 |  | Fiberglass Reinforced Plastic | Pressurized
JAEMOR FARM MARKET | 5340 CORNELIA HWY | ALTO | Habersham | 9068063 | 4 |  | 1998-09-12 |  | 1998-09-12 |  | Removed from Ground | Gas (Historical Use) | 4000 | Steel-Impressed Current | 1981-01-05 | 2007-01-18 | Cathodically Protected | Pressurized
AKINS GEN STORE/STORE CLOSED | OLD GA HWY 13 | ALTO | Habersham | 680104 | 1 | [5 empty] | Removed from Ground | Empty | 550 | Marked Unknown | 1946-05-17 | 1899-12-31 | Unknown
RIVER BEND EXPRESS | 1941 GA HWY 105 | DEMOREST | Habersham | 680101 | 5A | Flapper Valve | 1994-10-01 | FALSE | 1994-10-01 | FALSE | Currently in Use | Premium | 6000 | Galvanic (STIP-3) | 1994-10-01 |  | Fiberglass Reinforced Plastic | Pressurized
CAMP CREEK GROCERY | RT 1 | DEMOREST | Habersham | 680069 | DIESEL | [5 empty] | Removed from Ground | Diesel | 560 | Bare Steel | 1975-01-01 | 1996-01-01 | Galvanized Steel
C E CARTER | GA HWY 115 | DEMOREST | Habersham | 680061 | 3 | [5 empty] | Removed from Ground | Gas (Historical Use) | 2000 | Bare Steel | 1978-05-09 | 1993-03-01 | Galvanized Steel
HABERSHAM COUNTY MEDICAL CENTER | 541 HISTORIC HWY 441 | DEMOREST | Habersham | 680024 | 2 | [5 empty] | Removed from Ground | Diesel | 1000 | Bare Steel | 1978-03-09 | 1991-04-30 | Galvanized Steel
H&H CONVENIENCE STORE | 1405 CENTRAL AVE | DEMOREST | Habersham | 10000058 | 2B | Flapper Valve | 2002-05-01 | FALSE | 2002-05-01 | FALSE | Currently in Use | Diesel Off Road | 4000 | Composite | 2002-05-01 |  | Fiberglass Reinforced Plastic | Pressurized
HASTY MART 14 | 753 US HWY 441BY PASS | BALDWIN | Habersham | 680041 | 6 | Ball Float | 1999-01-01 | FALSE | 1999-01-01 | FALSE | Currently in Use | Premium | 12000 | Composite | 1999-01-01 |  | Fiberglass Reinforced Plastic | Pressurized
Alto Police Department | 3895 GAINESVILLE HWY | ALTO | Habersham | 9068066 | 3 | Flapper Valve | 1998-12-20 | FALSE | 1998-12-20 | FALSE | Temporarily out of use | Diesel | 5000 | Steel-Impressed Current | 1988-12-01 |  | Fiberglass Reinforced Plastic | Safe Suction (Euro)
JAEMOR FARM MARKET | 5340 CORNELIA HWY | ALTO | Habersham | 9068063 | 1 |  | 1998-09-12 |  | 1998-09-12 |  | Removed from Ground | Gas (Historical Use) | 8000 | Steel-Impressed Current | 1981-01-05 | 2007-01-18 | Cathodically Protected | Pressurized
MIKE REEMS GROCERY | OLD CORNELIA HWY | ALTO | Habersham | 680034 | 3 | [5 empty] | Removed from Ground | Gas (Historical Use) | 1060 | Bare Steel | 1957-04-18 | 1899-12-31 | Galvanized Steel
PETERS ALTO GROCERY | 3705 GAINESVILLE HWY | ALTO | Habersham | 680046 | 3 | [5 empty] | Removed from Ground | Kerosene | 1000 | Bare Steel | 1976-04-20 | 1994-09-13 | Galvanized Steel
DEMOREST SERVICE CENTER | 637 CENTRAL AVE | DEMOREST | Habersham | 680035 | 2 | [5 empty] | Removed from Ground | Gas (Historical Use) | 4000 | Bare Steel | 1966-04-16 | 1899-12-31 | Galvanized Steel | Suction (American)
D&S FOOD STORE | 1247 BUSINESS HWY 441 | DEMOREST | Habersham | 680087 | 3 |  | 1999-03-12 |  | 1999-03-12 |  | Removed from Ground | Gas (Historical Use) | 1000 | Steel-Impressed Current | 1966-05-11 | 2009-04-15 | Cathodically Protected | Safe Suction (Euro)
TAQUERIA EL MEXICANO RESTAURANT | US HWY 441 & US HWY 123 | BALDWIN | Habersham | 680070 | 2 | [5 empty] | Permanently Out Of Use | Gas (Historical Use) | 1000 | Bare Steel | 1971-05-09 | 1996-01-01 | Galvanized Steel
HASTY MART 14 | 753 US HWY 441BY PASS | BALDWIN | Habersham | 680041 | 1 | [5 empty] | Removed from Ground | Gas (Historical Use) | 6000 | Bare Steel | 1976-04-23 | 1999-01-01 | Galvanized Steel | Pressurized
WHEALLER PROPERTY/FORMER SVC STA | OLD HWY 23 @ WHEELER CIR | ALTO | Habersham | 9068001 | 2 | [5 empty] | Removed from Ground | Other | 500 | Bare Steel | 1991-12-06 | 1991-12-06 | Unknown
MIKE REEMS GROCERY | OLD CORNELIA HWY | ALTO | Habersham | 680034 | 2 | [5 empty] | Removed from Ground | Gas (Historical Use) | 1060 | Bare Steel | 1978-04-13 | 1899-12-31 | Galvanized Steel
CAMP CREEK GROCERY | RT 1 | DEMOREST | Habersham | 680069 | RUL | [5 empty] | Removed from Ground | Gas (Historical Use) | 1000 | Bare Steel | 1975-01-01 | 1996-01-01 | Galvanized Steel
HABERSHAM COUNTY SCHOOLS TRANSPORTATION FACILITY | 3115 DEMOREST/MT AIRY RD | DEMOREST | Habersham | 10001029 | 1 | Flapper Valve | 2005-08-17 | FALSE | 2005-08-17 | FALSE | Currently in Use | Regular | 10000 | Fiberglass Double Walled | 2005-08-01 |  | Fiberglass Reinforced Plastic | Pressurized
FORMER EMRO #147 | 735 N HISTORIC HWY 441 | DEMOREST | Habersham | 10000348 | 3 |  |  | FALSE |  | FALSE | Removed from Ground | Empty | 8000 | Unknown | 1963-01-01 | 1988-01-01 | Galvanized Steel | Pressurized
Shell Food Mart | 3134 OLDHISTORIC HWY 441 | TURNERVILLE | Habersham | 680088 | 3 | [5 empty] | Removed from Ground | Gas (Historical Use) | 4000 | Bare Steel | 1981-05-08 | 1899-12-31 | Galvanized Steel
HULSEYS CHEVRON | 814 SOUTH MAIN ST | CORNELIA | Habersham | 680060 | 5 |  | 1998-09-16 |  | 1998-09-16 |  | Removed from Ground | Diesel | 2000 | Steel-Impressed Current | 1988-01-01 | 2006-03-15 | Steel (Impressed Current) | Suction (American)
SOUTHSIDE GULF | MAIN ST & US HWY 23 | CORNELIA | Habersham | 680092 | 2 | [5 empty] | Removed from Ground | Gas (Historical Use) | 10000 | Bare Steel | 1974-05-11 | 1998-04-01 | Galvanized Steel
THE EXPRESS MART #1 | 674 CENTRAL AVE | DEMOREST | Habersham | 680100 | 1 |  | 1998-10-20 | FALSE | 1998-10-20 | FALSE | Closed in Ground | Gas (Historical Use) | 8000 |  | 1982-01-02 | 2005-02-02 | Fiberglass Reinforced Plastic | Pressurized
WHITEMIERS OLD STORE | US HWY 441 | DEMOREST | Habersham | 680093 | 1 | [5 empty] | Removed from Ground | Gas (Historical Use) | 1000 | Bare Steel | 1966-05-13 | 1899-12-31 | Unknown
Demorest Marathon | 2368 HWY 115 | DEMOREST | Habersham | 10001510 | 2B | Flapper Valve | 2007-10-02 | FALSE | 2007-10-02 | FALSE | Currently in Use | Diesel Off Road | 4000 | Composite | 2007-09-28 |  | Fiberglass Reinforced Plastic | Safe Suction (Euro)
TURNERVILLE GENERAL STORE | 3134 OLD HISTORIC HWY 441 N | TURNERVILLE | Habersham | 9068007 | 1 |  | 1998-12-14 |  | 1998-12-14 |  | Removed from Ground | Diesel | 2000 | Cathodically Protected Steel | 1991-01-01 | 2013-06-27 | Fiberglass Reinforced Plastic | Suction (American)
ETHICON INC | 70 CLARKESVILLE HWY | CORNELIA | Habersham | 680108 | C7 | [5 empty] | Removed from Ground | Hazardous Substance | 8000 | Unknown | 1984-05-02 | 1994-10-17 | Secondary Containment | Safe Suction (Euro)
ETHICON INC | 70 CLARKESVILLE HWY | CORNELIA | Habersham | 680108 | C2 | [5 empty] | Removed from Ground | Hazardous Substance | 2600 | Unknown | 1984-05-02 | 1994-10-12 | Secondary Containment | Suction (American)
CIRCLE K #2723313 | 3951 GEORGIA STATE HWY 365 | ALTO | Habersham | 690196 | 5 | Flapper Valve | 1990-04-01 | FALSE | 1990-04-01 | FALSE | Currently in Use | Diesel Off Road | 2000 | Galvanic (STIP-3) | 1993-01-07 |  | Fiberglass Reinforced Plastic | Safe Suction (Euro)
CIRCLE K #2723313 | 3951 GEORGIA STATE HWY 365 | ALTO | Habersham | 690196 | 4 | Flapper Valve | 1990-04-01 | FALSE | 1990-04-01 | FALSE | Currently in Use | Diesel | 10000 | Steel-Impressed Current | 1982-01-01 |  | Fiberglass Reinforced Plastic | Pressurized
RIVER BEND EXPRESS | 1941 GA HWY 105 | DEMOREST | Habersham | 680101 | 3 | [5 empty] | Removed from Ground | Gas (Historical Use) | 1000 | Bare Steel | 1976-01-04 | 1991-11-04 | Galvanized Steel
THE EXPRESS MART #1 | 674 CENTRAL AVE | DEMOREST | Habersham | 680100 | 4 | Flapper Valve | 1998-10-20 | FALSE | 1998-10-20 | FALSE | Currently in Use | Premium | 6000 | Steel-Impressed Current | 1982-01-02 |  | Fiberglass Reinforced Plastic | Pressurized
H&H CONVENIENCE STORE | 1405 CENTRAL AVE | DEMOREST | Habersham | 10000058 | 1B | Flapper Valve | 2002-05-01 | FALSE | 2002-05-01 | FALSE | Currently in Use | Premium | 8000 | Composite | 2002-05-01 |  | Fiberglass Reinforced Plastic | Pressurized
FORMER EMRO #147 | 735 N HISTORIC HWY 441 | DEMOREST | Habersham | 10000348 | 2 |  |  | FALSE |  | FALSE | Removed from Ground | Empty | 8000 | Unknown | 1963-01-01 | 1988-01-01 | Galvanized Steel | Pressurized
Shell Food Mart | 3134 OLDHISTORIC HWY 441 | TURNERVILLE | Habersham | 680088 | 2 | [5 empty] | Removed from Ground | Gas (Historical Use) | 4000 | Bare Steel | 1981-05-08 | 1899-12-31 | Galvanized Steel
HULSEYS CHEVRON | 814 SOUTH MAIN ST | CORNELIA | Habersham | 680060 | 3 |  | 1998-09-16 |  | 1998-09-16 |  | Removed from Ground | Gas (Historical Use) | 3000 | Steel-Impressed Current | 1998-09-16 | 2006-03-15 | Steel (Impressed Current) | Suction (American)
MONK & AUSBURN | 452 FOSTER ST | CORNELIA | Habersham | 680103 | 1 | [5 empty] | Removed from Ground | Empty | 1000 | Bare Steel | 1968-05-11 | 1994-01-01 | Galvanized Steel
TAQUERIA EL MEXICANO RESTAURANT | US HWY 441 & US HWY 123 | BALDWIN | Habersham | 680070 | 1 | [5 empty] | Permanently Out Of Use | Gas (Historical Use) | 1000 | Bare Steel | 1971-05-09 | 1986-01-01 | Galvanized Steel
HASTY MART 14 | 753 US HWY 441BY PASS | BALDWIN | Habersham | 680041 | 2 | [5 empty] | Removed from Ground | Gas (Historical Use) | 6000 | Bare Steel | 1976-04-23 | 1999-01-01 | Galvanized Steel | Pressurized
TALLULAH FALLS SCHOOL | US HWY 441 | TALLULAH FALLS | Habersham | 680044 | 1 | [5 empty] | Removed from Ground | Gas (Historical Use) | 550 | Bare Steel |  | 1899-12-31 | Bare Steel | Suction (American)
C E CARTER | GA HWY 115 | DEMOREST | Habersham | 680061 | 1 | [5 empty] | Removed from Ground | Gas (Historical Use) | 1000 | Bare Steel | 1993-03-01 | 1993-03-01 | Galvanized Steel
DONALD KIMBALL GROCERY | GA HWY 105/RT 1 | DEMOREST | Habersham | 9068002 | 4 | [5 empty] | Removed from Ground | Diesel | 280 | Bare Steel | 1981-05-06 | 1991-08-01 | Galvanized Steel
WINDSTREAM CORNELIA CENTRAL OFFICE | 350 MAIN ST | CORNELIA | Habersham | 680016 | 1 | [5 empty] | Removed from Ground | Diesel | 1000 | Bare Steel | 1973-02-27 | 1997-05-30 | Galvanized Steel
ARIAIL TIRE | 1000 SOUTH MAIN | CORNELIA | Habersham | 680001 | 1 | [5 empty] | Closed in Ground | Gas (Historical Use) | 500 | Bare Steel | 1980-03-14 | 1899-12-31 | Galvanized Steel | Suction (American)
CORNELIA DIST OPER HQ | 1292 US HWY 441 BYPASS | CORNELIA | Habersham | 680057 | 1 | Ball Float | 1995-04-13 | FALSE | 1995-04-13 | FALSE | Currently in Use | Diesel | 10000 | Fiberglass | 1995-04-13 |  | Fiberglass Reinforced Plastic
WESTERN AUTO | 322 N MAIN STREET | CORNELIA | Habersham | 680078 | 1 | [5 empty] | Removed from Ground | Gas (Historical Use) | 4000 | Bare Steel | 1966-05-12 | 1998-01-14 | Galvanized Steel
ETHICON INC | 70 CLARKESVILLE HWY | CORNELIA | Habersham | 680108 | 5 | [5 empty] | Removed from Ground | Empty | 15000 | Bare Steel | 1966-05-07 | 1989-12-05 | Bare Steel
ETHICON INC | 70 CLARKESVILLE HWY | CORNELIA | Habersham | 680108 | 4 | [5 empty] | Removed from Ground | Empty | 15000 | Bare Steel | 1966-05-07 | 1989-12-05 | Bare Steel
HASTY MART 14 | 753 US HWY 441BY PASS | BALDWIN | Habersham | 680041 | 3 | [5 empty] | Removed from Ground | Gas (Historical Use) | 4000 | Bare Steel | 1976-04-23 | 1999-01-01 | Galvanized Steel | Pressurized
MOUNTAIN EXPRESS GROCERIES | 3834 HWY 365 | ALTO | Habersham | 9068026 | 5 | Ball Float | 1993-03-01 | FALSE | 1993-03-01 | FALSE | Currently in Use | E-0 | 4000 | Galvanic (STIP-3) | 1993-03-01 |  | Fiberglass Reinforced Plastic | Suction (American)
MOUNTAIN EXPRESS GROCERIES | 3834 HWY 365 | ALTO | Habersham | 9068026 | 4 | Flapper Valve | 1993-03-01 | FALSE | 1993-03-01 | FALSE | Currently in Use | Diesel | 10000 | Galvanic (STIP-3) | 1993-03-01 |  | Fiberglass Reinforced Plastic | Pressurized
JAEMOR FARM MARKET | 5340 CORNELIA HWY | ALTO | Habersham | 9068063 | 3 |  | 1998-09-12 |  | 1998-09-12 |  | Removed from Ground | Gas (Historical Use) | 4000 | Steel-Impressed Current | 1981-01-05 | 2007-01-18 | Cathodically Protected | Pressurized
DEMOREST SERVICE CENTER | 637 CENTRAL AVE | DEMOREST | Habersham | 680035 | 1 | [5 empty] | Removed from Ground | Gas (Historical Use) | 4000 | Bare Steel | 1966-04-16 | 1899-12-31 | Galvanized Steel | Suction (American)
HABERSHAM COUNTY MEDICAL CENTER | 541 HISTORIC HWY 441 | DEMOREST | Habersham | 680024 | 1 | [5 empty] | Removed from Ground | Diesel | 10000 | Bare Steel | 1966-03-12 | 2003-08-28 | Galvanized Steel
HABERSHAM COUNTY MEDICAL CENTER | 541 HISTORIC HWY 441 | DEMOREST | Habersham | 680024 | 4 |  | 1990-01-01 | FALSE | 1990-01-01 | FALSE | Removed from Ground | Diesel | 6000 | Fiberglass Double Walled | 1990-01-01 | 2007-08-02 | Secondary Containment | Safe Suction (Euro)
HABERSHAM CO AMBULANCE SVC | 240 ADAMS DR | DEMOREST | Habersham | 9068034 | 1 | [5 empty] | Removed from Ground | Gas (Historical Use) | 2000 | Bare Steel | 1986-01-01 | 1999-12-17 | Galvanized Steel | Suction (American)
TUGALO CONSTRUCTION CO | DOUBLE SPRINGS RD | DEMOREST | Habersham | 9068013 | 1 | [5 empty] | Removed from Ground | Diesel | 1000 | Bare Steel | 1966-01-01 | 1899-12-31 | Unknown
H&H CONVENIENCE STORE | 1405 CENTRAL AVE | DEMOREST | Habersham | 10000058 | 2A | Flapper Valve | 2002-05-01 | FALSE | 2002-05-01 | FALSE | Currently in Use | Diesel | 8000 | Composite | 2002-05-01 |  | Fiberglass Reinforced Plastic | Pressurized
Shell Food Mart | 3134 OLDHISTORIC HWY 441 | TURNERVILLE | Habersham | 680088 | 6 | Flapper Valve | 1998-12-14 | FALSE | 1998-12-14 | FALSE | Currently in Use | Diesel | 8000 | Composite | 1998-12-14 |  | Fiberglass Reinforced Plastic | Pressurized
Demorest Marathon | 2368 HWY 115 | DEMOREST | Habersham | 10001510 | 2A | Flapper Valve | 2007-10-02 | FALSE | 2007-10-02 | FALSE | Currently in Use | Diesel | 8000 | Composite | 2007-09-28 |  | Fiberglass Reinforced Plastic | Pressurized
Shell Food Mart | 3134 OLDHISTORIC HWY 441 | TURNERVILLE | Habersham | 680088 | 5 | Flapper Valve | 1998-12-14 | FALSE | 1998-12-14 | FALSE | Currently in Use | Premium | 6000 | Composite | 1998-12-14 |  | Fiberglass Reinforced Plastic | Pressurized
Shell Food Mart | 3134 OLDHISTORIC HWY 441 | TURNERVILLE | Habersham | 680088 | 4 | Flapper Valve | 1998-12-14 | FALSE | 1998-12-14 | FALSE | Currently in Use | Regular | 2000 | Composite | 1998-12-14 | 1998-12-14 | Fiberglass Reinforced Plastic | Pressurized
WOODALL'S GROC | RT 2 CRANE MILL RD | ALTO | Habersham | 9068064 | 2 | [5 empty] | Removed from Ground | Gas (Historical Use) | 1000 | Marked Unknown | 1979-04-11 | 1999-12-16 | Unknown | Suction (American)
CIRCLE K #2723313 | 3951 GEORGIA STATE HWY 365 | ALTO | Habersham | 690196 | 1 | Flapper Valve | 1990-04-01 | FALSE | 1990-04-01 | FALSE | Currently in Use | Regular | 8000 | Steel-Impressed Current | 1982-01-01 |  | Fiberglass Reinforced Plastic | Pressurized
C E CARTER | GA HWY 115 | DEMOREST | Habersham | 680061 | 2 | [5 empty] | Removed from Ground | Gas (Historical Use) | 1000 | Bare Steel | 1993-03-01 | 1993-03-01 | Galvanized Steel
DONALD KIMBALL GROCERY | GA HWY 105/RT 1 | DEMOREST | Habersham | 9068002 | 3 | [5 empty] | Removed from Ground | Gas (Historical Use) | 1000 | Bare Steel | 1971-05-09 | 1992-12-23 | Galvanized Steel | Safe Suction (Euro)
H&H CONVENIENCE STORE | 1405 CENTRAL AVE | DEMOREST | Habersham | 10000058 | 3 | Flapper Valve | 2002-05-01 | FALSE | 2002-05-01 | FALSE | Currently in Use | Kerosene | 2000 | Composite | 2002-05-01 |  | Fiberglass Reinforced Plastic | Pressurized
ETHICON INC | 70 CLARKESVILLE HWY | CORNELIA | Habersham | 680108 | C5 | [5 empty] | Removed from Ground | Hazardous Substance | 2600 | Unknown | 1984-05-02 | 1994-10-13 | Secondary Containment | Suction (American)
WHISTLE EXPRESS | 150 FINIS SPRINGS DR | CORNELIA | Habersham | 9068109 | 3 | Ball Float | 2001-05-21 | FALSE | 2001-05-21 | FALSE | Currently in Use | Diesel | 10000 | Epoxy | 2001-05-21 |  | Double-Walled Flex | Pressurized
HABERSHAM COUNTY AIRPORT | 1112 AIRPORT RD | CORNELIA | Habersham | 9068031 | 1 | [5 empty] | Removed from Ground | Gas (Historical Use) | 10000 | Bare Steel | 1971-01-01 | 1997-02-13 | Unknown | Suction (American)
FOREST LANE MINI-MART | 2811 LEVEL GROVE RD | CORNELIA | Habersham | 9068071 | 2 | Flapper Valve | 1999-01-01 | FALSE | 1999-01-01 | FALSE | Currently in Use | E-85 | 6000 | Steel-Impressed Current | 1986-01-01 |  |  | Suction (American)
Waste Away Express | 527 Wayside St | CORNELIA | Habersham | 9068011 | 1 | [5 empty] | Removed from Ground | Diesel | 9500 | Bare Steel | 1965-01-01 | 1998-11-01 | Bare Steel | Suction (American)
MOUNTAIN EXPRESS | 8 CLARKESVILLE HWY- 155-441 BUSINESS HWY | CORNELIA | Habersham | 9068012 | 2 | Ball Float | 1992-10-20 | FALSE | 1992-10-20 | FALSE | Currently in Use | Regular | 8000 | Steel-Impressed Current | 1978-03-15 |  | Fiberglass Reinforced Plastic | Pressurized
TC BAYCOR | 1288 OLD CLEVELAND ROAD | CORNELIA | Habersham | 9068095 | 1 |  |  | TRUE |  | TRUE | Removed from Ground | Used Oil | 550 | Concrete | 1983-01-01 | 1997-05-22 | Bare Steel | Gravity Fed
WIN-N-GO | 643 HISTORIC 441 HWY | CORNELIA | Habersham | 9068022 | 4 | Flapper Valve | 1994-04-01 | FALSE | 1994-04-01 | FALSE | Currently in Use | Plus | 2000 | Steel-Impressed Current | 1980-01-01 |  | Steel (Impressed Current) | Safe Suction (Euro)
MUD CREEK GROCERY | 4432 MUD CREEK RD | CORNELIA | Habersham | 9068070 | 1 |  | 1998-09-24 |  | 1998-09-24 |  | Removed from Ground | Gas (Historical Use) | 1000 | Steel-Impressed Current | 1998-09-24 | 2009-07-28 | Cathodically Protected | Suction (American)
A&A ELECTRIC INC | 3699 BC GRANT RD | CORNELIA | Habersham | 9068062 | 1 |  | 1998-09-01 |  | 1998-09-01 |  | Removed from Ground | Gas (Historical Use) | 3000 | Cathodically Protected Steel | 1987-01-01 | 2015-06-05 | Cathodically Protected | Safe Suction (Euro)
City Food Mart | 623 MAIN ST | CORNELIA | Habersham | 690208 | 1 | Flapper Valve | 1990-05-01 | FALSE | 1990-05-01 | FALSE | Currently in Use | Gas (Historical Use) | 10000 | Steel-Impressed Current | 1983-05-06 |  | Steel (Impressed Current) | Pressurized
ROYAL FOOD STORE #34 | 789 SOUTH MAIN ST | CORNELIA | Habersham | 682000 | 4 | Flapper Valve | 1998-11-01 | FALSE | 1998-11-01 | FALSE | Currently in Use | E-0 | 1000 | Galvanic (STIP-3) | 1987-11-04 |  | Fiberglass Reinforced Plastic | Safe Suction (Euro)
CITY OF CORNELIA | 118 LARKIN ST | CORNELIA | Habersham | 9068058 | 2 | [5 empty] | Removed from Ground | Diesel | 1000 | Bare Steel | 1995-02-23 | 1995-02-23 | Galvanized Steel | Safe Suction (Euro)
RONNIES SHELL STATION | 212 NORTH MAIN ST | CORNELIA | Habersham | 9068061 | 3 | [5 empty] | Removed from Ground | Gas (Historical Use) | 2000 | Bare Steel | 1999-09-01 | 1999-09-01 | Galvanized Steel | Safe Suction (Euro)
CORNELIA FUEL ISLAND | 2063 INDUSTRIAL BLVD | CORNELIA | Habersham | 9068006 | CFI-1 | Flapper Valve | 1995-05-31 | TRUE | 1995-05-31 | TRUE | Currently in Use | Diesel | 15000 | Composite | 1989-11-01 |  | Fiberglass Reinforced Plastic | Pressurized
WIN-N-GO | 643 HISTORIC 441 HWY | CORNELIA | Habersham | 9068022 | 1 | Flapper Valve | 1994-04-01 | FALSE | 1994-04-01 | FALSE | Currently in Use | Regular | 8000 | Steel-Impressed Current | 1980-01-01 |  | Steel (Impressed Current) | Pressurized
FOREST LANE MINI-MART | 2811 LEVEL GROVE RD | CORNELIA | Habersham | 9068071 | 3 | Flapper Valve | 1999-01-01 | FALSE | 1999-01-01 | FALSE | Currently in Use | Regular | 6000 | Steel-Impressed Current | 1986-01-01 |  |  | Suction (American)
Waste Away Express | 527 Wayside St | CORNELIA | Habersham | 9068011 | 2 | [5 empty] | Removed from Ground | Gas (Historical Use) | 1000 | Bare Steel | 1965-01-01 | 1992-11-01 | Bare Steel
HI TECH FUELS #16 | 1291 LEVEL GROVE RD | CORNELIA | Habersham | 9068009 | 2 | Flapper Valve | 1989-01-01 | FALSE | 1989-01-01 | FALSE | Currently in Use | Regular | 10000 | Galvanic (STIP-3) | 1989-01-01 |  | Fiberglass Reinforced Plastic | Pressurized
GROGAN CHEVROLET OLDSMOBILE (FOR | 301 SOUTH MAIN ST | CORNELIA | Habersham | 9068004 | 1 | [5 empty] | Installed | Other | 2000 | Marked Unknown |  |  | Unknown
THE ORCHARD(MAINT AREA) | 1057 ORCHARD DR | CLARKESVILLE | Habersham | 9068077 | 2 |  | 1990-01-01 |  | 1990-01-01 |  | Removed from Ground | Diesel | 2000 | Galvanic (STIP-3) | 1990-01-01 | 2014-01-16 | Cathodically Protected | Suction (American)
WHISTLE EXPRESS | 150 FINIS SPRINGS DR | CORNELIA | Habersham | 9068109 | 4 | Flapper Valve | 2002-08-28 | FALSE | 2002-08-28 | FALSE | Currently in Use | Diesel Off Road | 6000 | Epoxy | 2002-08-27 |  | Double-Walled Flex | Safe Suction (Euro)
GATORS BP | 229 S MAIN STREET | CORNELIA | Habersham | 9068097 | 1 | [5 empty] | Removed from Ground | Gas (Historical Use) | 10000 | Not Marked/Unknown |  | 1899-12-31 | Not Marked
GRIFFIN AUTO PARTS | 589 N MAIN ST | CORNELIA | Habersham | 9068106 | D | [5 empty] | Removed from Ground | Gas (Historical Use) | 3000 | Bare Steel | 1999-05-14 | 1999-05-14 | Galvanized Steel | Pressurized
AUTOZONE | 230 CARPENTERS COVE | CORNELIA | Habersham | 9068089 | 3 | [5 empty] | Removed from Ground | Gas (Historical Use) | 0 | Not Marked/Unknown | 1996-01-01 | 1996-01-01 | Not Marked
GATORS BP | 229 S MAIN STREET | CORNELIA | Habersham | 9068097 | 4 | [5 empty] | Removed from Ground | Diesel | 1000 | Not Marked/Unknown |  | 1899-12-31 | Not Marked
CHIPS SERVICE CENTER | 944 MAIN STREET NORTH | CORNELIA | Habersham | 9068100 | 3 | [5 empty] | Removed from Ground | Gas (Historical Use) | 4000 | Not Marked/Unknown | 1998-09-14 | 1998-09-14 | Not Marked
City Food Mart | 623 MAIN ST | CORNELIA | Habersham | 690208 | 2 | Flapper Valve | 1990-05-01 | FALSE | 1990-05-01 | FALSE | Currently in Use | Gas (Historical Use) | 10000 | Steel-Impressed Current | 1983-05-06 |  | Steel (Impressed Current) | Pressurized
AUTOZONE | 230 CARPENTERS COVE | CORNELIA | Habersham | 9068089 | 1 | [5 empty] | Removed from Ground | Gas (Historical Use) | 0 | Not Marked/Unknown | 1996-01-01 | 1996-01-01 | Not Marked
GATORS BP | 229 S MAIN STREET | CORNELIA | Habersham | 9068097 | 3 | [5 empty] | Removed from Ground | Gas (Historical Use) | 10000 | Not Marked/Unknown |  | 1899-12-31 | Not Marked
CORNELIA TRUCK SHOP & TRAILER RE | 234 FAY ST NW | CORNELIA | Habersham | 9068014 | CTR-1 |  |  | TRUE |  | TRUE | Removed from Ground | Used Oil | 2000 | Composite | 1990-05-01 | 1993-09-06 | Fiberglass Reinforced Plastic | Gravity Fed
I MARKET #761 | 1590 HWY 441 BYPASS | CORNELIA | Habersham | 10001981 | 2B | Flapper Valve | 2011-07-13 | FALSE | 2011-06-13 | FALSE | Currently in Use | Diesel | 5000 | Fiberglass Double Walled | 2011-05-13 |  | Double-Walled Flex | Pressurized
MURPHY EXPRESS #8695 | 111 VFW POST RD | CORNELIA | Habersham | 10002233 | 1 | Flapper Valve | 2013-08-05 | FALSE | 2013-08-05 | FALSE | Currently in Use | Regular | 20000 | Fiberglass Double Walled | 2013-03-25 |  | Double-Walled Flex | Pressurized
City Food Mart | 623 MAIN ST | CORNELIA | Habersham | 690208 | 3 | Flapper Valve | 1990-05-01 | FALSE | 1990-05-01 | FALSE | Currently in Use | Gas (Historical Use) | 8000 | Steel-Impressed Current | 1983-05-06 |  | Steel (Impressed Current) | Pressurized
ROYAL FOOD STORE #34 | 789 SOUTH MAIN ST | CORNELIA | Habersham | 682000 | 1 | Flapper Valve | 1998-11-01 | FALSE | 1998-11-01 | FALSE | Currently in Use | Regular | 8000 | Galvanic (STIP-3) | 1987-11-04 |  | Fiberglass Reinforced Plastic | Pressurized
AUTOZONE | 230 CARPENTERS COVE | CORNELIA | Habersham | 9068089 | 2 | [5 empty] | Removed from Ground | Gas (Historical Use) | 0 | Not Marked/Unknown | 1996-01-01 | 1996-01-01 | Not Marked
CHIPS SERVICE CENTER | 944 MAIN STREET NORTH | CORNELIA | Habersham | 9068100 | 2 | [5 empty] | Removed from Ground | Gas (Historical Use) | 6000 | Not Marked/Unknown | 1998-09-14 | 1998-09-14 | Not Marked
RaceTrac #625 - Cornelia | 505 HISTORIC HWY 441 | CORNELIA | Habersham | 9068103 | 2 | Overfill Alarm | 1997-03-01 | FALSE | 1997-03-01 | FALSE | Currently in Use | Diesel | 12000 | Composite Double Walled | 1997-03-01 |  | Double-Walled Fiberglass | Pressurized
GRIFFIN AUTO PARTS | 589 N MAIN ST | CORNELIA | Habersham | 9068106 | E | [5 empty] | Removed from Ground | Gas (Historical Use) | 3000 | Bare Steel | 1999-05-14 | 1999-05-14 | Galvanized Steel | Pressurized
SKELL | 354 HISTORIC US HWY 441 N | CORNELIA | Habersham | 9068020 | 3 |  | 1998-11-01 |  | 1998-11-01 |  | Removed from Ground | Gas (Historical Use) | 10000 | Galvanic (STIP-3) | 1987-01-01 | 2016-06-15 | Fiberglass Reinforced Plastic | Pressurized
MOUNTAIN EXPRESS | 8 CLARKESVILLE HWY- 155-441 BUSINESS HWY | CORNELIA | Habersham | 9068012 | 4 | Flapper Valve | 1992-10-20 | FALSE | 1992-10-20 | FALSE | Currently in Use | Diesel | 10000 | Steel-Impressed Current | 1992-10-20 |  | Fiberglass Reinforced Plastic | Suction (American)
I MARKET #761 | 1590 HWY 441 BYPASS | CORNELIA | Habersham | 10001981 | 1B | Flapper Valve | 2011-07-13 | FALSE | 2011-06-13 | FALSE | Currently in Use | Premium | 7000 | Fiberglass Double Walled | 2011-05-13 |  | Double-Walled Flex | Pressurized
NORTH GEORGIA TECHNICAL COLLEGE-PARKER NELLIS BUILDING | HIGHWAY 197 NORTH | CLARKESVILLE | Habersham | 10001291 | 1 |  |  | FALSE |  | FALSE | Removed from Ground | Gas (Historical Use) | 500 | Unknown | 2006-12-19 | 2006-12-19 | Unknown
CHORETIME FUEL ISLAND | 334 WEST LOUISE ST | CLARKESVILLE | Habersham | 9068005 | 4 | [5 empty] | Removed from Ground | Gas (Historical Use) | 500 | Bare Steel | 1948-01-01 | 1987-07-01 | Galvanized Steel
CHORETIME FUEL ISLAND | 334 WEST LOUISE ST | CLARKESVILLE | Habersham | 9068005 | CHFI-2 | Flapper Valve | 1995-05-31 | FALSE | 1995-05-31 | FALSE | Currently in Use | Diesel | 15000 | Composite | 1990-03-01 |  | Fiberglass Reinforced Plastic | Safe Suction (Euro)
THE ORCHARD(MAINT AREA) | 1057 ORCHARD DR | CLARKESVILLE | Habersham | 9068077 | 1 |  | 1990-01-01 |  | 1990-01-01 |  | Removed from Ground | Gas (Historical Use) | 2000 | Steel-Impressed Current | 1990-01-01 | 2014-01-16 | Cathodically Protected | Suction (American)
HABERSHAM CO COURTHOUSE | 555 MONROE ST | CLARKESVILLE | Habersham | 9068032 | 2 | [5 empty] | Removed from Ground | Gas (Historical Use) | 1000 | Bare Steel | 1964-01-01 | 1998-05-05 | Galvanized Steel
HWY 441 FOOD MART | 1167 HISTORIC HWY 441 | CLARKESVILLE | Habersham | 9068105 | 2 |  | 2000-04-06 | FALSE | 2000-04-06 | FALSE | Removed from Ground | Gas (Historical Use) | 5000 |  | 1972-10-01 | 2020-03-09 |  | Suction (American)
RONNIES SHELL STATION | 212 NORTH MAIN ST | CORNELIA | Habersham | 9068061 | 2 | [5 empty] | Removed from Ground | Gas (Historical Use) | 4000 | Bare Steel | 1999-09-01 | 1999-09-01 | Galvanized Steel | Safe Suction (Euro)
CORNELIA FORD LINCOLN-MERCURY IN | CLARKESVILLE HWY | CORNELIA | Habersham | 9068003 | 2 | [5 empty] | Removed from Ground | Gas (Historical Use) | 0 | Marked Unknown | 1991-07-25 | 1991-07-25 | Unknown
RaceTrac #625 - Cornelia | 505 HISTORIC HWY 441 | CORNELIA | Habersham | 9068103 | 1 | Overfill Alarm | 1997-03-01 | FALSE | 1997-03-01 | FALSE | Currently in Use | Regular | 15000 | Composite Double Walled | 1997-03-01 |  | Double-Walled Fiberglass | Pressurized
HI TECH FUELS #16 | 1291 LEVEL GROVE RD | CORNELIA | Habersham | 9068009 | 1 | Flapper Valve | 1989-01-01 | FALSE | 1989-01-01 | FALSE | Currently in Use | Premium | 10000 | Galvanic (STIP-3) | 1989-01-01 |  | Fiberglass Reinforced Plastic | Pressurized
CORNELIA FUEL ISLAND | 2063 INDUSTRIAL BLVD | CORNELIA | Habersham | 9068006 | CFI-2 | Flapper Valve | 1995-05-31 | TRUE | 1995-05-31 | TRUE | Currently in Use | Diesel | 15000 | Composite | 1989-11-01 |  | Fiberglass Reinforced Plastic | Pressurized
ABC FOOD STORE | 873 N MAIN ST | CORNELIA | Habersham | 9068083 | 2 | Flapper Valve | 1998-12-01 | FALSE | 1998-12-01 | FALSE | Currently in Use | Premium | 8000 | Steel-Impressed Current | 1998-12-01 |  | Steel (Impressed Current) | Safe Suction (Euro)
GATORS BP | 229 S MAIN STREET | CORNELIA | Habersham | 9068097 | 2 | [5 empty] | Removed from Ground | Gas (Historical Use) | 10000 | Not Marked/Unknown |  | 1899-12-31 | Not Marked
FLEMING FOODS | S WASHINGTON ST | CORNELIA | Habersham | 9068104 | A | [5 empty] | Removed from Ground | Diesel | 10000 | Bare Steel | 1998-12-01 | 1998-12-01 | Bare Steel | Pressurized
WIN-N-GO | 643 HISTORIC 441 HWY | CORNELIA | Habersham | 9068022 | 3 | Flapper Valve | 1994-04-01 | FALSE | 1994-04-01 | FALSE | Currently in Use | Diesel | 8000 | Steel-Impressed Current | 1980-01-01 |  | Steel (Impressed Current) | Pressurized
MURPHY EXPRESS #8695 | 111 VFW POST RD | CORNELIA | Habersham | 10002233 | 2A | Flapper Valve | 2013-08-05 | FALSE | 2013-08-05 | FALSE | Currently in Use | Premium | 12000 | Fiberglass Double Walled | 2013-03-25 |  | Double-Walled Flex | Pressurized
WESTSIDE EXPRESS | 6640 HWY 115 | CLARKESVILLE | Habersham | 10001236 | 2B | Flapper Valve | 2005-08-01 | FALSE | 2005-08-01 | FALSE | Currently in Use | Diesel | 5000 | Epoxy | 2005-08-01 |  | Fiberglass Reinforced Plastic | Pressurized
CLARKESVILLE CITGO | 305 PANTHER BROOK LN | CLARKESVILLE | Habersham | 10000983 | 2 | Flapper Valve | 2005-10-05 | FALSE | 2005-10-05 | FALSE | Currently in Use | Premium | 8000 | Fiberglass | 2005-10-01 |  | Fiberglass Reinforced Plastic | Pressurized
US FOREST SVC-CHATTOOGA WORK CTR | BURTON RD/GA HWY 197 N | CLARKESVILLE | Habersham | 9068018 | 40 | [5 empty] | Removed from Ground | Diesel | 560 | Bare Steel | 1958-01-01 | 1988-12-01 | Galvanized Steel
NORTH GEORGIA TECHNICAL INSTITUTE | HWY 197 NORTH | CLARKESVILLE | Habersham | 9068065 | 3 | [5 empty] | Removed from Ground | Gas (Historical Use) | 2000 | Bare Steel | 2004-01-26 | 2007-08-22 | Galvanized Steel
WHISTLE EXPRESS | 150 FINIS SPRINGS DR | CORNELIA | Habersham | 9068109 | 2 | Ball Float | 2001-05-21 | FALSE | 2001-05-21 | FALSE | Currently in Use | Premium | 10000 | Epoxy | 2001-05-21 |  | Double-Walled Flex | Pressurized
CHIPS SERVICE CENTER | 944 MAIN STREET NORTH | CORNELIA | Habersham | 9068100 | 1 | [5 empty] | Removed from Ground | Gas (Historical Use) | 6000 | Not Marked/Unknown | 1998-09-14 | 1998-09-14 | Not Marked
CHIPS SERVICE CENTER | 944 MAIN STREET NORTH | CORNELIA | Habersham | 9068100 | 4 | Ball Float | 1998-09-17 | FALSE | 1998-09-17 | FALSE | Temporarily out of use | Empty | 10000 | Composite | 1998-09-15 |  | Fiberglass Reinforced Plastic | Pressurized
GRIFFIN AUTO PARTS | 589 N MAIN ST | CORNELIA | Habersham | 9068106 | A | [5 empty] | Removed from Ground | Gas (Historical Use) | 2000 | Bare Steel | 1999-05-14 | 1999-05-14 | Galvanized Steel | Pressurized
HABERSHAM COUNTY AIRPORT | 1112 AIRPORT RD | CORNELIA | Habersham | 9068031 | 3 | Flapper Valve | 1999-03-16 |  | 1999-03-16 |  | Removed from Ground | Gas (Historical Use) | 10000 | Steel-Impressed Current | 1971-01-01 | 2014-11-14 | Steel (Impressed Current) | Suction (American)
MOUNTAIN EXPRESS | 8 CLARKESVILLE HWY- 155-441 BUSINESS HWY | CORNELIA | Habersham | 9068012 | 3 | Ball Float | 1992-10-20 | FALSE | 1992-10-20 | FALSE | Currently in Use | Premium | 8000 | Steel-Impressed Current | 1978-03-15 |  | Fiberglass Reinforced Plastic | Pressurized
KING'S OIL #373 | 186 S MAIN ST | CORNELIA | Habersham | 9000409 | 5 | Flapper Valve | 1998-12-17 | FALSE | 1998-12-17 | FALSE | Temporarily out of use | Diesel | 10000 | Steel-Impressed Current | 1987-01-01 |  | Fiberglass Reinforced Plastic | Pressurized
MURPHY EXPRESS #8695 | 111 VFW POST RD | CORNELIA | Habersham | 10002233 | 2B | Flapper Valve | 2013-08-05 | FALSE | 2013-08-05 | FALSE | Currently in Use | Diesel | 8000 | Fiberglass Double Walled | 2013-03-25 |  | Double-Walled Flex | Pressurized
M MART 3 | 1384 TOM BORN RD | CLARKESVILLE | Habersham | 10001115 | 4A | Flapper Valve | 2006-02-13 | FALSE | 2006-02-13 | FALSE | Currently in Use | Premium | 8000 | Composite | 2006-02-13 |  | Double-Walled Fiberglass | Pressurized
ABC FOOD STORE | 873 N MAIN ST | CORNELIA | Habersham | 9068083 | 1 | Flapper Valve | 1998-12-01 | FALSE | 1998-12-01 | FALSE | Currently in Use | Regular | 8000 | Steel-Impressed Current | 1998-12-01 |  | Steel (Impressed Current) | Safe Suction (Euro)
FLEMING FOODS | S WASHINGTON ST | CORNELIA | Habersham | 9068104 | B | [5 empty] | Removed from Ground | Gas (Historical Use) | 8000 | Bare Steel | 1998-12-01 | 1998-12-01 | Bare Steel | Pressurized
COCA-COLA ENTERPRISES INC | 1071 WAYSIDE ST | CORNELIA | Habersham | 9068025 | 1 | [5 empty] | Removed from Ground | Gas (Historical Use) | 2000 | Marked Unknown | 1993-05-06 | 1993-05-06 | Unknown
HABERSHAM COUNTY AIRPORT | 1112 AIRPORT RD | CORNELIA | Habersham | 9068031 | 2 | Flapper Valve | 1999-03-16 |  | 1999-03-16 |  | Removed from Ground | Aviation Gas/AV Gas | 10000 | Steel-Impressed Current | 1971-01-01 | 2014-11-14 | Steel (Impressed Current) | Suction (American)
RaceTrac #625 - Cornelia | 505 HISTORIC HWY 441 | CORNELIA | Habersham | 9068103 | 3 | Overfill Alarm | 1997-03-01 | FALSE | 1997-03-01 | FALSE | Currently in Use | Premium | 12000 | Composite Double Walled | 1997-03-01 |  | Double-Walled Fiberglass | Pressurized
GRIFFIN AUTO PARTS | 589 N MAIN ST | CORNELIA | Habersham | 9068106 | C | [5 empty] | Removed from Ground | Gas (Historical Use) | 3000 | Bare Steel | 1999-05-14 | 1999-05-14 | Galvanized Steel | Pressurized
CITY OF CORNELIA | 118 LARKIN ST | CORNELIA | Habersham | 9068058 | 1 | [5 empty] | Removed from Ground | Gas (Historical Use) | 10000 | Bare Steel | 1995-02-23 | 1995-02-23 | Galvanized Steel | Safe Suction (Euro)
BALDWIN AMOCO | 521 YONAH ST | CORNELIA | Habersham | 690118 | 2 | [5 empty] | Removed from Ground | Gas (Historical Use) | 5000 | Bare Steel | 1961-05-05 | 1998-09-01 | Galvanized Steel | Suction (American)
CORNELIA TRUCK SHOP & TRAILER RE | 234 FAY ST NW | CORNELIA | Habersham | 9068014 | CTS-1 | [5 empty] | Removed from Ground | Diesel | 10000 | Bare Steel | 1980-01-01 | 1990-04-01 | Not Marked
CORNELIA FUEL ISLAND | 2063 INDUSTRIAL BLVD | CORNELIA | Habersham | 9068006 | CFI-3 | Exempted |  | TRUE |  | TRUE | Currently in Use | Used Oil | 2000 | Composite | 2007-05-07 |  | Flex | Gravity
CORNELIA FORD LINCOLN-MERCURY IN | CLARKESVILLE HWY | CORNELIA | Habersham | 9068003 | 1 | [5 empty] | Removed from Ground | Diesel | 0 | Marked Unknown | 1991-07-25 | 1991-07-25 | Unknown
WESTSIDE EXPRESS | 6640 HWY 115 | CLARKESVILLE | Habersham | 10001236 | 1 | Ball Float | 2005-08-01 | FALSE | 2005-08-01 | FALSE | Currently in Use | Regular | 12000 | Epoxy | 2005-08-01 |  | Fiberglass Reinforced Plastic | Pressurized
NORTH GEORGIA TECH-MARINE SHOP | HIGHWAY 197 NORTH | CLARKESVILLE | Habersham | 10001194 | 1 |  |  | FALSE |  | FALSE | Removed from Ground | Gas (Historical Use) | 250 | Unknown | 2005-09-22 | 2005-09-22 | Unknown
BURKE & SONS SHAVINGS & GRAIN IN | 1316 ROBERTSON LOOP RD | CLARKESVILLE | Habersham | 9068059 | 1 |  | 1990-01-01 |  | 1990-01-01 |  | Removed from Ground | Gas (Historical Use) | 12500 | Galvanic (STIP-3) | 1990-01-01 | 2005-01-01 | Fiberglass Reinforced Plastic | Suction (American)
U S AUTOMOTIVE INC FORMER | US HWY 441 SOUTH | CLARKESVILLE | Habersham | 9068030 | 1 | [5 empty] | Removed from Ground | Gas (Historical Use) | 0 | Bare Steel |  | 1899-12-31 | Bare Steel | Safe Suction (Euro)
FOREST LANE MINI-MART | 2811 LEVEL GROVE RD | CORNELIA | Habersham | 9068071 | 4 | Flapper Valve | 1999-01-01 | FALSE | 1999-01-01 | FALSE | Currently in Use | Diesel Off Road | 1000 | Steel-Impressed Current | 1986-01-01 |  |  | Safe Suction (Euro)
FOREST LANE MINI-MART | 2811 LEVEL GROVE RD | CORNELIA | Habersham | 9068071 | 1 | Flapper Valve | 1999-01-01 | FALSE | 1999-01-01 | FALSE | Currently in Use | Diesel | 2000 | Steel-Impressed Current | 1986-01-01 |  |  | Suction (American)
WHISTLE EXPRESS | 150 FINIS SPRINGS DR | CORNELIA | Habersham | 9068109 | 1 | Ball Float | 2001-05-21 | FALSE | 2001-05-21 | FALSE | Currently in Use | Regular | 12000 | Epoxy | 2001-05-21 |  | Double-Walled Flex | Pressurized
WIN-N-GO | 643 HISTORIC 441 HWY | CORNELIA | Habersham | 9068022 | 2 | Flapper Valve | 1994-04-01 | FALSE | 1994-04-01 | FALSE | Currently in Use | Premium | 8000 | Steel-Impressed Current | 1980-01-01 |  | Steel (Impressed Current) | Pressurized
MUD CREEK GROCERY | 4432 MUD CREEK RD | CORNELIA | Habersham | 9068070 | 2 |  | 1998-09-24 |  | 1998-09-24 |  | Removed from Ground | Gas (Historical Use) | 1000 | Steel-Impressed Current | 1998-09-24 | 2009-07-28 | Cathodically Protected | Suction (American)
Waste Away Express | 527 Wayside St | CORNELIA | Habersham | 9068011 | 3 | Ball Float | 1998-11-01 | FALSE | 1998-11-01 | FALSE | Temporarily out of use | Diesel | 12000 | Composite | 1998-11-01 |  | Double-Walled Fiberglass | Pressurized
BURKE & SONS SHAVINGS & GRAIN IN | 1316 ROBERTSON LOOP RD | CLARKESVILLE | Habersham | 9068059 | 2 |  | 1990-01-01 |  | 1990-01-01 |  | Removed from Ground | Diesel | 4000 | Galvanic (STIP-3) | 1990-01-01 | 2005-01-01 | Fiberglass Reinforced Plastic | Suction (American)
BROOKS LIL GENERAL STORE | 15838 HWY 197/ BURTON DAM RD | CLARKESVILLE | Habersham | 1190036 | S60001 | Flapper Valve | 1998-01-28 | FALSE | 1998-01-28 | FALSE | Currently in Use | E-0 | 2000 | Steel-Impressed Current | 1980-05-02 |  | Steel (Impressed Current) | Safe Suction (Euro)
SKELL | 354 HISTORIC US HWY 441 N | CORNELIA | Habersham | 9068020 | 2 |  | 1998-11-01 |  | 1998-11-01 |  | Removed from Ground | Gas (Historical Use) | 10000 | Galvanic (STIP-3) | 1987-01-01 | 2016-06-15 | Fiberglass Reinforced Plastic | Pressurized
HI TECH FUELS #16 | 1291 LEVEL GROVE RD | CORNELIA | Habersham | 9068009 | 4 | Ball Float | 1989-01-01 | FALSE | 1989-01-01 | FALSE | Currently in Use | Diesel | 8000 | Galvanic (STIP-3) | 1989-01-01 |  | Fiberglass Reinforced Plastic | Pressurized
HI TECH FUELS #16 | 1291 LEVEL GROVE RD | CORNELIA | Habersham | 9068009 | 5 | Ball Float | 1989-01-01 | FALSE | 1989-01-01 | FALSE | Currently in Use | Gas (Historical Use) | 2000 | Galvanic (STIP-3) | 1989-01-01 |  | Fiberglass Reinforced Plastic | Pressurized
KING'S OIL #373 | 186 S MAIN ST | CORNELIA | Habersham | 9000409 | 1 |  |  | FALSE |  | FALSE | Removed from Ground | Gas (Historical Use) | 2000 | Bare Steel | 1967-05-13 | 1987-01-01 | Galvanized Steel
KING'S OIL #373 | 186 S MAIN ST | CORNELIA | Habersham | 9000409 | 4 | Flapper Valve | 1998-12-17 | FALSE | 1998-12-17 | FALSE | Temporarily out of use | Gas (Historical Use) | 6000 | Steel-Impressed Current | 1967-05-13 |  | Fiberglass Reinforced Plastic | Pressurized
KING'S OIL #373 | 186 S MAIN ST | CORNELIA | Habersham | 9000409 | 3 | Flapper Valve | 1998-12-17 | FALSE | 1998-12-17 | FALSE | Temporarily out of use | Regular | 6000 | Steel-Impressed Current | 1967-05-13 |  | Fiberglass Reinforced Plastic | Pressurized
EXPRESS MART #6 | 4900 TALMADGE DR /ALT HWY 17 | CLARKESVILLE | Habersham | 9068057 | 3 | Flapper Valve | 1994-09-21 | FALSE | 1994-09-21 | FALSE | Currently in Use | Diesel | 7829 | Fiberglass | 1994-09-21 |  | Fiberglass Reinforced Plastic | Pressurized
BATESVILLE JUNCTION | 13440 HWY 197 N | CLARKESVILLE | Habersham | 9068110 | 3 | Ball Float | 2001-06-01 | FALSE | 2001-06-01 | FALSE | Currently in Use | Diesel | 4000 | Composite | 2001-06-01 |  | Fiberglass Reinforced Plastic | Safe Suction (Euro)
HARRYS PANTRY | 2059 COOL SPRINGS RD | CLARKESVILLE | Habersham | 9068111 | 2A | Flapper Valve | 2001-11-28 | FALSE | 2001-11-28 | FALSE | Currently in Use | Premium | 8000 | Composite | 2001-11-28 |  | Fiberglass Reinforced Plastic | Pressurized
MILLER PROPERTY | 1045 S WASHINGTON ST | CLARKESVILLE | Habersham | 9000627 | DUMMY | [5 empty] | Currently in Use | Other | 0 | Not Marked/Unknown |  |  | Not Marked
GULF FOOD MART | 183 GRANT ST | CLARKESVILLE | Habersham | 680106 | 4 | Flapper Valve | 1997-07-14 | FALSE | 1997-07-14 | FALSE | Currently in Use | Diesel | 6000 | Steel-Impressed Current | 1985-06-17 |  | Fiberglass Reinforced Plastic | Pressurized
CAMP CHEROKEE FOR GIRLS | GA HWY 197 N/RT 1 | CLARKESVILLE | Habersham | 680085 | 1 | [5 empty] | Closed in Ground | Gas (Historical Use) | 500 | Bare Steel | 1961-05-13 | 1991-06-10 | Galvanized Steel
GA CAROLINA PETROLEUM | US HWY 441 BY PASS | CORNELIA | Habersham | 680037 | 5 |  | 1999-02-01 |  | 1999-02-01 |  | Removed from Ground | Gas (Historical Use) | 10000 | Steel-Impressed Current | 1983-04-12 | 2007-01-01 | Cathodically Protected | Pressurized
GA CAROLINA PETROLEUM | US HWY 441 BY PASS | CORNELIA | Habersham | 680037 | 4 |  | 1999-02-01 |  | 1999-02-01 |  | Removed from Ground | Gas (Historical Use) | 10000 | Steel-Impressed Current | 1983-04-12 | 2007-01-01 | Cathodically Protected | Pressurized
GA CAROLINA PETROLEUM | US HWY 441 BY PASS | CORNELIA | Habersham | 680037 | 7 | [5 empty] | Removed from Ground | Other | 2000 | Bare Steel | 1985-04-11 | 2007-01-01 | Galvanized Steel
ROGERS SVC CTR | 555 NORTH MAIN ST | CORNELIA | Habersham | 680036 | 3 | [5 empty] | Removed from Ground | Diesel | 1060 | Bare Steel | 1954-04-19 | 1899-12-31 | Galvanized Steel
GOLDEN PANTRY #49 | 733 CLARKESVILLE ST | CORNELIA | Habersham | 680028 | 3 | [5 empty] | Removed from Ground | Gas (Historical Use) | 8000 | Bare Steel | 1979-04-19 | 1899-12-31 | Galvanized Steel
CHARLIES QUICK SHOPPE | US HWY 123 | CORNELIA | Habersham | 680042 | 4 | [5 empty] | Removed from Ground | Kerosene | 1000 | Bare Steel | 1985-04-21 | 1991-06-05 | Fiberglass Reinforced Plastic
CHARLIES QUICK SHOPPE | US HWY 123 | CORNELIA | Habersham | 680042 | 1 | [5 empty] | Removed from Ground | Gas (Historical Use) | 6000 | Bare Steel | 1985-04-21 | 1991-06-05 | Galvanized Steel
CORNELIA TRUCK SHOP & TRAILER RE | 234 FAY ST NW | CORNELIA | Habersham | 9068014 | CTS-3 |  |  | TRUE |  | TRUE | Removed from Ground | Used Oil | 2000 | Composite | 1990-05-01 | 1993-09-06 | Fiberglass Reinforced Plastic | Gravity Fed
HI TECH FUELS #16 | 1291 LEVEL GROVE RD | CORNELIA | Habersham | 9068009 | 3 | Flapper Valve | 1989-01-01 | FALSE | 1989-01-01 | FALSE | Currently in Use | Plus | 10000 | Galvanic (STIP-3) | 1989-01-01 |  | Fiberglass Reinforced Plastic | Pressurized
BALDWIN AMOCO | 521 YONAH ST | CORNELIA | Habersham | 690118 | 1 | [5 empty] | Removed from Ground | Gas (Historical Use) | 5000 | Bare Steel | 1961-05-05 | 1998-09-01 | Galvanized Steel | Suction (American)
ROYAL FOOD STORE #34 | 789 SOUTH MAIN ST | CORNELIA | Habersham | 682000 | 3 | Flapper Valve | 1998-11-01 | FALSE | 1998-11-01 | FALSE | Temporarily out of use | Diesel | 8000 | Galvanic (STIP-3) | 1987-11-04 |  | Fiberglass Reinforced Plastic | Pressurized
VEND INC | WAYSIDE ST | CORNELIA | Habersham | 9068024 | 1 | [5 empty] | Closed in Ground | Gas (Historical Use) | 2000 | Bare Steel | 1993-05-10 | 1993-05-10 | Bare Steel
SKELL | 354 HISTORIC US HWY 441 N | CORNELIA | Habersham | 9068020 | 4 |  | 1998-11-01 |  | 1998-11-01 |  | Removed from Ground | Diesel | 10000 | Galvanic (STIP-3) | 1987-01-01 | 2016-06-15 | Fiberglass Reinforced Plastic | Pressurized
VACANT STORE | 6477 HIGHWAY 17 | CLARKESVILLE | Habersham | 10002415 | 1 |  |  | FALSE |  | FALSE | Removed from Ground | Not Marked/Tank Removed | 0 | Unknown |  | 1899-12-31
M MART 3 | 1384 TOM BORN RD | CLARKESVILLE | Habersham | 10001115 | 3 | Flapper Valve | 2006-02-13 | FALSE | 2006-02-13 | FALSE | Currently in Use | Diesel | 12000 | Composite | 2006-01-12 |  | Double-Walled Fiberglass | Pressurized
INGLES GAS EXPRESS #428 | 199 E LOUISE ST | CLARKESVILLE | Habersham | 10001086 | 1B | Flapper Valve | 2006-01-10 | FALSE | 2006-01-10 | FALSE | Currently in Use | Premium | 7000 | Fiberglass Double Walled | 2006-01-10 |  | Double-Walled Flex | Pressurized
HWY 441 FOOD MART | 1167 HISTORIC HWY 441 | CLARKESVILLE | Habersham | 9068105 | 1 |  | 2000-04-06 | FALSE | 2000-04-06 | FALSE | Removed from Ground | Gas (Historical Use) | 6000 |  | 1972-10-01 | 2020-03-09 |  | Suction (American)
HOLLIFIELD GROCERY | 6725 HIGHWAY 17 | CLARKESVILLE | Habersham | 9068107 | 3 | [5 empty] | Permanently Out Of Use | Gas (Historical Use) | 1000 | Bare Steel | 1964-01-01 | 1995-12-25 | Bare Steel | Safe Suction (Euro)
BROOKS LIL GENERAL STORE | 15838 HWY 197/ BURTON DAM RD | CLARKESVILLE | Habersham | 1190036 | 1 | Flapper Valve | 2015-04-06 | FALSE | 2015-04-06 | FALSE | Currently in Use | Regular | 4000 | Composite Double Walled | 2015-04-06 |  | Double-Walled Fiberglass | Safe Suction (Euro)
BROOKS LIL GENERAL STORE | 15838 HWY 197/ BURTON DAM RD | CLARKESVILLE | Habersham | 1190036 | D60002 | Flapper Valve | 1998-01-28 | FALSE | 1998-01-28 | FALSE | Currently in Use | Diesel | 1000 | Steel-Impressed Current | 1989-01-01 |  | Steel (Impressed Current) | Safe Suction (Euro)
USDA FOREST SERVICE | NORTH BURTON RD/GA HWY 197 | CLARKESVILLE | Habersham | 750020 | 1 |  |  | FALSE |  | FALSE | Removed from Ground | Diesel | 560 | Bare Steel | 1960-02-20 | 1989-03-05 | Galvanized Steel
Rupakot LLC/USA SHOP | 1618 Old Historic Hwy 441 | CLARKESVILLE | Habersham | 680107 | 1 | Flapper Valve | 1998-05-05 | FALSE | 1998-05-05 | FALSE | Currently in Use | Regular | 10000 | Galvanic (STIP-3) | 1987-01-01 |  | Fiberglass Reinforced Plastic | Pressurized
DEAN'S TEXACO | GRANT ST/US HWY 441 NORTH | CLARKESVILLE | Habersham | 680082 | 2 | [5 empty] | Removed from Ground | Gas (Historical Use) | 2000 | Bare Steel | 1962-05-13 | 1998-10-08 | Galvanized Steel
HAYES CORNER GROCERY | 3226 HWY 17 | CLARKESVILLE | Habersham | 680099 | 2 | [5 empty] | Removed from Ground | Gas (Historical Use) | 1000 | Bare Steel | 1977-01-03 | 1991-11-05 | Galvanized Steel
SPEED WAY | 4753 HWY 115 | CLARKESVILLE | Habersham | 680064 | 9 | Flapper Valve | 1999-03-08 | FALSE | 1999-03-08 | FALSE | Currently in Use | Diesel Off Road | 2000 | Composite | 1999-03-08 |  | Double-Walled Fiberglass | Safe Suction (Euro)
FORMER SCHNADIG FACILITY | 160 FURNITURE DRIVE | CORNELIA | Habersham | 10001765 | 1 |  |  | FALSE |  | FALSE | Removed from Ground | Diesel | 6000 | Unknown | 1989-01-01 | 1989-01-01 | Unknown
CLARKESVILLE CITGO | 305 PANTHER BROOK LN | CLARKESVILLE | Habersham | 10000983 | 3 | Flapper Valve | 2005-10-05 | FALSE | 2005-10-05 | FALSE | Currently in Use | Diesel | 12000 | Fiberglass | 2005-10-01 |  | Fiberglass Reinforced Plastic | Pressurized
INGLES GAS EXPRESS #428 | 199 E LOUISE ST | CLARKESVILLE | Habersham | 10001086 | 2 | Flapper Valve | 2006-01-10 | FALSE | 2006-01-10 | FALSE | Currently in Use | Diesel | 8000 | Fiberglass Double Walled | 2006-01-10 |  | Double-Walled Flex | Pressurized
CHORETIME FUEL ISLAND | 334 WEST LOUISE ST | CLARKESVILLE | Habersham | 9068005 | 3 | [5 empty] | Removed from Ground | Diesel | 8500 | Bare Steel | 1959-01-01 | 1990-03-01 | Bare Steel
NORTH GEORGIA TECHNICAL INSTITUTE | HWY 197 NORTH | CLARKESVILLE | Habersham | 9068065 | 2 | [5 empty] | Removed from Ground | Diesel | 2000 | Bare Steel | 2004-01-26 | 2007-08-22 | Galvanized Steel | Suction (American)
HABERSHAM CO RD DEPT | 4218 TOCCOA HWY | CLARKESVILLE | Habersham | 9068035 | 2 | Flapper Valve | 1991-06-01 |  | 1991-06-01 |  | Removed from Ground | Diesel | 3000 | Galvanic (STIP-3) | 1991-06-01 | 2015-11-04 | Galvanized Steel | Safe Suction (Euro)
NORTH GEORGIA TECHNICAL INSTITUE | GA HWY 197 N | CLARKESVILLE | Habersham | 680102 | 3 | [5 empty] | Removed from Ground | Gas (Historical Use) | 2000 | Bare Steel | 1962-01-01 | 2004-02-10 | Copper | Safe Suction (Euro)
CMI | P O DRAWER 85 | CLARKESVILLE | Habersham | 680109 | 2 | [5 empty] | Removed from Ground | Diesel | 15000 | Bare Steel | 1950-05-17 | 1997-12-04 | Bare Steel
CIRCLE K #1269 | US HWY 441 & GA HWY 17 | CLARKESVILLE | Habersham | 680096 | 1 | [5 empty] | Removed from Ground | Gas (Historical Use) | 8000 | Cathodically Protected Steel | 1980-05-08 | 1995-10-24 | Bare Steel | Pressurized
CHEVRON AT THE SQUARE | 332 Monroe St | Clarkesville | Habersham | 680098 | 4B | Flapper Valve | 2020-10-29 | FALSE | 2020-10-07 | FALSE | Currently in Use | Premium | 4000 | Epoxy Double-Walled | 2020-10-08 |  | Double-Walled Fiberglass | Pressurized
CHEVRON AT THE SQUARE | 332 Monroe St | Clarkesville | Habersham | 680098 | 4B | Flapper Valve | 2020-10-29 | FALSE | 2020-10-07 | FALSE | Currently in Use | Premium | 4000 | Epoxy Double-Walled | 2020-10-08 |  | Double-Walled Fiberglass | Pressurized
CHEVRON AT THE SQUARE | 332 Monroe St | Clarkesville | Habersham | 680098 | 4B | Flapper Valve | 2020-10-29 | FALSE | 2020-10-07 | FALSE | Currently in Use | Premium | 4000 | Epoxy Double-Walled | 2020-10-08 |  | Double-Walled Fiberglass | Pressurized
HUBERT LOVELL | RAMSEY RD | CLARKESVILLE | Habersham | 9068079 | 1 | [5 empty] | Removed from Ground | Gas (Historical Use) | 550 | Bare Steel | 1999-02-01 | 1999-02-01 | Bare Steel | Suction (American)
HOLLIFIELD GROCERY | 6725 HIGHWAY 17 | CLARKESVILLE | Habersham | 9068107 | 2 | [5 empty] | Permanently Out Of Use | Gas (Historical Use) | 1000 | Bare Steel | 1964-01-01 | 1995-12-25 | Bare Steel | Safe Suction (Euro)
BROOKS LIL GENERAL STORE | 15838 HWY 197/ BURTON DAM RD | CLARKESVILLE | Habersham | 1190036 | P60001 | Flapper Valve | 1998-01-28 | FALSE | 1998-01-28 | FALSE | Temporarily out of use | Premium | 2000 | Steel-Impressed Current | 1980-05-02 |  | Steel (Impressed Current) | Safe Suction (Euro)
USDA FOREST SERVICE | NORTH BURTON RD/GA HWY 197 | CLARKESVILLE | Habersham | 750020 | 2 |  |  | FALSE |  | FALSE | Removed from Ground | Gas (Historical Use) | 1000 | Bare Steel | 1961-02-19 | 1989-03-05 | Galvanized Steel
DEAN'S TEXACO | GRANT ST/US HWY 441 NORTH | CLARKESVILLE | Habersham | 680082 | 3 | [5 empty] | Removed from Ground | Gas (Historical Use) | 2000 | Bare Steel | 1962-05-13 | 1998-10-08 | Galvanized Steel
CHEVRON AT THE SQUARE | 332 Monroe St | Clarkesville | Habersham | 680098 | 2 | Ball Float | 1993-11-15 |  | 1993-11-15 |  | Removed from Ground | Gas (Historical Use) | 8000 | Steel-Impressed Current | 1984-01-01 | 2008-12-17 | Fiberglass Reinforced Plastic | Pressurized
CHIPS SERVICE CENTER | 944 MAIN STREET NORTH | CORNELIA | Habersham | 9068100 | 5 | Ball Float | 1998-09-17 | FALSE | 1998-09-17 | FALSE | Temporarily out of use | Empty | 10000 | Composite | 1998-09-15 |  | Fiberglass Reinforced Plastic | Pressurized
CORNELIA TRUCK SHOP & TRAILER RE | 234 FAY ST NW | CORNELIA | Habersham | 9068014 | CTS-2 |  |  | TRUE |  | TRUE | Removed from Ground | Used Oil | 500 | Bare Steel | 1980-01-01 | 1990-04-01 | Not Marked | Gravity Fed
INGLES GAS EXPRESS #428 | 199 E LOUISE ST | CLARKESVILLE | Habersham | 10001086 | 1A | Flapper Valve | 2006-01-10 | FALSE | 2006-01-10 | FALSE | Currently in Use | Regular | 25000 | Fiberglass Double Walled | 2006-01-10 |  | Double-Walled Flex | Pressurized
NORTH GEORGIA TECHNICAL INSTITUTE | HWY 197 NORTH | CLARKESVILLE | Habersham | 9068065 | 1 |  |  | FALSE |  | FALSE | Removed from Ground | Gas (Historical Use) | 6000 | Unknown | 2004-01-26 | 2007-08-22 | Unknown
MILLER PROPERTY | 1045 S WASHINGTON ST | CLARKESVILLE | Habersham | 9000627 | 3 | [5 empty] | Removed from Ground | Other | 0 | Not Marked/Unknown | 1990-09-24 | 1990-09-24 | Not Marked
NORTH GEORGIA TECHNICAL INSTITUE | GA HWY 197 N | CLARKESVILLE | Habersham | 680102 | 2 | [5 empty] | Removed from Ground | Gas (Historical Use) | 6000 | Bare Steel | 1958-01-01 | 2004-02-09 | Copper | Safe Suction (Euro)
Rupakot LLC/USA SHOP | 1618 Old Historic Hwy 441 | CLARKESVILLE | Habersham | 680107 | 2 | Flapper Valve | 1998-05-05 | FALSE | 1998-05-05 | FALSE | Currently in Use | Premium | 10000 | Galvanic (STIP-3) | 1987-01-01 |  | Fiberglass Reinforced Plastic | Pressurized
CHURCH & SON FUNERAL HOME | 402 WASHINGTON ST | CLARKESVILLE | Habersham | 680081 | 2 | [5 empty] | Removed from Ground | Gas (Historical Use) | 525 | Bare Steel | 1974-05-10 | 1899-12-31 | Galvanized Steel
BATESVILLE GROCERY | GA HWY 197 | CLARKESVILLE | Habersham | 680062 | 1 | [5 empty] | Removed from Ground | Gas (Historical Use) | 500 | Bare Steel | 1988-03-01 | 1988-03-01 | Galvanized Steel
SPEED WAY | 4753 HWY 115 | CLARKESVILLE | Habersham | 680064 | 3 | [5 empty] | Removed from Ground | Gas (Historical Use) | 1000 | Bare Steel | 1999-03-03 | 1999-03-03 | Galvanized Steel | Suction (American)
CITY HALL & FIRE DEPT | 210 E WATER ST | CLARKESVILLE | Habersham | 9068080 | 1 | [5 empty] | Removed from Ground | Gas (Historical Use) | 1000 | Bare Steel | 1999-12-01 | 1999-12-01 | Bare Steel | Safe Suction (Euro)
HABERSHAM CO RD DEPT | 4218 TOCCOA HWY | CLARKESVILLE | Habersham | 9068035 | 3 | Ball Float | 1998-12-01 | FALSE | 1998-12-01 | FALSE | Currently in Use | Diesel | 10000 | Composite | 1998-12-01 |  | Fiberglass Reinforced Plastic | Pressurized
MILLER PROPERTY | 1045 S WASHINGTON ST | CLARKESVILLE | Habersham | 9000627 | 1 | [5 empty] | Removed from Ground | Other | 0 | Not Marked/Unknown | 1990-09-24 | 1990-09-24 | Not Marked
NORTH GEORGIA TECHNICAL INSTITUE | GA HWY 197 N | CLARKESVILLE | Habersham | 680102 | 5 | [5 empty] | Removed from Ground | Other | 3000 | Bare Steel | 1981-05-20 | 2004-02-10 | Galvanized Steel
NORTH GEORGIA TECHNICAL INSTITUE | GA HWY 197 N | CLARKESVILLE | Habersham | 680102 | 4 | [5 empty] | Removed from Ground | Gas (Historical Use) | 2000 | Bare Steel | 1954-05-27 | 2004-02-10 | Unknown
MRS GEORGE BROWN | GA HWY 197/RT 1 | CLARKESVILLE | Habersham | 680083 | 1 | [5 empty] | Removed from Ground | Empty | 1000 | Bare Steel | 1966-05-12 | 1899-12-31 | Galvanized Steel
CIRCLE K #1269 | US HWY 441 & GA HWY 17 | CLARKESVILLE | Habersham | 680096 | 3 | [5 empty] | Removed from Ground | Gas (Historical Use) | 4000 | Cathodically Protected Steel | 1980-05-08 | 1995-10-24 | Bare Steel | Pressurized
HAYES CORNER GROCERY | 3226 HWY 17 | CLARKESVILLE | Habersham | 680099 | 1 | [5 empty] | Removed from Ground | Gas (Historical Use) | 1000 | Bare Steel | 1977-01-03 | 1991-11-05 | Galvanized Steel
CLARKESVILLE CITGO | 305 PANTHER BROOK LN | CLARKESVILLE | Habersham | 10000983 | 5 | Flapper Valve | 2005-10-05 | FALSE | 2005-10-05 | FALSE | Currently in Use | Kerosene | 2000 | Fiberglass | 2005-10-01 |  | Fiberglass Reinforced Plastic | Safe Suction (Euro)
M MART 3 | 1384 TOM BORN RD | CLARKESVILLE | Habersham | 10001115 | 1 | Flapper Valve | 2006-02-13 | FALSE | 2006-02-13 | FALSE | Currently in Use | Regular | 10000 | Composite | 2006-01-12 |  | Double-Walled Fiberglass | Pressurized
M MART 3 | 1384 TOM BORN RD | CLARKESVILLE | Habersham | 10001115 | 4B | Flapper Valve | 2006-02-13 | FALSE | 2006-02-13 | FALSE | Currently in Use | Diesel | 4000 | Composite | 2006-01-12 |  | Double-Walled Fiberglass | Pressurized
CLARKESVILE UNITED METHODIST CHU | PO BOX 365 | CLARKESVILLE | Habersham | 9068081 | 1 | [5 empty] | Closed in Ground | Diesel | 500 | Marked Unknown | 1995-10-01 | 1995-10-01 | Galvanized Steel | Safe Suction (Euro)
FIELDALE/CLARKESVILLE HATCHERY E | 208 MONROE ST | CLARKESVILLE | Habersham | 9068038 | 1 | [5 empty] | Removed from Ground | Diesel | 10000 | Bare Steel | 1965-01-01 | 1990-05-01 | Bare Steel
BATESVILLE JUNCTION | 13440 HWY 197 N | CLARKESVILLE | Habersham | 9068110 | 1 | Ball Float | 2001-06-01 | FALSE | 2001-06-01 | FALSE | Currently in Use | Regular | 10000 | Composite | 2001-06-01 |  | Fiberglass Reinforced Plastic | Pressurized
HOLLIFIELD GROCERY | 6725 HIGHWAY 17 | CLARKESVILLE | Habersham | 9068107 | 1 | [5 empty] | Permanently Out Of Use | Gas (Historical Use) | 1000 | Bare Steel | 1964-01-01 | 1995-12-25 | Bare Steel | Safe Suction (Euro)
HARRYS PANTRY | 2059 COOL SPRINGS RD | CLARKESVILLE | Habersham | 9068111 | 1 | Flapper Valve | 2001-11-28 | FALSE | 2001-11-28 | FALSE | Currently in Use | Regular | 12000 | Composite | 2001-11-28 |  | Fiberglass Reinforced Plastic | Pressurized
CMI | P O DRAWER 85 | CLARKESVILLE | Habersham | 680109 | 1 | [5 empty] | Removed from Ground | Diesel | 15000 | Bare Steel | 1950-05-17 | 1997-12-04 | Bare Steel
HABERSHAM MILLS | HABERSHAM MILLS RD | CLARKESVILLE | Habersham | 680077 | 1 | [5 empty] | Removed from Ground | Empty | 550 | Bare Steel | 1961-05-13 | 1989-12-18 | Galvanized Steel
MOUNTAIN EXPRESS | 8 CLARKESVILLE HWY- 155-441 BUSINESS HWY | CORNELIA | Habersham | 9068012 | 1 | Ball Float | 1992-10-20 | FALSE | 1992-10-20 | FALSE | Currently in Use | Regular | 8000 | Steel-Impressed Current | 1978-03-15 |  | Fiberglass Reinforced Plastic | Pressurized
M MART 3 | 1384 TOM BORN RD | CLARKESVILLE | Habersham | 10001115 | 2 | Flapper Valve | 2006-02-13 | FALSE | 2006-02-13 | FALSE | Currently in Use | Regular | 10000 | Composite | 2006-01-12 |  | Double-Walled Fiberglass | Pressurized
HOLLIFIELD GROCERY | 6725 HIGHWAY 17 | CLARKESVILLE | Habersham | 9068107 | 4 | Flapper Valve | 2001-06-01 |  | 2001-06-01 |  | Removed from Ground | Diesel | 1000 | Galvanic (STIP-3) | 2001-06-01 | 2009-02-05 | Fiberglass Reinforced Plastic | Safe Suction (Euro)
HOLLIFIELD GROCERY | 6725 HIGHWAY 17 | CLARKESVILLE | Habersham | 9068107 | 5 | Flapper Valve | 2001-06-01 |  | 2001-06-01 |  | Removed from Ground | Gas (Historical Use) | 2000 | Galvanic (STIP-3) | 2001-06-01 | 2009-02-05 | Fiberglass Reinforced Plastic | Safe Suction (Euro)
HARRYS PANTRY | 2059 COOL SPRINGS RD | CLARKESVILLE | Habersham | 9068111 | 3 | Flapper Valve | 2001-11-28 | FALSE | 2001-11-28 | FALSE | Currently in Use | Diesel Off Road | 2000 | Composite | 2001-11-28 |  | Fiberglass Reinforced Plastic | Safe Suction (Euro)
MILLER PROPERTY | 1045 S WASHINGTON ST | CLARKESVILLE | Habersham | 9000627 | 4 | [5 empty] | Removed from Ground | Other | 0 | Not Marked/Unknown | 1990-09-24 | 1990-09-24 | Not Marked
MRS GEORGE BROWN | GA HWY 197/RT 1 | CLARKESVILLE | Habersham | 680083 | 2 | [5 empty] | Permanently Out of Use - historical purposes | Empty | 1000 | Bare Steel | 1966-05-12 | 1899-12-31 | Galvanized Steel
HAYES CORNER GROCERY | 3226 HWY 17 | CLARKESVILLE | Habersham | 680099 | 3 | [5 empty] | Removed from Ground | Gas (Historical Use) | 1000 | Bare Steel | 1977-01-03 | 1991-11-05 | Galvanized Steel
CHURCH & SON FUNERAL HOME | 402 WASHINGTON ST | CLARKESVILLE | Habersham | 680081 | 1 | [5 empty] | Removed from Ground | Gas (Historical Use) | 275 | Bare Steel | 1974-05-10 | 1899-12-31 | Galvanized Steel
CHEVRON AT THE SQUARE | 332 Monroe St | Clarkesville | Habersham | 680098 | 4B | Flapper Valve | 2020-10-29 | FALSE | 2020-10-07 | FALSE | Currently in Use | Premium | 4000 | Epoxy Double-Walled | 2020-10-08 |  | Double-Walled Fiberglass | Pressurized
A W CHURCH | GA HWY 17 N | CLARKESVILLE | Habersham | 680063 | 2 | [5 empty] | Removed from Ground | Gas (Historical Use) | 500 | Bare Steel | 1989-11-28 | 1989-11-28 | Galvanized Steel
GULF FOOD MART | 183 GRANT ST | CLARKESVILLE | Habersham | 680106 | 1 | Flapper Valve | 1997-07-14 | FALSE | 1997-07-14 | FALSE | Currently in Use | Regular | 3000 | Steel-Impressed Current | 1976-06-19 |  | Fiberglass Reinforced Plastic | Pressurized
CIRCLE K #1269 | US HWY 441 & GA HWY 17 | CLARKESVILLE | Habersham | 680096 | 2 | [5 empty] | Removed from Ground | Gas (Historical Use) | 6000 | Cathodically Protected Steel | 1980-05-08 | 1995-10-25 | Bare Steel | Pressurized
BATESVILLE GROCERY | GA HWY 197 | CLARKESVILLE | Habersham | 680062 | 3 | [5 empty] | Removed from Ground | Gas (Historical Use) | 1000 | Bare Steel | 1976-05-09 | 1993-06-18 | Galvanized Steel
CLARKESVILLE MOTORS | 202 GRANT ST | CLARKESVILLE | Habersham | 680059 | 1 | [5 empty] | Closed in Ground | Gas (Historical Use) | 500 | Bare Steel | 1989-12-04 | 1989-12-04 | Galvanized Steel
SUPREME GENETICS CORP | GA HWY 175 | CLARKESVILLE | Habersham | 680050 | 2 | [5 empty] | Permanently Out of Use - historical purposes | Gas (Historical Use) | 1000 | Bare Steel | 1976-04-24 | 1899-12-31 | Galvanized Steel
HABERSHAM CO MAINT HQ CLARKSVILLE | 3030 TOCCOA HWY | CLARKESVILLE | Habersham | 680048 | 5 | Flapper Valve | 1997-10-22 | FALSE | 1997-10-22 | FALSE | Currently in Use | Diesel | 2500 | Fiberglass Double Walled | 1997-10-21 |  | Fiberglass Reinforced Plastic | Safe Suction (Euro)
HABERSHAM CO MAINT HQ CLARKSVILLE | 3030 TOCCOA HWY | CLARKESVILLE | Habersham | 680048 | 4 | Flapper Valve | 1997-10-22 | FALSE | 1997-10-22 | FALSE | Currently in Use | Regular | 2500 | Fiberglass Double Walled | 1997-10-21 |  | Fiberglass Reinforced Plastic | Safe Suction (Euro)
RAC MART LLC | 442 S WASHINGTON ST | CLARKESVILLE | Habersham | 680019 | 2 | [5 empty] | Removed from Ground | Gas (Historical Use) | 5000 | Bare Steel | 1975-03-16 | 1899-12-31 | Galvanized Steel | Suction (American)
HASTY MART | 613 HWY 197 NORTH | CLARKESVILLE | Habersham | 680038 | 1 | Flapper Valve | 1989-07-01 | FALSE | 1989-07-01 | FALSE | Currently in Use | Premium | 4000 | Steel-Impressed Current | 1976-04-23 |  | Fiberglass Reinforced Plastic | Pressurized
CHEVRON AT THE SQUARE | 332 Monroe St | Clarkesville | Habersham | 680098 | 3 | Ball Float | 1993-11-15 |  | 1993-11-15 |  | Removed from Ground | Gas (Historical Use) | 6000 | Steel-Impressed Current | 1984-01-01 | 2008-12-17 | Fiberglass Reinforced Plastic | Pressurized
CHEVRON AT THE SQUARE | 332 Monroe St | Clarkesville | Habersham | 680098 | 3 | Ball Float | 1993-11-15 |  | 1993-11-15 |  | Removed from Ground | Gas (Historical Use) | 6000 | Steel-Impressed Current | 1984-01-01 | 2008-12-17 | Fiberglass Reinforced Plastic | Pressurized
CHEVRON AT THE SQUARE | 332 Monroe St | Clarkesville | Habersham | 680098 | 3 | Ball Float | 1993-11-15 |  | 1993-11-15 |  | Removed from Ground | Gas (Historical Use) | 6000 | Steel-Impressed Current | 1984-01-01 | 2008-12-17 | Fiberglass Reinforced Plastic | Pressurized
CHEVRON AT THE SQUARE | 332 Monroe St | Clarkesville | Habersham | 680098 | 3 | Ball Float | 1993-11-15 |  | 1993-11-15 |  | Removed from Ground | Gas (Historical Use) | 6000 | Steel-Impressed Current | 1984-01-01 | 2008-12-17 | Fiberglass Reinforced Plastic | Pressurized
SCOVILL APPAREL FASTENERS INC | US HWY 441 SOUTH | CLARKESVILLE | Habersham | 680080 | 1 | [5 empty] | Removed from Ground | Gas (Historical Use) | 1000 | Bare Steel | 1971-05-11 | 1989-12-18 | Galvanized Steel
BATESVILLE GROCERY | GA HWY 197 | CLARKESVILLE | Habersham | 680062 | 2 | [5 empty] | Removed from Ground | Gas (Historical Use) | 1000 | Bare Steel | 1993-06-18 | 1993-06-18 | Galvanized Steel
SPEED WAY | 4753 HWY 115 | CLARKESVILLE | Habersham | 680064 | 2 | [5 empty] | Removed from Ground | Diesel | 1000 | Bare Steel | 1999-03-03 | 1999-03-03 | Galvanized Steel | Suction (American)
HABERSHAM CO MAINT HQ CLARKSVILLE | 3030 TOCCOA HWY | CLARKESVILLE | Habersham | 680048 | 109D1 | [5 empty] | Removed from Ground | Diesel | 1000 | Bare Steel | 1967-05-04 | 1997-11-22 | Galvanized Steel | Suction (American)
GA FC | RT 2 | CLARKESVILLE | Habersham | 680047 | 3 |  | 1991-06-01 |  | 1991-06-01 |  | Removed from Ground | Diesel | 560 | Galvanic (STIP-3) | 1988-01-01 | 1899-12-31 | Cathodically Protected | Safe Suction (Euro)
HABERSHAM EMC | 6135 STATE HWY 115 W | CLARKESVILLE | Habersham | 680011 | 7 |  |  | TRUE |  | TRUE | Removed from Ground | Used Oil | 500 | Bare Steel | 1962-03-05 | 1990-05-14 | Galvanized Steel
HABERSHAM EMC | 6135 STATE HWY 115 W | CLARKESVILLE | Habersham | 680011 | 5 | [5 empty] | Removed from Ground | Diesel | 10000 | Bare Steel | 1983-02-28 | 1990-05-14
HABERSHAM EMC | 6135 STATE HWY 115 W | CLARKESVILLE | Habersham | 680011 | 4 | [5 empty] | Removed from Ground | Gas (Historical Use) | 10000 | Bare Steel | 1979-03-01 | 1990-05-14 | Galvanized Steel
SPEED WAY | 4753 HWY 115 | CLARKESVILLE | Habersham | 680064 | 7B | Flapper Valve | 1999-03-08 | FALSE | 1999-03-08 | FALSE | Currently in Use | Diesel | 3000 | Composite | 1999-03-08 |  | Double-Walled Fiberglass | Pressurized
SPEED WAY | 4753 HWY 115 | CLARKESVILLE | Habersham | 680064 | 1 | [5 empty] | Removed from Ground | Diesel | 1000 | Bare Steel | 1999-03-03 | 1999-03-03 | Galvanized Steel | Suction (American)
SANTRAM ENTERPRISES INC | 670 W LOUISE ST | CLARKESVILLE | Habersham | 680054 | 2 | Ball Float | 1996-08-01 | FALSE | 1996-08-01 | FALSE | Currently in Use | Gas (Historical Use) | 10000 | Steel-Impressed Current | 1972-03-20 |  | Fiberglass Reinforced Plastic | Pressurized
DUNCAN OIL CO INC | 369 MONROE STREET | CLARKESVILLE | Habersham | 680053 | 3 |  | 1989-05-01 |  | 1989-05-01 |  | Removed from Ground | Gas (Historical Use) | 8000 | Cathodically Protected Steel | 1989-05-01 | 2005-04-21 | Fiberglass Reinforced Plastic | Safe Suction (Euro)
LAFAYETTE INC | 122 ELLISON STREET | CLARKESVILLE | Habersham | 680022 | 3 | [5 empty] | Removed from Ground | Gas (Historical Use) | 5000 | Bare Steel | 1980-03-08 | 1899-12-31 | Galvanized Steel
CHORETIME FUEL ISLAND | 334 WEST LOUISE ST | CLARKESVILLE | Habersham | 9068005 | CHFI-1 | Flapper Valve | 1995-05-31 | FALSE | 1995-05-31 | FALSE | Currently in Use | Diesel | 15000 | Composite | 1990-03-01 |  | Fiberglass Reinforced Plastic | Safe Suction (Euro)
CLARKESVILE UNITED METHODIST CHU | PO BOX 365 | CLARKESVILLE | Habersham | 9068081 | 2 | [5 empty] | Closed in Ground | Diesel | 500 | Marked Unknown | 1995-10-01 | 1995-10-01 | Galvanized Steel | Safe Suction (Euro)
HABERSHAM CO RD DEPT | 4218 TOCCOA HWY | CLARKESVILLE | Habersham | 9068035 | 4 | Ball Float | 1998-12-01 | FALSE | 1998-12-01 | FALSE | Currently in Use | Regular | 10000 | Composite | 1998-12-01 |  | Fiberglass Reinforced Plastic | Pressurized
EXPRESS MART #6 | 4900 TALMADGE DR /ALT HWY 17 | CLARKESVILLE | Habersham | 9068057 | 1 | Flapper Valve | 1994-09-21 | FALSE | 1994-09-21 | FALSE | Currently in Use | Regular | 11627 | Fiberglass | 1994-09-21 |  | Fiberglass Reinforced Plastic | Pressurized
HOLLIFIELD GROCERY | 6725 HIGHWAY 17 | CLARKESVILLE | Habersham | 9068107 | 6 | Flapper Valve | 2001-06-01 |  | 2001-06-01 |  | Removed from Ground | Gas (Historical Use) | 2000 | Galvanic (STIP-3) | 2001-06-01 | 2009-02-05 | Fiberglass Reinforced Plastic | Safe Suction (Euro)
CHEVRON AT THE SQUARE | 332 Monroe St | Clarkesville | Habersham | 680098 | 4A | Flapper Valve | 2020-10-29 | FALSE | 2020-10-07 | FALSE | Currently in Use | Regular | 12000 | Epoxy Double-Walled | 2020-10-08 |  | Double-Walled Fiberglass | Pressurized
CHEVRON AT THE SQUARE | 332 Monroe St | Clarkesville | Habersham | 680098 | 4A | Flapper Valve | 2020-10-29 | FALSE | 2020-10-07 | FALSE | Currently in Use | Regular | 12000 | Epoxy Double-Walled | 2020-10-08 |  | Double-Walled Fiberglass | Pressurized
CHEVRON AT THE SQUARE | 332 Monroe St | Clarkesville | Habersham | 680098 | 4A | Flapper Valve | 2020-10-29 | FALSE | 2020-10-07 | FALSE | Currently in Use | Regular | 12000 | Epoxy Double-Walled | 2020-10-08 |  | Double-Walled Fiberglass | Pressurized
CHEVRON AT THE SQUARE | 332 Monroe St | Clarkesville | Habersham | 680098 | 4A | Flapper Valve | 2020-10-29 | FALSE | 2020-10-07 | FALSE | Currently in Use | Regular | 12000 | Epoxy Double-Walled | 2020-10-08 |  | Double-Walled Fiberglass | Pressurized
HABERSHAM CO MAINT HQ CLARKSVILLE | 3030 TOCCOA HWY | CLARKESVILLE | Habersham | 680048 | 109G2 | [5 empty] | Removed from Ground | Gas (Historical Use) | 2000 | Bare Steel | 1967-05-04 | 1997-11-22 | Galvanized Steel | Suction (American)
HILLS SWITCH GROCERY | US HWY 441 NORTH | CLARKESVILLE | Habersham | 680040 | 2 | [5 empty] | Removed from Ground | Gas (Historical Use) | 1000 | Bare Steel | 1974-01-01 | 1998-08-18 | Galvanized Steel
CHEVRON AT THE SQUARE | 332 Monroe St | Clarkesville | Habersham | 680098 | 2 | Ball Float | 1993-11-15 |  | 1993-11-15 |  | Removed from Ground | Gas (Historical Use) | 8000 | Steel-Impressed Current | 1984-01-01 | 2008-12-17 | Fiberglass Reinforced Plastic | Pressurized
CHEVRON AT THE SQUARE | 332 Monroe St | Clarkesville | Habersham | 680098 | 2 | Ball Float | 1993-11-15 |  | 1993-11-15 |  | Removed from Ground | Gas (Historical Use) | 8000 | Steel-Impressed Current | 1984-01-01 | 2008-12-17 | Fiberglass Reinforced Plastic | Pressurized
CHEVRON AT THE SQUARE | 332 Monroe St | Clarkesville | Habersham | 680098 | 2 | Ball Float | 1993-11-15 |  | 1993-11-15 |  | Removed from Ground | Gas (Historical Use) | 8000 | Steel-Impressed Current | 1984-01-01 | 2008-12-17 | Fiberglass Reinforced Plastic | Pressurized
CHEVRON AT THE SQUARE | 332 Monroe St | Clarkesville | Habersham | 680098 | 4C | Flapper Valve | 2020-10-29 | FALSE | 2020-10-07 | FALSE | Currently in Use | Diesel | 4000 | Epoxy Double-Walled | 2020-10-08 |  | Double-Walled Fiberglass | Pressurized
CHEVRON AT THE SQUARE | 332 Monroe St | Clarkesville | Habersham | 680098 | 4C | Flapper Valve | 2020-10-29 | FALSE | 2020-10-07 | FALSE | Currently in Use | Diesel | 4000 | Epoxy Double-Walled | 2020-10-08 |  | Double-Walled Fiberglass | Pressurized
CHEVRON AT THE SQUARE | 332 Monroe St | Clarkesville | Habersham | 680098 | 4C | Flapper Valve | 2020-10-29 | FALSE | 2020-10-07 | FALSE | Currently in Use | Diesel | 4000 | Epoxy Double-Walled | 2020-10-08 |  | Double-Walled Fiberglass | Pressurized
CHEVRON AT THE SQUARE | 332 Monroe St | Clarkesville | Habersham | 680098 | 4C | Flapper Valve | 2020-10-29 | FALSE | 2020-10-07 | FALSE | Currently in Use | Diesel | 4000 | Epoxy Double-Walled | 2020-10-08 |  | Double-Walled Fiberglass | Pressurized
HABERSHAM MILLS | HABERSHAM MILLS RD | CLARKESVILLE | Habersham | 680077 | 2 | [5 empty] | Removed from Ground | Gas (Historical Use) | 1000 | Bare Steel | 1976-05-09 | 1989-12-18 | Galvanized Steel
KING'S OIL #373 | 186 S MAIN ST | CORNELIA | Habersham | 9000409 | 2 | Flapper Valve | 1998-12-17 | FALSE | 1998-12-17 | FALSE | Temporarily out of use | Regular | 6000 | Steel-Impressed Current | 1967-05-13 |  | Fiberglass Reinforced Plastic | Pressurized
L P SERVICES INC | 2339 HOLLYWOOD HWY | CLARKESVILLE | Habersham | 9068060 | 1 | Flapper Valve | 1990-06-11 | FALSE | 1990-06-11 | FALSE | Currently in Use | Diesel | 20000 | Composite | 1990-06-11 |  | Fiberglass Reinforced Plastic | Safe Suction (Euro)
EXPRESS MART #6 | 4900 TALMADGE DR /ALT HWY 17 | CLARKESVILLE | Habersham | 9068057 | 2 | Flapper Valve | 1994-09-21 | FALSE | 1994-09-21 | FALSE | Currently in Use | Premium | 7829 | Fiberglass | 1994-09-21 |  | Fiberglass Reinforced Plastic | Pressurized
BATESVILLE JUNCTION | 13440 HWY 197 N | CLARKESVILLE | Habersham | 9068110 | 2 | Ball Float | 2001-06-01 | FALSE | 2001-06-01 | FALSE | Currently in Use | Premium | 6000 | Composite | 2001-06-01 |  | Fiberglass Reinforced Plastic | Pressurized
HARRYS PANTRY | 2059 COOL SPRINGS RD | CLARKESVILLE | Habersham | 9068111 | 2B | Flapper Valve | 2001-11-28 | FALSE | 2001-11-28 | FALSE | Currently in Use | Diesel | 6000 | Composite | 2001-11-28 |  | Fiberglass Reinforced Plastic | Pressurized
BROOKS LIL GENERAL STORE | 15838 HWY 197/ BURTON DAM RD | CLARKESVILLE | Habersham | 1190036 | U60001 | Flapper Valve | 1998-01-28 | FALSE | 1998-01-28 | FALSE | Temporarily out of use | Regular | 3000 | Steel-Impressed Current | 1980-05-02 |  | Steel (Impressed Current) | Safe Suction (Euro)
GOLDEN PANTRY #38 | 514 SOUTH WASHINGTON ST/RT 4 | CLARKESVILLE | Habersham | 680027 | 2 | [5 empty] | Removed from Ground | Gas (Historical Use) | 10134 | Bare Steel | 1976-04-19 | 1992-08-24 | Galvanized Steel | Pressurized
PIEDMONT AUTO PRODUCTS INC | ROCKY BRANCH RD | CLARKESVILLE | Habersham | 680012 | 2 | [5 empty] | Removed from Ground | Gas (Historical Use) | 2000 | Bare Steel | 1981-02-25 | 1992-03-01 | Galvanized Steel
KNIGHTS FINA | US HWY 441 | CLARKESVILLE | Habersham | 680039 | 2 | [5 empty] | Removed from Ground | Gas (Historical Use) | 550 | Bare Steel | 1971-04-25 | 1986-07-01 | Galvanized Steel
I MARKET #761 | 1590 HWY 441 BYPASS | CORNELIA | Habersham | 10001981 | 2A | Flapper Valve | 2011-07-13 | FALSE | 2011-06-13 | FALSE | Currently in Use | Plus | 5000 | Fiberglass Double Walled | 2011-05-13 |  | Double-Walled Flex | Pressurized
NORTH GEORGIA TECHNICAL INSTITUTE | HWY 197 NORTH | CLARKESVILLE | Habersham | 9068065 | 5 |  |  | FALSE |  | FALSE | Removed from Ground | Other | 500 | Unknown | 2004-01-26 | 2007-08-22 | Unknown
NORTH GEORGIA TECHNICAL INSTITUTE | HWY 197 NORTH | CLARKESVILLE | Habersham | 9068065 | 4 |  |  | FALSE |  | FALSE | Removed from Ground | Other | 1000 | Unknown | 2004-01-26 | 2007-08-22 | Unknown
HABERSHAM CO RD DEPT | 4218 TOCCOA HWY | CLARKESVILLE | Habersham | 9068035 | 1 | [5 empty] | Removed from Ground | Gas (Historical Use) | 3000 | Bare Steel | 1981-01-01 | 1999-11-17 | Galvanized Steel | Suction (American)
GULF FOOD MART | 183 GRANT ST | CLARKESVILLE | Habersham | 680106 | 3 | Flapper Valve | 1997-07-14 | FALSE | 1997-07-14 | FALSE | Currently in Use | Premium | 6000 | Steel-Impressed Current | 1976-06-19 |  | Fiberglass Reinforced Plastic | Pressurized
Rupakot LLC/USA SHOP | 1618 Old Historic Hwy 441 | CLARKESVILLE | Habersham | 680107 | 3B | Flapper Valve | 1998-05-05 | FALSE | 1998-05-05 | FALSE | Currently in Use | Kerosene | 5000 | Galvanic (STIP-3) | 1987-01-01 |  | Fiberglass Reinforced Plastic | Pressurized
BURKES COUNTRY STORE | US HWY 441 NORTH/RT 2 | CLARKESVILLE | Habersham | 680084 | 1 | [5 empty] | Removed from Ground | Empty | 3000 | Bare Steel | 1981-05-08 | 1987-01-01 | Galvanized Steel
CIRCLE K #1269 | US HWY 441 & GA HWY 17 | CLARKESVILLE | Habersham | 680096 | 4 | [5 empty] | Removed from Ground | Gas (Historical Use) | 6000 | Cathodically Protected Steel | 1980-05-08 | 1995-10-24 | Bare Steel | Pressurized
BATESVILLE GROCERY | GA HWY 197 | CLARKESVILLE | Habersham | 680062 | 4 | [5 empty] | Removed from Ground | Gas (Historical Use) | 1000 | Cathodically Protected Steel | 1988-01-01 | 1993-06-18 | Galvanized Steel
GOLDEN PANTRY #38 | 514 SOUTH WASHINGTON ST/RT 4 | CLARKESVILLE | Habersham | 680027 | 1 | [5 empty] | Removed from Ground | Gas (Historical Use) | 10134 | Bare Steel | 1976-04-19 | 1992-08-24 | Galvanized Steel | Pressurized
HASTY MART | 613 HWY 197 NORTH | CLARKESVILLE | Habersham | 680038 | 2 | Flapper Valve | 1989-07-01 | FALSE | 1989-07-01 | FALSE | Currently in Use | Diesel Off Road | 3000 | Steel-Impressed Current | 1976-04-23 |  | Fiberglass Reinforced Plastic | Safe Suction (Euro)
BATESVILLE JUNCTION | 13440 HWY 197 N | CLARKESVILLE | Habersham | 9068110 | 4 | Ball Float | 2001-06-01 | FALSE | 2001-06-01 | FALSE | Currently in Use | Diesel Off Road | 2000 | Composite | 2001-06-01 |  | Fiberglass Reinforced Plastic | Safe Suction (Euro)
MILLER PROPERTY | 1045 S WASHINGTON ST | CLARKESVILLE | Habersham | 9000627 | 2 | [5 empty] | Removed from Ground | Other | 0 | Not Marked/Unknown | 1990-09-24 | 1990-09-24 | Not Marked
NORTH GEORGIA TECHNICAL INSTITUE | GA HWY 197 N | CLARKESVILLE | Habersham | 680102 | 1 | [5 empty] | Removed from Ground | Gas (Historical Use) | 500 | Bare Steel | 1966-05-24 | 2004-02-09 | Unknown
CLARKESVILLE MOTORS | 202 GRANT ST | CLARKESVILLE | Habersham | 680059 | 3 | [5 empty] | Closed in Ground | Gas (Historical Use) | 1000 | Bare Steel | 1989-12-04 | 1989-12-04 | Galvanized Steel
GOLDEN PANTRY #38 | 514 SOUTH WASHINGTON ST/RT 4 | CLARKESVILLE | Habersham | 680027 | 3 | [5 empty] | Removed from Ground | Gas (Historical Use) | 10000 | Bare Steel | 1984-04-17 | 1992-08-24 | Galvanized Steel | Pressurized
HABERSHAM EMC | 6135 STATE HWY 115 W | CLARKESVILLE | Habersham | 680011 | 1 | [5 empty] | Removed from Ground | Gas (Historical Use) | 1000 | Bare Steel | 1959-03-06 | 1990-05-14 | Galvanized Steel
HASTY MART | 613 HWY 197 NORTH | CLARKESVILLE | Habersham | 680038 | 5 | Flapper Valve | 1995-01-01 | FALSE | 1995-01-01 | FALSE | Currently in Use | Diesel | 3000 | Steel-Impressed Current | 1995-01-01 |  | Fiberglass Reinforced Plastic | Safe Suction (Euro)
HASTY MART | 613 HWY 197 NORTH | CLARKESVILLE | Habersham | 680038 | 4 | Flapper Valve | 1989-07-01 | FALSE | 1989-07-01 | FALSE | Currently in Use | E-0 | 6000 | Steel-Impressed Current | 1989-07-01 |  | Fiberglass Reinforced Plastic | Pressurized
REGENCY THERMOGRAPHICS INC | 1 PAPER LANE | CLARKESVILLE | Habersham | 9068088 | 1 | [5 empty] | Removed from Ground | Gas (Historical Use) | 0 | Not Marked/Unknown | 1988-01-01 | 1988-01-01 | Not Marked
DEAN'S TEXACO | GRANT ST/US HWY 441 NORTH | CLARKESVILLE | Habersham | 680082 | 1 | [5 empty] | Removed from Ground | Gas (Historical Use) | 2000 | Bare Steel | 1962-05-13 | 1998-10-08 | Galvanized Steel
DEAN'S TEXACO | GRANT ST/US HWY 441 NORTH | CLARKESVILLE | Habersham | 680082 | 4 |  |  | TRUE |  | TRUE | Removed from Ground | Used Oil | 500 | Bare Steel | 1962-05-13 | 1998-10-08 | Galvanized Steel
CHEVRON AT THE SQUARE | 332 Monroe St | Clarkesville | Habersham | 680098 | 1 | Ball Float | 1993-11-15 |  | 1993-11-15 |  | Removed from Ground | Gas (Historical Use) | 8000 | Steel-Impressed Current | 1984-01-01 | 2008-12-17 | Fiberglass Reinforced Plastic | Pressurized
CHEVRON AT THE SQUARE | 332 Monroe St | Clarkesville | Habersham | 680098 | 1 | Ball Float | 1993-11-15 |  | 1993-11-15 |  | Removed from Ground | Gas (Historical Use) | 8000 | Steel-Impressed Current | 1984-01-01 | 2008-12-17 | Fiberglass Reinforced Plastic | Pressurized
CHEVRON AT THE SQUARE | 332 Monroe St | Clarkesville | Habersham | 680098 | 1 | Ball Float | 1993-11-15 |  | 1993-11-15 |  | Removed from Ground | Gas (Historical Use) | 8000 | Steel-Impressed Current | 1984-01-01 | 2008-12-17 | Fiberglass Reinforced Plastic | Pressurized
Rupakot LLC/USA SHOP | 1618 Old Historic Hwy 441 | CLARKESVILLE | Habersham | 680107 | 5 |  | 1998-05-05 | FALSE | 1998-05-05 | FALSE | Removed from Ground | Kerosene | 1000 |  | 1987-01-01 | 1997-06-01 | Fiberglass Reinforced Plastic | Suction (American)
DUNCAN OIL CO INC | 369 MONROE STREET | CLARKESVILLE | Habersham | 680053 | 4 | [5 empty] | Permanently Out Of Use | Gas (Historical Use) | 1000 | Bare Steel | 1976-04-02 | 1996-06-07 | Galvanized Steel
DUNCAN OIL CO INC | 369 MONROE STREET | CLARKESVILLE | Habersham | 680053 | 1 |  | 1989-05-01 |  | 1989-05-01 |  | Removed from Ground | Gas (Historical Use) | 8000 | Cathodically Protected Steel | 1989-05-01 | 2005-04-21 | Fiberglass Reinforced Plastic | Safe Suction (Euro)
HABERSHAM CO MAINT HQ CLARKSVILLE | 3030 TOCCOA HWY | CLARKESVILLE | Habersham | 680048 | 109G1 | [5 empty] | Removed from Ground | Gas (Historical Use) | 2000 | Bare Steel | 1967-05-04 | 1997-11-22 | Galvanized Steel | Suction (American)
HWY 441 FOOD MART | 1167 HISTORIC HWY 441 | CLARKESVILLE | Habersham | 9068105 | 3 |  | 2000-04-06 | FALSE | 2000-04-06 | FALSE | Removed from Ground | Gas (Historical Use) | 5000 |  | 1972-10-01 | 2020-03-09 |  | Suction (American)
CLARKESVILLE MOTORS | 202 GRANT ST | CLARKESVILLE | Habersham | 680059 | 2 | [5 empty] | Closed in Ground | Gas (Historical Use) | 500 | Bare Steel | 1989-12-04 | 1989-12-04 | Galvanized Steel
SANTRAM ENTERPRISES INC | 670 W LOUISE ST | CLARKESVILLE | Habersham | 680054 | 1 | Ball Float | 1996-08-01 | FALSE | 1996-08-01 | FALSE | Temporarily out of use | Gas (Historical Use) | 10000 | Steel-Impressed Current | 1972-03-20 |  | Fiberglass Reinforced Plastic | Pressurized
GA FC | RT 2 | CLARKESVILLE | Habersham | 680047 | 1 | [5 empty] | Removed from Ground | Gas (Historical Use) | 560 | Bare Steel | 1955-04-30 | 1991-07-22 | Galvanized Steel
HABERSHAM EMC | 6135 STATE HWY 115 W | CLARKESVILLE | Habersham | 680011 | 2 | [5 empty] | Removed from Ground | Gas (Historical Use) | 1000 | Bare Steel | 1959-03-06 | 1990-05-14 | Galvanized Steel
HABERSHAM EMC | 6135 STATE HWY 115 W | CLARKESVILLE | Habersham | 680011 | 9 | Flapper Valve | 1990-08-15 | FALSE | 1990-08-15 | FALSE | Removed from Ground | Diesel | 10000 | Fiberglass | 1990-01-01 | 2020-10-16 | Fiberglass Reinforced Plastic | Safe Suction (Euro)
HABERSHAM EMC | 6135 STATE HWY 115 W | CLARKESVILLE | Habersham | 680011 | 8 | Flapper Valve | 1990-08-15 | FALSE | 1990-08-15 | FALSE | Removed from Ground | Regular | 10000 | Fiberglass | 1990-01-01 | 2020-10-16 | Fiberglass Reinforced Plastic | Safe Suction (Euro)
RAC MART LLC | 442 S WASHINGTON ST | CLARKESVILLE | Habersham | 680019 | 1 | [5 empty] | Removed from Ground | Gas (Historical Use) | 5000 | Bare Steel | 1975-03-16 | 1899-12-31 | Galvanized Steel | Suction (American)
LAFAYETTE INC | 122 ELLISON STREET | CLARKESVILLE | Habersham | 680022 | 2 | [5 empty] | Removed from Ground | Gas (Historical Use) | 5000 | Bare Steel | 1980-03-08 | 1899-12-31 | Galvanized Steel
ONE STOP | 2027 CAMP CREEK RD | MT AIRY | Habersham | 10002557 | 1A | Flapper Valve | 2015-12-15 | FALSE | 2015-12-15 | FALSE | Currently in Use | Regular | 11000 | Composite Double Walled | 2015-12-01 |  | Double-Walled Fiberglass | Pressurized
CHEVRON AT THE SQUARE | 332 Monroe St | Clarkesville | Habersham | 680098 | 1 | Ball Float | 1993-11-15 |  | 1993-11-15 |  | Removed from Ground | Gas (Historical Use) | 8000 | Steel-Impressed Current | 1984-01-01 | 2008-12-17 | Fiberglass Reinforced Plastic | Pressurized
SPEED WAY | 4753 HWY 115 | CLARKESVILLE | Habersham | 680064 | 4 | [5 empty] | Removed from Ground | Gas (Historical Use) | 1000 | Bare Steel | 1999-03-03 | 1999-03-03 | Galvanized Steel | Suction (American)
SPEED WAY | 4753 HWY 115 | CLARKESVILLE | Habersham | 680064 | 5 | [5 empty] | Removed from Ground | Gas (Historical Use) | 3000 | Bare Steel | 1976-05-09 | 1999-03-03 | Galvanized Steel | Suction (American)
ETHICON INC | 70 CLARKESVILLE HWY | CORNELIA | Habersham | 680108 | C3 | [5 empty] | Removed from Ground | Hazardous Substance | 2600 | Unknown | 1984-05-02 | 1994-10-12 | Secondary Containment | Suction (American)
HASTY MART #6 | 1435 WILLINGHAM AVE | BALDWIN | Habersham | 680018 | 2 | [5 empty] | Removed from Ground | Gas (Historical Use) | 5000 | Bare Steel | 1976-03-15 | 1993-07-21 | Galvanized Steel
CITY OF BALDWIN | 130 AIRPORT RD | BALDWIN | Habersham | 9068076 | 1 | [5 empty] | Removed from Ground | Gas (Historical Use) | 1020 | Bare Steel | 1997-02-13 | 1997-02-13 | Galvanized Steel | Suction (American)
MIKE REEMS GROCERY | OLD CORNELIA HWY | ALTO | Habersham | 680034 | 1 | [5 empty] | Removed from Ground | Gas (Historical Use) | 2000 | Bare Steel | 1979-04-13 | 1899-12-31 | Galvanized Steel
RIVER BEND EXPRESS | 1941 GA HWY 105 | DEMOREST | Habersham | 680101 | 1 | [5 empty] | Removed from Ground | Gas (Historical Use) | 1000 | Bare Steel | 1976-01-04 | 1991-11-04 | Galvanized Steel
RIVER BEND EXPRESS | 1941 GA HWY 105 | DEMOREST | Habersham | 680101 | 4 | Flapper Valve | 1994-10-01 | FALSE | 1994-10-01 | FALSE | Currently in Use | Regular | 8000 | Galvanic (STIP-3) | 1994-10-01 |  | Fiberglass Reinforced Plastic | Pressurized
THE EXPRESS MART #1 | 674 CENTRAL AVE | DEMOREST | Habersham | 680100 | 3 | Flapper Valve | 1998-10-20 | FALSE | 1998-10-20 | FALSE | Currently in Use | Regular | 6000 | Steel-Impressed Current | 1982-01-02 |  | Fiberglass Reinforced Plastic | Pressurized
DONALD KIMBALL GROCERY | GA HWY 105/RT 1 | DEMOREST | Habersham | 9068002 | 2 | [5 empty] | Removed from Ground | Gas (Historical Use) | 1000 | Bare Steel | 1971-05-09 | 1992-12-23 | Galvanized Steel | Safe Suction (Euro)
H&H CONVENIENCE STORE | 1405 CENTRAL AVE | DEMOREST | Habersham | 10000058 | 1A | Flapper Valve | 2002-05-01 | FALSE | 2002-05-01 | FALSE | Currently in Use | Regular | 12000 | Composite | 2002-05-01 |  | Fiberglass Reinforced Plastic | Pressurized
FORMER EMRO #147 | 735 N HISTORIC HWY 441 | DEMOREST | Habersham | 10000348 | 1 |  |  | FALSE |  | FALSE | Removed from Ground | Empty | 6000 | Unknown | 1963-01-01 | 1988-01-01 | Galvanized Steel | Pressurized
ETHICON INC | 70 CLARKESVILLE HWY | CORNELIA | Habersham | 680108 | P1 | [5 empty] | Closed in Ground | Propane | 15000 | Bare Steel | 1961-05-08 | 1990-12-20 | Bare Steel
ROYAL FOOD STORE #34 | 789 SOUTH MAIN ST | CORNELIA | Habersham | 682000 | 2 | Flapper Valve | 1998-11-01 | FALSE | 1998-11-01 | FALSE | Currently in Use | Premium | 8000 | Galvanic (STIP-3) | 1987-11-04 |  | Fiberglass Reinforced Plastic | Pressurized
ABC FOOD STORE | 873 N MAIN ST | CORNELIA | Habersham | 9068083 | 3 | Flapper Valve | 1998-12-01 | FALSE | 1998-12-01 | FALSE | Currently in Use | Diesel | 8000 | Steel-Impressed Current | 1998-12-01 |  | Steel (Impressed Current) | Safe Suction (Euro)
GA FC | RT 2 | CLARKESVILLE | Habersham | 680047 | 2 |  | 1991-06-01 |  | 1991-06-01 |  | Removed from Ground | Gas (Historical Use) | 2000 | Galvanic (STIP-3) | 1988-01-01 | 1899-12-31 | Cathodically Protected | Safe Suction (Euro)
LAFAYETTE INC | 122 ELLISON STREET | CLARKESVILLE | Habersham | 680022 | 1 | [5 empty] | Removed from Ground | Gas (Historical Use) | 5000 | Bare Steel | 1980-03-08 | 1899-12-31 | Galvanized Steel
ONE STOP | 2027 CAMP CREEK RD | MT AIRY | Habersham | 10002557 | 1B | Flapper Valve | 2015-12-15 | FALSE | 2015-12-15 | FALSE | Currently in Use | Premium | 4000 | Composite Double Walled | 2015-12-01 |  | Double-Walled Fiberglass | Pressurized
SPEED WAY | 4753 HWY 115 | CLARKESVILLE | Habersham | 680064 | 6 | [5 empty] | Removed from Ground | Gas (Historical Use) | 1000 | Bare Steel | 1999-03-03 | 1999-03-03 | Galvanized Steel | Suction (American)
SPEED WAY | 4753 HWY 115 | CLARKESVILLE | Habersham | 680064 | 8 | Flapper Valve | 1999-03-08 | FALSE | 1999-03-08 | FALSE | Currently in Use | Regular | 8000 | Composite | 1999-03-08 |  | Double-Walled Fiberglass | Pressurized
SANTRAM ENTERPRISES INC | 670 W LOUISE ST | CLARKESVILLE | Habersham | 680054 | 3 |  | 1996-08-01 |  | 1996-08-01 |  | Removed from Ground | Gas (Historical Use) | 8000 | Fiberglass | 1972-03-20 | 1995-03-01 | Fiberglass Reinforced Plastic | Pressurized
DUNCAN OIL CO INC | 369 MONROE STREET | CLARKESVILLE | Habersham | 680053 | 5 | [5 empty] | Permanently Out Of Use | Kerosene | 6000 | Bare Steel | 1982-04-01 | 1996-06-07 | Galvanized Steel
GA POWER/NACOOCHEE PLT N GA HYDR | RT 3 | CLARKESVILLE | Habersham | 680056 | 1AST |  |  | FALSE |  | FALSE | Permanently Out of Use - historical purposes |  | 1 | Bare Steel | 1965-05-12 |  | Unknown
HILLS SWITCH GROCERY | US HWY 441 NORTH | CLARKESVILLE | Habersham | 680040 | 1 | [5 empty] | Removed from Ground | Gas (Historical Use) | 1000 | Bare Steel | 1974-01-01 | 1998-08-18 | Galvanized Steel
RAC MART LLC | 442 S WASHINGTON ST | CLARKESVILLE | Habersham | 680019 | 3 | [5 empty] | Removed from Ground | Gas (Historical Use) | 3000 | Bare Steel |  | 1899-12-31 | Galvanized Steel | Suction (American)
LAFAYETTE INC | 122 ELLISON STREET | CLARKESVILLE | Habersham | 680022 | 4 | [5 empty] | Removed from Ground | Diesel | 10000 | Bare Steel | 1982-03-08 | 1899-12-31 | Galvanized Steel
KNIGHTS FINA | US HWY 441 | CLARKESVILLE | Habersham | 680039 | 1 | [5 empty] | Removed from Ground | Gas (Historical Use) | 1000 | Bare Steel | 1971-04-25 | 1986-07-01 | Galvanized Steel
A W CHURCH | GA HWY 17 N | CLARKESVILLE | Habersham | 680063 | 1 | [5 empty] | Removed from Ground | Gas (Historical Use) | 500 | Bare Steel | 1989-11-28 | 1989-11-28 | Galvanized Steel
CLARKESVILLE MOTORS | 202 GRANT ST | CLARKESVILLE | Habersham | 680059 | 5 |  | 1990-01-01 |  | 1990-01-01 |  | Removed from Ground | Gas (Historical Use) | 2000 | Cathodically Protected Steel | 1990-01-01 | 2006-06-19 | Cathodically Protected | Suction (American)
SANTRAM ENTERPRISES INC | 670 W LOUISE ST | CLARKESVILLE | Habersham | 680054 | 5 | Ball Float | 1996-08-01 | FALSE | 1996-08-01 | FALSE | Currently in Use | Gas (Historical Use) | 8000 | Composite | 1995-08-01 |  | Fiberglass Reinforced Plastic | Pressurized
SANTRAM ENTERPRISES INC | 670 W LOUISE ST | CLARKESVILLE | Habersham | 680054 | 4 | [5 empty] | Removed from Ground | Kerosene | 4000 | Bare Steel | 1972-03-20 | 1995-08-01 | Galvanized Steel | Safe Suction (Euro)
HABERSHAM EMC | 6135 STATE HWY 115 W | CLARKESVILLE | Habersham | 680011 | 6 | [5 empty] | Removed from Ground | Diesel | 500 | Bare Steel | 1959-03-06 | 1983-03-01
STANDARD TELEPHONE CO | 140 JEFFERSON ST | CLARKESVILLE | Habersham | 680015 | 1 | [5 empty] | Removed from Ground | Gas (Historical Use) | 1000 | Bare Steel | 1977-02-26 | 1990-01-01 | Galvanized Steel
RAC MART LLC | 442 S WASHINGTON ST | CLARKESVILLE | Habersham | 680019 | 7 | Ball Float | 1996-05-01 | FALSE | 1996-05-01 | FALSE | Currently in Use | Kerosene | 4000 | Galvanic (STIP-3) | 1996-05-01 |  | Fiberglass Reinforced Plastic | Pressurized
RAC MART LLC | 442 S WASHINGTON ST | CLARKESVILLE | Habersham | 680019 | 4 | Ball Float | 1996-05-01 | FALSE | 1996-05-01 | FALSE | Currently in Use | Regular | 10000 | Galvanic (STIP-3) | 1996-05-01 |  | Fiberglass Reinforced Plastic | Pressurized
RAC MART LLC | 442 S WASHINGTON ST | CLARKESVILLE | Habersham | 680019 | 5 | Ball Float | 1996-05-01 | FALSE | 1996-05-01 | FALSE | Currently in Use | Premium | 8000 | Galvanic (STIP-3) | 1996-05-01 |  | Fiberglass Reinforced Plastic | Pressurized
HASTY MART | 613 HWY 197 NORTH | CLARKESVILLE | Habersham | 680038 | 3 | Flapper Valve | 1989-07-01 | FALSE | 1989-07-01 | FALSE | Currently in Use | Kerosene | 3000 | Steel-Impressed Current | 1976-04-23 |  | Fiberglass Reinforced Plastic | Safe Suction (Euro)
CLARKESVILLE MOTORS | 202 GRANT ST | CLARKESVILLE | Habersham | 680059 | 4 |  | 1990-01-01 |  | 1990-01-01 |  | Removed from Ground | Gas (Historical Use) | 2000 | Cathodically Protected Steel | 1990-01-01 | 2006-06-19 | Cathodically Protected | Suction (American)
HABERSHAM EMC | 6135 STATE HWY 115 W | CLARKESVILLE | Habersham | 680011 | 3 | [5 empty] | Removed from Ground | Gas (Historical Use) | 10000 | Bare Steel | 1978-03-01 | 1990-05-14 | Galvanized Steel
RAC MART LLC | 442 S WASHINGTON ST | CLARKESVILLE | Habersham | 680019 | 6 | Flapper Valve | 1996-05-01 | FALSE | 1996-05-01 | FALSE | Currently in Use | Diesel | 8000 | Galvanic (STIP-3) | 1996-05-01 |  | Fiberglass Reinforced Plastic | Safe Suction (Euro)
ONE STOP | 2027 CAMP CREEK RD | MT AIRY | Habersham | 10002557 | 2 | Flapper Valve | 2015-12-15 | FALSE | 2015-12-15 | FALSE | Currently in Use | Diesel | 2000 | Composite Double Walled | 2015-12-01 |  | Double-Walled Fiberglass | Pressurized
CLARKESVILLE MOTORS | 202 GRANT ST | CLARKESVILLE | Habersham | 680059 | 6 |  | 1990-01-01 |  | 1990-01-01 |  | Removed from Ground | Gas (Historical Use) | 2000 | Cathodically Protected Steel | 1990-01-01 | 2006-06-19 | Cathodically Protected
SUPREME GENETICS CORP | GA HWY 175 | CLARKESVILLE | Habersham | 680050 | 1 | [5 empty] | Removed from Ground | Gas (Historical Use) | 1000 | Bare Steel | 1976-04-24 | 1995-07-30 | Galvanized Steel | Suction (American)
HASTY MART | 613 HWY 197 NORTH | CLARKESVILLE | Habersham | 680038 | 6 | Flapper Valve | 2003-12-10 | FALSE | 2003-12-10 | FALSE | Currently in Use | Regular | 8000 | Epoxy | 2003-12-10 |  | Fiberglass Reinforced Plastic | Pressurized
GRIFFIN AUTO PARTS | 589 N MAIN ST | CORNELIA | Habersham | 9068106 | B | [5 empty] | Removed from Ground | Gas (Historical Use) | 1000 | Bare Steel | 1999-05-14 | 1999-05-14 | Galvanized Steel | Pressurized
SKELL | 354 HISTORIC US HWY 441 N | CORNELIA | Habersham | 9068020 | 1 |  | 1998-11-01 |  | 1998-11-01 |  | Removed from Ground | Gas (Historical Use) | 10000 | Galvanic (STIP-3) | 1987-01-01 | 2016-06-15 | Fiberglass Reinforced Plastic | Pressurized
HARDY CHEVROLET | 1043 LEVEL GROVE RD | CORNELIA | Habersham | 9068027 | 1 | [5 empty] | Removed from Ground | Empty | 1000 | Not Marked/Unknown | 1993-09-01 | 1993-09-01 | Not Marked
RONNIES SHELL STATION | 212 NORTH MAIN ST | CORNELIA | Habersham | 9068061 | 1 | [5 empty] | Removed from Ground | Gas (Historical Use) | 6000 | Bare Steel | 1999-09-01 | 1999-09-01 | Galvanized Steel | Safe Suction (Euro)
I MARKET #761 | 1590 HWY 441 BYPASS | CORNELIA | Habersham | 10001981 | 1A | Flapper Valve | 2011-07-13 | FALSE | 2011-06-13 | FALSE | Currently in Use | Regular | 25000 | Fiberglass Double Walled | 2011-05-13 |  | Double-Walled Flex | Pressurized
WESTSIDE EXPRESS | 6640 HWY 115 | CLARKESVILLE | Habersham | 10001236 | 2A | Ball Float | 2005-08-01 | FALSE | 2005-08-01 | FALSE | Currently in Use | Premium | 5000 | Epoxy | 2005-08-01 |  | Fiberglass Reinforced Plastic | Pressurized
CLARKESVILLE CITGO | 305 PANTHER BROOK LN | CLARKESVILLE | Habersham | 10000983 | 4 | Flapper Valve | 2005-10-05 | FALSE | 2005-10-05 | FALSE | Currently in Use | Diesel Off Road | 2000 | Fiberglass | 2005-10-01 |  | Fiberglass Reinforced Plastic | Safe Suction (Euro)
CLARKESVILLE CITGO | 305 PANTHER BROOK LN | CLARKESVILLE | Habersham | 10000983 | 1 | Flapper Valve | 2005-10-05 | FALSE | 2005-10-05 | FALSE | Currently in Use | Regular | 12000 | Fiberglass | 2005-10-01 |  | Fiberglass Reinforced Plastic | Pressurized
US FOREST SVC-CHATTOOGA WORK CTR | BURTON RD/GA HWY 197 N | CLARKESVILLE | Habersham | 9068018 | 44 | [5 empty] | Removed from Ground | Gas (Historical Use) | 1000 | Bare Steel | 1959-01-01 | 1988-12-01 | Galvanized Steel
GULF FOOD MART | 183 GRANT ST | CLARKESVILLE | Habersham | 680106 | 2 | Flapper Valve | 1997-07-14 | FALSE | 1997-07-14 | FALSE | Currently in Use | Regular | 3000 | Steel-Impressed Current | 1976-06-19 |  | Fiberglass Reinforced Plastic | Pressurized
Rupakot LLC/USA SHOP | 1618 Old Historic Hwy 441 | CLARKESVILLE | Habersham | 680107 | 3A | Flapper Valve | 1998-05-05 | FALSE | 1998-05-05 | FALSE | Currently in Use | Diesel | 5000 | Galvanic (STIP-3) | 1987-01-01 |  | Fiberglass Reinforced Plastic | Pressurized
DEAN'S TEXACO | GRANT ST/US HWY 441 NORTH | CLARKESVILLE | Habersham | 680082 | 5 |  |  | FALSE |  | FALSE | Removed from Ground | Kerosene | 0 | Unknown |  | 1899-12-31
HAYES CORNER GROCERY | 3226 HWY 17 | CLARKESVILLE | Habersham | 680099 | 4 | Flapper Valve | 1991-11-24 | FALSE | 1991-11-24 | FALSE | Currently in Use | Regular | 8000 | Galvanic (STIP-3) | 1991-11-24 |  | Fiberglass Reinforced Plastic | Pressurized
HAYES CORNER GROCERY | 3226 HWY 17 | CLARKESVILLE | Habersham | 680099 | 5 | Flapper Valve | 1991-11-24 | FALSE | 1991-11-24 | FALSE | Currently in Use | Premium | 8000 | Galvanic (STIP-3) | 1991-11-24 |  | Fiberglass Reinforced Plastic | Pressurized
SPEED WAY | 4753 HWY 115 | CLARKESVILLE | Habersham | 680064 | 7A | Flapper Valve | 1999-03-08 | FALSE | 1999-03-08 | FALSE | Currently in Use | Premium | 3000 | Composite | 1999-03-08 |  | Double-Walled Fiberglass | Pressurized
DUNCAN OIL CO INC | 369 MONROE STREET | CLARKESVILLE | Habersham | 680053 | 2 |  | 1989-05-01 |  | 1989-05-01 |  | Removed from Ground | Gas (Historical Use) | 8000 | Cathodically Protected Steel | 1989-05-01 | 2005-04-21 | Fiberglass Reinforced Plastic | Safe Suction (Euro)
HILLS SWITCH GROCERY | US HWY 441 NORTH | CLARKESVILLE | Habersham | 680040 | 3 | [5 empty] | Removed from Ground | Gas (Historical Use) | 3000 | Bare Steel | 1974-01-01 | 1998-08-18 | Galvanized Steel
PIEDMONT AUTO PRODUCTS INC | ROCKY BRANCH RD | CLARKESVILLE | Habersham | 680012 | 1 | [5 empty] | Removed from Ground | Diesel | 2000 | Bare Steel | 1975-02-27 | 1992-03-01 | Galvanized Steel
TALLULAH DAM | OLD US 441 | TALLULAH | Habersham | 1190045 | DUP175 |  |  | TRUE |  | TRUE | Closed in Ground | Used Oil | 200 | Bare Steel | 1971-05-11 | 1988-04-01 | Unknown
TALLULAH DAM | OLD US 441 | TALLULAH | Habersham | 1190045 | 8 | [5 empty] | Closed in Ground | Gas (Historical Use) | 1000 | Bare Steel | 1966-05-12 | 1988-04-25 | Unknown
TALLULAH DAM | OLD US 441 | TALLULAH | Habersham | 1190045 | 7 | [5 empty] | Removed from Ground | Diesel | 500 | Bare Steel | 1971-05-11 | 1988-08-01 | Unknown
TALLULAH DAM | OLD US 441 | TALLULAH | Habersham | 1190045 | 5 |  |  | TRUE |  | TRUE | Closed in Ground | Used Oil | 250 | Bare Steel | 1966-05-12 | 1988-04-25 | Unknown
TALLULAH DAM | OLD US 441 | TALLULAH | Habersham | 1190045 | 4 |  |  | TRUE |  | TRUE | Removed from Ground | Used Oil | 300 | Bare Steel | 1966-05-12 | 1988-08-01 | Unknown
ENGLISH GRO & EXXON | 2315 TALMADGE DR | TOCCOA | Habersham | 1270043 | 2 | [5 empty] | Removed from Ground | Gas (Historical Use) | 1000 | Bare Steel | 1974-05-08 | 1899-12-31 | Galvanized Steel
ENGLISH GRO & EXXON | 2315 TALMADGE DR | TOCCOA | Habersham | 1270043 | 1 | [5 empty] | Removed from Ground | Gas (Historical Use) | 1000 | Bare Steel | 1974-05-08 | 1899-12-31 | Galvanized Steel
ENGLISH GRO & EXXON | 2315 TALMADGE DR | TOCCOA | Habersham | 1270043 | 3 | [5 empty] | Removed from Ground | Gas (Historical Use) | 560 | Bare Steel | 1974-05-08 | 1899-12-31 | Galvanized Steel
FORMER ROBERT/RUTH AYERS STORE | 3221 UNICOI TURNPIKE | CLARKSVILLE | Habersham | 10003293 | 1 |  |  | FALSE |  | FALSE | Removed from Ground | Gas (Historical Use) | 1000 | Bare Steel |  | 2023-03-07
SHELL FOOD MART | 2476 CANNON BRIDGE RD | DEMOREST | Habersham | 10003479 | 1D | Flapper Valve | 2024-10-03 | FALSE | 2024-09-16 | FALSE | Currently in Use | Diesel | 4000 | Steel-Impressed Current | 2024-09-11 |  | Flex | Pressurized
SHELL FOOD MART | 2476 CANNON BRIDGE RD | DEMOREST | Habersham | 10003479 | 1A | Flapper Valve | 2024-10-03 | FALSE | 2024-09-16 | FALSE | Currently in Use | Regular | 13000 | Steel-Impressed Current | 2024-09-11 |  | Flex | Pressurized
SHELL FOOD MART | 2476 CANNON BRIDGE RD | DEMOREST | Habersham | 10003479 | 1C | Flapper Valve | 2024-10-03 | FALSE | 2024-09-16 | FALSE | Currently in Use | E-0 | 4000 | Steel-Impressed Current | 2024-09-11 |  | Flex | Pressurized
E Z BUY #8 | RT 2 | HOLLYWOOD | Habersham | 9068017 | 3 | [5 empty] | Removed from Ground | Gas (Historical Use) | 3000 | Bare Steel | 1971-01-01 | 1998-09-14 | Galvanized Steel
CIRCLE K 2723324 | 5000 TALMADGE DR | CLARKESVILLE | Habersham | 9068036 | 4 | Flapper Valve | 1994-05-01 | TRUE | 1994-05-01 | FALSE | Currently in Use | Kerosene | 2000 | Fiberglass | 1994-05-18 |  | Double-Walled Flex | Safe Suction (Euro)
CIRCLE K 2723324 | 5000 TALMADGE DR | CLARKESVILLE | Habersham | 9068036 | 1 | Flapper Valve | 1994-05-01 | TRUE | 1994-05-01 | FALSE | Currently in Use | Regular | 10000 | Fiberglass | 1994-05-18 |  | Double-Walled Flex | Pressurized
HABERSHAM CO EMERGENCY MGMT AGEN | 175 EOC DR | MOUNT AIRY | Habersham | 9068033 | 1 | Flapper Valve | 1998-12-19 |  | 1998-12-19 |  | Removed from Ground | Diesel | 4000 | Fiberglass | 1988-11-01 | 2013-09-09 | Fiberglass Reinforced Plastic | Suction (American)
CIRCLE K 2723324 | 5000 TALMADGE DR | CLARKESVILLE | Habersham | 9068036 | 2 | Flapper Valve | 1994-05-01 | TRUE | 1994-05-01 | FALSE | Currently in Use | Premium | 10000 | Fiberglass | 1994-05-18 |  | Double-Walled Flex | Pressurized
SHELL FOOD MART | 2476 CANNON BRIDGE RD | DEMOREST | Habersham | 10003479 | 1B | Flapper Valve | 2024-10-03 | FALSE | 2024-09-16 | FALSE | Currently in Use | Premium | 4000 | Steel-Impressed Current | 2024-09-11 |  | Flex | Pressurized
CIRCLE K 2723324 | 5000 TALMADGE DR | CLARKESVILLE | Habersham | 9068036 | 3 | Flapper Valve | 1994-05-01 | TRUE | 1994-05-01 | FALSE | Currently in Use | Diesel | 12000 | Fiberglass | 1994-05-18 |  | Double-Walled Flex | Pressurized
E Z BUY #8 | RT 2 | HOLLYWOOD | Habersham | 9068017 | 2 | [5 empty] | Removed from Ground | Gas (Historical Use) | 6000 | Bare Steel | 1971-01-01 | 1998-09-14 | Galvanized Steel
E Z BUY #8 | RT 2 | HOLLYWOOD | Habersham | 9068017 | 1 | [5 empty] | Removed from Ground | Gas (Historical Use) | 6000 | Bare Steel | 1971-01-01 | 1998-09-14 | Galvanized Steel
DUNCAN MARKET | 4221 LEVEL GROVE RD | CORNELIA | Habersham | 10003273 | 2A | Flapper Valve | 2022-08-01 | FALSE | 2022-08-01 | FALSE | Currently in Use | Premium | 4000 | Composite Double Walled | 2022-08-01 |  | Double-Walled Fiberglass | Pressurized
DUNCAN MARKET | 4221 LEVEL GROVE RD | CORNELIA | Habersham | 10003273 | 1 | Flapper Valve | 2022-08-01 | FALSE | 2022-08-01 | FALSE | Currently in Use | Regular | 12000 | Composite Double Walled | 2022-08-01 |  | Double-Walled Fiberglass | Pressurized
DUNCAN MARKET | 4221 LEVEL GROVE RD | CORNELIA | Habersham | 10003273 | 2B | Flapper Valve |  | FALSE |  | FALSE | Currently in Use | E-0 | 4000 | Composite Double Walled | 2022-08-01 |  | Double-Walled Fiberglass | Pressurized
DUNCAN MARKET | 4221 LEVEL GROVE RD | CORNELIA | Habersham | 10003273 | 2C | Flapper Valve | 2022-08-01 | FALSE | 2022-08-01 | FALSE | Currently in Use | Diesel | 4000 | Composite Double Walled | 2022-08-01 |  | Double-Walled Fiberglass | Pressurized
GDC ALTO | 2023 Gainesville Hwy | Alto | Habersham | UST-SLOC-9068093 | 1 | [5 empty] | Removed from Ground | Diesel | 3008 | Bare Steel | 1979-01-06 | 1997-02-11 | Bare Steel
GDC ALTO | 2023 Gainesville Hwy | Alto | Habersham | UST-SLOC-60029 | 2 | [5 empty] | Removed from Ground | Diesel | 2000 | Bare Steel | 1972-01-05 | 1997-01-13 | Bare Steel
GDC ALTO | 2023 Gainesville Hwy | Alto | Habersham | UST-SLOC-9068091 | 4 | Flapper Valve | 1997-12-17 | FALSE | 1997-12-17 | FALSE | Currently in Use | Diesel | 1000 | Fiberglass Double Walled | 1997-12-17 |  | Fiberglass Reinforced Plastic | Safe Suction (Euro)
GDC ALTO | 2023 Gainesville Hwy | Alto | Habersham | UST-SLOC-9068099 | 1 | Flapper Valve | 1997-12-17 | FALSE | 1997-12-17 | FALSE | Currently in Use | Diesel | 1000 | Fiberglass Double Walled | 1997-12-17 |  | Fiberglass Reinforced Plastic | Safe Suction (Euro)
GDC ALTO | 2023 Gainesville Hwy | Alto | Habersham | UST-SLOC-9006016 | 1 | [5 empty] | Removed from Ground | Diesel | 500 | Marked Unknown | 1997-02-11 | 1997-02-11 | Unknown
GDC ALTO | 2023 Gainesville Hwy | Alto | Habersham | UST-SLOC-60029 | 4 | Flapper Valve | 1997-02-01 | FALSE | 1997-02-01 | FALSE | Currently in Use | Regular | 4000 | Fiberglass Double Walled | 1997-02-01 |  | Fiberglass Reinforced Plastic | Safe Suction (Euro)
GDC ALTO | 2023 Gainesville Hwy | Alto | Habersham | UST-SLOC-9068092 | 1 | [5 empty] | Removed from Ground | Diesel | 285 | Bare Steel | 1980-01-03 | 1997-01-21 | Unknown
GDC ALTO | 2023 Gainesville Hwy | Alto | Habersham | UST-SLOC-60029 | 5 | Flapper Valve | 1997-02-01 | FALSE | 1997-02-01 | FALSE | Currently in Use | Diesel | 2000 | Fiberglass Double Walled | 1997-02-01 |  | Fiberglass Reinforced Plastic | Safe Suction (Euro)
GDE Clarksville | 1500 GA-197 | Clarksville | Habersham | UST-SLOC-9068045 | 2 | [5 empty] | Currently in Use | Diesel | 1000 | Bare Steel | 1969-01-01 |  | Copper | Safe Suction (Euro)
GDC ALTO | 2023 Gainesville Hwy | Alto | Habersham | UST-SLOC-9068091 | 3 | [5 empty] | Closed in Ground | Diesel | 12748 | Bare Steel | 1973-01-04 | 1997-09-19 | Bare Steel
GDC ALTO | 2023 Gainesville Hwy | Alto | Habersham | UST-SLOC-60029 | 1 | [5 empty] | Removed from Ground | Gas (Historical Use) | 1000 | Bare Steel | 1972-01-01 | 1997-01-13 | Bare Steel
GDE Clarksville | 1500 GA-197 | Clarksville | Habersham | UST-SLOC-9068052 | 1 |  |  | FALSE |  | FALSE | Removed from Ground | Diesel | 4000 | Bare Steel | 1964-01-01 |  | Copper | Safe Suction (Euro)
GDC ALTO | 2023 Gainesville Hwy | Alto | Habersham | UST-SLOC-9068091 | 1 | [5 empty] | Removed from Ground | Other | 1 | Marked Unknown | 1987-01-01 | 1994-04-01
GDE Clarksville | 1500 GA-197 | Clarksville | Habersham | UST-SLOC-9068049 | 1 | [5 empty] | Removed from Ground | Diesel | 6000 | Bare Steel | 1962-01-01 | 2007-08-15 | Copper | Safe Suction (Euro)
GDC ALTO | 2023 Gainesville Hwy | Alto | Habersham | UST-SLOC-9068094 | 1 | [5 empty] | Removed from Ground | Diesel | 10000 | Bare Steel | 1997-02-11 | 1997-02-11 | Bare Steel
GDE Clarksville | 1500 GA-197 | Clarksville | Habersham | UST-SLOC-9068045 | 1 |  |  | FALSE |  | FALSE | Removed from Ground | Diesel | 6000 | Bare Steel | 1958-01-01 |  | Copper | Safe Suction (Euro)
GDC ALTO | 2023 Gainesville Hwy | Alto | Habersham | UST-SLOC-9006018 | 1 | Flapper Valve | 1997-02-01 | FALSE | 1997-02-01 | FALSE | Temporarily out of use | Diesel | 550 | Composite | 1985-01-01 |  | Steel/FG Secondary containment | Safe Suction (Euro)
GDC ALTO | 2023 Gainesville Hwy | Alto | Habersham | UST-SLOC-9068091 | 2 | [5 empty] | Closed in Ground | Diesel | 12160 | Bare Steel | 1965-01-06 | 1997-09-19 | Bare Steel
GDE Clarksville | 1500 GA-197 | Clarksville | Habersham | UST-SLOC-9068047 | 1 |  |  | FALSE |  | FALSE | Removed from Ground | Diesel | 6000 | Bare Steel | 1958-01-01 |  | Copper | Safe Suction (Euro)
FORMER SERVICE STATION (CLARKESVILLE) | 1403 US HIGHWAY 441 | CLARKESVILLE | Habersham | 10003444 | 1 |  |  | FALSE |  | FALSE | Removed from Ground | Gas (Historical Use) | 1000 | Bare Steel |  | 2024-05-10
GDC ALTO | 2023 Gainesville Hwy | Alto | Habersham | UST-SLOC-60029 | 3 | [5 empty] | Removed from Ground | Diesel | 3000 | Bare Steel | 1980-01-03 | 1997-01-13 | Unknown
FORMER SERVICE STATION (CLARKESVILLE) | 1403 US HIGHWAY 441 | CLARKESVILLE | Habersham | 10003444 | 2 |  |  | FALSE |  | FALSE | Removed from Ground | Gas (Historical Use) | 1000 |  |  | 2024-05-10
GDC ALTO | 2023 Gainesville Hwy | Alto | Habersham | UST-SLOC-9068092 | 2 | Flapper Valve | 1997-02-01 | FALSE | 1997-02-01 | FALSE | Temporarily out of use | Diesel | 650 | Fiberglass Double Walled | 1997-02-01 |  | Copper/Secondry Containment | Safe Suction (Euro)
BP | 416 WILBANKS RD | BALDWIN | Habersham | 10003600 | 1 | Flapper Valve | 2023-12-01 | FALSE | 2023-12-01 | FALSE | Currently in Use | Regular | 15000 | Fiberglass Double Walled | 2023-11-01 |  | Flex | Pressurized
GDC ALTO | 2023 Gainesville Hwy | Alto | Habersham | UST-SLOC-9068090 | 1 | Flapper Valve | 1994-01-01 | FALSE | 1994-01-01 | FALSE | Currently in Use | Diesel | 1000 | Fiberglass Double Walled | 1994-01-01 |  | Copper/Secondry Containment | Safe Suction (Euro)
GDE Clarksville | 1500 GA-197 | Clarksville | Habersham | UST-SLOC-9068043 | 1 |  |  | FALSE |  | FALSE | Removed from Ground | Diesel | 5000 | Bare Steel
E Z BUY #8 | RT 2 | HOLLYWOOD | Habersham | 9068017 | 4 | [5 empty] | Removed from Ground | Diesel | 2000 | Bare Steel | 1971-01-01 | 1998-09-14 | Galvanized Steel
E Z BUY #8 | RT 2 | HOLLYWOOD | Habersham | 9068017 | 5 | [5 empty] | Removed from Ground | Kerosene | 500 | Bare Steel | 1998-09-14 | 1998-09-14 | Galvanized Steel
1607 HIGHWAY 197 NORTH | 1607 HIGHWAY 197 NORTH | CLARKSVILLE | Habersham | 10002826 | 2 |  |  | FALSE |  | FALSE | Removed from Ground | Gas (Historical Use) | 500 |  |  | 2018-07-19 | Galvanized Steel
CITY OF CORNELIA BUILDING DEMO | 966 S MAIN Street | CORNELIA | Habersham | 10002766 | 2 |  |  | FALSE |  | FALSE | Removed from Ground |  | 1000 |  |  | 2018-01-23
CITY OF CORNELIA BUILDING DEMO | 966 S MAIN Street | CORNELIA | Habersham | 10002766 | 1 |  |  | FALSE |  | FALSE | Removed from Ground |  | 1000 |  |  | 2018-01-23
HABERSHAM COUNTY SCHOOL BUS SHOP | GA HWY 197 | MOUNT AIRY | Habersham | 9068019 | 1 |  | 1990-01-01 |  | 1990-01-01 |  | Removed from Ground | Diesel | 10000 | Composite | 1990-01-01 | 2006-04-27 | Fiberglass Reinforced Plastic
LAKE RUSSELL CONVENIENCE | 1321 DICKS HILL PKWY | MOUNT AIRY | Habersham | 680021 | 2 | Flapper Valve | 1999-01-19 | FALSE | 1999-01-19 | FALSE | Currently in Use | Gas (Historical Use) | 10000 | STIP-3/Impressed Current | 1979-01-01 |  | Steel (Impressed Current) | Safe Suction (Euro)
MOUNT AIRY EXPRESS | 2085 DICKS HILL PKWY | MOUNT AIRY | Habersham | 9068096 | 1B | Ball Float | 1997-12-01 | FALSE | 1997-12-01 | FALSE | Currently in Use | Premium | 5000 | Composite | 1997-12-01 |  | Fiberglass Reinforced Plastic | Pressurized
123 WHOLESALE TIRE | 2070 DICKS HILL PKY | MOUNT AIRY | Habersham | 680089 | 2 | [5 empty] | Removed from Ground | Gas (Historical Use) | 2000 | Bare Steel | 1982-01-01 | 1998-11-11 | Galvanized Steel
CENTRAL GROCERY | 2423 HWY 197 | MOUNT AIRY | Habersham | 680030 | 3 |  | 1999-01-01 |  | 1999-01-01 |  | Removed from Ground | Gas (Historical Use) | 2000 | Galvanic (STIP-3) | 1979-04-13 | 2012-04-24 | Fiberglass Reinforced Plastic | Safe Suction (Euro)
MOUNT AIRY EXPRESS | 2085 DICKS HILL PKWY | MOUNT AIRY | Habersham | 9068096 | 1A | Ball Float | 1997-12-01 | FALSE | 1997-12-01 | FALSE | Currently in Use | Regular | 10000 | Composite | 1997-12-01 |  | Fiberglass Reinforced Plastic | Pressurized
1607 HIGHWAY 197 NORTH | 1607 HIGHWAY 197 NORTH | CLARKSVILLE | Habersham | 10002826 | 1 |  |  | FALSE |  | FALSE | Removed from Ground | Gas (Historical Use) | 500 |  |  | 2018-07-09 | Galvanized Steel
MOUNT AIRY EXPRESS | 2085 DICKS HILL PKWY | MOUNT AIRY | Habersham | 9068096 | 3 | Flapper Valve | 1997-12-01 | FALSE | 1997-12-01 | FALSE | Currently in Use | Diesel | 1000 | Composite | 1997-12-01 |  | Fiberglass Reinforced Plastic | Suction (American)
JOE NIX | US HWY 123/RT 1 | MOUNT AIRY | Habersham | 680090 | 2 | [5 empty] | Removed from Ground | Gas (Historical Use) | 1000 | Bare Steel | 1979-05-09 | 1899-12-31 | Galvanized Steel
123 WHOLESALE TIRE | 2070 DICKS HILL PKY | MOUNT AIRY | Habersham | 680089 | 4 | [5 empty] | Removed from Ground | Diesel | 550 | Bare Steel | 1998-11-11 | 1998-11-11 | Bare Steel
123 WHOLESALE TIRE | 2070 DICKS HILL PKY | MOUNT AIRY | Habersham | 680089 | 1 | [5 empty] | Removed from Ground | Gas (Historical Use) | 2000 | Bare Steel | 1982-01-01 | 1998-11-11 | Galvanized Steel
MOUNT AIRY BP | 310 TOCCOA HWY | MOUNT AIRY | Habersham | 9068108 | 3 | Ball Float | 2000-09-19 | FALSE | 2000-09-28 | FALSE | Currently in Use | Diesel | 8000 | Fiberglass | 2000-09-15 |  | Double-Walled Flex | Pressurized
LAKE RUSSELL CONVENIENCE | 1321 DICKS HILL PKWY | MOUNT AIRY | Habersham | 680021 | 1 | Flapper Valve | 1999-01-19 | FALSE | 1999-01-19 | FALSE | Currently in Use | Diesel | 10000 | STIP-3/Impressed Current | 1979-01-01 |  | Steel (Impressed Current) | Pressurized
JOE NIX | US HWY 123/RT 1 | MOUNT AIRY | Habersham | 680090 | 1 | [5 empty] | Removed from Ground | Gas (Historical Use) | 1000 | Bare Steel | 1979-05-09 | 1899-12-31 | Galvanized Steel
MOUNT AIRY BP | 310 TOCCOA HWY | MOUNT AIRY | Habersham | 9068108 | 1 | Ball Float | 2000-09-19 | FALSE | 2000-09-28 | FALSE | Currently in Use | Regular | 12000 | Fiberglass | 2000-09-15 |  | Double-Walled Flex | Pressurized
LAKE RUSSELL CONVENIENCE | 1321 DICKS HILL PKWY | MOUNT AIRY | Habersham | 680021 | 3 | Flapper Valve | 1999-01-19 | FALSE | 1999-01-19 | FALSE | Currently in Use | Gas (Historical Use) | 5000 | STIP-3/Impressed Current | 1979-01-01 |  |  | Safe Suction (Euro)
JOE NIX | US HWY 123/RT 1 | MOUNT AIRY | Habersham | 680090 | 3 | [5 empty] | Removed from Ground | Gas (Historical Use) | 1000 | Bare Steel | 1979-05-09 | 1899-12-31 | Galvanized Steel
CENTRAL GROCERY | 2423 HWY 197 | MOUNT AIRY | Habersham | 680030 | 2 |  | 1999-01-01 |  | 1999-01-01 |  | Removed from Ground | Gas (Historical Use) | 1060 | Galvanic (STIP-3) | 1964-04-16 | 1999-02-16 | Fiberglass Reinforced Plastic | Safe Suction (Euro)
123 WHOLESALE TIRE | 2070 DICKS HILL PKY | MOUNT AIRY | Habersham | 680089 | 3 | [5 empty] | Removed from Ground | Gas (Historical Use) | 2000 | Bare Steel | 1982-01-01 | 1998-11-11 | Galvanized Steel
MOUNT AIRY BP | 310 TOCCOA HWY | MOUNT AIRY | Habersham | 9068108 | 4 | Flapper Valve | 2000-09-19 | FALSE | 2000-09-28 | FALSE | Currently in Use | Diesel Off Road | 2000 | Fiberglass | 2000-09-15 |  | Double-Walled Flex | Safe Suction (Euro)
MOUNT AIRY BP | 310 TOCCOA HWY | MOUNT AIRY | Habersham | 9068108 | 5 | Flapper Valve | 2000-09-19 | FALSE | 2000-09-28 | FALSE | Currently in Use | Kerosene | 2000 | Fiberglass | 2000-09-15 |  | Double-Walled Flex | Safe Suction (Euro)
GLADE CREEK GROCERY | GA HWY 115 N | MOUNT AIRY | Habersham | 680065 | 3 | [5 empty] | Removed from Ground | Diesel | 1000 | Bare Steel | 1976-01-01 | 1899-12-31 | Galvanized Steel
GLADE CREEK GROCERY | GA HWY 115 N | MOUNT AIRY | Habersham | 680065 | 2 | [5 empty] | Removed from Ground | Gas (Historical Use) | 1000 | Bare Steel |  | 1899-12-31 | Galvanized Steel
MOUNT AIRY BP | 310 TOCCOA HWY | MOUNT AIRY | Habersham | 9068108 | 2 | Ball Float | 2000-09-19 | FALSE | 2000-09-28 | FALSE | Currently in Use | Premium | 8000 | Fiberglass | 2000-09-15 |  | Double-Walled Flex | Pressurized
CENTRAL GROCERY | 2423 HWY 197 | MOUNT AIRY | Habersham | 680030 | 4 |  | 1999-01-01 |  | 1999-01-01 |  | Removed from Ground | Gas (Historical Use) | 2000 | Galvanic (STIP-3) | 1999-01-01 | 2012-04-24 | Fiberglass Reinforced Plastic | Safe Suction (Euro)
1607 HIGHWAY 197 NORTH | 1607 HIGHWAY 197 NORTH | CLARKSVILLE | Habersham | 10002826 | 3 |  |  | FALSE |  | FALSE | Removed from Ground | Kerosene | 500 |  |  | 2018-07-19 | Galvanized Steel
CENTRAL GROCERY | 2423 HWY 197 | MOUNT AIRY | Habersham | 680030 | 5 |  | 1999-01-01 |  | 1999-01-01 |  | Removed from Ground | Diesel | 2000 | Galvanic (STIP-3) | 1999-01-01 | 2012-04-24 | Fiberglass Reinforced Plastic | Safe Suction (Euro)
CENTRAL GROCERY | 2423 HWY 197 | MOUNT AIRY | Habersham | 680030 | 1 |  | 1999-01-01 |  | 1999-01-01 |  | Removed from Ground | Gas (Historical Use) | 560 | Galvanic (STIP-3) | 1964-04-16 | 1999-02-16 | Fiberglass Reinforced Plastic | Safe Suction (Euro)
OWENBYS GROCERY | 7901 DICKS HILL PARKWAY | MOUNT AIRY | Habersham | 680043 | 1 | [5 empty] | Removed from Ground | Gas (Historical Use) | 0 | Bare Steel | 1974-04-24 | 1998-11-01 | Galvanized Steel
HABERSHAM COUNTY SCHOOL BUS SHOP | GA HWY 197 | MOUNT AIRY | Habersham | 9068019 | 2 |  | 1990-01-01 |  | 1990-01-01 |  | Removed from Ground | Gas (Historical Use) | 10000 | Composite | 1990-01-01 | 2006-04-27 | Fiberglass Reinforced Plastic
CITY OF CORNELIA BUILDING DEMO | 966 S MAIN Street | CORNELIA | Habersham | 10002766 | 3 | [10 empty] | 2018-01-23
JOE NIX | US HWY 123/RT 1 | MOUNT AIRY | Habersham | 680090 | 5 | [5 empty] | Removed from Ground | Gas (Historical Use) | 3000 | Bare Steel | 1979-05-09 | 1899-12-31 | Galvanized Steel
JOE NIX | US HWY 123/RT 1 | MOUNT AIRY | Habersham | 680090 | 4 | [5 empty] | Removed from Ground | Gas (Historical Use) | 2000 | Bare Steel | 1979-05-09 | 1899-12-31 | Galvanized Steel
GLADE CREEK GROCERY | GA HWY 115 N | MOUNT AIRY | Habersham | 680065 | 1 | [5 empty] | Removed from Ground | Gas (Historical Use) | 1000 | Bare Steel |  | 1899-12-31 | Galvanized Steel
OWENBYS GROCERY | 7901 DICKS HILL PARKWAY | MOUNT AIRY | Habersham | 680043 | 2 | [5 empty] | Removed from Ground | Gas (Historical Use) | 0 | Bare Steel | 1974-04-24 | 1998-11-01 | Galvanized Steel
RIVERSIDE MILITARY ACADEMY | 2001 RIVERSIDE DR | GAINESVILLE | Hall | 10002913 | 1 |  |  | FALSE |  | FALSE | Removed from Ground | Diesel | 5000 | Fiberglass Double Walled |  | 2019-04-23 | Galvanized Steel
NORTHEAST GEORGIA MEDICAL CENTER | 743 SPRING ST | GAINESVILLE | Hall | 9069213 | 4 | Flapper Valve | 2006-07-01 | FALSE | 2006-07-01 | FALSE | Currently in Use | Diesel | 40000 | Composite Double Walled | 2006-06-16 |  | Double-Walled Flex | Pressurized
HALL CO SCHOOL BUS SHOP/STOP | 3255 MONTGOMERY DR | GAINESVILLE | Hall | 9069160 | 1 | [5 empty] | Removed from Ground | Gas (Historical Use) | 6000 | Bare Steel | 1986-02-10 | 1990-02-01 | Unknown | Gravity Fed
WDUN RADIO STATION | OFF PINE VALLEY RD | GAINESVILLE | Hall | 9069217 | 1 | [5 empty] | Removed from Ground | Diesel | 2000 | Bare Steel | 1966-01-01 | 1996-02-13 | Unknown | Suction (American)
FORMER GASOLINE SERVICE STATION | 1773 CLEVELAND HWY | GAINESVILLE | Hall | 9069231 | 2 | [5 empty] | Removed from Ground | Gas (Historical Use) | 6000 | Bare Steel | 2001-11-27 | 2001-11-27 | Bare Steel
NORTHLAKE GUN & PAWN | 136 CLARKS BRIDGE RD | GAINESVILLE | Hall | 9069232 | 3 | [5 empty] | Removed from Ground | Gas (Historical Use) | 1000 | Marked Unknown |  | 1899-12-31 | Unknown
BROWNS BRIDGE FOOD MART INC | 2322 BROWNS BRIDGE RD SW | GAINESVILLE | Hall | 9069049 | 4 | Flapper Valve | 1998-03-26 | FALSE | 1998-03-26 | FALSE | Currently in Use | Diesel | 6000 | Steel-Impressed Current | 1979-01-01 |  | Fiberglass Reinforced Plastic | Pressurized
966 DAVIS ST LLC | 966 DAVIS ST SW | GAINESVILLE | Hall | 9069043 | GTS-1 | [5 empty] | Removed from Ground | Diesel | 10000 | Bare Steel | 1977-01-01 | 1987-03-01 | Not Marked
MARJAC INC | 1020 AVIATION BLVD | GAINESVILLE | Hall | 9069186 | 3 | [5 empty] | Removed from Ground | Diesel | 6000 | Bare Steel | 1996-09-12 | 1996-09-12 | Galvanized Steel | Gravity Fed
CONDITIONED AIR SYSTEMS INC | 695 GROVE STREET SW | GAINESVILLE | Hall | 9069156 | 1 | [5 empty] | Removed from Ground | Gas (Historical Use) | 1000 | Bare Steel | 1998-11-16 | 1998-11-16 | Galvanized Steel | Safe Suction (Euro)
HALL CO SCHOOL BUS SHOP/STOP | 3255 MONTGOMERY DR | GAINESVILLE | Hall | 9069160 | 5 |  |  | TRUE |  | TRUE | Removed from Ground | Used Oil | 2700 | Bare Steel | 1986-02-10 | 1990-02-01 | Unknown | Gravity Fed
HALL CO SCHOOL BUS SHOP/STOP | 3255 MONTGOMERY DR | GAINESVILLE | Hall | 9069160 | 4 | [5 empty] | Removed from Ground | Diesel | 5000 | Bare Steel | 1986-02-10 | 1990-02-01 | Unknown | Gravity Fed
GAINESVILLE MAINT SHOP | 263 ALTA VISTA RD SW | GAINESVILLE | Hall | 690250 | 1 | [5 empty] | Removed from Ground | Gas (Historical Use) | 10673 | Cathodically Protected Steel | 1956-05-23 | 1990-01-09 | Galvanized Steel
GOSS SHELL | BROAD ST | GAINESVILLE | Hall | 690234 | 2 | [5 empty] | Removed from Ground | Gas (Historical Use) | 1000 | Bare Steel | 1971-05-11 | 1988-01-01 | Galvanized Steel
HALL COUNTY STADIUM | 3534 East Hall Road | GAINESVILLE | Hall | 690266 | 2 | Flapper Valve | 1996-07-01 | FALSE | 1996-07-01 | FALSE | Temporarily out of use | Empty | 6000 | STIP-3/Impressed Current | 1996-07-15 |  | Fiberglass Reinforced Plastic | Safe Suction (Euro)
FORMER GASOLINE SERVICE STATION | 1773 CLEVELAND HWY | GAINESVILLE | Hall | 9069231 | 3 | [5 empty] | Removed from Ground | Gas (Historical Use) | 6000 | Bare Steel | 2001-11-27 | 2001-11-27 | Bare Steel
BROWNS BRIDGE FOOD MART INC | 2322 BROWNS BRIDGE RD SW | GAINESVILLE | Hall | 9069049 | 1 | Flapper Valve | 1998-03-26 | FALSE | 1998-03-26 | FALSE | Currently in Use | Regular | 10000 | Steel-Impressed Current | 1979-01-01 |  | Fiberglass Reinforced Plastic | Pressurized
MARY & MIKE GAS & GROCERY | 4317 PRICE RD/RT 8 | GAINESVILLE | Hall | 9069065 | 2 | [5 empty] | Removed from Ground | Gas (Historical Use) | 1000 | Bare Steel | 1975-01-01 | 1991-07-10 | Galvanized Steel
NORTHEAST GEORGIA MEDICAL CENTER | 743 SPRING ST | GAINESVILLE | Hall | 9069213 | 5 | Flapper Valve | 2024-08-08 | FALSE | 2024-08-08 | FALSE | Currently in Use | Diesel | 30000 | Epoxy Double-Walled | 2023-11-17 |  | Double-Walled Flex | Pressurized
HALL COUNTY FIRE STATION #9 | 5040 POPLAR SPRING RD | GAINESVILLE | Hall | 9069214 | 1 | Flapper Valve | 1998-11-01 | FALSE | 1998-11-01 | FALSE | Closed in Ground | Diesel | 1000 | Fiberglass Double Walled | 1998-11-01 | 2018-11-28 | Double-Walled Fiberglass | Pressurized
Circle M Food Shop #1 | 1180 Thompson Bridge Road | Gainesville | Hall | 9069060 | 1 | Ball Float | 1991-10-18 | FALSE | 1991-10-18 | FALSE | Removed from Ground | Regular | 10000 | Epoxy Double-Walled | 1991-10-18 |  | Fiberglass Reinforced Plastic | Pressurized
LANIER LINCOLN MERCURY(FORMER) | 1145 JESSE JEWELL PKWY | GAINESVILLE | Hall | 9069074 | 1 |  |  | TRUE |  | TRUE | Removed from Ground | Used Oil | 550 | Marked Unknown | 1993-05-12 | 1993-05-12 | Unknown
HAMPTON INN PROJECT | 430 BROAD ST | GAINESVILLE | Hall | 9069170 | 2 | [5 empty] | Removed from Ground | Gas (Historical Use) | 20000 | Marked Unknown | 1995-10-23 | 1995-10-23 | Unknown
MANUS ELECTRIC INC | 781 HOSPITAL DR | GAINESVILLE | Hall | 9069161 | 1 | [5 empty] | Removed from Ground | Gas (Historical Use) | 500 | Bare Steel | 1970-01-01 | 1999-06-01 | Galvanized Steel | Suction (American)
SMITH-BELL PETROLEUM | 1819 ATLANTA HWY | GAINESVILLE | Hall | 690239 | 4 | [5 empty] | Removed from Ground | Kerosene | 560 | Bare Steel | 1966-05-12 | 1986-09-01 | Galvanized Steel
SMITH-BELL PETROLEUM | 1819 ATLANTA HWY | GAINESVILLE | Hall | 690239 | 1 | [5 empty] | Removed from Ground | Diesel | 20000 | Bare Steel | 1966-05-12 | 1986-09-01 | Galvanized Steel
JACK & MARSHAS PLACE | WHITE SULPHUR SPRINGS RD | GAINESVILLE | Hall | 690229 | 2 | [5 empty] | Removed from Ground | Gas (Historical Use) | 560 | Bare Steel | 1986-05-07 | 1988-01-01 | Galvanized Steel
GILSTRAP'S GROCERY | CLEVELAND HWY. | GAINESVILLE | Hall | 690228 | 1 | [5 empty] | Removed from Ground | Gas (Historical Use) | 1000 | Bare Steel | 1976-05-09 | 1985-01-01 | Galvanized Steel
NORTHLAKE GUN & PAWN | 136 CLARKS BRIDGE RD | GAINESVILLE | Hall | 9069232 | 1 | [5 empty] | Removed from Ground | Gas (Historical Use) | 1000 | Marked Unknown |  | 1899-12-31 | Unknown
NORTHLAKE GUN & PAWN | 136 CLARKS BRIDGE RD | GAINESVILLE | Hall | 9069232 | 4 | [5 empty] | Removed from Ground | Gas (Historical Use) | 2000 | Marked Unknown |  | 1899-12-31 | Unknown
MARY & MIKE GAS & GROCERY | 4317 PRICE RD/RT 8 | GAINESVILLE | Hall | 9069065 | 5 | [5 empty] | Removed from Ground | Kerosene | 285 | Bare Steel | 1975-01-01 | 1991-07-10 | Galvanized Steel
COLONIAL BAKING CO | 1925 DELTA DR | GAINESVILLE | Hall | 9069023 | 1 | [5 empty] | Closed in Ground | Empty | 10000 | Marked Unknown | 1973-01-01 | 1988-05-01 | Not Marked
FORMER QUEEN CITY HATCHERY | 761 GROVE STREET | GAINESVILLE | Hall | 9069207 | 1 | [5 empty] | Permanently Out of Use - historical purposes | Gas (Historical Use) | 1000 | Bare Steel |  | 1899-12-31 | Bare Steel | Suction (American)
A & G FOOD CENTER | 2896 BROWNS BRIDGE RD | GAINESVILLE | Hall | 9069229 | 1 |  | 2001-06-01 |  | 2001-06-01 |  | Removed from Ground | Gas (Historical Use) | 12000 | Fiberglass | 2001-06-01 | 2013-05-24 | Flex | Pressurized
AAA FLOORING | 512 MARENO ST | GAINESVILLE | Hall | 9069211 | 1 | [5 empty] | Removed from Ground | Gas (Historical Use) | 500 | Bare Steel | 1998-08-21 | 1998-08-21 | Bare Steel
HALL HATCHERY | US 129 S | GAINESVILLE | Hall | 9069055 | 3 | [5 empty] | Removed from Ground | Gas (Historical Use) | 6000 | Not Marked/Unknown | 1976-01-01 | 1996-09-10 | Galvanized Steel
GAINESVILLE SCRAP IRON | 859 OLD ATHENS HWY | GAINESVILLE | Hall | 9069053 | 1 | [5 empty] | Removed from Ground | Gas (Historical Use) | 1000 | Bare Steel | 1976-01-01 | 1988-12-01 | Bare Steel
GA CHAIR CO | 456 IND BLVD | GAINESVILLE | Hall | 9069039 | 1 | [5 empty] | Removed from Ground | Gas (Historical Use) | 500 | Bare Steel | 1998-05-07 | 1998-05-07 | Galvanized Steel | Safe Suction (Euro)
NORTHEAST GEORGIA MEDICAL CENTER | 743 SPRING ST | GAINESVILLE | Hall | 9069213 | 2 | [5 empty] | Removed from Ground | Diesel | 550 | Bare Steel | 2000-11-13 | 2000-11-13 | Not Marked
FORMER GASOLINE SERVICE STATION | 1773 CLEVELAND HWY | GAINESVILLE | Hall | 9069231 | 1 | [5 empty] | Removed from Ground | Gas (Historical Use) | 6000 | Bare Steel | 2001-11-27 | 2001-11-27 | Bare Steel
BROWNS BRIDGE FOOD MART INC | 2322 BROWNS BRIDGE RD SW | GAINESVILLE | Hall | 9069049 | 2 | Flapper Valve | 1998-03-26 | FALSE | 1998-03-26 | FALSE | Currently in Use | Regular | 10000 | Steel-Impressed Current | 1979-01-01 |  | Fiberglass Reinforced Plastic | Pressurized
966 DAVIS ST LLC | 966 DAVIS ST SW | GAINESVILLE | Hall | 9069043 | GTS-3 | Flapper Valve | 1995-05-31 | FALSE | 1995-05-31 | FALSE | Removed from Ground | Diesel | 10000 | Galvanic (STIP-3) | 1987-03-01 |  | Fiberglass Reinforced Plastic | Safe Suction (Euro)
966 DAVIS ST LLC | 966 DAVIS ST SW | GAINESVILLE | Hall | 9069043 | GTS-4 | Flapper Valve | 1998-05-31 | FALSE | 1998-05-31 | FALSE | Removed from Ground | Gas (Historical Use) | 10000 | Galvanic (STIP-3) | 1987-03-01 |  | Fiberglass Reinforced Plastic | Safe Suction (Euro)
PARKS LUMBER | RIDGE RD | GAINESVILLE | Hall | 9069014 | 1 | [5 empty] | Permanently Out of Use - historical purposes | Gas (Historical Use) | 1000 | Bare Steel | 1981-01-01 | 1899-12-31 | Bare Steel
GAINESVILLE CONCRETE PLANT | 964 W RIDGE RD | GAINESVILLE | Hall | 9069189 | 1 | Flapper Valve | 1996-07-20 | FALSE | 1996-07-20 | FALSE | Currently in Use | Diesel | 10000 | Composite | 1996-07-20 |  | Double-Walled Fiberglass | Pressurized
CHAPMAN MOTORS CO | 2320 BROWNS BRIDGE RD | GAINESVILLE | Hall | 690225 | 1 | [5 empty] | Closed in Ground | Gas (Historical Use) | 550 | Marked Unknown | 1981-01-15 | 1981-01-15 | Unknown
FJ PETROLEUM INC. | 2808 GILLSVILLE HWY | GAINESVILLE | Hall | 690302 | 3 | Flapper Valve | 1998-05-05 | FALSE | 1998-05-05 | FALSE | Currently in Use | Regular | 8000 | Galvanic (STIP-3) | 1987-01-01 |  | Double-Walled Fiberglass | Pressurized
NORTHLAKE GUN & PAWN | 136 CLARKS BRIDGE RD | GAINESVILLE | Hall | 9069232 | 2 | [5 empty] | Removed from Ground | Gas (Historical Use) | 1000 | Marked Unknown |  | 1899-12-31 | Unknown
TRI-BIO LABS INC | 1805 TAPAWINGO DR | GAINESVILLE | Hall | 9069202 | 1 | [5 empty] | Removed from Ground | Diesel | 1000 | Bare Steel | 1997-12-02 | 1997-12-02 | Galvanized Steel | Suction (American)
HALL CO STATION #7 | 731 EAST CRESENT DR | GAINESVILLE | Hall | 9069125 | 3 |  |  | TRUE |  | TRUE | Removed from Ground | Used Oil | 1000 | Bare Steel | 1984-05-16 | 1999-07-20 | Galvanized Steel
Sanu Properties, LLC | 1704 Cleveland Hwy | GAINESVILLE | Hall | 690248 | 2 | Flapper Valve | 1995-01-01 | FALSE | 1995-01-01 | FALSE | Currently in Use | Plus | 3000 | Steel-Impressed Current | 1976-05-10 |  | Fiberglass Reinforced Plastic | Pressurized
BST | OLD OAKWOOD RD | GAINESVILLE | Hall | 690242 | 1 | [5 empty] | Removed from Ground | Gas (Historical Use) | 3000 | Bare Steel | 1981-01-02 | 1990-11-23 | Unknown | Pressurized
HALL HATCHERY | US 129 S | GAINESVILLE | Hall | 9069055 | 2 | [5 empty] | Removed from Ground | Gas (Historical Use) | 6000 | Not Marked/Unknown | 1976-01-01 | 1996-09-10 | Galvanized Steel
WAYNE BROTHERS | ATLANTA HWY | GAINESVILLE | Hall | 9069030 | 1 | [5 empty] | Removed from Ground | Gas (Historical Use) | 560 | Bare Steel | 1974-01-01 | 1988-01-01 | Bare Steel
MARY & MIKE GAS & GROCERY | 4317 PRICE RD/RT 8 | GAINESVILLE | Hall | 9069065 | 3 | [5 empty] | Removed from Ground | Gas (Historical Use) | 1000 | Bare Steel | 1975-01-01 | 1991-07-10 | Galvanized Steel
LANIER PRODUCE | 3654 THOMPSON BRIDGE RD | GAINESVILLE | Hall | 9069059 | 3 |  |  |  | 1993-06-01 |  | Removed from Ground | Gas (Historical Use) | 2000 | Bare Steel | 1980-01-01 | 2000-08-03 | Galvanized Steel | Suction (American)
MERIAL SELECT INC | 1168 AIRPORT PARKWAY | GAINESVILLE | Hall | 9069148 | 1 | Flapper Valve | 1995-10-01 |  | 1995-10-01 |  | Removed from Ground | Gas (Historical Use) | 4000 | Galvanic (STIP-3) | 1987-06-02 | 2009-03-03 | Fiberglass Reinforced Plastic | Safe Suction (Euro)
HALL CO STATION #7 | 731 EAST CRESENT DR | GAINESVILLE | Hall | 9069125 | 2 | [5 empty] | Removed from Ground | Gas (Historical Use) | 10000 | Bare Steel | 1984-05-16 | 1999-07-20 | Galvanized Steel
GAINESVILLE MAINT SHOP | 263 ALTA VISTA RD SW | GAINESVILLE | Hall | 690250 | 5 |  |  | TRUE |  | TRUE | Removed from Ground | Used Oil | 1000 | Bare Steel | 1956-05-23 | 1989-04-24 | Galvanized Steel
GAINESVILLE MAINT SHOP | 263 ALTA VISTA RD SW | GAINESVILLE | Hall | 690250 | 7 |  |  | TRUE |  | TRUE | Removed from Ground | Used Oil | 1000 | Bare Steel | 1966-05-21 | 1987-12-31 | Galvanized Steel
Sanu Properties, LLC | 1704 Cleveland Hwy | GAINESVILLE | Hall | 690248 | 3 | Flapper Valve | 1995-01-01 | FALSE | 1995-01-01 | FALSE | Currently in Use | Premium | 3000 | Steel-Impressed Current | 1976-05-10 |  | Fiberglass Reinforced Plastic | Pressurized
LANDSCAPE MGMT CO | 2180 HILTON DR | GAINESVILLE | Hall | 9069040 | 2 | [5 empty] | Removed from Ground | Empty | 550 | Bare Steel | 1985-01-01 | 1991-06-01 | Galvanized Steel | Suction (American)
Circle M Food Shop #1 | 1180 Thompson Bridge Road | Gainesville | Hall | 9069060 | 3 | Ball Float | 1991-10-18 | FALSE | 1991-10-18 | FALSE | Removed from Ground | Diesel | 10000 | Lined Interior | 1991-10-18 |  | Fiberglass Reinforced Plastic | Pressurized
GA CHAIR CO | 456 IND BLVD | GAINESVILLE | Hall | 9069039 | 2 | [5 empty] | Removed from Ground | Diesel | 1000 | Bare Steel | 1998-05-07 | 1998-05-07 | Galvanized Steel | Safe Suction (Euro)
Circle M Food Shop #1 | 1180 Thompson Bridge Road | Gainesville | Hall | 9069060 | 4 | Ball Float | 1991-10-18 | FALSE | 1991-10-18 | FALSE | Removed from Ground | Premium | 3000 | Epoxy Double-Walled | 1991-10-18 |  | Fiberglass Reinforced Plastic | Pressurized
QUIKTRIP #708 | 897 WEST RIDGE RD | GAINESVILLE | Hall | 9069201 | 4 | Flapper Valve | 1997-02-17 | FALSE | 1997-02-17 | FALSE | Currently in Use | Diesel | 8000 | Fiberglass | 1997-02-07 |  | Double-Walled Flex | Pressurized
TRI-BIO LABS INC | 1805 TAPAWINGO DR | GAINESVILLE | Hall | 9069202 | 2 | [5 empty] | Removed from Ground | Diesel | 1000 | Bare Steel | 1997-12-12 | 1997-12-12 | Galvanized Steel | Suction (American)
SMITH BELL PETROLEUM/PACIFIC PRI | 354 JESSE JEWELL PKWY | GAINESVILLE | Hall | 690238 | 2 |  | 1998-11-17 |  | 1998-11-17 |  | Removed from Ground | Gas (Historical Use) | 6000 | Steel-Impressed Current | 1980-05-08 | 2005-08-19 | Fiberglass Reinforced Plastic | Pressurized
GOSS SHELL | BROAD ST | GAINESVILLE | Hall | 690234 | 3 | [5 empty] | Removed from Ground | Gas (Historical Use) | 1000 | Bare Steel | 1971-05-11 | 1988-01-01 | Galvanized Steel
MEEKS GROCERY | 315 ATLANTA HWY | GAINESVILLE | Hall | 690233 | 1 | [5 empty] | Removed from Ground | Gas (Historical Use) | 1000 | Bare Steel | 1971-05-11 | 1996-01-15 | Galvanized Steel | Suction (American)
CHAPMAN MOTORS CO | 2320 BROWNS BRIDGE RD | GAINESVILLE | Hall | 690225 | 3 | [5 empty] | Closed in Ground | Gas (Historical Use) | 2200 | Marked Unknown | 1981-01-15 | 1981-01-15 | Unknown
CIRCLE K #2723305 | 937 QUEEN CITY PKWY | GAINESVILLE | Hall | 690204 | 2 | [5 empty] | Permanently Out of Use - historical purposes | Gas (Historical Use) | 10000 | Bare Steel | 1974-05-08 | 1899-12-31 | Galvanized Steel
EZ BUY BP | 2130 ATHENS HWY | GAINESVILLE | Hall | 690288 | 2B | Flapper Valve | 1998-10-01 | FALSE | 1998-10-01 | FALSE | Currently in Use | Plus | 6000 | Steel-Impressed Current | 1979-05-10 |  | Steel (Impressed Current) | Pressurized
HALL COUNTY STADIUM | 3534 East Hall Road | GAINESVILLE | Hall | 690266 | 3 | Flapper Valve | 1996-07-01 | FALSE | 1996-07-01 | FALSE | Currently in Use | Diesel | 10000 | STIP-3/Impressed Current | 1985-02-10 |  | Fiberglass Reinforced Plastic | Safe Suction (Euro)
LEE WALDRIP AUCTION CO | 1400 DAWSONVILLE HWY | GAINESVILLE | Hall | 9069044 | 1 | [5 empty] | Removed from Ground | Other | 10000 | Bare Steel | 1973-01-01 | 1989-12-13 | Galvanized Steel
GA CHAIR CO | 456 IND BLVD | GAINESVILLE | Hall | 9069039 | 4 | Flapper Valve | 1998-05-14 | FALSE | 1998-05-14 | FALSE | Removed from Ground | Diesel | 1000 | Composite | 1998-05-14 | 2017-08-15 | Fiberglass Reinforced Plastic | Safe Suction (Euro)
BILL DOWNS LOCKSMITH | 332 SPRING STREET | GAINESVILLE | Hall | 9069208 | 1 | [5 empty] | Closed in Ground | Gas (Historical Use) | 0 | Not Marked/Unknown | 1981-01-01 | 1981-01-01 | Not Marked
QUIKTRIP #708 | 897 WEST RIDGE RD | GAINESVILLE | Hall | 9069201 | 1 | Flapper Valve | 1997-02-17 | FALSE | 1997-02-17 | FALSE | Currently in Use | Regular | 12000 | Fiberglass | 1997-02-07 |  | Double-Walled Flex | Pressurized
MARJAC INC | 1020 AVIATION BLVD | GAINESVILLE | Hall | 9069186 | 2 | [5 empty] | Removed from Ground | Diesel | 6000 | Bare Steel | 1996-09-12 | 1996-09-12 | Galvanized Steel | Gravity Fed
HALL CO SCHOOL BUS SHOP/STOP | 3255 MONTGOMERY DR | GAINESVILLE | Hall | 9069160 | 3 | Flapper Valve | 1997-01-29 | FALSE | 1997-01-29 | FALSE | Currently in Use | Regular | 10000 | Steel-Impressed Current | 1986-02-10 |  | Steel (Impressed Current) | Safe Suction (Euro)
AT&T COMMUNICATION | 2205 MICROWAVE TOWER RD | GAINESVILLE | Hall | 690241 | 1 | [5 empty] | Removed from Ground | Diesel | 6000 | Bare Steel | 1965-01-01 | 1992-08-29 | Copper | Suction (American)
ABERCROMBIE & HAYES SV STATION | HWY 129 & GA HWY 52 | GAINESVILLE | Hall | 690226 | 1 | [5 empty] | Removed from Ground | Gas (Historical Use) | 1100 | Bare Steel | 1971-05-12 | 1991-11-01 | Unknown
AAA FLOORING | 512 MARENO ST | GAINESVILLE | Hall | 9069211 | 2 | [5 empty] | Removed from Ground | Gas (Historical Use) | 500 | Bare Steel | 1998-08-21 | 1998-08-21 | Bare Steel
HALL HATCHERY | US 129 S | GAINESVILLE | Hall | 9069055 | 1 | [5 empty] | Removed from Ground | Diesel | 10000 | Bare Steel | 1976-01-01 | 1996-09-10 | Galvanized Steel
BELK #087 | 1285 WEST WASHINGTON ST | GAINESVILLE | Hall | 9069057 | 1 | [5 empty] | Removed from Ground | Diesel | 280 | Fiberglass | 1987-01-01 | 1998-12-22 | Galvanized Steel
GA CHAIR CO | 456 IND BLVD | GAINESVILLE | Hall | 9069039 | 3 | Flapper Valve | 1998-05-14 | FALSE | 1998-05-14 | FALSE | Removed from Ground | Gas (Historical Use) | 1000 | Composite | 1988-05-14 | 2017-08-15 | Fiberglass Reinforced Plastic | Safe Suction (Euro)
LAKESHORE MALL | 150 PEARL NIX PARKWAY | GAINESVILLE | Hall | 9069216 | 1 | [5 empty] | Removed from Ground | Gas (Historical Use) | 25 | Bare Steel | 1972-01-01 | 1999-07-01 | Copper | Suction (American)
A & G FOOD CENTER | 2896 BROWNS BRIDGE RD | GAINESVILLE | Hall | 9069229 | 2 |  | 2001-06-01 |  | 2001-06-01 |  | Removed from Ground | Gas (Historical Use) | 12000 | Fiberglass | 2001-06-01 | 2013-05-24 | Flex | Pressurized
HALL HATCHERY | US 129 S | GAINESVILLE | Hall | 9069055 | 4 | [5 empty] | Removed from Ground | Gas (Historical Use) | 1000 | Not Marked/Unknown | 1976-01-01 | 1996-09-10 | Galvanized Steel
LANDSCAPE MGMT CO | 2180 HILTON DR | GAINESVILLE | Hall | 9069040 | 1 | [5 empty] | Removed from Ground | Empty | 550 | Bare Steel | 1985-01-01 | 1991-06-01 | Galvanized Steel | Suction (American)
LANIER PRODUCE | 3654 THOMPSON BRIDGE RD | GAINESVILLE | Hall | 9069059 | 1 |  |  |  | 1993-06-01 |  | Removed from Ground | Gas (Historical Use) | 5000 | Bare Steel | 1980-01-01 | 2000-08-03 | Galvanized Steel | Suction (American)
Circle M Food Shop #1 | 1180 Thompson Bridge Road | Gainesville | Hall | 9069060 | 2 | Ball Float | 1991-10-18 | FALSE | 1991-10-18 | FALSE | Removed from Ground | Regular | 8000 | Epoxy Double-Walled | 1991-10-18 |  | Fiberglass Reinforced Plastic | Pressurized
QUIKTRIP #708 | 897 WEST RIDGE RD | GAINESVILLE | Hall | 9069201 | 2 | Flapper Valve | 1997-02-17 | FALSE | 1997-02-17 | FALSE | Currently in Use | Regular | 12000 | Fiberglass | 1997-02-07 |  | Double-Walled Flex | Pressurized
JIM HARDMAN BUICK | 1592 BROWNS BRIDGE RD | GAINESVILLE | Hall | 9069117 | 2 | [5 empty] | Removed from Ground | Empty | 350 | Not Marked/Unknown | 1995-06-01 | 1995-06-01 | Unknown
VINTAGE ENTERPRISES/VINTAGE HOME | CANDLER RD | GAINESVILLE | Hall | 9069001 | 1 | [5 empty] | Removed from Ground | Gas (Historical Use) | 1000 | Marked Unknown | 1991-01-08 | 1991-01-08 | Unknown
TRI-BIO LABS INC | 1805 TAPAWINGO DR | GAINESVILLE | Hall | 9069202 | 3 | [5 empty] | Removed from Ground | Diesel | 1000 | Bare Steel | 1997-12-02 | 1997-12-02 | Galvanized Steel | Suction (American)
SMITH-BELL PETROLEUM | 1819 ATLANTA HWY | GAINESVILLE | Hall | 690239 | 2 | [5 empty] | Removed from Ground | Diesel | 22700 | Bare Steel | 1966-05-12 | 1986-09-01 | Galvanized Steel
GOSS SHELL | BROAD ST | GAINESVILLE | Hall | 690234 | 1 | [5 empty] | Removed from Ground | Gas (Historical Use) | 1000 | Bare Steel | 1971-05-11 | 1988-01-01 | Galvanized Steel
MEEKS GROCERY | 315 ATLANTA HWY | GAINESVILLE | Hall | 690233 | 3 | [5 empty] | Removed from Ground | Gas (Historical Use) | 1000 | Bare Steel | 1971-05-11 | 1996-01-15 | Galvanized Steel | Suction (American)
CIRCLE K #2723305 | 937 QUEEN CITY PKWY | GAINESVILLE | Hall | 690204 | 5 | Ball Float | 1992-03-01 | FALSE | 1992-03-01 | FALSE | Currently in Use | Regular | 12000 | Composite | 1992-03-23 |  | Fiberglass Reinforced Plastic | Pressurized
CAPITAL MATERIAL | 1700 ATHENS HWY | GAINESVILLE | Hall | 690301 | 1 | [5 empty] | Removed from Ground | Diesel | 5000 | Bare Steel | 1984-05-08 | 1999-01-06 | Galvanized Steel
JACK INGRAM SERVICE STATION | 107 MYRTLE ST | GAINESVILLE | Hall | 690299 | 3 | [5 empty] | Removed from Ground | Diesel | 1000 | Bare Steel | 1973-03-06 | 1999-01-01 | Galvanized Steel | Safe Suction (Euro)
PETROFAST FOOD STORE #6 | 2415 A OLD CORNELIA HWY | GAINESVILLE | Hall | 690223 | 2 |  |  | FALSE |  | FALSE | Closed in Ground | Gas (Historical Use) | 1100 |  | 1971-05-12 | 1980-06-15 | Unknown
EZ BUY BP | 2130 ATHENS HWY | GAINESVILLE | Hall | 690288 | 1 | Flapper Valve | 1998-10-01 | FALSE | 1998-10-01 | FALSE | Currently in Use | Regular | 10000 | Steel-Impressed Current | 1980-05-09 |  | Steel (Impressed Current) | Pressurized
DIAGO MEXICAN FOODS | 775 DORSEY ST | GAINESVILLE | Hall | 9069022 | 1 | [5 empty] | Removed from Ground | Diesel | 10000 | Bare Steel | 1980-01-01 | 1899-12-31 | Bare Steel
FORMER QUEEN CITY HATCHERY | 761 GROVE STREET | GAINESVILLE | Hall | 9069207 | 2 | [5 empty] | Permanently Out of Use - historical purposes | Gas (Historical Use) | 3000 | Bare Steel |  | 1899-12-31 | Bare Steel | Suction (American)
PERKLE TIRE | 117 MAIN STREET | GAINESVILLE | Hall | 9069197 | 2 | [5 empty] | Removed from Ground | Other | 500 | Not Marked/Unknown | 1997-10-28 | 1997-10-28 | Not Marked
GAINESVILLE MAINT SHOP | 263 ALTA VISTA RD SW | GAINESVILLE | Hall | 690250 | 6 |  |  | TRUE |  | TRUE | Removed from Ground | Used Oil | 1000 | Bare Steel | 1956-05-23 | 1990-11-08 | Galvanized Steel
Sanu Properties, LLC | 1704 Cleveland Hwy | GAINESVILLE | Hall | 690248 | 1 | Flapper Valve | 1995-01-01 | FALSE | 1995-01-01 | FALSE | Currently in Use | Regular | 10000 | Steel-Impressed Current | 1976-05-10 |  | Fiberglass Reinforced Plastic | Pressurized
MEEKS GROCERY | 315 ATLANTA HWY | GAINESVILLE | Hall | 690233 | 4 | [5 empty] | Removed from Ground | Kerosene | 560 | Bare Steel | 1971-05-11 | 1996-01-15 | Galvanized Steel | Suction (American)
ABERCROMBIE & HAYES SV STATION | HWY 129 & GA HWY 52 | GAINESVILLE | Hall | 690226 | 3 | [5 empty] | Removed from Ground | Gas (Historical Use) | 1100 | Bare Steel | 1962-05-14 | 1991-11-01 | Unknown
PETROFAST FOOD STORE #6 | 2415 A OLD CORNELIA HWY | GAINESVILLE | Hall | 690223 | 4 | Ball Float | 1989-02-01 | FALSE | 1989-02-01 | FALSE | Currently in Use | Gas (Historical Use) | 6000 | Fiberglass | 1989-02-01 |  | Fiberglass Reinforced Plastic | Pressurized
NORTHEAST GEORGIA MEDICAL CENTER | 743 SPRING ST | GAINESVILLE | Hall | 9069213 | 6 | Flapper Valve | 2024-08-08 | FALSE | 2024-08-08 | FALSE | Currently in Use | Diesel | 30000 | Epoxy Double-Walled | 2023-11-17 |  | Double-Walled Flex | Pressurized
BRENAU UNIVERSITY | 204 BLVD | GAINESVILLE | Hall | 9069028 | 1 |  |  | FALSE |  | FALSE | Removed from Ground | Diesel | 10000 | Bare Steel | 1972-01-01 |  | Bare Steel
PERKLE TIRE | 117 MAIN STREET | GAINESVILLE | Hall | 9069197 | 1 | [5 empty] | Removed from Ground | Other | 500 | Not Marked/Unknown | 1997-10-28 | 1997-10-28 | Not Marked
GAINESVILLE MAINT SHOP | 263 ALTA VISTA RD SW | GAINESVILLE | Hall | 690250 | 2 | Flapper Valve | 1996-11-01 | FALSE | 1996-11-01 | FALSE | Currently in Use | Regular | 10134 | Galvanic (STIP-3) | 1976-05-18 |  | Steel (Impressed Current) | Safe Suction (Euro)
GILSTRAP'S GROCERY | CLEVELAND HWY. | GAINESVILLE | Hall | 690228 | 2 | [5 empty] | Removed from Ground | Gas (Historical Use) | 1000 | Bare Steel | 1976-05-09 | 1985-01-01 | Galvanized Steel
PETROFAST FOOD STORE #6 | 2415 A OLD CORNELIA HWY | GAINESVILLE | Hall | 690223 | 6 | Ball Float | 1989-02-01 | FALSE | 1989-02-01 | FALSE | Currently in Use | Gas (Historical Use) | 6000 | Fiberglass | 1989-02-01 |  | Fiberglass Reinforced Plastic | Pressurized
PETROFAST FOOD STORE #6 | 2415 A OLD CORNELIA HWY | GAINESVILLE | Hall | 690223 | 8 | Flapper Valve | 1989-02-01 | FALSE | 1989-02-01 | FALSE | Currently in Use | Diesel | 2000 | Fiberglass | 1989-02-01 |  | Fiberglass Reinforced Plastic | Safe Suction (Euro)
GAINESVILLE WATER WORKS | 2120 RIVERSIDE DR | GAINESVILLE | Hall | 690264 | 1 | [5 empty] | Removed from Ground | Diesel | 1500 | Bare Steel | 1953-03-22 | 1899-12-31 | Copper
DIXIE STATION #331 | 2160 ATHENS HWY | GAINESVILLE | Hall | 690278 | 1 | [5 empty] | Removed from Ground | Gas (Historical Use) | 4000 | Bare Steel | 1976-05-15 | 1998-06-09 | Galvanized Steel | Safe Suction (Euro)
PRO TRANSPORTATION SVC INC | 2085 IND DR | GAINESVILLE | Hall | 690289 | 1 | [5 empty] | Removed from Ground | Gas (Historical Use) | 22671 | Bare Steel | 1980-05-09 | 1994-01-27 | Galvanized Steel | Pressurized
HAPPY FOODMART | 1000 ATHENS ST | GAINESVILLE | Hall | 690005 | 1 | Flapper Valve | 1998-10-01 | FALSE | 1998-10-01 | FALSE | Currently in Use | Diesel | 8000 | Steel-Impressed Current | 1984-05-08 |  | Steel (Impressed Current) | Pressurized
JIM HARDMAN BUICK | 1592 BROWNS BRIDGE RD | GAINESVILLE | Hall | 9069117 | 1 | [5 empty] | Removed from Ground | Empty | 350 | Not Marked/Unknown | 1995-06-01 | 1995-06-01 | Unknown
SMITH BELL PETROLEUM/PACIFIC PRI | 354 JESSE JEWELL PKWY | GAINESVILLE | Hall | 690238 | 3 |  | 1998-11-17 |  | 1998-11-17 |  | Removed from Ground | Gas (Historical Use) | 6000 | Steel-Impressed Current | 1980-05-08 | 2005-08-19 | Fiberglass Reinforced Plastic | Pressurized
ABERCROMBIE & HAYES SV STATION | HWY 129 & GA HWY 52 | GAINESVILLE | Hall | 690226 | 2 | [5 empty] | Removed from Ground | Gas (Historical Use) | 1100 | Bare Steel | 1966-05-13 | 1991-11-01 | Unknown
CHAPMAN MOTORS CO | 2320 BROWNS BRIDGE RD | GAINESVILLE | Hall | 690225 | 2 | [5 empty] | Closed in Ground | Gas (Historical Use) | 550 | Marked Unknown | 1981-01-15 | 1981-01-15 | Unknown
CIRCLE K #2723305 | 937 QUEEN CITY PKWY | GAINESVILLE | Hall | 690204 | 3 | [5 empty] | Permanently Out of Use - historical purposes | Gas (Historical Use) | 6000 | Bare Steel | 1974-05-08 | 1899-12-31 | Galvanized Steel
EZ BUY BP | 2130 ATHENS HWY | GAINESVILLE | Hall | 690288 | 2A | Flapper Valve | 1998-10-01 | FALSE | 1998-10-01 | FALSE | Currently in Use | Premium | 8000 | Steel-Impressed Current | 1979-05-10 |  | Steel (Impressed Current) | Pressurized
EZ BUY BP | 2130 ATHENS HWY | GAINESVILLE | Hall | 690288 | 3 | Flapper Valve | 1998-10-01 | FALSE | 1998-10-01 | FALSE | Currently in Use | Diesel | 3000 | Steel-Impressed Current | 1979-05-10 |  | Steel (Impressed Current) | Pressurized
JACK INGRAM SERVICE STATION | 107 MYRTLE ST | GAINESVILLE | Hall | 690299 | 2 | [5 empty] | Removed from Ground | Gas (Historical Use) | 6000 | Bare Steel | 1969-03-07 | 1999-01-01 | Galvanized Steel | Safe Suction (Euro)
MACKLANBURG DUNCAN CO | 2095 MEMORIAL PARK DR | GAINESVILLE | Hall | 690257 | 5 | [5 empty] | Permanently Out of Use - historical purposes | Diesel | 4000 | Bare Steel |  | 1899-12-31 | Bare Steel
MACKLANBURG DUNCAN CO | 2095 MEMORIAL PARK DR | GAINESVILLE | Hall | 690257 | 4 | [5 empty] | Removed from Ground | Gas (Historical Use) | 1000 | Bare Steel | 1979-05-24 | 1990-08-01 | Bare Steel
THE TIMES | 345 GREEN ST NW | GAINESVILLE | Hall | 690282 | 1 |  |  | FALSE |  | FALSE | Removed from Ground | Diesel | 1000 | Bare Steel | 1983-01-02 | 1998-05-12 | Double-Walled Fiberglass | Safe Suction (Euro)
G H MARTIN BOATHOUSE & DOCK INC | 2070 OLD DAWSONVILLE HWY | GAINESVILLE | Hall | 690011 | 1 | [5 empty] | Removed from Ground | Diesel | 560 | Bare Steel | 1976-01-01 | 1996-04-01 | Bare Steel
SOUTHERN CONCRETE WALLS INC/EQUI | 1142 AVIATION BLVD | GAINESVILLE | Hall | 9069072 | 1 | [5 empty] | Removed from Ground | Gas (Historical Use) | 10000 | Bare Steel | 1976-01-01 | 1992-10-20 | Galvanized Steel | Suction (American)
LANIER LINCOLN MERCURY(FORMER) | 1145 JESSE JEWELL PKWY | GAINESVILLE | Hall | 9069074 | 2 | [5 empty] | Removed from Ground | Diesel | 550 | Marked Unknown | 1993-05-12 | 1993-05-12 | Not Marked
BULLDOG POOL ROOM | 1516 ATLANTA HWY | GAINESVILLE | Hall | 9069176 | DUMMY | [5 empty] | Removed from Ground | Gas (Historical Use) | 0 | Not Marked/Unknown | 1988-01-01 | 1988-01-01 | Not Marked
JIM HARDMAN BUICK | 1592 BROWNS BRIDGE RD | GAINESVILLE | Hall | 9069117 | 3 |  |  | TRUE |  | TRUE | Removed from Ground | Used Oil | 1000 | Not Marked/Unknown | 1995-06-01 | 1995-06-01 | Unknown
SMITH-BELL PETROLEUM | 1819 ATLANTA HWY | GAINESVILLE | Hall | 690239 | 3 | [5 empty] | Removed from Ground | Gas (Historical Use) | 2000 | Bare Steel | 1966-05-12 | 1986-09-01 | Galvanized Steel
MEEKS GROCERY | 315 ATLANTA HWY | GAINESVILLE | Hall | 690233 | 2 | [5 empty] | Removed from Ground | Gas (Historical Use) | 1000 | Bare Steel | 1971-05-11 | 1996-01-15 | Galvanized Steel | Suction (American)
ABERCROMBIE & HAYES SV STATION | HWY 129 & GA HWY 52 | GAINESVILLE | Hall | 690226 | 4 | [5 empty] | Removed from Ground | Gas (Historical Use) | 550 | Bare Steel | 1962-05-14 | 1991-11-01 | Unknown
CHAPMAN MOTORS CO | 2320 BROWNS BRIDGE RD | GAINESVILLE | Hall | 690225 | 5 | [5 empty] | Closed in Ground | Gas (Historical Use) | 2200 | Marked Unknown | 1981-01-15 | 1981-01-15 | Unknown
CHAPMAN MOTORS CO | 2320 BROWNS BRIDGE RD | GAINESVILLE | Hall | 690225 | 4 | [5 empty] | Closed in Ground | Gas (Historical Use) | 2200 | Marked Unknown | 1981-01-15 | 1981-01-15 | Unknown
UPS HALL (UST) | 2254 CENTENNIAL DR | GAINESVILLE | Hall | 690213 | 2 |  |  | TRUE |  | TRUE | Removed from Ground | Used Oil | 550 | Fiberglass | 1986-01-01 | 1992-07-09 | Galvanized Steel
A TO Z GROCERY | 1041 ATHENS HWY | GAINESVILLE | Hall | 690256 | 2 | [5 empty] | Removed from Ground | Gas (Historical Use) | 500 | Bare Steel | 1962-01-07 | 1998-01-20 | Unknown
DON HULSEY TEXACO | 1033 WASHINGTON ST | GAINESVILLE | Hall | 690259 | 1 | [5 empty] | Removed from Ground | Gas (Historical Use) | 4000 | Bare Steel | 1968-05-11 | 1994-07-11 | Galvanized Steel
SOUTH HALL MIDDLE SCHOOL | 3215 POPLAR SPRINGS RD | GAINESVILLE | Hall | 690268 | 2 | [5 empty] | Removed from Ground | Gas (Historical Use) | 6000 | Bare Steel | 1986-02-10 | 1993-07-01 | Galvanized Steel
SANA INT INC | 1878 THOMPSON BRIDGE RD | GAINESVILLE | Hall | 690002 | 3 | Flapper Valve | 1983-01-01 | FALSE | 1983-01-01 | FALSE | Currently in Use | Premium | 8000 | STIP-3/Impressed Current | 1985-01-01 |  | Steel (Impressed Current) | Pressurized
LANIER PRODUCE | 3654 THOMPSON BRIDGE RD | GAINESVILLE | Hall | 9069059 | 2 |  |  |  | 1993-06-01 |  | Removed from Ground | Gas (Historical Use) | 5000 | Bare Steel | 1980-01-01 | 2000-08-03 | Galvanized Steel | Suction (American)
GAINESVILLE CIGARETTE SVC | 712 DAVIS ST | GAINESVILLE | Hall | 9069025 | 1 | [5 empty] | Removed from Ground | Gas (Historical Use) | 560 | Bare Steel | 1976-01-01 | 1988-01-01 | Bare Steel
QUIKTRIP #708 | 897 WEST RIDGE RD | GAINESVILLE | Hall | 9069201 | 3 | Flapper Valve | 1997-02-17 | FALSE | 1997-02-17 | FALSE | Currently in Use | Premium | 12000 | Fiberglass | 1997-02-07 |  | Double-Walled Flex | Pressurized
HAMPTON INN PROJECT | 430 BROAD ST | GAINESVILLE | Hall | 9069170 | 1 | [5 empty] | Removed from Ground | Gas (Historical Use) | 20000 | Marked Unknown | 1995-10-23 | 1995-10-23 | Unknown
BST/GAINESVILLE CO-R3120 | 500 BROAD ST | GAINESVILLE | Hall | 690243 | 1 | [5 empty] | Removed from Ground | Diesel | 15000 | Bare Steel | 1972-01-05 | 1994-01-17 | Copper | Suction (American)
PETROFAST FOOD STORE #6 | 2415 A OLD CORNELIA HWY | GAINESVILLE | Hall | 690223 | 7 | Flapper Valve | 1989-02-01 | FALSE | 1989-02-01 | FALSE | Currently in Use | Diesel | 2000 | Fiberglass | 1989-02-01 |  | Fiberglass Reinforced Plastic | Safe Suction (Euro)
PETROFAST FOOD STORE #6 | 2415 A OLD CORNELIA HWY | GAINESVILLE | Hall | 690223 | 5 | Ball Float | 1989-02-01 | FALSE | 1989-02-01 | FALSE | Currently in Use | Gas (Historical Use) | 6000 | Fiberglass | 1989-02-01 |  | Fiberglass Reinforced Plastic | Pressurized
CAPITAL MATERIAL | 1700 ATHENS HWY | GAINESVILLE | Hall | 690301 | 3 | Flapper Valve | 1999-01-08 | FALSE | 1999-01-08 | FALSE | Currently in Use | Diesel | 6000 | Composite | 1999-01-08 |  | Fiberglass Reinforced Plastic | Safe Suction (Euro)
FJ PETROLEUM INC. | 2808 GILLSVILLE HWY | GAINESVILLE | Hall | 690302 | 2 | Flapper Valve | 1998-05-05 | FALSE | 1998-05-05 | FALSE | Currently in Use | Regular | 8000 | Galvanic (STIP-3) | 1987-01-01 |  | Double-Walled Fiberglass | Pressurized
A TO Z GROCERY | 1041 ATHENS HWY | GAINESVILLE | Hall | 690256 | 1 | [5 empty] | Removed from Ground | Gas (Historical Use) | 3000 | Bare Steel | 1972-01-05 | 1998-01-20 | Unknown
FAIR STREET ELEM. SCHOOL | 695 FAIR ST. | GAINESVILLE | Hall | 690269 | 1 | [5 empty] | Removed from Ground | Diesel | 8000 | Bare Steel | 1956-02-14 | 1988-03-01 | Galvanized Steel
MACKLANBURG DUNCAN CO | 2095 MEMORIAL PARK DR | GAINESVILLE | Hall | 690257 | 1 |  |  | TRUE |  | TRUE | Removed from Ground | Used Oil | 1000 | Concrete | 1970-05-26 | 1990-08-01 | Fiberglass Reinforced Plastic
US ARMY RESERVE CENTER | 33 SHALLOWFORD RD | GAINESVILLE | Hall | 690280 | 1 | [5 empty] | Removed from Ground | Diesel | 2000 | Bare Steel | 1958-06-04 | 1899-12-31 | Bare Steel | Safe Suction (Euro)
CIRCLE K #2042/MR B'S #168 | 2925 MOUNTAIN VIEW RD | GAINESVILLE | Hall | 690003 | 1 | [5 empty] | Removed from Ground | Gas (Historical Use) | 8000 | Bare Steel | 1983-05-08 | 1899-12-31 | Galvanized Steel | Pressurized
JACK & MARSHAS PLACE | WHITE SULPHUR SPRINGS RD | GAINESVILLE | Hall | 690229 | 1 | [5 empty] | Removed from Ground | Gas (Historical Use) | 560 | Bare Steel | 1986-05-07 | 1988-01-01 | Galvanized Steel
EJ HAYNES SVC STATION | RT 4 SARDIS RD | GAINESVILLE | Hall | 690221 | 2 | [5 empty] | Removed from Ground | Gas (Historical Use) | 560 | Bare Steel | 1968-05-12 | 1994-08-08 | Galvanized Steel
UPS HALL (UST) | 2254 CENTENNIAL DR | GAINESVILLE | Hall | 690213 | 1 | Flapper Valve | 1992-07-01 | FALSE | 1992-07-01 | FALSE | Currently in Use | Diesel | 9816 | Fiberglass | 1986-01-15 |  | Double-Walled Fiberglass | Pressurized
DON HULSEY TEXACO | 1033 WASHINGTON ST | GAINESVILLE | Hall | 690259 | 2 | [5 empty] | Removed from Ground | Gas (Historical Use) | 4000 | Bare Steel | 1968-05-11 | 1994-07-11 | Galvanized Steel
BENNET & SONS | BOX 523 RTE. 12 | GAINESVILLE | Hall | 690263 | 2 | [5 empty] | Closed in Ground | Gas (Historical Use) | 2000 | Bare Steel | 1968-05-11 | 1985-01-01 | Galvanized Steel
DIXIE STATION #331 | 2160 ATHENS HWY | GAINESVILLE | Hall | 690278 | 2 | [5 empty] | Removed from Ground | Gas (Historical Use) | 4000 | Bare Steel | 1976-05-15 | 1998-06-09 | Galvanized Steel | Safe Suction (Euro)
M&R RENTALS | 128 ENOTA AVE NW | GAINESVILLE | Hall | 690019 | 4 |  | 1998-09-01 |  | 1998-09-01 |  | Removed from Ground | Gas (Historical Use) | 1000 | Galvanic (STIP-3) | 1991-06-21 | 2009-12-01 | Fiberglass Reinforced Plastic | Safe Suction (Euro)
M&R RENTALS | 128 ENOTA AVE NW | GAINESVILLE | Hall | 690019 | 1 | [5 empty] | Removed from Ground | Gas (Historical Use) | 1000 | Cathodically Protected Steel | 1971-05-12 | 1989-02-01 | Not Marked
FREDDYS QUICK SERVE | 1296 DAWSONVILLE HWY | GAINESVILLE | Hall | 690030 | 3 | Flapper Valve | 1994-05-01 | FALSE | 1994-05-01 | FALSE | Currently in Use | Premium | 6000 | Galvanic (STIP-3) | 1972-05-11 |  | Fiberglass Reinforced Plastic | Pressurized
AT&T COMMUNICATION | 2205 MICROWAVE TOWER RD | GAINESVILLE | Hall | 690241 | 2 | Flapper Valve | 1992-09-01 | FALSE | 1992-09-01 | FALSE | Currently in Use | Diesel | 1000 | Galvanic (STIP-3) | 1992-09-01 |  | Copper/Secondry Containment | Suction (American)
UNITED PARCEL SERVICE/ROLLINS TR | 100 INDUSTRIAL WAY/MEMORIAL PARK | GAINESVILLE | Hall | 690214 | 1 | [5 empty] | Removed from Ground | Gas (Historical Use) | 10000 | Bare Steel | 1970-05-09 | 1991-11-04 | Unknown
FJ PETROLEUM INC. | 2808 GILLSVILLE HWY | GAINESVILLE | Hall | 690302 | 4 | Flapper Valve | 1998-05-05 | FALSE | 1998-05-05 | FALSE | Currently in Use | Premium | 8000 | Galvanic (STIP-3) | 1987-01-01 |  | Double-Walled Fiberglass | Pressurized
FJ PETROLEUM INC. | 2808 GILLSVILLE HWY | GAINESVILLE | Hall | 690302 | 1 | Flapper Valve | 1998-05-05 | FALSE | 1998-05-05 | FALSE | Currently in Use | Diesel | 2000 | Galvanic (STIP-3) | 1987-01-01 |  | Double-Walled Fiberglass | Pressurized
GA MOUNTAINS ADC | 1310 RIDGE RD | GAINESVILLE | Hall | 690297 | 1 | [5 empty] | Removed from Ground | Gas (Historical Use) | 1000 | Bare Steel | 1996-01-01 | 1996-01-01 | Galvanized Steel
SOUTH HALL MIDDLE SCHOOL | 3215 POPLAR SPRINGS RD | GAINESVILLE | Hall | 690268 | 3 | [5 empty] | Removed from Ground | Diesel | 10000 | Cathodically Protected Steel | 1985-02-10 | 1993-07-01 | Galvanized Steel
GAINESVILLE SCHOOLS BUS SHOP | 816 WOODS MILL RD | GAINESVILLE | Hall | 690271 | 1 |  |  | FALSE |  | FALSE | [6 empty] | Steel (Impressed Current) | Safe Suction (Euro)
CIRCLE K #2042/MR B'S #168 | 2925 MOUNTAIN VIEW RD | GAINESVILLE | Hall | 690003 | 3 | [5 empty] | Removed from Ground | Gas (Historical Use) | 8000 | Bare Steel | 1983-05-08 | 1899-12-31 | Galvanized Steel | Pressurized
MORGAN LAUNDRY & CLEANERS INC | 210 WEST ACADEMY ST | GAINESVILLE | Hall | 690032 | 1 | [5 empty] | Removed from Ground | Diesel | 3850 | Bare Steel | 1952-05-15 | 1989-07-06 | Galvanized Steel
BELL'S CLEANERS | 316 WASHINGTON ST | GAINESVILLE | Hall | 690046 | 1 | [5 empty] | Closed in Ground | Other | 550 | Bare Steel | 1956-03-14 | 1999-11-01 | Bare Steel
CON AGRA FEED MILL (GAINESVILLE) | 979 MORENO ST | GAINESVILLE | Hall | 690056 | 3 |  |  | TRUE |  | TRUE | Closed in Ground | Used Oil | 2000 | Bare Steel | 1973-01-01 | 1990-08-01 | Galvanized Steel
NORTHEAST GEORGIA MEDICAL CENTER | 743 SPRING ST | GAINESVILLE | Hall | 9069213 | 1 |  | 1998-12-03 |  | 1998-12-03 |  | Removed from Ground | Diesel | 20000 | Steel-Impressed Current | 1998-12-03 | 2003-03-28 | Cathodically Protected | Suction (American)
966 DAVIS ST LLC | 966 DAVIS ST SW | GAINESVILLE | Hall | 9069043 | GTS-2 | [5 empty] | Removed from Ground | Gas (Historical Use) | 10000 | Bare Steel | 1977-01-01 | 1987-03-01 | Not Marked
COUNTRY CHARM EGG DIST INC | 2080 IND DR | GAINESVILLE | Hall | 9069018 | 1 | [5 empty] | Removed from Ground | Other | 10000 | Bare Steel | 1977-01-01 | 1992-08-25 | Galvanized Steel | Suction (American)
MARJAC INC | 1020 AVIATION BLVD | GAINESVILLE | Hall | 9069186 | 1 | [5 empty] | Removed from Ground | Gas (Historical Use) | 6000 | Bare Steel | 1996-09-12 | 1996-09-12 | Galvanized Steel | Gravity Fed
CAIN ELECTRIC CO INC | 1743 CLEVELAND HWY | GAINESVILLE | Hall | 9069151 | 1 | Flapper Valve | 1998-10-15 |  | 1998-10-15 |  | Removed from Ground | Gas (Historical Use) | 550 | Galvanic (STIP-3) | 1986-12-31 | 2016-09-06 | Galvanized Steel | Safe Suction (Euro)
PETROFAST FOOD STORE #6 | 2415 A OLD CORNELIA HWY | GAINESVILLE | Hall | 690223 | 1 |  |  | FALSE |  | FALSE | Closed in Ground | Gas (Historical Use) | 1100 | Bare Steel | 1971-05-12 | 1980-06-15
DON HULSEY TEXACO | 1033 WASHINGTON ST | GAINESVILLE | Hall | 690259 | 3 | [5 empty] | Removed from Ground | Gas (Historical Use) | 4000 | Bare Steel | 1968-05-11 | 1994-07-11 | Galvanized Steel
GAINESVILLE HIGH SCHOOL | 830 CENTURY PLACE | GAINESVILLE | Hall | 690270 | 1 | [5 empty] | Removed from Ground | Diesel | 8000 | Bare Steel | 1956-02-14 | 1990-01-01 | Galvanized Steel
US ARMY RESERVE CENTER | 33 SHALLOWFORD RD | GAINESVILLE | Hall | 690280 | 2 | [5 empty] | Currently in Use | Other | 250 | Bare Steel | 1958-06-04 |  | Bare Steel | Gravity Fed
GAINESVILLE MARINA | 2145 DAWSONVILLE HWY | GAINESVILLE | Hall | 690007 | 4 | [5 empty] | Removed from Ground | Empty | 1000 | Bare Steel | 1968-05-10 | 1993-04-01 | Galvanized Steel
FAMILY FOOD MART | 3702 BROWNS BRIDGE RD | GAINESVILLE | Hall | 690042 | 2 | [5 empty] | Removed from Ground | Empty | 10000 | Bare Steel | 1974-04-20 | 1986-01-01 | Galvanized Steel
BERT CROWE USED CARS INC | 1815 ATLANTA HWY | GAINESVILLE | Hall | 690050 | 1 | [5 empty] | Removed from Ground | Gas (Historical Use) | 500 | Bare Steel | 1977-03-14 | 1994-02-01 | Galvanized Steel
CWT FARMS INC | 1180 AIRPORT IND PARK | GAINESVILLE | Hall | 690055 | 4 |  |  | TRUE |  | TRUE | Removed from Ground | Used Oil | 1000 | Bare Steel | 1998-12-30 | 1998-12-30 | Galvanized Steel | Gravity Fed
CON AGRA FEED MILL (GAINESVILLE) | 979 MORENO ST | GAINESVILLE | Hall | 690056 | 5 | [5 empty] | Removed from Ground | Empty | 6000 | Bare Steel | 1953-01-01 | 1990-08-01 | Unknown
GAINESVILLE MARINA | 2145 DAWSONVILLE HWY | GAINESVILLE | Hall | 690007 | 5 | [5 empty] | Removed from Ground | Empty | 3000 | Bare Steel | 1968-05-10 | 1993-04-01 | Galvanized Steel
FROGS BP | 1607 ATLANTA HWY | GAINESVILLE | Hall | 690017 | 3 | [5 empty] | Removed from Ground | Gas (Historical Use) | 2000 | Bare Steel | 1966-05-13 | 1997-10-01 | Bare Steel | Pressurized
FAMILY FOOD MART | 3702 BROWNS BRIDGE RD | GAINESVILLE | Hall | 690042 | 6 | Flapper Valve | 1997-09-17 | FALSE | 1997-09-17 | FALSE | Currently in Use | Diesel | 2000 | Steel-Impressed Current | 1986-01-01 |  | Fiberglass Reinforced Plastic | Safe Suction (Euro)
CON AGRA FEED MILL (GAINESVILLE) | 979 MORENO ST | GAINESVILLE | Hall | 690056 | 1 | [5 empty] | Removed from Ground | Diesel | 10000 | Bare Steel | 1971-02-07 | 1994-05-01 | Bare Steel
EJ HAYNES SVC STATION | RT 4 SARDIS RD | GAINESVILLE | Hall | 690221 | 3 | [5 empty] | Removed from Ground | Gas (Historical Use) | 560 | Bare Steel | 1968-05-12 | 1994-08-08 | Unknown
CIRCLE K #2723305 | 937 QUEEN CITY PKWY | GAINESVILLE | Hall | 690204 | 6 | Ball Float | 1992-03-01 | FALSE | 1992-03-01 | FALSE | Currently in Use | Premium | 12000 | Composite | 1992-03-23 |  | Fiberglass Reinforced Plastic | Pressurized
HYDRO CONDUIT CORP | 1060 DAVIS ST SW | GAINESVILLE | Hall | 690251 | 2 | [5 empty] | Removed from Ground | Gas (Historical Use) | 5000 | Bare Steel | 1961-05-26 | 1988-05-17 | Not Marked
MACKLANBURG DUNCAN CO | 2095 MEMORIAL PARK DR | GAINESVILLE | Hall | 690257 | 3 |  |  | TRUE |  | TRUE | Removed from Ground | Used Oil | 2000 | Bare Steel | 1979-05-24 | 1990-08-01 | Fiberglass Reinforced Plastic
BENNET & SONS | BOX 523 RTE. 12 | GAINESVILLE | Hall | 690263 | 1 | [5 empty] | Closed in Ground | Gas (Historical Use) | 2000 | Bare Steel | 1968-05-11 | 1985-01-01 | Galvanized Steel
FROGS BP | 1607 ATLANTA HWY | GAINESVILLE | Hall | 690017 | 2 | [5 empty] | Removed from Ground | Gas (Historical Use) | 4000 | Bare Steel | 1960-05-14 | 1997-10-01 | Bare Steel | Pressurized
CON AGRA FEED MILL (GAINESVILLE) | 979 MORENO ST | GAINESVILLE | Hall | 690056 | 4 |  |  | TRUE |  | TRUE | Closed in Ground | Used Oil | 2000 | Bare Steel | 1958-01-01 | 1990-08-01 | Galvanized Steel
GAINESVILLE WATER WORKS | 2120 RIVERSIDE DR | GAINESVILLE | Hall | 690264 | 2 | Flapper Valve | 1999-04-23 | FALSE | 1999-04-23 | FALSE | Currently in Use | Diesel | 4000 | Fiberglass | 1980-03-15 |  | Fiberglass Reinforced Plastic | Suction (American)
BP STATION/SUPER GULF SERV | 782 SYCAMORE ST & MYRTLE ST | GAINESVILLE | Hall | 690016 | 494316 | [5 empty] | Removed from Ground | Gas (Historical Use) | 6000 | Bare Steel | 1970-05-12 | 1992-04-30 | Galvanized Steel
RYDER TRUCK RENTAL #184 | 1567 MONROE DR | GAINESVILLE | Hall | 690044 | 4 | [5 empty] | Removed from Ground | Diesel | 12000 | Bare Steel | 1981-03-15 | 1998-03-03 | Bare Steel | Pressurized
RYDER TRUCK RENTAL #184 | 1567 MONROE DR | GAINESVILLE | Hall | 690044 | 5 | [5 empty] | Removed from Ground | Diesel | 12000 | Bare Steel | 1981-03-15 | 1998-03-03 | Bare Steel | Pressurized
CWT FARMS INC | 1180 AIRPORT IND PARK | GAINESVILLE | Hall | 690055 | 1 | [5 empty] | Removed from Ground | Gas (Historical Use) | 2000 | Bare Steel | 1981-01-15 | 1997-06-25 | Galvanized Steel | Suction (American)
HYDRO CONDUIT CORP | 1060 DAVIS ST SW | GAINESVILLE | Hall | 690251 | 1 | [5 empty] | Removed from Ground | Diesel | 5000 | Bare Steel | 1961-05-26 | 1988-05-17 | Not Marked
HALL COUNTY STADIUM | 3534 East Hall Road | GAINESVILLE | Hall | 690266 | 1 | [5 empty] | Permanently Out of Use - historical purposes | Gas (Historical Use) | 6000 | Bare Steel |  | 1899-12-31 | Galvanized Steel | Gravity Fed
FREDDYS QUICK SERVE | 1296 DAWSONVILLE HWY | GAINESVILLE | Hall | 690030 | 2 | Flapper Valve | 1994-05-01 | FALSE | 1994-05-01 | FALSE | Currently in Use | Plus | 10000 | Galvanic (STIP-3) | 1972-05-11 |  | Fiberglass Reinforced Plastic | Pressurized
MARY & MIKE GAS & GROCERY | 4317 PRICE RD/RT 8 | GAINESVILLE | Hall | 9069065 | 1 | [5 empty] | Removed from Ground | Gas (Historical Use) | 2000 | Bare Steel | 1975-01-01 | 1991-07-10 | Galvanized Steel
MARY & MIKE GAS & GROCERY | 4317 PRICE RD/RT 8 | GAINESVILLE | Hall | 9069065 | 4 | [5 empty] | Removed from Ground | Diesel | 1000 | Bare Steel | 1979-01-01 | 1991-07-10 | Galvanized Steel
HALL CO SCHOOL BUS SHOP/STOP | 3255 MONTGOMERY DR | GAINESVILLE | Hall | 9069160 | 2 | [5 empty] | Removed from Ground | Gas (Historical Use) | 6000 | Bare Steel | 1986-02-10 | 1990-02-01 | Unknown | Gravity Fed
GILSTRAP'S GROCERY | CLEVELAND HWY. | GAINESVILLE | Hall | 690228 | 3 | [5 empty] | Removed from Ground | Gas (Historical Use) | 1000 | Bare Steel | 1976-05-09 | 1985-01-01 | Galvanized Steel
UNITED PARCEL SERVICE/ROLLINS TR | 100 INDUSTRIAL WAY/MEMORIAL PARK | GAINESVILLE | Hall | 690214 | 2 |  |  | TRUE |  | TRUE | Removed from Ground | Used Oil | 500 | Bare Steel | 1970-05-09 | 1991-11-04 | Unknown
SOUTH HALL MIDDLE SCHOOL | 3215 POPLAR SPRINGS RD | GAINESVILLE | Hall | 690268 | 1 | [5 empty] | Removed from Ground | Gas (Historical Use) | 6000 | Bare Steel | 1986-02-10 | 1993-07-01 | Galvanized Steel
SANA INT INC | 1878 THOMPSON BRIDGE RD | GAINESVILLE | Hall | 690002 | 1 | Flapper Valve | 1983-01-01 | FALSE | 1983-01-01 | FALSE | Currently in Use | Diesel | 6000 | Galvanic (STIP-3) | 1983-01-01 |  | Steel (Impressed Current) | Pressurized
SANA INT INC | 1878 THOMPSON BRIDGE RD | GAINESVILLE | Hall | 690002 | 4 | Flapper Valve | 1993-01-19 | FALSE | 1993-01-19 | FALSE | Currently in Use | Kerosene | 2000 | STIP-3/Impressed Current | 1993-01-19 |  | Fiberglass Reinforced Plastic | Safe Suction (Euro)
GAINESVILLE MARINA | 2145 DAWSONVILLE HWY | GAINESVILLE | Hall | 690007 | 1 | [5 empty] | Removed from Ground | Empty | 3000 | Bare Steel | 1965-05-11 | 1993-04-01 | Galvanized Steel
RYDER TRUCK RENTAL #184 | 1567 MONROE DR | GAINESVILLE | Hall | 690044 | 2 | [5 empty] | Removed from Ground | Other | 8000 | Bare Steel | 1981-03-15 | 1998-03-03 | Bare Steel | Suction (American)
HAPPY FOODMART | 1000 ATHENS ST | GAINESVILLE | Hall | 690005 | 5 | Flapper Valve | 1998-10-01 |  | 1998-10-01 |  | Temporarily out of use | Kerosene | 1000 | Steel-Impressed Current | 1984-05-08 |  | Steel (Impressed Current) | Safe Suction (Euro)
HAPPY FOODMART | 1000 ATHENS ST | GAINESVILLE | Hall | 690005 | 4 | Flapper Valve | 1998-10-01 |  | 1998-10-01 |  | Temporarily out of use | Kerosene | 8000 | Steel-Impressed Current | 1984-05-08 |  | Steel (Impressed Current) | Pressurized
BP STATION/SUPER GULF SERV | 782 SYCAMORE ST & MYRTLE ST | GAINESVILLE | Hall | 690016 | 4 | [5 empty] | Removed from Ground | Kerosene | 550 | Bare Steel | 1970-05-12 | 1992-05-05 | Galvanized Steel
BP STATION/SUPER GULF SERV | 782 SYCAMORE ST & MYRTLE ST | GAINESVILLE | Hall | 690016 | 5 |  |  | TRUE |  | TRUE | Removed from Ground | Used Oil | 550 | Bare Steel | 1970-05-12 | 1992-05-05 | Galvanized Steel
BELL'S CLEANERS | 316 WASHINGTON ST | GAINESVILLE | Hall | 690046 | 2 | [5 empty] | Closed in Ground | Other | 550 | Bare Steel | 1956-03-14 | 1999-11-01 | Bare Steel
CWT FARMS INC | 1180 AIRPORT IND PARK | GAINESVILLE | Hall | 690055 | 3 | [5 empty] | Removed from Ground | Diesel | 2000 | Bare Steel | 1981-01-15 | 1997-06-25 | Galvanized Steel | Suction (American)
PETROFAST FOOD STORE #6 | 2415 A OLD CORNELIA HWY | GAINESVILLE | Hall | 690223 | 3 |  |  | FALSE |  | FALSE | Closed in Ground | Gas (Historical Use) | 1100 | Bare Steel | 1971-05-12 | 1980-06-15 | Unknown
EJ HAYNES SVC STATION | RT 4 SARDIS RD | GAINESVILLE | Hall | 690221 | 4 | [5 empty] | Removed from Ground | Kerosene | 560 | Bare Steel | 1968-05-12 | 1994-08-08 | Unknown
EJ HAYNES SVC STATION | RT 4 SARDIS RD | GAINESVILLE | Hall | 690221 | 1 | [5 empty] | Removed from Ground | Gas (Historical Use) | 1000 | Bare Steel | 1968-05-12 | 1994-08-08 | Unknown
MACKLANBURG DUNCAN CO | 2095 MEMORIAL PARK DR | GAINESVILLE | Hall | 690257 | 2 | [5 empty] | Removed from Ground | Gas (Historical Use) | 500 | Bare Steel | 1974-05-25 | 1990-08-01 | Fiberglass Reinforced Plastic
FAIR STREET ELEM. SCHOOL | 695 FAIR ST. | GAINESVILLE | Hall | 690269 | 2 | [5 empty] | Removed from Ground | Empty | 6000 | Bare Steel | 1956-02-14 | 1988-03-01 | Galvanized Steel
CIRCLE K #2042/MR B'S #168 | 2925 MOUNTAIN VIEW RD | GAINESVILLE | Hall | 690003 | 2 | [5 empty] | Removed from Ground | Gas (Historical Use) | 8000 | Bare Steel | 1983-05-08 | 1899-12-31 | Galvanized Steel | Pressurized
M&R RENTALS | 128 ENOTA AVE NW | GAINESVILLE | Hall | 690019 | 2 |  | 1998-09-01 |  | 1998-09-01 |  | Removed from Ground | Kerosene | 550 | Galvanic (STIP-3) | 1991-06-21 | 2009-12-01 | Fiberglass Reinforced Plastic | Safe Suction (Euro)
FAMILY FOOD MART | 3702 BROWNS BRIDGE RD | GAINESVILLE | Hall | 690042 | 5 | Flapper Valve | 1997-09-17 | FALSE | 1997-09-17 | FALSE | Currently in Use | Ethanol | 10000 | Steel-Impressed Current | 1986-01-01 |  | Fiberglass Reinforced Plastic | Pressurized
EZ BUY BP | 2130 ATHENS HWY | GAINESVILLE | Hall | 690288 | 4 | Flapper Valve | 1998-10-01 | FALSE | 1998-10-01 | FALSE | Temporarily out of use | Empty | 1000 | Steel-Impressed Current | 1979-05-10 |  | Steel (Impressed Current) | Suction (American)
JACK INGRAM SERVICE STATION | 107 MYRTLE ST | GAINESVILLE | Hall | 690299 | 1 | [5 empty] | Removed from Ground | Gas (Historical Use) | 6000 | Bare Steel | 1969-03-07 | 1999-01-01 | Galvanized Steel | Safe Suction (Euro)
GAINESVILLE MARINA | 2145 DAWSONVILLE HWY | GAINESVILLE | Hall | 690007 | 6 | Flapper Valve | 1992-04-01 | FALSE | 1998-08-01 | FALSE | Currently in Use | Regular | 6000 | Galvanic (STIP-3) | 1988-03-01 |  | Fiberglass Reinforced Plastic | Pressurized
PEACHTREE DOORS INC | 1 LANIER IND PARK | GAINESVILLE | Hall | 690014 | 1 | [5 empty] | Removed from Ground | Gas (Historical Use) | 2005 | Bare Steel | 1980-05-08 | 1987-06-10 | Galvanized Steel
BP STATION/SUPER GULF SERV | 782 SYCAMORE ST & MYRTLE ST | GAINESVILLE | Hall | 690016 | 494317 | [5 empty] | Removed from Ground | Gas (Historical Use) | 6000 | Bare Steel | 1970-05-12 | 1992-04-30 | Galvanized Steel
M&R RENTALS | 128 ENOTA AVE NW | GAINESVILLE | Hall | 690019 | 3 |  | 1998-09-01 |  | 1998-09-01 |  | Removed from Ground | Diesel | 550 | Galvanic (STIP-3) | 1991-06-21 | 2009-12-01 | Fiberglass Reinforced Plastic | Safe Suction (Euro)
FAMILY FOOD MART | 3702 BROWNS BRIDGE RD | GAINESVILLE | Hall | 690042 | 3 | Flapper Valve | 1997-09-17 | FALSE | 1997-09-17 | FALSE | Currently in Use | Regular | 10000 | Steel-Impressed Current | 1986-01-01 |  | Fiberglass Reinforced Plastic | Pressurized
RYDER TRUCK RENTAL #184 | 1567 MONROE DR | GAINESVILLE | Hall | 690044 | 3 | [5 empty] | Removed from Ground | Diesel | 12000 | Bare Steel | 1981-03-15 | 1994-10-18 | Not Marked
GEORGIA MASONRY SUPPLY-GAINESVILLE | 1090 INDUSTRIAL BLVD | GAINESVILLE | Hall | 690048 | 2 | [5 empty] | Closed in Ground | Gas (Historical Use) | 10000 | Bare Steel | 1979-03-09 | 1994-01-01 | Galvanized Steel
HYDRO CONDUIT CORP | 1060 DAVIS ST SW | GAINESVILLE | Hall | 690251 | 3 | [5 empty] | Removed from Ground | Gas (Historical Use) | 3000 | Bare Steel | 1966-05-25 | 1988-05-17 | Not Marked
DON HULSEY TEXACO | 1033 WASHINGTON ST | GAINESVILLE | Hall | 690259 | 4 | [5 empty] | Removed from Ground | Gas (Historical Use) | 4000 | Bare Steel | 1968-05-11 | 1994-07-11 | Galvanized Steel
DON HULSEY TEXACO | 1033 WASHINGTON ST | GAINESVILLE | Hall | 690259 | 5 |  |  | TRUE |  | TRUE | Removed from Ground | Used Oil | 1000 | Bare Steel | 1968-05-11 | 1994-07-11 | Galvanized Steel
DIXIE STATION #331 | 2160 ATHENS HWY | GAINESVILLE | Hall | 690278 | 5 | [5 empty] | Removed from Ground | Gas (Historical Use) | 4000 | Bare Steel | 1976-05-15 | 1998-06-09 | Galvanized Steel | Safe Suction (Euro)
DIXIE STATION #331 | 2160 ATHENS HWY | GAINESVILLE | Hall | 690278 | 4 | [5 empty] | Removed from Ground | Gas (Historical Use) | 4000 | Bare Steel | 1976-05-15 | 1998-06-09 | Galvanized Steel | Safe Suction (Euro)
THE TIMES | 345 GREEN ST NW | GAINESVILLE | Hall | 690282 | 2 | Flapper Valve | 1998-05-20 | FALSE | 1998-05-20 | FALSE | Currently in Use | Diesel | 2000 | Composite | 1998-05-20 |  | Flex | Safe Suction (Euro)
GAINESVILLE MARINA | 2145 DAWSONVILLE HWY | GAINESVILLE | Hall | 690007 | 2 | [5 empty] | Removed from Ground | Empty | 1000 | Bare Steel | 1965-05-11 | 1993-04-01 | Galvanized Steel
FREDDYS QUICK SERVE | 1296 DAWSONVILLE HWY | GAINESVILLE | Hall | 690030 | 1 | Flapper Valve | 1994-05-01 | FALSE | 1994-05-01 | FALSE | Currently in Use | Regular | 10000 | Galvanic (STIP-3) | 1972-05-11 |  | Fiberglass Reinforced Plastic | Pressurized
DIXIE STATION #331 | 2160 ATHENS HWY | GAINESVILLE | Hall | 690278 | 3 | [5 empty] | Removed from Ground | Gas (Historical Use) | 4000 | Bare Steel | 1976-05-15 | 1998-06-09 | Galvanized Steel | Safe Suction (Euro)
SANA INT INC | 1878 THOMPSON BRIDGE RD | GAINESVILLE | Hall | 690002 | 2 | Flapper Valve | 1983-01-01 | FALSE | 1983-01-01 | FALSE | Currently in Use | Regular | 8000 | STIP-3/Impressed Current | 1983-01-01 |  | Steel (Impressed Current) | Pressurized
HAPPY FOODMART | 1000 ATHENS ST | GAINESVILLE | Hall | 690005 | 3 | Flapper Valve | 1998-10-01 | FALSE | 1998-10-01 | FALSE | Currently in Use | Gas (Historical Use) | 8000 | Steel-Impressed Current | 1984-05-08 |  | Steel (Impressed Current) | Pressurized
SHELLER-GLOBE CORP/LEECE NEVILLE | 980 /989 ATHENS ST | GAINESVILLE | Hall | 690033 | 1 | [5 empty] | Removed from Ground | Diesel | 500 | Bare Steel | 1984-05-08 | 1988-11-01 | Galvanized Steel
RYDER TRUCK RENTAL #184 | 1567 MONROE DR | GAINESVILLE | Hall | 690044 | 1 |  |  | TRUE |  | TRUE | Removed from Ground | Used Oil | 2000 | Bare Steel | 1981-03-15 | 1994-10-18 | Bare Steel | Gravity Fed
BP STATION/SUPER GULF SERV | 782 SYCAMORE ST & MYRTLE ST | GAINESVILLE | Hall | 690016 | 494315 | [5 empty] | Removed from Ground | Gas (Historical Use) | 6000 | Bare Steel | 1970-05-12 | 1992-04-30 | Galvanized Steel
CON AGRA FEED MILL (GAINESVILLE) | 979 MORENO ST | GAINESVILLE | Hall | 690056 | 2 | [5 empty] | Removed from Ground | Diesel | 6000 | Bare Steel | 1971-02-07 | 1994-05-01 | Bare Steel
GAINESVILLE HIGH SCHOOL | 830 CENTURY PLACE | GAINESVILLE | Hall | 690270 | 2 | [5 empty] | Currently in Use | Diesel | 6000 | Bare Steel | 1956-02-14 |  | Galvanized Steel
HAPPY FOODMART | 1000 ATHENS ST | GAINESVILLE | Hall | 690005 | 2 | Flapper Valve | 1998-10-01 |  | 1998-10-01 |  | Currently in Use | Gas (Historical Use) | 8000 | Steel-Impressed Current | 1984-05-08 |  | Steel (Impressed Current) | Pressurized
GAINESVILLE MARINA | 2145 DAWSONVILLE HWY | GAINESVILLE | Hall | 690007 | 3 | [5 empty] | Removed from Ground | Empty | 2000 | Bare Steel | 1965-05-11 | 1993-04-01 | Galvanized Steel
FAMILY FOOD MART | 3702 BROWNS BRIDGE RD | GAINESVILLE | Hall | 690042 | 1 | [5 empty] | Removed from Ground | Empty | 10000 | Bare Steel | 1974-04-20 | 1986-01-01 | Galvanized Steel
FAMILY FOOD MART | 3702 BROWNS BRIDGE RD | GAINESVILLE | Hall | 690042 | 4 | Flapper Valve | 1997-09-17 | FALSE | 1997-09-17 | FALSE | Currently in Use | Premium | 10000 | Steel-Impressed Current | 1986-01-01 |  | Fiberglass Reinforced Plastic | Pressurized
BELL'S CLEANERS | 316 WASHINGTON ST | GAINESVILLE | Hall | 690046 | 4 | [5 empty] | Closed in Ground | Other | 6000 | Bare Steel | 1956-03-14 | 1999-11-01 | Bare Steel
HARRISON TIRE & OIL CO INC | 490 MORENO ST | GAINESVILLE | Hall | 9069108 | 2B | Flapper Valve | 1993-11-12 | FALSE | 1993-11-12 | FALSE | Currently in Use | Diesel | 1000 | Composite Double Walled | 1993-11-12 |  | Flex | Safe Suction (Euro)
JOHNLIANG | 1320 DAWSONVILLE HWY | GAINESVILLE | Hall | 9069094 | 3 | [5 empty] | Currently in Use | Gas (Historical Use) | 6000 | Not Marked/Unknown | 1972-01-01 |  | Not Marked
SAAD EXPRESS #2 | 898 WEST RIDGE RD SUITE B | GAINESVILLE | Hall | 9069099 | 4 | Ball Float | 1989-05-02 | TRUE | 1989-05-02 | FALSE | Currently in Use | Premium | 8000 | Composite | 1989-05-02 |  | Fiberglass Reinforced Plastic | Safe Suction (Euro)
HALL CO FIRE STATION #1 | 2460 ATHENS WAY | GAINESVILLE | Hall | 9069079 | 1 | [5 empty] | Removed from Ground | Gas (Historical Use) | 2000 | Bare Steel | 1992-11-15 | 1992-11-15 | Galvanized Steel | Suction (American)
HALL CO STATION #7 | 731 EAST CRESENT DR | GAINESVILLE | Hall | 9069125 | 1 | [5 empty] | Removed from Ground | Diesel | 5000 | Bare Steel | 1984-05-16 | 1999-07-20 | Galvanized Steel
GAINESVILLE PUBLIC UTIL SHOP | 1006 SOUTH BRADFORD ST EXT | GAINESVILLE | Hall | 9069093 | 3 | [5 empty] | Removed from Ground | Gas (Historical Use) | 6063 | Bare Steel | 1964-01-01 | 1996-10-22 | Galvanized Steel
SAAD EXPRESS #2 | 898 WEST RIDGE RD SUITE B | GAINESVILLE | Hall | 9069099 | 1 | Ball Float | 1989-05-02 | TRUE | 1989-05-02 | FALSE | Currently in Use | Diesel Off Road | 8000 | Composite | 1989-05-02 |  | Fiberglass Reinforced Plastic | Pressurized
RaceTrac #2351 - 129 and Ridge | 1020 EE BUTLER PKWY | GAINESVILLE | Hall | 10002568 | 3A | Overfill Alarm | 2016-03-23 | FALSE | 2016-03-23 | FALSE | Currently in Use | E-85 | 10000 | Fiberglass Double Walled | 2016-03-23 |  | Double-Walled Fiberglass | Pressurized
KROGER 682 | 1931 JESSE JEWELL PKWY | GAINESVILLE | Hall | 10002303 | 2A | Ball Float | 2013-12-10 | FALSE | 2014-01-20 | FALSE | Currently in Use | Diesel | 10000 | Fiberglass | 2013-11-11 |  | Double-Walled Flex | Pressurized
WEE WILLY'S FOOD STORE #6 | 1204 IND BLVD | GAINESVILLE | Hall | 9000001 | 1 | Flapper Valve | 1988-01-01 | FALSE | 1988-01-01 | FALSE | Currently in Use | Regular | 6000 | Lined Interior/Impressed Current | 1988-06-20 |  | Steel (Impressed Current) | Pressurized
3350 THOMPSON BRIDGE INC | 3350 THOMPSON BRIDGE RD | GAINESVILLE | Hall | 9069100 | 1 | Flapper Valve | 2014-08-12 | FALSE | 2009-09-01 | FALSE | Currently in Use | Regular | 8000 | Galvanic (STIP-3) | 1987-01-16 |  | Fiberglass Reinforced Plastic | Pressurized
HALL CO FIRE STATION #1 | 2460 ATHENS WAY | GAINESVILLE | Hall | 9069079 | 2 | Flapper Valve | 2008-04-15 | FALSE | 2008-04-15 | FALSE | Closed in Ground | Diesel | 1500 | Fiberglass | 1992-12-02 | 2018-11-28 | Fiberglass Reinforced Plastic | Safe Suction (Euro)
MITHANI PROPERTIES | 2159 BROWNS BRIDGE RD | GAINESVILLE | Hall | 10000013 | 3 | Ball Float | 2002-04-02 | FALSE | 2002-04-02 | FALSE | Removed from Ground | Diesel | 4000 | Fiberglass | 2002-04-02 | 2017-03-28 | Fiberglass Reinforced Plastic | Pressurized
CIRCLE K 2723322 | 1260 CANDLER RD | GAINESVILLE | Hall | 9069086 | 3 | Flapper Valve | 1993-08-01 | FALSE | 1993-08-01 | FALSE | Currently in Use | Diesel | 12000 | Fiberglass | 1993-08-01 |  | Double-Walled Flex | Pressurized
401 MAIN STREET SITE | 401 MAIN STREET | GAINESVILLE | Hall | 10000179 | 1 |  |  | FALSE |  | FALSE | Removed from Ground | Gas (Historical Use) | 1000 | Bare Steel | 2002-08-15 | 2002-08-15
RaceTrac #2351 - 129 and Ridge | 1020 EE BUTLER PKWY | GAINESVILLE | Hall | 10002568 | 3B | Overfill Alarm |  | FALSE |  | FALSE | Currently in Use | Premium | 10000 | Fiberglass Double Walled | 2016-03-23 |  | Double-Walled Fiberglass | Pressurized
KROGER 682 | 1931 JESSE JEWELL PKWY | GAINESVILLE | Hall | 10002303 | 1 | Ball Float | 2013-12-01 | FALSE | 2014-01-20 | FALSE | Currently in Use | Regular | 20000 | Fiberglass | 2013-11-11 |  | Double-Walled Flex | Pressurized
HOWINGTON BP/ELLIOT GULF/WESTSID | 1318 BROWNS BRIDGE RD | GAINESVILLE | Hall | 9000049 | 1 | [5 empty] | Removed from Ground | Gas (Historical Use) | 6000 | Bare Steel | 1969-05-12 | 1899-12-31 | Galvanized Steel
WEE WILLY'S FOOD STORE #6 | 1204 IND BLVD | GAINESVILLE | Hall | 9000001 | 3 | Flapper Valve | 1988-01-01 | FALSE | 1988-01-01 | FALSE | Currently in Use | Plus | 6000 | Lined Interior/Impressed Current | 1988-06-20 |  | Steel (Impressed Current) | Pressurized
KANGAROO #21 | 1128 WASHINGTON ST | GAINESVILLE | Hall | 9000402 | 5 |  | 1987-10-01 |  | 1987-10-01 |  | Removed from Ground | Gas (Historical Use) | 6000 | Cathodically Protected Steel | 1987-10-02 | 1996-08-27 | Galvanized Steel | Pressurized
CIRCLE K #2724036 | 545 DAWSONVILLE HWY | GAINESVILLE | Hall | 9069101 | 1 | Ball Float | 1994-06-01 | FALSE | 1994-06-01 | FALSE | Removed from Ground | Gas (Historical Use) | 10000 | Fiberglass | 1994-06-01 | 2019-02-28 | Fiberglass Reinforced Plastic | Pressurized
MITHANI PROPERTIES | 2159 BROWNS BRIDGE RD | GAINESVILLE | Hall | 10000013 | 2 | Ball Float | 2002-04-02 | FALSE | 2002-04-02 | FALSE | Removed from Ground | Gas (Historical Use) | 8000 | Fiberglass | 2002-04-02 | 2017-03-28 | Fiberglass Reinforced Plastic | Pressurized
GAINESVILLE PUBLIC UTIL SHOP | 1006 SOUTH BRADFORD ST EXT | GAINESVILLE | Hall | 9069093 | 2 | [5 empty] | Removed from Ground | Gas (Historical Use) | 1000 | Bare Steel | 1964-01-01 | 1996-10-22 | Galvanized Steel
CITY OF GAINESVILLE | 1040 HANCOCK AVE | GAINESVILLE | Hall | 9069096 | 1 | Flapper Valve | 1994-01-01 | FALSE | 1994-01-01 | FALSE | Temporarily out of use | Regular | 12000 | Composite | 1994-01-15 |  | Bare Steel | Pressurized
CIRCLE K #2723304 | 2640 DAWSONVILLE HWY | GAINESVILLE | Hall | 9069098 | 1 | [5 empty] | Removed from Ground | Gas (Historical Use) | 10000 | Cathodically Protected Steel | 1985-04-01 | 1995-04-01 | Bare Steel | Pressurized
HERCULES FENCE CO | 435 BANKS ST | GAINESVILLE | Hall | 9069112 | 1 | [5 empty] | Removed from Ground | Gas (Historical Use) | 550 | Bare Steel | 1950-01-01 | 1994-10-27 | Bare Steel
FIELDALE/OLD GAINESVILLE TRUCK S | 1225 PURINA DR SE | GAINESVILLE | Hall | 9069103 | 2 | [5 empty] | Removed from Ground | Diesel | 8500 | Bare Steel | 1958-01-01 | 1990-05-01 | Galvanized Steel
3350 THOMPSON BRIDGE INC | 3350 THOMPSON BRIDGE RD | GAINESVILLE | Hall | 9069100 | 3 | Flapper Valve | 2011-08-31 | FALSE | 2009-09-01 | FALSE | Currently in Use | Premium | 8000 | Galvanic (STIP-3) | 1987-01-16 |  | Fiberglass Reinforced Plastic | Pressurized
CIRCLE K #2723304 | 2640 DAWSONVILLE HWY | GAINESVILLE | Hall | 9069098 | 6 | Ball Float | 1995-04-03 | FALSE | 1995-04-03 | FALSE | Currently in Use | Regular | 12000 | Fiberglass | 1995-04-03 |  | Fiberglass Reinforced Plastic | Pressurized
CIRCLE K #2723304 | 2640 DAWSONVILLE HWY | GAINESVILLE | Hall | 9069098 | 8 | Flapper Valve | 1995-04-03 | FALSE | 1995-04-03 | FALSE | Currently in Use | E-0 | 2000 | Fiberglass | 1995-04-03 |  | Fiberglass Reinforced Plastic | Safe Suction (Euro)
MITHANI PROPERTIES | 2159 BROWNS BRIDGE RD | GAINESVILLE | Hall | 10000013 | 1 | Ball Float | 2002-04-01 | FALSE | 2002-04-01 | FALSE | Removed from Ground | Gas (Historical Use) | 12000 | Fiberglass | 2002-04-01 | 2017-03-28 | Fiberglass Reinforced Plastic | Pressurized
GAINESVILLE PUBLIC UTIL SHOP | 1006 SOUTH BRADFORD ST EXT | GAINESVILLE | Hall | 9069093 | 5B | Ball Float | 1996-11-15 | FALSE | 1996-11-15 | FALSE | Currently in Use | Diesel | 2000 | Epoxy | 1996-11-15 |  | Fiberglass Reinforced Plastic | Pressurized
GAINESVILLE PUBLIC UTIL SHOP | 1006 SOUTH BRADFORD ST EXT | GAINESVILLE | Hall | 9069093 | 1 | [5 empty] | Removed from Ground | Gas (Historical Use) | 1000 | Bare Steel | 1964-01-01 | 1996-10-22 | Galvanized Steel
CIRCLE K #2724036 | 545 DAWSONVILLE HWY | GAINESVILLE | Hall | 9069101 | 2 | Ball Float | 1994-06-01 | FALSE | 1994-06-01 | FALSE | Removed from Ground | Gas (Historical Use) | 10000 | Fiberglass | 1994-06-01 | 2019-02-28 | Fiberglass Reinforced Plastic | Pressurized
3350 THOMPSON BRIDGE INC | 3350 THOMPSON BRIDGE RD | GAINESVILLE | Hall | 9069100 | 4 | Flapper Valve | 2007-07-01 | FALSE | 2011-11-14 | FALSE | Currently in Use | Diesel | 2000 | Galvanic (STIP-3) | 1987-01-16 |  | Fiberglass Reinforced Plastic | Pressurized
3350 THOMPSON BRIDGE INC | 3350 THOMPSON BRIDGE RD | GAINESVILLE | Hall | 9069100 | 5 | Flapper Valve | 2007-07-01 | FALSE | 2011-11-14 | FALSE | Currently in Use | E-0 | 1000 | Galvanic (STIP-3) | 1987-01-16 |  | Fiberglass Reinforced Plastic | Safe Suction (Euro)
CIRCLE K #2723304 | 2640 DAWSONVILLE HWY | GAINESVILLE | Hall | 9069098 | 2 | [5 empty] | Removed from Ground | Gas (Historical Use) | 10000 | Cathodically Protected Steel | 1985-04-01 | 1995-04-01 | Bare Steel | Pressurized
CIRCLE K 2723322 | 1260 CANDLER RD | GAINESVILLE | Hall | 9069086 | 5 | Flapper Valve | 1997-01-01 | FALSE | 1997-01-01 | FALSE | Currently in Use | Diesel Off Road | 10000 | Fiberglass | 1997-01-01 |  | Double-Walled Flex | Pressurized
FORMER SERVICE STATION | 984 RIVERSIDE DRIVE | GAINESVILLE | Hall | 10000223 | 5 |  |  | FALSE |  | FALSE | Removed from Ground | Kerosene | 1000 | Bare Steel |  | 1899-12-31 | Bare Steel
401 MAIN STREET SITE | 401 MAIN STREET | GAINESVILLE | Hall | 10000179 | 2 |  |  | FALSE |  | FALSE | Removed from Ground | Gas (Historical Use) | 1000 | Bare Steel | 2002-08-15 | 2002-08-15
TEXACO FOOD MART | 1411 BROWNS BRIDGE RD | GAINESVILLE | Hall | 10001421 | 2A | Ball Float | 2007-06-01 | FALSE | 2007-06-01 | FALSE | Currently in Use | Gas (Historical Use) | 4000 | Tank Jacket | 2007-06-01 |  | Double-Walled Fiberglass | Pressurized
WALMART NEIGHBORHOOD MARKET #2699 | 1435 THOMPSON BRIDGE RD | GAINESVILLE | Hall | 10002423 | 2B |  | 2014-12-17 | FALSE | 2014-12-17 | FALSE | Currently in Use | Diesel | 7000 | Fiberglass Double Walled | 2014-09-03 |  | Double-Walled Flex | Pressurized
HOWINGTON BP/ELLIOT GULF/WESTSID | 1318 BROWNS BRIDGE RD | GAINESVILLE | Hall | 9000049 | 6 |  |  | TRUE |  | TRUE | Removed from Ground | Used Oil | 550 | Bare Steel | 1969-05-12 | 1993-05-01 | Bare Steel
HARRISON TIRE & OIL CO INC | 490 MORENO ST | GAINESVILLE | Hall | 9069108 | 2A | Flapper Valve | 1993-11-12 | FALSE | 1993-11-12 | FALSE | Currently in Use | E-0 | 1000 | Composite Double Walled | 1993-11-12 |  | Flex | Safe Suction (Euro)
JOHNLIANG | 1320 DAWSONVILLE HWY | GAINESVILLE | Hall | 9069094 | 1 | [5 empty] | Currently in Use | Gas (Historical Use) | 500 | Not Marked/Unknown | 1972-01-01 |  | Not Marked
SAAD EXPRESS #2 | 898 WEST RIDGE RD SUITE B | GAINESVILLE | Hall | 9069099 | 2 | Ball Float | 1989-05-02 | TRUE | 1989-05-02 | FALSE | Currently in Use | Regular | 10000 | Composite | 1989-05-02 |  | Fiberglass Reinforced Plastic | Pressurized
TEXACO AT LAKESHORE | 272 DAWSONVILLE HWY | GAINESVILLE | Hall | 10000985 | 1 | Ball Float | 2005-06-01 | FALSE | 2005-06-01 | FALSE | Currently in Use | Regular | 12000 | Composite | 2005-06-01 |  | Fiberglass Reinforced Plastic | Pressurized
FORMER SERVICE STATION | 984 RIVERSIDE DRIVE | GAINESVILLE | Hall | 10000223 | 2 |  |  | FALSE |  | FALSE | Removed from Ground | Gas (Historical Use) | 4000 | Bare Steel |  | 1899-12-31 | Bare Steel
AIRCO INC/SELOX INC | 800 RIDGE RD | GAINESVILLE | Hall | 690169 | 2 | [5 empty] | Removed from Ground | Diesel | 12000 | Bare Steel | 1978-05-02 | 1991-12-01 | Bare Steel
FORMER SIMMONS UNION 76 | 201 BROAD ST | GAINESVILLE | Hall | 690162 | 3 | [5 empty] | Removed from Ground | Diesel | 5000 | Bare Steel | 1976-05-01 | 1991-06-11 | Galvanized Steel
CIRCLE K #2723304 | 2640 DAWSONVILLE HWY | GAINESVILLE | Hall | 9069098 | 3 | [5 empty] | Removed from Ground | Gas (Historical Use) | 6000 | Cathodically Protected Steel | 1985-04-01 | 1995-04-01 | Bare Steel | Pressurized
CITGO(FORMER)/VACANT LOT | CORNER OF THOMPSON BRIDGE | GAINESVILLE | Hall | 9069089 | 2 | [5 empty] | Removed from Ground | Gas (Historical Use) | 500 | Marked Unknown | 1992-01-01 | 1992-01-01 | Unknown
RaceTrac #597 - HOWARD | 2410 CORNELIA HWY | GAINESVILLE | Hall | 10002032 | 2 | Overfill Alarm | 2011-08-26 | FALSE | 2011-08-26 | FALSE | Currently in Use | Premium | 12000 | Composite Double Walled | 2011-08-26 |  | Double-Walled Fiberglass | Pressurized
HYATT PARTS & SUPPLY CO INC | 134 COLLEGE DRIVE | GAINESVILLE | Hall | 69188 | 1 | [5 empty] | Closed in Ground | Used Oil | 3000 | Not Marked/Unknown | 1963-01-01 | 1899-12-31 | Not Marked
GUILFORD MILLS INC | 455 OSBORNE ST | GAINESVILLE | Hall | 690166 | 2 | [5 empty] | Removed from Ground | Other | 15000 | Bare Steel | 1966-05-04 | 1992-08-19 | Bare Steel
FORMER SIMMONS UNION 76 | 201 BROAD ST | GAINESVILLE | Hall | 690162 | 6 | [5 empty] | Closed in Ground | Other | 2000 | Bare Steel | 1961-01-01 | 1991-07-02 | Bare Steel
HARRISON TIRE & OIL CO INC | 490 MORENO ST | GAINESVILLE | Hall | 9069108 | 1A | Flapper Valve | 1993-11-12 | FALSE | 1993-11-12 | FALSE | Currently in Use | E-10 | 1000 | Composite Double Walled | 1993-11-12 |  | Flex | Safe Suction (Euro)
FIELDALE/OLD GAINESVILLE TRUCK S | 1225 PURINA DR SE | GAINESVILLE | Hall | 9069103 | 1 | [5 empty] | Removed from Ground | Diesel | 8500 | Bare Steel | 1958-01-01 | 1990-05-01 | Bare Steel
3350 THOMPSON BRIDGE INC | 3350 THOMPSON BRIDGE RD | GAINESVILLE | Hall | 9069100 | 2 | Flapper Valve | 2011-08-31 | FALSE | 2009-09-01 | FALSE | Currently in Use | Regular | 8000 | Galvanic (STIP-3) | 1987-01-16 |  | Fiberglass Reinforced Plastic | Pressurized
CIRCLE K #2723304 | 2640 DAWSONVILLE HWY | GAINESVILLE | Hall | 9069098 | 7 | Ball Float | 1995-04-03 | FALSE | 1995-04-03 | FALSE | Currently in Use | Premium | 12000 | Fiberglass | 1995-04-03 |  | Fiberglass Reinforced Plastic | Pressurized
CIRCLE K #2723304 | 2640 DAWSONVILLE HWY | GAINESVILLE | Hall | 9069098 | 4 | [5 empty] | Removed from Ground | Diesel | 6000 | Cathodically Protected Steel | 1985-04-01 | 1995-04-01 | Bare Steel | Pressurized
CIRCLE K #2723304 | 2640 DAWSONVILLE HWY | GAINESVILLE | Hall | 9069098 | 5 | [5 empty] | Removed from Ground | Kerosene | 4000 | Bare Steel | 1968-04-01 | 1995-04-01 | Galvanized Steel | Safe Suction (Euro)
CITGO(FORMER)/VACANT LOT | CORNER OF THOMPSON BRIDGE | GAINESVILLE | Hall | 9069089 | 1 | [5 empty] | Removed from Ground | Gas (Historical Use) | 500 | Marked Unknown | 1992-01-01 | 1992-01-01 | Unknown
CIRCLE K 2723322 | 1260 CANDLER RD | GAINESVILLE | Hall | 9069086 | 2 | Ball Float | 1993-08-01 | FALSE | 1993-08-01 | FALSE | Currently in Use | Premium | 10000 | Fiberglass | 1993-08-01 |  | Double-Walled Fiberglass | Pressurized
RaceTrac #2351 - 129 and Ridge | 1020 EE BUTLER PKWY | GAINESVILLE | Hall | 10002568 | 2A | Overfill Alarm | 2016-03-23 | FALSE | 2016-03-23 | FALSE | Currently in Use | E-0 | 10000 | Fiberglass Double Walled | 2016-03-23 |  | Double-Walled Fiberglass | Pressurized
KROGER 682 | 1931 JESSE JEWELL PKWY | GAINESVILLE | Hall | 10002303 | 2B | Ball Float | 2013-12-10 | FALSE | 2014-01-20 | FALSE | Currently in Use | Premium | 8000 | Fiberglass | 2013-11-11 |  | Double-Walled Flex | Pressurized
SEARS ROEBUCK UNIT 2015 | 601 S. ENOTA DR | GAINESVILLE | Hall | 690148 | 2 | [5 empty] | Removed from Ground | Gas (Historical Use) | 5000 | Bare Steel | 1965-05-06 | 1996-01-01 | Galvanized Steel | Suction (American)
WEE WILLY'S FOOD STORE #6 | 1204 IND BLVD | GAINESVILLE | Hall | 9000001 | 2 | Ball Float | 1988-01-01 | FALSE | 1988-01-01 | FALSE | Currently in Use | Regular | 6000 | Lined Interior/Impressed Current | 1988-06-20 |  | Steel (Impressed Current) | Pressurized
KANGAROO #21 | 1128 WASHINGTON ST | GAINESVILLE | Hall | 9000402 | 6 |  | 1987-10-01 |  | 1987-10-01 |  | Removed from Ground | Gas (Historical Use) | 6000 | Cathodically Protected Steel | 1987-10-02 | 1996-08-27 | Galvanized Steel | Pressurized
PROTEIN FOODS INC | 2069 MEMORIAL PARK RD | GAINESVILLE | Hall | 690154 | 1 | [5 empty] | Currently in Use | Diesel | 3000 | Marked Unknown | 1976-05-02 |  | Unknown
MIKE SMITH | RT 4 | GAINESVILLE | Hall | 690160 | 1 | [5 empty] | Removed from Ground | Empty | 2000 | Bare Steel | 1971-05-03 | 1982-07-15 | Galvanized Steel
J & S FOOD MART | 2224 THOMPSON BRIDGE RD | GAINESVILLE | Hall | 690199 | 1 | [5 empty] | Removed from Ground | Gas (Historical Use) | 6000 | Bare Steel | 1968-05-09 | 1990-12-01 | Galvanized Steel
CITY MART #2 | 615 E BUTLER ST | GAINESVILLE | Hall | 690200 | 6 | Ball Float | 1990-01-01 | FALSE | 1990-01-01 | FALSE | Currently in Use | Premium | 10125 | Galvanic (STIP-3) | 1990-01-01 |  | Fiberglass Reinforced Plastic | Pressurized
FORMER SERVICE STATION | 984 RIVERSIDE DRIVE | GAINESVILLE | Hall | 10000223 | 4 |  |  | FALSE |  | FALSE | Removed from Ground | Used Oil | 500 | Bare Steel |  | 1899-12-31 | Bare Steel
FORMER SERVICE STATION | 984 RIVERSIDE DRIVE | GAINESVILLE | Hall | 10000223 | 1 |  |  | FALSE |  | FALSE | Removed from Ground | E-10 | 4000 | Bare Steel |  | 1899-12-31 | Bare Steel
RaceTrac #597 - HOWARD | 2410 CORNELIA HWY | GAINESVILLE | Hall | 10002032 | 3 | Overfill Alarm | 2011-08-26 | FALSE | 2011-08-26 | FALSE | Currently in Use | Diesel | 12000 | Composite Double Walled | 2011-08-26 |  | Double-Walled Fiberglass | Pressurized
627 QUEENS CITY | 1294 WEST RIDGE RD | GAINESVILLE | Hall | 10002105 | 2 | Overfill Alarm | 2012-04-25 | FALSE | 2012-04-25 | FALSE | Currently in Use | Gas (Historical Use) | 12000 | Composite Double Walled | 2012-04-25 |  | Double-Walled Fiberglass | Pressurized
FORMER SIMMONS UNION 76 | 201 BROAD ST | GAINESVILLE | Hall | 690162 | 1 | [5 empty] | Removed from Ground | Gas (Historical Use) | 10000 | Bare Steel | 1976-05-01 | 1991-06-12 | Galvanized Steel
FORMER SIMMONS UNION 76 | 201 BROAD ST | GAINESVILLE | Hall | 690162 | 7 | [5 empty] | Closed in Ground | Other | 2000 | Bare Steel | 1961-01-01 | 1991-07-02 | Bare Steel
FORMER SIMMONS UNION 76 | 201 BROAD ST | GAINESVILLE | Hall | 690162 | 4 |  |  | TRUE |  | TRUE | Removed from Ground | Used Oil | 1000 | Bare Steel | 1976-05-01 | 1991-06-11 | Galvanized Steel
HENRY LEE CONNER | RT 9 | GAINESVILLE | Hall | 690165 | 2 | [5 empty] | Removed from Ground | Empty | 1000 | Bare Steel | 1971-05-03 | 1985-06-15 | Galvanized Steel
LAW ENFORCEMENT SECTION DNR | 2150 DAWSONVILLE HWY | GAINESVILLE | Hall | 690151 | 2 |  | 1989-10-25 |  | 1989-10-25 |  | Removed from Ground | Gas (Historical Use) | 1000 | Cathodically Protected Steel | 1989-10-25 | 2007-04-11 | Galvanized Steel
CITY MART #2 | 615 E BUTLER ST | GAINESVILLE | Hall | 690200 | 2 | [5 empty] | Removed from Ground | Gas (Historical Use) | 10000 | Bare Steel | 1986-05-05 | 1990-01-01 | Galvanized Steel | Pressurized
NEEDS N WANTS | 1680 PARK HILL DR | GAINESVILLE | Hall | 690197 | 3 | Ball Float | 1990-05-01 | FALSE | 1990-05-01 | FALSE | Currently in Use | Premium | 10000 | Steel-Impressed Current | 1976-05-07 |  | Double-Walled Fiberglass | Pressurized
Q LUBE INC #1155 | 853 BROAD ST | GAINESVILLE | Hall | 690189 | 3 |  |  | TRUE |  | TRUE | Removed from Ground | Used Oil | 2000 | Epoxy | 1985-05-05 | 1998-03-01 | Galvanized Steel | Suction (American)
MANSFIELD OIL CO | 1848 THOMPSON BRIDGE RD | GAINESVILLE | Hall | 690192 | 2 | [5 empty] | Closed in Ground | Empty | 1000 | Bare Steel | 1982-01-01 | 1982-01-01 | Galvanized Steel
BLUE RIDGE AVIATION INC | AVIATION WAY | GAINESVILLE | Hall | 690172 | 3 | [5 empty] | Removed from Ground | Diesel | 10000 | Bare Steel | 1970-05-03 | 1999-04-02 | Bare Steel
WARREN FEATHERBONE CO | 999 CHESTNUT ST | GAINESVILLE | Hall | 9069090 | H7 | [5 empty] | Permanently Out of Use - historical purposes | Diesel | 10000 | Marked Unknown | 1979-07-01 | 1899-12-31 | Unknown | Gravity Fed
627 QUEENS CITY | 1294 WEST RIDGE RD | GAINESVILLE | Hall | 10002105 | 3 | Overfill Alarm | 2012-04-25 | FALSE | 2012-04-25 | FALSE | Currently in Use | Diesel | 12000 | Composite Double Walled | 2012-04-25 |  | Double-Walled Fiberglass | Pressurized
POOLE & RAMEY AMOCO | 853 BROAD ST | GAINESVILLE | Hall | 690158 | 3 |  | 1998-06-01 |  | 1998-06-01 |  | Removed from Ground | Gas (Historical Use) | 5000 | Cathodically Protected Steel | 1972-03-22 | 2009-08-01 | Cathodically Protected | Suction (American)
J & S FOOD MART | 2224 THOMPSON BRIDGE RD | GAINESVILLE | Hall | 690199 | 2 | [5 empty] | Removed from Ground | Gas (Historical Use) | 6000 | Bare Steel | 1968-05-09 | 1990-12-10 | Galvanized Steel
CITY MART #2 | 615 E BUTLER ST | GAINESVILLE | Hall | 690200 | 3 | [5 empty] | Removed from Ground | Gas (Historical Use) | 10000 | Bare Steel | 1986-05-05 | 1990-01-01 | Galvanized Steel | Pressurized
Clipper BP 1 | 1261 THOMPSON BRIDGE RD | GAINESVILLE | Hall | 690201 | 6B | Flapper Valve | 2022-06-13 | FALSE | 2022-05-05 | FALSE | Currently in Use | E-0 | 5000 | Composite Double Walled | 2022-01-06 |  | Double-Walled Fiberglass | Pressurized
NEEDS N WANTS | 1680 PARK HILL DR | GAINESVILLE | Hall | 690197 | 2 | Ball Float | 1990-05-01 | FALSE | 1990-05-01 | FALSE | Currently in Use | Diesel On Road | 10000 | Steel-Impressed Current | 1976-05-07 |  | Double-Walled Fiberglass | Pressurized
Q LUBE INC #1155 | 853 BROAD ST | GAINESVILLE | Hall | 690189 | 5 |  |  | FALSE |  | FALSE | Closed in Ground |  | 0 | Unknown | 2017-01-24 | 2017-02-02 | Unknown
BLUE RIDGE AVIATION INC | AVIATION WAY | GAINESVILLE | Hall | 690172 | 5 | [5 empty] | Removed from Ground | Gas (Historical Use) | 5000 | Bare Steel | 1961-05-05 | 1990-02-01 | Unknown
AIRPORT 66 TRUCK STOP | 1156 DAVIS ST SW | GAINESVILLE | Hall | 690182 | 2 | [5 empty] | Permanently Out of Use - historical purposes | Empty | 6500 | Bare Steel | 1958-05-12 | 1899-12-31 | Galvanized Steel
GAINESVILLE PUBLIC UTIL SHOP | 1006 SOUTH BRADFORD ST EXT | GAINESVILLE | Hall | 9069093 | 5A | Ball Float | 1996-11-15 | FALSE | 1996-11-15 | FALSE | Currently in Use | Regular | 8000 | Epoxy | 1996-11-15 |  | Fiberglass Reinforced Plastic | Pressurized
QUIKTRIP #847 | 1910 JESSE JEWELL PKWY NE | GAINESVILLE | Hall | 10002318 | 1 | Flapper Valve | 2014-03-01 | FALSE | 2014-04-01 | FALSE | Currently in Use | Regular | 20000 | Fiberglass Double Walled | 2013-12-13 |  | Double-Walled Fiberglass | Pressurized
QUIKTRIP #847 | 1910 JESSE JEWELL PKWY NE | GAINESVILLE | Hall | 10002318 | 4 | Flapper Valve | 2014-03-01 | FALSE | 2014-04-01 | FALSE | Currently in Use | Diesel | 12000 | Fiberglass Double Walled | 2013-12-01 |  | Double-Walled Fiberglass | Pressurized
QUIKTRIP #847 | 1910 JESSE JEWELL PKWY NE | GAINESVILLE | Hall | 10002318 | 3A |  | 2014-03-01 | FALSE | 2014-04-01 | FALSE | Temporarily out of use | E-0 | 10000 | Fiberglass Double Walled | 2013-12-01 |  | Double-Walled Fiberglass | Pressurized
HOWINGTON BP/ELLIOT GULF/WESTSID | 1318 BROWNS BRIDGE RD | GAINESVILLE | Hall | 9000049 | 5 | [5 empty] | Removed from Ground | Diesel | 1000 | Bare Steel | 1969-05-12 | 1899-12-31 | Galvanized Steel
HOWINGTON BP/ELLIOT GULF/WESTSID | 1318 BROWNS BRIDGE RD | GAINESVILLE | Hall | 9000049 | 4 | [5 empty] | Removed from Ground | Gas (Historical Use) | 10000 | Bare Steel | 1969-05-12 | 1899-12-31 | Galvanized Steel
MIKE SMITH | RT 4 | GAINESVILLE | Hall | 690160 | 3 | [5 empty] | Removed from Ground | Empty | 1000 | Bare Steel | 1971-05-03 | 1982-07-15 | Galvanized Steel
BLUERIDGE BP | 355 SHALLOWFORD RD | GAINESVILLE | Hall | 690181 | 3 |  | 1999-01-06 |  | 1999-01-06 |  | Removed from Ground | Gas (Historical Use) | 6000 | Cathodically Protected Steel | 1978-05-07 | 2003-03-18 | Cathodically Protected | Pressurized
CHICOPEE | ATLANTA HWY | GAINESVILLE | Hall | 690156 | 3 | [5 empty] | Removed from Ground | Other | 25150 | Bare Steel | 1965-04-09 | 1986-11-01 | Bare Steel
CIRCLE K 2723314 | 506 JESSE JEWELL PKWY SW | GAINESVILLE | Hall | 690195 | 3 | [5 empty] | Removed from Ground | Gas (Historical Use) | 10000 | Bare Steel | 1971-05-09 | 1899-12-31 | Galvanized Steel | Pressurized
Q LUBE INC #1155 | 853 BROAD ST | GAINESVILLE | Hall | 690189 | 4 |  |  | FALSE |  | FALSE | Closed in Ground |  | 0 | Unknown | 2017-01-24 | 2017-02-02 | Unknown
Q LUBE INC #1155 | 853 BROAD ST | GAINESVILLE | Hall | 690189 | 7 |  |  | FALSE |  | FALSE | Temporarily out of use |  | 0 | Unknown | 2017-01-24 |  | Unknown
Q LUBE INC #1155 | 853 BROAD ST | GAINESVILLE | Hall | 690189 | 1 | [5 empty] | Removed from Ground | Other | 5000 | Epoxy | 1985-05-05 | 1998-03-01 | Bare Steel | Suction (American)
MANSFIELD OIL CO | 1848 THOMPSON BRIDGE RD | GAINESVILLE | Hall | 690192 | 1 | [5 empty] | Closed in Ground | Empty | 10000 | Bare Steel | 1982-01-15 | 1982-01-15 | Galvanized Steel
BLUE RIDGE AVIATION INC | AVIATION WAY | GAINESVILLE | Hall | 690172 | 4 | [5 empty] | Removed from Ground | Gas (Historical Use) | 5000 | Bare Steel | 1961-05-05 | 1990-02-01 | Unknown
BROWNSBRIDGE TIRE/LAKESHORE FIRE | 1285 WASHINGTON ST SW | GAINESVILLE | Hall | 690076 | 3 | [5 empty] | Removed from Ground | Gas (Historical Use) | 10000 | Bare Steel | 1969-03-21 | 1993-05-03 | Bare Steel | Pressurized
MASTERS HAND AMOCO | 1701 PARKHILL DR | GAINESVILLE | Hall | 690114 | 3 | [5 empty] | Removed from Ground | Gas (Historical Use) | 3000 | Bare Steel | 1966-05-04 | 1999-04-22 | Galvanized Steel | Suction (American)
PARKWAY AMOCO/EAST SIDE AMOCO | 1098 EAST SPRING ST | GAINESVILLE | Hall | 690116 | 3 | [5 empty] | Removed from Ground | Gas (Historical Use) | 1000 | Bare Steel | 1964-05-04 | 1989-12-01 | Galvanized Steel
CORNER'S GROCERY | US HWY 129 & GA HWY 53 | GAINESVILLE | Hall | 690127 | 3 | [5 empty] | Removed from Ground | Empty | 1000 | Bare Steel | 1961-05-05 | 1976-06-15 | Unknown
LAW ENFORCEMENT SECTION DNR | 2150 DAWSONVILLE HWY | GAINESVILLE | Hall | 690151 | 1 | [5 empty] | Removed from Ground | Gas (Historical Use) | 500 | Marked Unknown | 1968-04-21 | 1989-10-01 | Unknown
CASA BLANCA | 1785 BROWNS BRIDGE RD | GAINESVILLE | Hall | 690198 | 4 |  |  | FALSE |  | FALSE | [6 empty] | Double-Walled Flex | Pressurized
CASA BLANCA | 1785 BROWNS BRIDGE RD | GAINESVILLE | Hall | 690198 | 1 | [5 empty] | Removed from Ground | Gas (Historical Use) | 8000 | Cathodically Protected Steel | 1969-01-01 | 1998-10-01 | Galvanized Steel | Suction (American)
WEE WILLY #1 | 1190 JESSE JEWELL PKWY | GAINESVILLE | Hall | 690186 | 2 |  | 1998-07-03 |  | 1998-07-03 |  | Removed from Ground | Gas (Historical Use) | 4000 | Cathodically Protected Steel | 1969-05-09 | 2005-01-20 | Cathodically Protected | Suction (American)
COCA-COLA ENTERPRISES | C-15 BROWNS BRIDGE RD | GAINESVILLE | Hall | 690085 | 1 | [5 empty] | Removed from Ground | Gas (Historical Use) | 10000 | Bare Steel | 1978-04-23 | 1993-04-01 | Galvanized Steel | Pressurized
COCA-COLA ENTERPRISES | C-15 BROWNS BRIDGE RD | GAINESVILLE | Hall | 690085 | 4 | [5 empty] | Removed from Ground | Other | 300 | Bare Steel | 1969-01-01 | 1993-04-01 | Not Marked
KANGAROO #21 | 1128 WASHINGTON ST | GAINESVILLE | Hall | 9000402 | 3 | [5 empty] | Removed from Ground | Gas (Historical Use) | 4000 | Bare Steel | 1961-05-11 | 1987-10-01 | Galvanized Steel
SEARS ROEBUCK UNIT 2015 | 601 S. ENOTA DR | GAINESVILLE | Hall | 690148 | 1 | [5 empty] | Removed from Ground | Gas (Historical Use) | 5000 | Bare Steel | 1965-05-06 | 1996-01-01 | Bare Steel | Suction (American)
POOLE & RAMEY AMOCO | 853 BROAD ST | GAINESVILLE | Hall | 690158 | 2 |  | 1998-06-01 |  | 1998-06-01 |  | Removed from Ground | Gas (Historical Use) | 8000 | Cathodically Protected Steel | 1972-03-22 | 2009-08-01 | Cathodically Protected | Suction (American)
MIKE SMITH | RT 4 | GAINESVILLE | Hall | 690160 | 2 | [5 empty] | Removed from Ground | Empty | 1000 | Bare Steel | 1971-05-03 | 1982-07-15 | Galvanized Steel
CASA BLANCA | 1785 BROWNS BRIDGE RD | GAINESVILLE | Hall | 690198 | 5 | Ball Float | 1998-10-01 | FALSE | 1998-10-01 | FALSE | Currently in Use | Premium | 10000 | Fiberglass | 1998-10-01 |  | Double-Walled Flex | Pressurized
CIRCLE K 2723314 | 506 JESSE JEWELL PKWY SW | GAINESVILLE | Hall | 690195 | 6 | Ball Float | 1995-01-01 | FALSE | 1995-01-01 | FALSE | Removed from Ground | Gas (Historical Use) | 12000 | Fiberglass | 1995-01-30 | 2020-05-01 | Fiberglass Reinforced Plastic | Pressurized
Stop By Food Mart #2 | 2145 CLEVELAND HWY | GAINESVILLE | Hall | 690190 | 3 | Flapper Valve | 1998-07-31 | FALSE | 1998-07-31 | FALSE | Currently in Use | Diesel | 4031 | Galvanic (STIP-3) | 1978-05-07 |  | Double-Walled Flex | Safe Suction (Euro)
BLUERIDGE BP | 355 SHALLOWFORD RD | GAINESVILLE | Hall | 690181 | 2 |  | 1999-01-06 |  | 1999-01-06 |  | Removed from Ground | Gas (Historical Use) | 6000 | Cathodically Protected Steel | 1978-05-07 | 2003-03-18 | Cathodically Protected | Pressurized
AIRPORT 66 TRUCK STOP | 1156 DAVIS ST SW | GAINESVILLE | Hall | 690182 | 1 | [5 empty] | Permanently Out of Use - historical purposes | Empty | 6500 | Bare Steel | 1958-05-12 | 1899-12-31 | Galvanized Steel
MAR-JAC POULTRY | 1650 DORSEY ST | GAINESVILLE | Hall | 690087 | 1 | [5 empty] | Removed from Ground | Diesel | 10000 | Bare Steel | 1976-04-25 | 1996-09-11 | Galvanized Steel | Pressurized
PARKWAY AMOCO/EAST SIDE AMOCO | 1098 EAST SPRING ST | GAINESVILLE | Hall | 690116 | 2 | [5 empty] | Removed from Ground | Gas (Historical Use) | 1000 | Bare Steel | 1964-05-04 | 1989-12-01 | Galvanized Steel
TEXACO AT LAKESHORE | 272 DAWSONVILLE HWY | GAINESVILLE | Hall | 10000985 | 2A | Ball Float | 2005-06-01 | FALSE | 2005-06-01 | FALSE | Currently in Use | Premium | 8000 | Composite | 2005-06-01 |  | Fiberglass Reinforced Plastic | Pressurized
PIONEER CONCRETE PUMPING | 2350 DANBURY LN | GAINESVILLE | Hall | 10001032 | 1 | Ball Float | 2005-12-01 | FALSE | 2005-12-01 | FALSE | Removed from Ground | Diesel | 12000 | Composite | 2011-04-04 |  | Fiberglass Reinforced Plastic | Pressurized
RaceTrac #2351 - 129 and Ridge | 1020 EE BUTLER PKWY | GAINESVILLE | Hall | 10002568 | 2B | Overfill Alarm | 2016-03-23 | FALSE | 2016-03-23 | FALSE | Currently in Use | Diesel | 10000 | Fiberglass Double Walled | 2016-03-23 |  | Double-Walled Fiberglass | Pressurized
TEXACO FOOD MART | 1411 BROWNS BRIDGE RD | GAINESVILLE | Hall | 10001421 | 2B | Ball Float | 2007-06-01 | FALSE | 2007-06-01 | FALSE | Currently in Use | Diesel | 4000 | Tank Jacket | 2007-06-01 |  | Double-Walled Fiberglass | Pressurized
KANGAROO #21 | 1128 WASHINGTON ST | GAINESVILLE | Hall | 9000402 | 1 | [5 empty] | Removed from Ground | Gas (Historical Use) | 6000 | Bare Steel | 1961-05-11 | 1987-10-01 | Galvanized Steel
SEARS ROEBUCK UNIT 2015 | 601 S. ENOTA DR | GAINESVILLE | Hall | 690148 | 3 | [5 empty] | Removed from Ground | Gas (Historical Use) | 5000 | Bare Steel | 1965-05-06 | 1996-01-01 | Galvanized Steel | Suction (American)
CHICOPEE | ATLANTA HWY | GAINESVILLE | Hall | 690156 | 6 | [5 empty] | Removed from Ground | Other | 25150 | Bare Steel | 1974-04-07 | 1986-11-01 | Bare Steel
J & S FOOD MART | 2224 THOMPSON BRIDGE RD | GAINESVILLE | Hall | 690199 | 3 | [5 empty] | Removed from Ground | Gas (Historical Use) | 6000 | Bare Steel | 1974-05-08 | 1990-12-01 | Galvanized Steel
CITY MART #2 | 615 E BUTLER ST | GAINESVILLE | Hall | 690200 | 5 | Ball Float | 1990-01-01 | FALSE | 1990-01-01 | FALSE | Currently in Use | Regular | 10125 | Galvanic (STIP-3) | 1990-01-01 |  | Fiberglass Reinforced Plastic | Pressurized
NEEDS N WANTS | 1680 PARK HILL DR | GAINESVILLE | Hall | 690197 | 1 | Ball Float | 1990-05-01 | FALSE | 1990-05-01 | FALSE | Currently in Use | Regular | 10000 | Steel-Impressed Current | 1976-07-01 |  | Double-Walled Fiberglass | Pressurized
AIRPORT 66 TRUCK STOP | 1156 DAVIS ST SW | GAINESVILLE | Hall | 690182 | 3 | [5 empty] | Removed from Ground | Diesel | 1000 | Bare Steel | 1958-05-12 | 1999-12-01 | Galvanized Steel
BROWNSBRIDGE TIRE/LAKESHORE FIRE | 1285 WASHINGTON ST SW | GAINESVILLE | Hall | 690076 | 2 | [5 empty] | Removed from Ground | Gas (Historical Use) | 10000 | Bare Steel | 1969-03-21 | 1993-05-03 | Bare Steel | Pressurized
BLUE RIDGE AVIATION INC | AVIATION WAY | GAINESVILLE | Hall | 690172 | 7 |  |  | TRUE |  | TRUE | Removed from Ground | Used Oil | 500 | Bare Steel | 1970-05-03 | 1990-02-01 | Bare Steel
BLUE RIDGE AVIATION INC | AVIATION WAY | GAINESVILLE | Hall | 690172 | 1 | [5 empty] | Removed from Ground | Kerosene | 10000 | Bare Steel | 1970-05-03 | 1999-04-02 | Bare Steel
VALERO FOOD MART | 1140 JESSE JEWELL PKWY SW | GAINESVILLE | Hall | 690093 | 2 | [5 empty] | Removed from Ground | Gas (Historical Use) | 15000 | Bare Steel | 1968-04-21 | 1899-12-31 | Galvanized Steel
GAINESVILLE IRON WORKS INC | 890 MAIN ST SW | GAINESVILLE | Hall | 690097 | 3 | [5 empty] | Removed from Ground | Diesel | 1000 | Bare Steel | 1976-01-01 | 1899-12-31 | Bare Steel
GAINESVILLE PUBLIC UTIL SHOP | 1006 SOUTH BRADFORD ST EXT | GAINESVILLE | Hall | 9069093 | 4 | [5 empty] | Removed from Ground | Empty | 500 | Bare Steel | 1964-01-01 | 1994-10-11 | Galvanized Steel
CIRCLE K 2723322 | 1260 CANDLER RD | GAINESVILLE | Hall | 9069086 | 4 | Flapper Valve | 1993-08-01 | FALSE | 1993-08-01 | FALSE | Currently in Use | Diesel | 2000 | Fiberglass | 1993-08-01 |  | Fiberglass Reinforced Plastic | Pressurized
JIM HARDEMAN USED CAR DEALERSHIP | 1688 BROWNS BRIDGE RD | GAINESVILLE | Hall | 9000051 | 3 | [5 empty] | Removed from Ground | Gas (Historical Use) | 8000 | Cathodically Protected Steel | 1985-05-07 | 1995-04-25 | Fiberglass Reinforced Plastic
HOWINGTON BP/ELLIOT GULF/WESTSID | 1318 BROWNS BRIDGE RD | GAINESVILLE | Hall | 9000049 | 2 | [5 empty] | Removed from Ground | Gas (Historical Use) | 6000 | Bare Steel | 1969-05-12 | 1899-12-31 | Galvanized Steel
POOLE & RAMEY AMOCO | 853 BROAD ST | GAINESVILLE | Hall | 690158 | 1 |  | 1998-06-01 |  | 1998-06-01 |  | Removed from Ground | Gas (Historical Use) | 8000 | Cathodically Protected Steel | 1972-03-22 | 2009-08-01 | Cathodically Protected | Suction (American)
CASA BLANCA | 1785 BROWNS BRIDGE RD | GAINESVILLE | Hall | 690198 | 3 | [5 empty] | Removed from Ground | Gas (Historical Use) | 8000 | Cathodically Protected Steel | 1974-01-01 | 1998-10-01 | Galvanized Steel | Suction (American)
J & S FOOD MART | 2224 THOMPSON BRIDGE RD | GAINESVILLE | Hall | 690199 | 4 | Ball Float | 1996-08-28 | FALSE | 1996-08-28 | FALSE | Currently in Use | Regular | 10000 | Galvanic (STIP-3) | 1996-08-14 |  | Flex | Pressurized
J & S FOOD MART | 2224 THOMPSON BRIDGE RD | GAINESVILLE | Hall | 690199 | 5 | Ball Float | 1996-08-28 | FALSE | 1996-08-28 | FALSE | Currently in Use | Premium | 6000 | Galvanic (STIP-3) | 1996-08-14 |  | Flex | Pressurized
CIRCLE K 2723314 | 506 JESSE JEWELL PKWY SW | GAINESVILLE | Hall | 690195 | 1 | [5 empty] | Removed from Ground | Gas (Historical Use) | 10000 | Bare Steel | 1971-05-09 | 1899-12-31 | Galvanized Steel | Pressurized
CIRCLE K 2723314 | 506 JESSE JEWELL PKWY SW | GAINESVILLE | Hall | 690195 | 7 | Flapper Valve | 1995-01-01 | FALSE | 1995-01-01 | FALSE | Removed from Ground | Kerosene | 2000 | Fiberglass | 1995-01-30 | 2020-05-01 | Fiberglass Reinforced Plastic | Safe Suction (Euro)
Stop By Food Mart #2 | 2145 CLEVELAND HWY | GAINESVILLE | Hall | 690190 | 2 | Flapper Valve | 1998-07-31 | FALSE | 1998-07-31 | FALSE | Currently in Use | Gas (Historical Use) | 6110 | Galvanic (STIP-3) | 1978-05-07 |  | Double-Walled Flex | Pressurized
GET N GO | 2672 GILLSVILLE HWY. | GAINESVILLE | Hall | 690088 | 1 |  | 1998-11-12 |  | 1998-11-12 |  | Removed from Ground | Gas (Historical Use) | 8000 | Steel-Impressed Current | 1978-04-25 | 2006-01-13 | Cathodically Protected | Pressurized
FORMER BENSONS INC | 729 GROVE STREET | GAINESVILLE | Hall | 10000010 | 1 |  |  | FALSE |  | FALSE | Removed from Ground | Empty | 11000 | Not Marked/Unknown | 2003-07-13 | 2003-07-13 | Unknown
S & S 3 INVESTMENT | 1190 JESSE JEWELL PKWY SE | GAINESVILLE | Hall | 10000962 | 2B | Ball Float | 2005-02-01 | FALSE | 2005-02-01 | FALSE | Currently in Use | E-0 | 4000 | Fiberglass | 2005-01-31 |  | Fiberglass Reinforced Plastic | Pressurized
627 QUEENS CITY | 1294 WEST RIDGE RD | GAINESVILLE | Hall | 10002105 | 1 | Overfill Alarm | 2012-04-25 | FALSE | 2012-04-25 | FALSE | Currently in Use | Gas (Historical Use) | 20000 | Composite Double Walled | 2012-04-25 |  | Double-Walled Fiberglass | Pressurized
WAYNE POULTRY/FEED MILL | 875 IND BLVD | GAINESVILLE | Hall | 9000684 | 3 | [5 empty] | Removed from Ground | Diesel | 10000 | Bare Steel | 1980-02-05 | 1989-05-01 | Unknown
SEARS ROEBUCK UNIT 2015 | 601 S. ENOTA DR | GAINESVILLE | Hall | 690148 | 4 | [5 empty] | Removed from Ground | Gas (Historical Use) | 5000 | Bare Steel | 1965-05-06 | 1996-01-01 | Galvanized Steel | Suction (American)
SEARS ROEBUCK UNIT 2015 | 601 S. ENOTA DR | GAINESVILLE | Hall | 690148 | 5 |  |  | TRUE |  | TRUE | Removed from Ground | Used Oil | 500 | Bare Steel | 1965-05-06 | 1996-01-01 | Galvanized Steel | Suction (American)
POOLE & RAMEY AMOCO | 853 BROAD ST | GAINESVILLE | Hall | 690158 | 6 | [5 empty] | Removed from Ground | Other | 1000 | Bare Steel | 1962-03-25 | 2009-08-01 | Galvanized Steel
Clipper BP 1 | 1261 THOMPSON BRIDGE RD | GAINESVILLE | Hall | 690201 | 6C | Flapper Valve | 2022-06-13 | FALSE | 2022-05-05 | FALSE | Currently in Use | Diesel | 5000 | Composite Double Walled | 2022-01-06 |  | Double-Walled Fiberglass | Pressurized
NEEDS N WANTS | 1680 PARK HILL DR | GAINESVILLE | Hall | 690197 | 4 | Flapper Valve | 1993-01-07 | FALSE | 1993-01-07 | FALSE | Currently in Use | E-0 | 2000 | Steel-Impressed Current | 1993-01-07 |  | Fiberglass Reinforced Plastic | Safe Suction (Euro)
MANSFIELD OIL CO | 1848 THOMPSON BRIDGE RD | GAINESVILLE | Hall | 690192 | 3 | [5 empty] | Closed in Ground | Empty | 6000 | Bare Steel | 1982-01-15 | 1982-01-15 | Galvanized Steel
FORMER SERVICE STATION | 984 RIVERSIDE DRIVE | GAINESVILLE | Hall | 10000223 | 3 |  |  | FALSE |  | FALSE | Removed from Ground | Gas (Historical Use) | 4000 | Bare Steel |  | 1899-12-31 | Bare Steel
QUIKTRIP #847 | 1910 JESSE JEWELL PKWY NE | GAINESVILLE | Hall | 10002318 | 2 | Flapper Valve | 2014-03-01 | FALSE | 2014-04-01 | FALSE | Currently in Use | Regular | 20000 | Fiberglass Double Walled | 2013-12-01 |  | Double-Walled Fiberglass | Pressurized
RaceTrac #597 - HOWARD | 2410 CORNELIA HWY | GAINESVILLE | Hall | 10002032 | 1 | Overfill Alarm | 2011-08-26 | FALSE | 2011-08-26 | FALSE | Currently in Use | Regular | 20000 | Composite Double Walled | 2011-08-26 |  | Double-Walled Fiberglass | Pressurized
FORMER SIMMONS UNION 76 | 201 BROAD ST | GAINESVILLE | Hall | 690162 | 2 | [5 empty] | Removed from Ground | Diesel | 10000 | Bare Steel | 1976-05-01 | 1991-06-11 | Galvanized Steel
CASA BLANCA | 1785 BROWNS BRIDGE RD | GAINESVILLE | Hall | 690198 | 6 | Ball Float | 1998-10-01 | FALSE | 1998-10-01 | FALSE | Currently in Use | Diesel | 10000 | Fiberglass | 1998-10-01 |  | Double-Walled Flex | Pressurized
Clipper BP 1 | 1261 THOMPSON BRIDGE RD | GAINESVILLE | Hall | 690201 | 5 | Flapper Valve | 2022-06-13 | FALSE | 2022-05-05 | FALSE | Currently in Use | Regular | 20000 | Composite Double Walled | 2022-01-06 |  | Double-Walled Fiberglass | Pressurized
Clipper BP 1 | 1261 THOMPSON BRIDGE RD | GAINESVILLE | Hall | 690201 | 4 | Flapper Valve | 1998-12-01 |  | 1998-12-01 |  | Removed from Ground | Diesel | 10000 | Steel-Impressed Current | 1981-05-06 | 2013-03-25 | Steel (Impressed Current) | Pressurized
Clipper BP 1 | 1261 THOMPSON BRIDGE RD | GAINESVILLE | Hall | 690201 | 6A | Flapper Valve | 2022-06-13 | FALSE | 2022-05-05 | FALSE | Currently in Use | Premium | 5000 | Composite Double Walled | 2022-01-06 |  | Double-Walled Fiberglass | Pressurized
VALERO FOOD MART | 1140 JESSE JEWELL PKWY SW | GAINESVILLE | Hall | 690093 | 1 | [5 empty] | Removed from Ground | Gas (Historical Use) | 12000 | Bare Steel | 1968-04-21 | 1899-12-31 | Galvanized Steel
CARGILL INC | 862 WEST RIDGE RD | GAINESVILLE | Hall | 690098 | H-1A | Overfill Alarm | 1990-06-13 | FALSE | 1990-06-13 | FALSE | Currently in Use | Hazardous Substance | 25000 | Fiberglass Double Walled | 1990-01-01 |  | Aboveground | Suction (American)
Stop By Food Mart #2 | 2145 CLEVELAND HWY | GAINESVILLE | Hall | 690190 | 4 | Flapper Valve | 1998-07-31 | FALSE | 1998-07-31 | FALSE | Temporarily out of use | Diesel | 2000 | Galvanic (STIP-3) | 1978-05-07 |  | Double-Walled Flex | Suction (American)
BLUERIDGE BP | 355 SHALLOWFORD RD | GAINESVILLE | Hall | 690181 | 1 |  | 1999-01-06 |  | 1999-01-06 |  | Removed from Ground | Gas (Historical Use) | 6000 | Cathodically Protected Steel | 1978-05-07 | 2003-03-18 | Cathodically Protected | Pressurized
BLUERIDGE BP | 355 SHALLOWFORD RD | GAINESVILLE | Hall | 690181 | 4 |  | 1999-01-06 |  | 1999-01-06 |  | Removed from Ground | Diesel | 1000 | Cathodically Protected Steel | 1978-05-07 | 2003-03-18 | Cathodically Protected | Suction (American)
WEE WILLY #1 | 1190 JESSE JEWELL PKWY | GAINESVILLE | Hall | 690186 | 3 |  | 1998-07-03 |  | 1998-07-03 |  | Removed from Ground | Gas (Historical Use) | 2000 | Cathodically Protected Steel | 1985-05-05 | 2005-01-20 | Cathodically Protected | Suction (American)
ARAMARK CORP. | 1974 DELTA DR | GAINESVILLE | Hall | 690072 | 2 | [5 empty] | Removed from Ground | Gas (Historical Use) | 7500 | Bare Steel | 1975-03-15 | 1989-06-20 | Galvanized Steel
GOLDEN PANTRY #26 | 1545 WASHINGTON ST SW | GAINESVILLE | Hall | 690079 | 2 | [5 empty] | Removed from Ground | Gas (Historical Use) | 10000 | Bare Steel | 1974-04-20 | 1994-03-10 | Galvanized Steel
CARGILL INC | 862 WEST RIDGE RD | GAINESVILLE | Hall | 690098 | H-1B | Overfill Alarm | 2007-09-20 | FALSE | 2012-06-13 | TRUE | Currently in Use | Hazardous Substance | 35000 | Fiberglass Double Walled | 2007-09-20 |  | Aboveground | Suction (American)
HARDY'S CHEVROLET | 2115 BROWNS BRIDGE RD | GAINESVILLE | Hall | 690105 | 1 |  |  | TRUE |  | TRUE | Removed from Ground | Used Oil | 550 | Bare Steel | 1970-04-08 | 1984-06-01 | Galvanized Steel
US POSTAL SERVICE | 364 GREEN ST NE | GAINESVILLE | Hall | 690110 | 2 | [5 empty] | Removed from Ground | Gas (Historical Use) | 6000 | Bare Steel | 1971-04-11 | 1991-07-17 | Unknown
WASHINGTON ST AMOCO | 1029 WEST WASHINGTON ST | GAINESVILLE | Hall | 690112 | 4 |  |  | TRUE |  | TRUE | Removed from Ground | Used Oil | 550 | Bare Steel | 1966-05-04 | 1993-04-26 | Galvanized Steel | Gravity Fed
NITAS BAIT & TACKLE | 193 A CLARKS BRIDGE RD | GAINESVILLE | Hall | 690142 | 2 |  | 1998-07-27 | TRUE | 1998-07-27 | TRUE | Removed from Ground | Gas (Historical Use) | 4500 | Steel-Impressed Current | 1984-02-01 |  | Steel (Impressed Current) | Suction (American)
KANGAROO #21 | 1128 WASHINGTON ST | GAINESVILLE | Hall | 9000402 | 4 |  | 1987-10-01 |  | 1987-10-01 |  | Removed from Ground | Gas (Historical Use) | 8000 | Cathodically Protected Steel | 1987-10-02 | 1996-08-27 | Galvanized Steel | Pressurized
HENRY LEE CONNER | RT 9 | GAINESVILLE | Hall | 690165 | 1 | [5 empty] | Removed from Ground | Gas (Historical Use) | 2000 | Bare Steel | 1971-05-03 | 1985-06-15 | Galvanized Steel
CHICOPEE | ATLANTA HWY | GAINESVILLE | Hall | 690156 | 2 | [5 empty] | Removed from Ground | Other | 12142 | Bare Steel | 1953-04-12 | 1986-11-01 | Bare Steel
POOLE & RAMEY AMOCO | 853 BROAD ST | GAINESVILLE | Hall | 690158 | 7 | [5 empty] | Removed from Ground | Empty | 1000 | Bare Steel | 1962-03-25 | 2009-08-01 | Galvanized Steel
POOLE & RAMEY AMOCO | 853 BROAD ST | GAINESVILLE | Hall | 690158 | 5 |  |  | TRUE |  | TRUE | Removed from Ground | Empty | 200 | Bare Steel | 1962-03-25 | 2009-08-01 | Galvanized Steel
POOLE & RAMEY AMOCO | 853 BROAD ST | GAINESVILLE | Hall | 690158 | 4 | [5 empty] | Removed from Ground | Empty | 500 | Bare Steel | 1962-03-25 | 2009-08-01 | Galvanized Steel
CITY MART #2 | 615 E BUTLER ST | GAINESVILLE | Hall | 690200 | 7 | Ball Float | 1990-01-01 | FALSE | 1990-01-01 | FALSE | Currently in Use | Plus | 10125 | Galvanic (STIP-3) | 1990-01-01 |  | Fiberglass Reinforced Plastic | Pressurized
CITY MART #2 | 615 E BUTLER ST | GAINESVILLE | Hall | 690200 | 1 | [5 empty] | Removed from Ground | Gas (Historical Use) | 10000 | Bare Steel | 1986-05-05 | 1990-01-01 | Galvanized Steel | Pressurized
FUEL DATA | MAIN ST | GAINESVILLE | Hall | 690193 | 1 | [5 empty] | Removed from Ground | Gas (Historical Use) | 10134 | Bare Steel | 1971-01-05 | 1993-01-01 | Galvanized Steel
ARAMARK CORP. | 1974 DELTA DR | GAINESVILLE | Hall | 690072 | 14 | [5 empty] | Removed from Ground | Gas (Historical Use) | 7000 | Bare Steel | 1969-03-16 | 1989-06-20 | Galvanized Steel
BROWNSBRIDGE TIRE/LAKESHORE FIRE | 1285 WASHINGTON ST SW | GAINESVILLE | Hall | 690076 | 1 |  |  | TRUE |  | TRUE | Removed from Ground | Used Oil | 550 | Bare Steel | 1969-03-21 | 1993-05-03 | Bare Steel | Gravity Fed
GOLDEN PANTRY #26 | 1545 WASHINGTON ST SW | GAINESVILLE | Hall | 690079 | 3 | [5 empty] | Removed from Ground | Gas (Historical Use) | 10000 | Bare Steel | 1974-04-20 | 1994-03-10 | Galvanized Steel
HARRISON TIRE & OIL CO INC | 490 MORENO ST | GAINESVILLE | Hall | 9069108 | 1B | Flapper Valve | 1993-11-12 | FALSE | 1993-11-12 | FALSE | Currently in Use | E-10 | 1000 | Composite Double Walled | 1993-11-12 |  | Flex | Safe Suction (Euro)
CIRCLE K 2723322 | 1260 CANDLER RD | GAINESVILLE | Hall | 9069086 | 1 | Ball Float | 1993-08-01 | FALSE | 1993-08-01 | FALSE | Currently in Use | Regular | 10000 | Fiberglass | 1993-08-01 |  | Double-Walled Fiberglass | Pressurized
LIMESTONE FOODMART | 2550 LIMESTONE PKWY | GAINESVILLE | Hall | 9069087 | 1 | Ball Float | 1993-08-01 | FALSE | 1993-08-01 | FALSE | Currently in Use | Regular | 10000 | Fiberglass | 1993-08-01 |  | Double-Walled Fiberglass | Pressurized
S & S 3 INVESTMENT | 1190 JESSE JEWELL PKWY SE | GAINESVILLE | Hall | 10000962 | 2A | Ball Float | 2005-02-01 | FALSE | 2005-02-01 | FALSE | Currently in Use | Premium | 8000 | Fiberglass | 2005-01-31 |  | Fiberglass Reinforced Plastic | Pressurized
WALMART NEIGHBORHOOD MARKET #2699 | 1435 THOMPSON BRIDGE RD | GAINESVILLE | Hall | 10002423 | 1 |  | 2014-12-17 | FALSE | 2014-12-17 | FALSE | Currently in Use | Gas (Historical Use) | 15000 | Fiberglass Double Walled | 2014-09-03 |  | Double-Walled Flex | Pressurized
KANGAROO #21 | 1128 WASHINGTON ST | GAINESVILLE | Hall | 9000402 | 2 | [5 empty] | Removed from Ground | Gas (Historical Use) | 6000 | Bare Steel | 1961-05-11 | 1987-10-01 | Galvanized Steel
WAYNE POULTRY/FEED MILL | 875 IND BLVD | GAINESVILLE | Hall | 9000684 | 2 | [5 empty] | Removed from Ground | Diesel | 10000 | Bare Steel | 1966-02-08 | 1899-12-31 | Unknown
GUILFORD MILLS INC | 455 OSBORNE ST | GAINESVILLE | Hall | 690166 | 1 | [5 empty] | Removed from Ground | Other | 20000 | Bare Steel | 1977-05-01 | 1992-08-11 | Bare Steel
FORMER SIMMONS UNION 76 | 201 BROAD ST | GAINESVILLE | Hall | 690162 | 5 |  |  | TRUE |  | TRUE | Removed from Ground | Used Oil | 550 | Bare Steel | 1971-01-01 | 1991-06-11 | Bare Steel
VERNON SMITH | RT 13 | GAINESVILLE | Hall | 690164 | 2 | [5 empty] | Removed from Ground | Empty | 1000 | Bare Steel | 1968-05-03 | 1983-07-15 | Galvanized Steel
DAVIS WASHINGTON CO INC | 402 MAPLE ST SW | GAINESVILLE | Hall | 690155 | 2 | [5 empty] | Removed from Ground | Diesel | 1000 | Bare Steel | 1966-04-07 | 1990-04-01 | Bare Steel
CITY MART #2 | 615 E BUTLER ST | GAINESVILLE | Hall | 690200 | 4 | [5 empty] | Removed from Ground | Diesel | 10000 | Bare Steel | 1986-05-05 | 1990-01-01 | Galvanized Steel | Pressurized
CIRCLE K 2723314 | 506 JESSE JEWELL PKWY SW | GAINESVILLE | Hall | 690195 | 4 | [5 empty] | Removed from Ground | Diesel | 1000 | Bare Steel | 1971-05-09 | 1899-12-31 | Galvanized Steel
CIRCLE K 2723314 | 506 JESSE JEWELL PKWY SW | GAINESVILLE | Hall | 690195 | 5 | Ball Float | 1995-01-01 | FALSE | 1995-01-01 | FALSE | Removed from Ground | Gas (Historical Use) | 12000 | Fiberglass | 1995-01-30 | 2020-05-01 | Fiberglass Reinforced Plastic | Pressurized
Q LUBE INC #1155 | 853 BROAD ST | GAINESVILLE | Hall | 690189 | 6 |  |  | FALSE |  | FALSE | Closed in Ground |  | 0 | Unknown | 2017-01-24 | 2017-02-02 | Unknown
FUEL DATA | MAIN ST | GAINESVILLE | Hall | 690193 | 2 | [5 empty] | Removed from Ground | Gas (Historical Use) | 10134 | Bare Steel | 1971-01-05 | 1993-01-01 | Galvanized Steel
BLUE RIDGE AVIATION INC | AVIATION WAY | GAINESVILLE | Hall | 690172 | 6 | [5 empty] | Removed from Ground | Empty | 1000 | Bare Steel | 1970-05-03 | 1899-12-31 | Bare Steel
CARGILL INC | 862 WEST RIDGE RD | GAINESVILLE | Hall | 690098 | H-3 | [5 empty] | Removed from Ground | Hazardous Substance | 18178 | Bare Steel | 1975-04-20 | 1990-06-08 | Bare Steel
TEXACO AT LAKESHORE | 272 DAWSONVILLE HWY | GAINESVILLE | Hall | 10000985 | 2B | Ball Float | 2005-06-01 | FALSE | 2005-06-01 | FALSE | Currently in Use | Diesel | 4000 | Composite | 2005-06-01 |  | Fiberglass Reinforced Plastic | Pressurized
S & S 3 INVESTMENT | 1190 JESSE JEWELL PKWY SE | GAINESVILLE | Hall | 10000962 | 1 | Ball Float | 2005-02-01 | FALSE | 2005-02-01 | FALSE | Currently in Use | Regular | 12000 | Fiberglass | 2005-01-31 |  | Fiberglass Reinforced Plastic | Pressurized
GAINESVILLE MILLING COMPANY | 425 HIGH STREET | GAINESVILLE | Hall | 10000437 | 1 |  |  | FALSE |  | FALSE | Removed from Ground | Gas (Historical Use) | 10000 | Bare Steel | 2001-07-01 | 2001-07-01 | Bare Steel
JIM HARDEMAN USED CAR DEALERSHIP | 1688 BROWNS BRIDGE RD | GAINESVILLE | Hall | 9000051 | 1 | [5 empty] | Removed from Ground | Gas (Historical Use) | 8000 | Cathodically Protected Steel | 1985-05-07 | 1995-04-25 | Fiberglass Reinforced Plastic
HOWINGTON BP/ELLIOT GULF/WESTSID | 1318 BROWNS BRIDGE RD | GAINESVILLE | Hall | 9000049 | 3 | [5 empty] | Removed from Ground | Gas (Historical Use) | 6000 | Bare Steel | 1969-05-12 | 1899-12-31 | Galvanized Steel
CHICOPEE | ATLANTA HWY | GAINESVILLE | Hall | 690156 | 4 | [5 empty] | Removed from Ground | Hazardous Substance | 25150 | Bare Steel | 1974-04-07 | 1988-11-01 | Bare Steel
CHICOPEE | ATLANTA HWY | GAINESVILLE | Hall | 690156 | 5 | [5 empty] | Removed from Ground | Other | 25150 | Bare Steel | 1974-04-07 | 1986-11-01 | Bare Steel
Clipper BP 1 | 1261 THOMPSON BRIDGE RD | GAINESVILLE | Hall | 690201 | 2 | Flapper Valve | 1998-12-01 |  | 1998-12-01 |  | Removed from Ground | Gas (Historical Use) | 10000 | Steel-Impressed Current | 1981-05-06 | 2013-03-22 | Steel (Impressed Current) | Pressurized
CIRCLE K 2723314 | 506 JESSE JEWELL PKWY SW | GAINESVILLE | Hall | 690195 | 2 | [5 empty] | Removed from Ground | Gas (Historical Use) | 10000 | Bare Steel | 1971-05-09 | 1899-12-31 | Galvanized Steel | Pressurized
AIRPORT 66 TRUCK STOP | 1156 DAVIS ST SW | GAINESVILLE | Hall | 690182 | 4 | [5 empty] | Removed from Ground | Diesel | 1000 | Bare Steel | 1958-05-12 | 1999-12-01 | Galvanized Steel
WEE WILLY #1 | 1190 JESSE JEWELL PKWY | GAINESVILLE | Hall | 690186 | 1 |  | 1998-07-03 |  | 1998-07-03 |  | Removed from Ground | Gas (Historical Use) | 4000 | Cathodically Protected Steel | 1969-05-09 | 2005-01-20 | Cathodically Protected | Suction (American)
GET N GO | 2672 GILLSVILLE HWY. | GAINESVILLE | Hall | 690088 | 3 |  | 1998-11-12 |  | 1998-11-12 |  | Removed from Ground | Gas (Historical Use) | 8000 | Steel-Impressed Current | 1978-04-25 | 2006-01-13 | Cathodically Protected | Pressurized
WASHINGTON ST AMOCO | 1029 WEST WASHINGTON ST | GAINESVILLE | Hall | 690112 | 2 | [5 empty] | Removed from Ground | Gas (Historical Use) | 1000 | Bare Steel | 1966-05-04 | 1899-12-31 | Galvanized Steel | Safe Suction (Euro)
CIRCLE M FOOD SHOP #7 | 5140 CLEVELAND HWY | GAINESVILLE | Hall | 690131 | 3 |  | 1998-10-12 |  | 1998-10-12 |  | Removed from Ground | Empty | 8000 | Steel-Impressed Current | 1980-04-30 | 2003-07-25 | Cathodically Protected | Suction (American)
HENRY LEE CONNER | RT 9 | GAINESVILLE | Hall | 690165 | 3 | [5 empty] | Removed from Ground | Empty | 500 | Bare Steel | 1971-05-03 | 1985-06-15 | Galvanized Steel
CHICOPEE | ATLANTA HWY | GAINESVILLE | Hall | 690156 | 7 | [5 empty] | Removed from Ground | Hazardous Substance | 25150 | Bare Steel | 1974-04-07 | 1986-11-01 | Bare Steel
CHICOPEE | ATLANTA HWY | GAINESVILLE | Hall | 690156 | 1 | [5 empty] | Removed from Ground | Other | 12142 | Bare Steel | 1953-04-12 | 1986-11-01 | Bare Steel
Q LUBE INC #1155 | 853 BROAD ST | GAINESVILLE | Hall | 690189 | 2 | [5 empty] | Removed from Ground | Other | 3000 | Epoxy | 1985-05-05 | 1998-03-01 | Bare Steel | Suction (American)
BLUE RIDGE AVIATION INC | AVIATION WAY | GAINESVILLE | Hall | 690172 | 2 | [5 empty] | Removed from Ground | Kerosene | 10000 | Bare Steel | 1970-05-03 | 1999-04-02 | Bare Steel
WEE WILLY #1 | 1190 JESSE JEWELL PKWY | GAINESVILLE | Hall | 690186 | 5 | [5 empty] | Removed from Ground | Diesel | 560 | Bare Steel | 1969-05-09 | 2005-01-20 | Galvanized Steel
WEE WILLY #1 | 1190 JESSE JEWELL PKWY | GAINESVILLE | Hall | 690186 | 4 |  | 1998-07-03 |  | 1998-07-03 |  | Removed from Ground | Gas (Historical Use) | 2000 | Cathodically Protected Steel | 1985-05-05 | 2005-01-20 | Cathodically Protected | Suction (American)
COCA-COLA ENTERPRISES | C-15 BROWNS BRIDGE RD | GAINESVILLE | Hall | 690085 | 2 | [5 empty] | Removed from Ground | Diesel | 10000 | Bare Steel | 1978-04-23 | 1993-04-01 | Galvanized Steel | Suction (American)
EE BUTLER FOOD MART INC. | 203 E E BUTLER PKWY | GAINESVILLE | Hall | 690099 | 2 | Flapper Valve | 1986-04-01 | FALSE | 1986-04-01 | FALSE | Currently in Use | Regular | 10000 | Fiberglass | 1986-04-23 |  | Fiberglass Reinforced Plastic | Pressurized
MASTERS HAND AMOCO | 1701 PARKHILL DR | GAINESVILLE | Hall | 690114 | 1 | [5 empty] | Removed from Ground | Gas (Historical Use) | 3000 | Bare Steel | 1966-05-04 | 1999-04-22 | Galvanized Steel | Suction (American)
EXPRESS FOOD STORE | 1811 MLK JR BLVD | GAINESVILLE | Hall | 690115 | 2 | Flapper Valve | 1993-10-15 | FALSE | 1993-10-15 | TRUE | Removed from Ground | Gas (Historical Use) | 4500 | Steel-Impressed Current | 1976-05-01 |  | Steel (Impressed Current) | Safe Suction (Euro)
RND Gas&Food Inc. | 2300 BROWNS BRIDGE RD | GAINESVILLE | Hall | 690132 | 4 | Flapper Valve | 2023-10-16 | FALSE | 1995-03-15 | FALSE | Currently in Use | Diesel | 10000 | Steel-Impressed Current | 1983-04-30 |  | Fiberglass Reinforced Plastic | Pressurized
NORTHEAST GEORGIA MEDICAL CENTER | 743 SPRING ST | GAINESVILLE | Hall | 9069213 | 3 | Flapper Valve | 2003-01-01 | FALSE | 2003-01-01 | FALSE | Currently in Use | Diesel | 20000 | Composite Double Walled | 2003-01-01 |  | Double-Walled Flex | Pressurized
BROWNS BRIDGE FOOD MART INC | 2322 BROWNS BRIDGE RD SW | GAINESVILLE | Hall | 9069049 | 3 | Ball Float | 1998-03-26 | FALSE | 1998-03-26 | FALSE | Currently in Use | Premium | 10000 | Steel-Impressed Current | 1979-01-01 |  | Fiberglass Reinforced Plastic | Pressurized
LANIER PRODUCE | 3654 THOMPSON BRIDGE RD | GAINESVILLE | Hall | 9069059 | 4 |  |  |  | 1993-06-01 |  | Removed from Ground | Diesel | 2000 | Bare Steel | 1980-01-01 | 2000-08-03 | Galvanized Steel | Suction (American)
LANIER PRODUCE | 3654 THOMPSON BRIDGE RD | GAINESVILLE | Hall | 9069059 | 5 | [5 empty] | Removed from Ground | Kerosene | 280 | Bare Steel | 2000-08-03 | 2000-08-03 | Galvanized Steel | Suction (American)
VINTAGE ENTERPRISES/VINTAGE HOME | CANDLER RD | GAINESVILLE | Hall | 9069001 | 2 | [5 empty] | Removed from Ground | Diesel | 1000 | Marked Unknown | 1991-01-08 | 1991-01-08 | Unknown
SMITH BELL PETROLEUM/PACIFIC PRI | 354 JESSE JEWELL PKWY | GAINESVILLE | Hall | 690238 | 1 |  | 1998-11-17 |  | 1998-11-17 |  | Removed from Ground | Gas (Historical Use) | 8200 | Steel-Impressed Current | 1980-05-08 | 2005-08-19 | Fiberglass Reinforced Plastic | Pressurized
JACK & MARSHAS PLACE | WHITE SULPHUR SPRINGS RD | GAINESVILLE | Hall | 690229 | 3 | [5 empty] | Removed from Ground | Kerosene | 560 | Bare Steel | 1986-05-07 | 1988-01-01 | Galvanized Steel
CIRCLE K #2723305 | 937 QUEEN CITY PKWY | GAINESVILLE | Hall | 690204 | 1 | [5 empty] | Permanently Out of Use - historical purposes | Gas (Historical Use) | 10000 | Bare Steel | 1974-05-08 | 1899-12-31 | Galvanized Steel
CIRCLE K #2723305 | 937 QUEEN CITY PKWY | GAINESVILLE | Hall | 690204 | 4 | [5 empty] | Permanently Out of Use - historical purposes | Diesel | 10000 | Bare Steel | 1983-05-06 | 1899-12-31 | Galvanized Steel
GET N GO | 2672 GILLSVILLE HWY. | GAINESVILLE | Hall | 690088 | 2 |  | 1998-11-12 |  | 1998-11-12 |  | Removed from Ground | Gas (Historical Use) | 8000 | Steel-Impressed Current | 1978-04-25 | 2006-01-13 | Cathodically Protected | Pressurized
HARDY'S CHEVROLET | 2115 BROWNS BRIDGE RD | GAINESVILLE | Hall | 690105 | 2 | [5 empty] | Removed from Ground | Gas (Historical Use) | 550 | Bare Steel | 1970-04-08 | 1984-06-01 | Galvanized Steel
WASHINGTON ST AMOCO | 1029 WEST WASHINGTON ST | GAINESVILLE | Hall | 690112 | 3 | [5 empty] | Removed from Ground | Gas (Historical Use) | 1000 | Bare Steel | 1966-05-04 | 1990-05-07 | Galvanized Steel | Safe Suction (Euro)
EXPRESS FOOD STORE | 1811 MLK JR BLVD | GAINESVILLE | Hall | 690115 | 1 | Flapper Valve | 1995-10-15 | FALSE | 1995-10-15 | TRUE | Removed from Ground | Gas (Historical Use) | 4500 | Steel-Impressed Current | 1976-05-01 |  | Steel (Impressed Current) | Safe Suction (Euro)
AMOCO CONV STORE/CIRCLE M #1 | 1151 THOMPSON BRIDGE RD | GAINESVILLE | Hall | 690134 | 6 | [5 empty] | Removed from Ground | Diesel | 1000 | Bare Steel | 1966-05-04 | 1992-01-01 | Galvanized Steel
NITAS BAIT & TACKLE | 193 A CLARKS BRIDGE RD | GAINESVILLE | Hall | 690142 | 3 |  | 1998-07-27 | TRUE | 1998-07-27 | TRUE | Removed from Ground | Gas (Historical Use) | 4500 | Steel-Impressed Current | 1984-02-01 |  | Steel (Impressed Current) | Suction (American)
CIRCLE K #2723305 | 937 QUEEN CITY PKWY | GAINESVILLE | Hall | 690204 | 7 | Flapper Valve | 1992-03-01 | FALSE | 1992-03-01 | FALSE | Currently in Use | Diesel | 12000 | Composite | 1992-03-23 |  | Fiberglass Reinforced Plastic | Pressurized
PRO TRANSPORTATION SVC INC | 2085 IND DR | GAINESVILLE | Hall | 690289 | 2 | [5 empty] | Removed from Ground | Gas (Historical Use) | 1000 | Bare Steel | 1980-05-09 | 1994-01-27 | Galvanized Steel | Safe Suction (Euro)
FROGS BP | 1607 ATLANTA HWY | GAINESVILLE | Hall | 690017 | 1 | [5 empty] | Removed from Ground | Gas (Historical Use) | 4000 | Bare Steel | 1960-05-14 | 1997-10-01 | Bare Steel | Pressurized
SHELLER-GLOBE CORP/LEECE NEVILLE | 980 /989 ATHENS ST | GAINESVILLE | Hall | 690033 | 2 | [5 empty] | Removed from Ground | Hazardous Substance | 1000 | Bare Steel | 1983-05-09 | 1988-11-01 | Galvanized Steel
BELL'S CLEANERS | 316 WASHINGTON ST | GAINESVILLE | Hall | 690046 | 3 | [5 empty] | Closed in Ground | Other | 550 | Bare Steel | 1956-03-14 | 1999-11-01 | Bare Steel
Clipper BP 1 | 1261 THOMPSON BRIDGE RD | GAINESVILLE | Hall | 690201 | 3 | Flapper Valve | 1998-12-01 |  | 1998-12-01 |  | Removed from Ground | Gas (Historical Use) | 6000 | Steel-Impressed Current | 1981-05-06 | 2013-03-27 | Steel (Impressed Current) | Pressurized
MAR-JAC POULTRY | 1650 DORSEY ST | GAINESVILLE | Hall | 690087 | 2 | Flapper Valve | 1997-02-01 | FALSE | 1997-02-01 | FALSE | Currently in Use | Diesel | 12000 | Composite | 1997-02-01 |  | Fiberglass Reinforced Plastic | Safe Suction (Euro)
VALERO FOOD MART | 1140 JESSE JEWELL PKWY SW | GAINESVILLE | Hall | 690093 | 5 | Ball Float | 1988-10-01 | FALSE | 1988-10-01 | FALSE | Currently in Use | Regular | 10000 | Fiberglass | 1988-10-01 |  | Fiberglass Reinforced Plastic | Pressurized
VALERO FOOD MART | 1140 JESSE JEWELL PKWY SW | GAINESVILLE | Hall | 690093 | 4 |  |  | FALSE |  | FALSE | [6 empty] | Fiberglass Reinforced Plastic | Safe Suction (Euro)
VALERO FOOD MART | 1140 JESSE JEWELL PKWY SW | GAINESVILLE | Hall | 690093 | 7 | Ball Float | 1988-10-01 | FALSE | 1988-10-01 | FALSE | Currently in Use | Premium | 10000 | Fiberglass | 1988-10-01 |  | Fiberglass Reinforced Plastic | Pressurized
GAINESVILLE IRON WORKS INC | 890 MAIN ST SW | GAINESVILLE | Hall | 690097 | 1 | [5 empty] | Removed from Ground | Diesel | 10000 | Bare Steel | 1981-04-12 | 1899-12-31 | Galvanized Steel
PARKWAY AMOCO/EAST SIDE AMOCO | 1098 EAST SPRING ST | GAINESVILLE | Hall | 690116 | 1 | [5 empty] | Removed from Ground | Gas (Historical Use) | 1000 | Bare Steel | 1964-05-04 | 1989-12-01 | Galvanized Steel
CIRCLE M FOOD SHOP #7 | 5140 CLEVELAND HWY | GAINESVILLE | Hall | 690131 | 2 |  | 1998-10-12 |  | 1998-10-12 |  | Removed from Ground | Empty | 8000 | Steel-Impressed Current | 1980-04-30 | 2003-07-25 | Cathodically Protected | Suction (American)
HOLIDAY-ON-LAKE LANIER MARINA | 6900 HOLIDAY RD | BUFORD | Hall | 9000468 | 1 | [5 empty] | Removed from Ground | Gas (Historical Use) | 12000 | Bare Steel | 1972-03-17 | 1992-01-01 | Galvanized Steel
WBI FRIENDSHIP #19 | 4195 FRIENDSHIP RD | BUFORD | Hall | 690047 | 1 | [5 empty] | Removed from Ground | Diesel | 10000 | Bare Steel | 1980-03-08 | 1996-04-01 | Galvanized Steel | Suction (American)
RND Gas&Food Inc. | 2300 BROWNS BRIDGE RD | GAINESVILLE | Hall | 690132 | 5 | Flapper Valve | 1993-10-08 | FALSE | 1993-10-08 | FALSE | Currently in Use | Kerosene | 2000 | Steel-Impressed Current | 1983-04-30 |  | Fiberglass Reinforced Plastic | Safe Suction (Euro)
HOLIDAY-ON-LAKE LANIER MARINA | 6900 HOLIDAY RD | BUFORD | Hall | 9000468 | 2 | [5 empty] | Removed from Ground | Gas (Historical Use) | 12000 | Bare Steel | 1972-03-17 | 1992-01-01 | Galvanized Steel
HOLIDAY-ON-LAKE LANIER MARINA | 6900 HOLIDAY RD | BUFORD | Hall | 9000468 | 12C | Flapper Valve | 1998-12-22 | FALSE | 1998-12-22 | FALSE | Currently in Use | Diesel | 2000 | Composite Double Walled | 1991-11-06 |  | Fiberglass Reinforced Plastic | Pressurized
POPS PLACE | 5614 HOLIDAY RD | BUFORD | Hall | 580084 | 2 | Flapper Valve | 1990-01-01 | FALSE | 1990-01-01 | FALSE | Currently in Use | Diesel | 10000 | Steel-Impressed Current | 1983-05-07 |  | Steel (Impressed Current) | Pressurized
GAINESVILLE IRON WORKS INC | 890 MAIN ST SW | GAINESVILLE | Hall | 690097 | 2 | [5 empty] | Removed from Ground | Gas (Historical Use) | 1000 | Bare Steel | 1976-01-01 | 1899-12-31 | Bare Steel
CARGILL INC | 862 WEST RIDGE RD | GAINESVILLE | Hall | 690098 | MANTGASTNK | [5 empty] | Removed from Ground | Empty | 1 | Bare Steel | 1967-04-22 | 1988-09-01 | Bare Steel
HOLIDAY-ON-LAKE LANIER MARINA | 6900 HOLIDAY RD | BUFORD | Hall | 9000468 | 10 |  |  | TRUE |  | TRUE | Removed from Ground | Used Oil | 250 | Bare Steel | 1984-03-14 | 1992-04-01 | Galvanized Steel
HOLIDAY-ON-LAKE LANIER MARINA | 6900 HOLIDAY RD | BUFORD | Hall | 9000468 | 7 | [5 empty] | Removed from Ground | Gas (Historical Use) | 3000 | Bare Steel | 1972-03-17 | 1992-01-01 | Galvanized Steel
HOLIDAY-ON-LAKE LANIER MARINA | 6900 HOLIDAY RD | BUFORD | Hall | 9000468 | 4 | [5 empty] | Removed from Ground | Gas (Historical Use) | 6000 | Bare Steel | 1956-03-21 | 1992-01-01 | Galvanized Steel
HOLIDAY-ON-LAKE LANIER MARINA | 6900 HOLIDAY RD | BUFORD | Hall | 9000468 | 5 | [5 empty] | Removed from Ground | Gas (Historical Use) | 2500 | Bare Steel | 1956-03-21 | 1992-01-01 | Galvanized Steel
CORNER'S GROCERY | US HWY 129 & GA HWY 53 | GAINESVILLE | Hall | 690127 | 2 | [5 empty] | Removed from Ground | Empty | 550 | Bare Steel | 1961-05-05 | 1976-06-15 | Unknown
POPS PLACE | 5614 HOLIDAY RD | BUFORD | Hall | 580084 | 1 | Flapper Valve | 1990-01-01 | FALSE | 1990-01-01 | FALSE | Temporarily out of use | Diesel | 10000 | Steel-Impressed Current | 1983-05-07 |  | Steel (Impressed Current) | Pressurized
R K FOOD MART | 101 HOLIDAY RD | BUFORD | Hall | 690210 | 6 |  | 1999-07-01 |  | 1999-07-01 |  | Removed from Ground | Kerosene | 1000 | Fiberglass | 1999-07-01 | 2014-10-10 | Fiberglass Reinforced Plastic | Suction (American)
GEORGIA MASONRY SUPPLY-GAINESVILLE | 1090 INDUSTRIAL BLVD | GAINESVILLE | Hall | 690048 | 1 |  | 1997-10-01 |  | 1997-10-01 |  | Removed from Ground | Diesel | 10000 | Steel-Impressed Current | 1979-03-09 | 2008-12-11 | Cathodically Protected | Suction (American)
CWT FARMS INC | 1180 AIRPORT IND PARK | GAINESVILLE | Hall | 690055 | 2 | [5 empty] | Removed from Ground | Diesel | 2000 | Bare Steel | 1981-01-15 | 1997-06-25 | Galvanized Steel | Suction (American)
HOLIDAY-ON-LAKE LANIER MARINA | 6900 HOLIDAY RD | BUFORD | Hall | 9000468 | 9 | [5 empty] | Removed from Ground | Diesel | 500 | Bare Steel | 1972-03-17 | 1988-01-01 | Galvanized Steel
HOLIDAY-ON-LAKE LANIER MARINA | 6900 HOLIDAY RD | BUFORD | Hall | 9000468 | 6 | [5 empty] | Removed from Ground | Gas (Historical Use) | 6000 | Bare Steel | 1972-03-17 | 1992-01-01 | Galvanized Steel
HOLIDAY-ON-LAKE LANIER MARINA | 6900 HOLIDAY RD | BUFORD | Hall | 9000468 | 8 | [5 empty] | Removed from Ground | Diesel | 4000 | Bare Steel | 1972-03-17 | 1992-01-01 | Galvanized Steel
OLYMPIC OIL CO INC PIER #57 | 5719 HOLIDAY RD | BUFORD | Hall | 9069020 | 2 | [5 empty] | Removed from Ground | Other | 0 | Not Marked/Unknown | 1988-10-01 | 1988-10-01 | Not Marked
LANIER ONE STOP | 5825 LANIER ISLAND PKWY | BUFORD | Hall | 690217 | 3 | Flapper Valve | 1998-12-01 | FALSE | 1998-12-01 | FALSE | Currently in Use | Diesel | 5000 | Steel-Impressed Current | 1982-05-09 |  | Fiberglass Reinforced Plastic | Pressurized
HOLIDAY ONE STOP | 5719 HOLIDAY RD | BUFORD | Hall | 9069137 | 3 | Flapper Valve | 1988-11-01 | FALSE | 1988-11-01 | FALSE | Orphan- Contamination | Diesel | 3010 | Galvanic (STIP-3) | 1988-01-01 |  | Flex | Suction (American)
Gas Express #178 | 4809 GOLDEN PKWY | BUFORD | Hall | 9069139 | 6A | Flapper Valve | 2017-06-08 | FALSE |  | FALSE | Currently in Use | E-0 | 6000 | Composite Double Walled | 2017-06-08 |  | Double-Walled Fiberglass | Pressurized
Gas Express #178 | 4809 GOLDEN PKWY | BUFORD | Hall | 9069139 | 6B | Flapper Valve | 2017-06-08 | FALSE | 2017-06-08 | FALSE | Currently in Use | Diesel | 3600 | Composite Double Walled | 2017-06-08 |  | Double-Walled Fiberglass | Pressurized
Gas Express #178 | 4809 GOLDEN PKWY | BUFORD | Hall | 9069139 | 1 | [5 empty] | Removed from Ground | Gas (Historical Use) | 8000 | Bare Steel | 1981-01-01 | 1999-02-03 | Galvanized Steel | Pressurized
Gas Express #178 | 4809 GOLDEN PKWY | BUFORD | Hall | 9069139 | 4 | Ball Float | 1999-05-25 | FALSE | 1999-05-25 | FALSE | Currently in Use | Premium | 15000 | Fiberglass | 1999-05-25 |  | Fiberglass Reinforced Plastic | Pressurized
OLYMPIC OIL CO INC PIER #57 | 5719 HOLIDAY RD | BUFORD | Hall | 9069020 | 1 | [5 empty] | Removed from Ground | Other | 0 | Not Marked/Unknown | 1988-10-01 | 1988-10-01 | Not Marked
3050 BIG CREEK ROAD | 3050 BIG CREEK ROAD | BUFORD | Hall | 10001471 | 3 |  |  | FALSE |  | FALSE | Closed in Ground | Gas (Historical Use) | 10000 | Bare Steel | 1973-01-01 | 1991-01-01 | Unknown
HOLIDAY-ON-LAKE LANIER MARINA | 6900 HOLIDAY RD | BUFORD | Hall | 9000468 | 12A | Flapper Valve | 1998-12-22 | FALSE | 1998-12-22 | FALSE | Currently in Use | Premium | 6000 | Composite Double Walled | 1991-11-06 |  | Fiberglass Reinforced Plastic | Pressurized
HOLIDAY-ON-LAKE LANIER MARINA | 6900 HOLIDAY RD | BUFORD | Hall | 9000468 | 12D | Flapper Valve | 1998-12-22 | FALSE | 1998-12-22 | FALSE | Currently in Use | Regular | 2000 | Composite Double Walled | 1991-11-06 |  | Fiberglass Reinforced Plastic | Pressurized
LAKE LANIER ISLANDS/MARINA | 7000 LANIER ISLANDS PKWY | BUFORD | Hall | 690062 (Transferred to Supersite) | 1 | [5 empty] | Removed from Ground | Gas (Historical Use) | 4000 | Bare Steel | 1986-01-08 | 1991-04-04 | Galvanized Steel
SHELL FOOD MART | 4780 LANIER ISLAND PKWY | BUFORD | Hall | 10001002 | 2 | Ball Float | 2004-07-01 | FALSE | 2004-07-01 | FALSE | Currently in Use | Premium | 8000 | Epoxy | 2004-06-01 |  | Double-Walled Fiberglass | Pressurized
OLYMPIC OIL CO INC PIER #57 | 5719 HOLIDAY RD | BUFORD | Hall | 9069020 | 3 | [5 empty] | Removed from Ground | Other | 0 | Not Marked/Unknown | 1988-10-01 | 1988-10-01 | Not Marked
3050 BIG CREEK ROAD | 3050 BIG CREEK ROAD | BUFORD | Hall | 10001471 | 1 |  |  | FALSE |  | FALSE | Closed in Ground | Gas (Historical Use) | 10000 | Bare Steel | 1973-01-01 | 1991-01-01 | Unknown
REED EASTSIDE BUILDING SUPPY CO | 2900 PEACHTREE INDUSTRIAL BLVD | BUFORD | Hall | 670487 | 1 | [5 empty] | Removed from Ground | Gas (Historical Use) | 550 | Bare Steel | 1983-03-01 | 1998-02-18 | Galvanized Steel | Suction (American)
R K FOOD MART | 101 HOLIDAY RD | BUFORD | Hall | 690210 | 1 |  | 1999-01-01 |  | 1999-01-01 |  | Removed from Ground | Gas (Historical Use) | 8000 | Steel-Impressed Current | 1984-05-05 | 2014-10-10 | Fiberglass Reinforced Plastic | Pressurized
Gas Express #178 | 4809 GOLDEN PKWY | BUFORD | Hall | 9069139 | 2 | [5 empty] | Removed from Ground | Gas (Historical Use) | 6000 | Bare Steel | 1981-01-01 | 1999-02-03 | Galvanized Steel | Pressurized
NITAS BAIT & TACKLE | 193 A CLARKS BRIDGE RD | GAINESVILLE | Hall | 690142 | 1 |  | 1998-07-27 | TRUE | 1998-07-27 | TRUE | Removed from Ground | Gas (Historical Use) | 4500 | Steel-Impressed Current | 1984-02-01 |  | Steel (Impressed Current) | Suction (American)
CARGILL INC | 862 WEST RIDGE RD | GAINESVILLE | Hall | 690098 | OB.F/O#1 | [5 empty] | Removed from Ground | Other | 15276 | Bare Steel | 1967-04-22 | 1988-09-01 | Bare Steel
CARGILL INC | 862 WEST RIDGE RD | GAINESVILLE | Hall | 690098 | H-2 | [5 empty] | Removed from Ground | Hazardous Substance | 15276 | Bare Steel | 1967-04-22 | 1990-06-08 | Bare Steel
US POSTAL SERVICE | 364 GREEN ST NE | GAINESVILLE | Hall | 690110 | 1 | [5 empty] | Removed from Ground | Gas (Historical Use) | 1000 | Bare Steel | 1971-04-11 | 1991-07-17 | Unknown
GOLDEN PANTRY #26 | 1545 WASHINGTON ST SW | GAINESVILLE | Hall | 690079 | 1 | [5 empty] | Removed from Ground | Gas (Historical Use) | 10000 | Cathodically Protected Steel | 1984-04-17 | 1994-03-10 | Galvanized Steel
VALERO FOOD MART | 1140 JESSE JEWELL PKWY SW | GAINESVILLE | Hall | 690093 | 3 | [5 empty] | Removed from Ground | Gas (Historical Use) | 12000 | Bare Steel | 1968-04-21 | 1899-12-31 | Galvanized Steel
CARGILL INC | 862 WEST RIDGE RD | GAINESVILLE | Hall | 690098 | H-SURGE | [5 empty] | Removed from Ground | Hazardous Substance | 1219 | Bare Steel | 1967-04-22 | 1990-06-11 | Bare Steel
EE BUTLER FOOD MART INC. | 203 E E BUTLER PKWY | GAINESVILLE | Hall | 690099 | 4 |  |  | TRUE |  | TRUE | Removed from Ground | Used Oil | 500 | Fiberglass | 1970-01-01 | 1986-01-01 | Fiberglass Reinforced Plastic
AMOCO CONV STORE/CIRCLE M #1 | 1151 THOMPSON BRIDGE RD | GAINESVILLE | Hall | 690134 | 2 | [5 empty] | Removed from Ground | Gas (Historical Use) | 5000 | Bare Steel | 1977-01-01 | 1992-01-01 | Galvanized Steel
HOLIDAY-ON-LAKE LANIER MARINA | 6900 HOLIDAY RD | BUFORD | Hall | 9000468 | 11 | Flapper Valve |  | FALSE |  | FALSE | Currently in Use | Regular | 12000 | Composite Double Walled | 1991-11-06 |  | Fiberglass Reinforced Plastic | Pressurized
HOLIDAY-ON-LAKE LANIER MARINA | 6900 HOLIDAY RD | BUFORD | Hall | 9000468 | 3 | [5 empty] | Removed from Ground | Gas (Historical Use) | 8000 | Bare Steel | 1972-03-17 | 1992-01-01 | Galvanized Steel
LAKE LANIER ISLANDS/MARINA | 7000 LANIER ISLANDS PKWY | BUFORD | Hall | 690062 (Transferred to Supersite) | 4 | [5 empty] | Removed from Ground | Gas (Historical Use) | 2000 | Bare Steel | 1986-01-08 | 1991-04-04 | Galvanized Steel
LAKE LANIER ISLANDS/MARINA | 7000 LANIER ISLANDS PKWY | BUFORD | Hall | 690062 (Transferred to Supersite) | 5 | Flapper Valve | 1991-05-24 | FALSE | 1991-05-24 | FALSE | Currently in Use | Regular | 6000 | Composite | 1991-05-24 |  | Fiberglass Reinforced Plastic | Pressurized
BOAT RENTAL HARBOR | WALLIS DR | BUFORD | Hall | 690168 | 2 | [5 empty] | Removed from Ground | Diesel | 4000 | Bare Steel | 1991-04-01 | 1991-04-01 | Bare Steel
HOLIDAY ONE STOP | 5719 HOLIDAY RD | BUFORD | Hall | 9069137 | 2 | Flapper Valve | 1988-11-01 | FALSE | 1988-11-01 | FALSE | Abandoned-No Known Release | Gas (Historical Use) | 4010 | Galvanic (STIP-3) | 1988-01-01 |  | Flex | Suction (American)
CARGILL INC | 862 WEST RIDGE RD | GAINESVILLE | Hall | 690098 | ELEV.F/O#2 | [5 empty] | Removed from Ground | Diesel | 20026 | Bare Steel | 1974-04-20 | 1988-09-01 | Bare Steel
CORNER'S GROCERY | US HWY 129 & GA HWY 53 | GAINESVILLE | Hall | 690127 | 1 | [5 empty] | Removed from Ground | Empty | 1000 | Bare Steel | 1961-05-05 | 1976-06-15 | Unknown
STEPHENS WAREHOUSE | DAWSONVILLE HWY 9R | GAINESVILLE | Hall | 690128 | 1 | [5 empty] | Removed from Ground | Empty | 4000 | Bare Steel | 1980-04-30 | 1982-06-15 | Galvanized Steel
RND Gas&Food Inc. | 2300 BROWNS BRIDGE RD | GAINESVILLE | Hall | 690132 | 3 | Flapper Valve | 2023-10-16 | FALSE | 1995-03-15 | FALSE | Currently in Use | Premium | 10000 | Steel-Impressed Current | 1983-04-30 |  | Fiberglass Reinforced Plastic | Pressurized
AMOCO CONV STORE/CIRCLE M #1 | 1151 THOMPSON BRIDGE RD | GAINESVILLE | Hall | 690134 | 1 | [5 empty] | Removed from Ground | Gas (Historical Use) | 8000 | Bare Steel | 1977-01-01 | 1992-01-01 | Galvanized Steel
AMOCO CONV STORE/CIRCLE M #1 | 1151 THOMPSON BRIDGE RD | GAINESVILLE | Hall | 690134 | 4 | [5 empty] | Removed from Ground | Diesel | 1000 | Bare Steel | 1966-05-04 | 1990-12-24 | Galvanized Steel
MASTERS HAND AMOCO | 1701 PARKHILL DR | GAINESVILLE | Hall | 690114 | 2 | [5 empty] | Removed from Ground | Gas (Historical Use) | 3000 | Bare Steel | 1966-05-04 | 1999-04-22 | Galvanized Steel | Suction (American)
PARKWAY AMOCO/EAST SIDE AMOCO | 1098 EAST SPRING ST | GAINESVILLE | Hall | 690116 | 4 |  |  | TRUE |  | TRUE | Removed from Ground | Used Oil | 560 | Bare Steel | 1964-05-04 | 1989-12-01 | Galvanized Steel
HANDY KANDY | RT. 5 BOX 131 | GAINESVILLE | Hall | 690137 | 2 | [5 empty] | Removed from Ground | Gas (Historical Use) | 4000 | Bare Steel | 1980-04-30 | 1998-08-05 | Galvanized Steel
POPS PLACE | 5614 HOLIDAY RD | BUFORD | Hall | 580084 | 3 | Flapper Valve | 1990-01-01 | FALSE | 1990-01-01 | FALSE | Currently in Use | Regular | 10000 | Steel-Impressed Current | 1983-05-07 |  | Steel (Impressed Current) | Pressurized
Gas Express #178 | 4809 GOLDEN PKWY | BUFORD | Hall | 9069139 | 3 | [5 empty] | Removed from Ground | Gas (Historical Use) | 6000 | Bare Steel | 1981-01-01 | 1999-02-03 | Galvanized Steel | Pressurized
S & Z CHEVRON | 4995 -F FRIENDSHIP RD | BUFORD | Hall | 9069212 | 2A | Flapper Valve | 1997-10-01 | FALSE | 1997-10-01 | FALSE | Currently in Use | Premium | 8000 | Composite | 1997-10-01 |  | Fiberglass Reinforced Plastic | Pressurized
RND Gas&Food Inc. | 2300 BROWNS BRIDGE RD | GAINESVILLE | Hall | 690132 | 2 | Flapper Valve | 2023-10-16 | FALSE | 1995-03-15 | FALSE | Currently in Use | Plus | 10000 | Steel-Impressed Current | 1983-04-30 |  | Fiberglass Reinforced Plastic | Pressurized
GAINESVILLE MAINT SHOP | 263 ALTA VISTA RD SW | GAINESVILLE | Hall | 690250 | 3 |  |  | FALSE |  | FALSE | [6 empty] | Steel (Impressed Current) | Safe Suction (Euro)
BOAT RENTAL HARBOR | WALLIS DR | BUFORD | Hall | 690168 | 3 | [5 empty] | Removed from Ground | Gas (Historical Use) | 4000 | Bare Steel | 1991-04-01 | 1991-04-01 | Bare Steel
R K FOOD MART | 101 HOLIDAY RD | BUFORD | Hall | 690210 | 4 | [5 empty] | Removed from Ground | Diesel | 1000 | Bare Steel | 1971-05-09 | 1999-01-01 | Galvanized Steel | Suction (American)
R K FOOD MART | 101 HOLIDAY RD | BUFORD | Hall | 690210 | 5 | [5 empty] | Removed from Ground | Diesel | 1000 | Bare Steel | 1971-05-09 | 1986-08-01 | Galvanized Steel | Suction (American)
LAKE LANIER ISLANDS WATER PARK | 6950 HOLIDAY RD | BUFORD | Hall | 692000 | 1 | [5 empty] | Closed in Ground | Other | 5000 | Fiberglass | 1988-01-01 | 1996-01-01 | Not Marked
HOLIDAY ONE STOP | 5719 HOLIDAY RD | BUFORD | Hall | 9069137 | 1 | Flapper Valve | 1988-11-01 | FALSE | 1988-11-01 | FALSE | Orphan- Contamination | Gas (Historical Use) | 4010 | Galvanic (STIP-3) | 1988-11-01 |  | Flex | Suction (American)
QUIKTRIP #824 | 927 GAINESVILLE HWY | BUFORD | Hall | 10001883 | 3A | Flapper Valve | 2010-09-01 | FALSE | 2010-05-01 | FALSE | Currently in Use | Diesel | 12000 | Fiberglass Double Walled | 2010-04-01 |  | Double-Walled Fiberglass | Pressurized
AMOCO CONV STORE/CIRCLE M #1 | 1151 THOMPSON BRIDGE RD | GAINESVILLE | Hall | 690134 | 5 | [5 empty] | Removed from Ground | Diesel | 1000 | Bare Steel | 1966-05-04 | 1990-12-24 | Galvanized Steel
HANDY KANDY | RT. 5 BOX 131 | GAINESVILLE | Hall | 690137 | 1 | [5 empty] | Removed from Ground | Gas (Historical Use) | 4000 | Bare Steel | 1980-04-30 | 1998-08-05 | Galvanized Steel
MASTERS HAND AMOCO | 1701 PARKHILL DR | GAINESVILLE | Hall | 690114 | 4 | [5 empty] | Removed from Ground | Gas (Historical Use) | 3000 | Bare Steel | 1966-05-04 | 1999-04-22 | Galvanized Steel | Suction (American)
MASTERS HAND AMOCO | 1701 PARKHILL DR | GAINESVILLE | Hall | 690114 | 5 | [5 empty] | Removed from Ground | Empty | 550 | Bare Steel | 1966-05-04 | 1899-12-31 | Galvanized Steel
FORMER LITTLE STAR AMOCO | 1845 DAWSONVILLE RD | GAINESVILLE | Hall | 690124 | 2 | [5 empty] | Removed from Ground | Gas (Historical Use) | 1000 | Bare Steel | 1961-05-05 | 1977-06-15 | Unknown
GAINESVILLE MAINT SHOP | 263 ALTA VISTA RD SW | GAINESVILLE | Hall | 690250 | 4 | Flapper Valve | 1996-11-01 | FALSE | 1996-11-01 | FALSE | Currently in Use | Diesel | 10000 | Galvanic (STIP-3) | 1985-05-16 |  | Steel (Impressed Current) | Safe Suction (Euro)
COCA-COLA ENTERPRISES | C-15 BROWNS BRIDGE RD | GAINESVILLE | Hall | 690085 | 3 | [5 empty] | Removed from Ground | Other | 300 | Bare Steel | 1969-01-01 | 1993-04-01 | Not Marked
CARGILL INC | 862 WEST RIDGE RD | GAINESVILLE | Hall | 690098 | H-2A |  | 1990-06-13 |  | 2000-06-13 |  | Temporarily out of use | Hazardous Substance | 25000 | Fiberglass Double Walled | 1990-01-01 |  | Aboveground | Suction (American)
CARGILL INC | 862 WEST RIDGE RD | GAINESVILLE | Hall | 690098 | NB.F/O#1 | [5 empty] | Removed from Ground | Other | 30119 | Bare Steel | 1980-04-18 | 1988-09-01 | Bare Steel
EE BUTLER FOOD MART INC. | 203 E E BUTLER PKWY | GAINESVILLE | Hall | 690099 | 3 | Ball Float | 1986-04-01 | FALSE | 1986-04-01 | FALSE | Currently in Use | Premium | 10000 | Fiberglass | 1986-04-23 |  | Fiberglass Reinforced Plastic | Pressurized
FORMER LITTLE STAR AMOCO | 1845 DAWSONVILLE RD | GAINESVILLE | Hall | 690124 | 1 | [5 empty] | Removed from Ground | Gas (Historical Use) | 1000 | Bare Steel | 1961-05-05 | 1977-06-15 | Unknown
AMOCO CONV STORE/CIRCLE M #1 | 1151 THOMPSON BRIDGE RD | GAINESVILLE | Hall | 690134 | 1 | [5 empty] | Removed from Ground | Diesel | 1000 | Bare Steel | 1966-05-04 | 1992-01-01 | Galvanized Steel
POPS PLACE | 5614 HOLIDAY RD | BUFORD | Hall | 580084 | 5 | Flapper Valve | 1990-08-10 | FALSE | 1990-08-10 | FALSE | Temporarily out of use | Kerosene | 1000 | Steel-Impressed Current | 1990-08-10 |  | Fiberglass Reinforced Plastic | Safe Suction (Euro)
POPS PLACE | 5614 HOLIDAY RD | BUFORD | Hall | 580084 | 4 | Flapper Valve | 1990-01-01 | FALSE | 1990-01-01 | FALSE | Temporarily out of use | Premium | 10000 | Steel-Impressed Current | 1983-05-07 |  | Steel (Impressed Current) | Pressurized
LAKE LANIER ISLANDS/MARINA | 7000 LANIER ISLANDS PKWY | BUFORD | Hall | 690062 (Transferred to Supersite) | 3 | [5 empty] | Removed from Ground | Gas (Historical Use) | 2000 | Bare Steel | 1986-01-08 | 1991-04-04 | Galvanized Steel
BOAT RENTAL HARBOR | WALLIS DR | BUFORD | Hall | 690168 | 1 | [5 empty] | Removed from Ground | Other | 270 | Bare Steel | 1985-04-30 | 1991-04-04 | Bare Steel
R K FOOD MART | 101 HOLIDAY RD | BUFORD | Hall | 690210 | 2 |  | 1999-01-01 |  | 1999-01-01 |  | Removed from Ground | Gas (Historical Use) | 8000 | Steel-Impressed Current | 1984-05-05 | 2014-10-10 | Fiberglass Reinforced Plastic | Pressurized
S & Z CHEVRON | 4995 -F FRIENDSHIP RD | BUFORD | Hall | 9069212 | 1 | Flapper Valve | 1997-10-01 | FALSE | 1997-10-01 | FALSE | Currently in Use | Regular | 12000 | Composite | 1997-10-01 |  | Fiberglass Reinforced Plastic | Pressurized
CARGILL INC | 862 WEST RIDGE RD | GAINESVILLE | Hall | 690098 | OB.F/O#2 | [5 empty] | Removed from Ground | Other | 15276 | Bare Steel | 1967-04-22 | 1988-09-01 | Bare Steel
AQUAMARINA LAZY DAYS | 6700 LANIER ISLAND PKWY (HOLIDAY RD) | BUFORD | Hall | 690153 | 1 | Flapper Valve | 1998-11-01 | FALSE | 1998-11-01 | FALSE | Currently in Use | Regular | 20000 | Steel-Impressed Current | 1974-04-24 |  | Double-Walled Flex | Pressurized
LANIER ONE STOP | 5825 LANIER ISLAND PKWY | BUFORD | Hall | 690217 | 1 |  |  | FALSE |  | FALSE | [6 empty] | Fiberglass Reinforced Plastic | Pressurized
TEXACO FOOD MART #95 | 6986 MCEVER RD | BUFORD | Hall | 9069392 | 3 | Ball Float | 2000-12-15 |  | 2000-12-15 |  | Currently in Use | Diesel | 8000 | Composite | 2000-12-01 |  | Double-Walled Flex | Pressurized
3050 BIG CREEK ROAD | 3050 BIG CREEK ROAD | BUFORD | Hall | 10001471 | 2 |  |  | FALSE |  | FALSE | Closed in Ground | Gas (Historical Use) | 10000 | Bare Steel | 1973-01-01 | 1991-01-01 | Unknown
EE BUTLER FOOD MART INC. | 203 E E BUTLER PKWY | GAINESVILLE | Hall | 690099 | 1 | Flapper Valve | 1986-04-01 | FALSE | 1986-04-01 | FALSE | Currently in Use | Regular | 10000 | Fiberglass | 1986-04-23 |  | Fiberglass Reinforced Plastic | Pressurized
RND Gas&Food Inc. | 2300 BROWNS BRIDGE RD | GAINESVILLE | Hall | 690132 | 1 | Flapper Valve | 2023-10-16 | FALSE | 1995-03-15 | FALSE | Currently in Use | Regular | 8000 | Steel-Impressed Current | 1983-04-30 |  | Fiberglass Reinforced Plastic | Pressurized
LAKE LANIER ISLANDS/MARINA | 7000 LANIER ISLANDS PKWY | BUFORD | Hall | 690062 (Transferred to Supersite) | 6 | Flapper Valve | 1991-05-24 | FALSE | 1991-05-24 | FALSE | Currently in Use | Diesel | 6000 | Composite | 1991-05-24 |  | Fiberglass Reinforced Plastic | Pressurized
R K FOOD MART | 101 HOLIDAY RD | BUFORD | Hall | 690210 | 3 |  | 1999-01-01 |  | 1999-01-01 |  | Removed from Ground | Diesel | 6000 | Steel-Impressed Current | 1984-05-05 | 2014-10-10 | Fiberglass Reinforced Plastic | Pressurized
LAFARGE AGGREGATES SE | 4195 FRIENDSHIP ROAD | BUFORD | Hall | 9069042 | 1 |  | 1989-10-01 |  | 1989-10-01 |  | Removed from Ground | Gas (Historical Use) | 1000 | Unknown | 1989-10-01 | 2003-01-13 | Cathodically Protected | Suction (American)
S & Z CHEVRON | 4995 -F FRIENDSHIP RD | BUFORD | Hall | 9069212 | 2B | Flapper Valve | 1997-10-01 | FALSE | 1997-10-01 | FALSE | Currently in Use | Diesel | 4000 | Composite | 1997-10-01 |  | Fiberglass Reinforced Plastic | Pressurized
QUIKTRIP #824 | 927 GAINESVILLE HWY | BUFORD | Hall | 10001883 | 3B | Flapper Valve | 2010-09-01 | FALSE | 2010-05-01 | FALSE | Currently in Use | Plus | 8000 | Fiberglass Double Walled | 2010-04-01 |  | Double-Walled Fiberglass | Pressurized
HOLIDAY-ON-LAKE LANIER MARINA | 6900 HOLIDAY RD | BUFORD | Hall | 9000468 | 12B | Flapper Valve | 1998-12-22 | FALSE | 1998-12-22 | FALSE | Currently in Use | Regular | 2000 | Composite Double Walled | 1991-11-06 |  | Fiberglass Reinforced Plastic | Pressurized
FRIENDSHIP PLANT | FRIENDSHIP RD | BUFORD | Hall | 690285 | 1 | [5 empty] | Permanently Out of Use - historical purposes | Gas (Historical Use) | 1000 | Bare Steel | 1986-06-13 | 1899-12-31 | Galvanized Steel
EXXON FOOD MART | 928 GAINESVILLE HWY | BUFORD | Hall | 10001297 | 2 | Ball Float | 2007-01-01 | FALSE | 2007-01-01 | FALSE | Removed from Ground | Gas (Historical Use) | 8000 | Composite | 2007-01-01 | 2014-06-24 | Fiberglass Reinforced Plastic | Pressurized
QUIKTRIP #824 | 927 GAINESVILLE HWY | BUFORD | Hall | 10001883 | 1 | Flapper Valve | 2010-09-01 | FALSE | 2010-05-01 | FALSE | Currently in Use | Regular | 20000 | Fiberglass Double Walled | 2010-04-01 |  | Double-Walled Fiberglass | Pressurized
LANIER ISLANDS | 7000 LANIER ISLANDS PARKWAY | BUFORD | Hall | 10002457 | 1B | Flapper Valve | 2015-06-01 | FALSE | 2015-06-01 | FALSE | Currently in Use | Regular | 5000 | Composite | 2015-06-01 |  | Double-Walled Flex | Pressurized
HOLIDAY BOATING SUPERSTORE | 6000 HOLIDAY ROAD | BUFORD | Hall | 10000858 | 1 |  |  | FALSE |  | FALSE | Removed from Ground | Gas (Historical Use) | 1600 | Bare Steel | 2005-01-01 | 2005-01-01
SHELL FOOD MART | 4780 LANIER ISLAND PKWY | BUFORD | Hall | 10001002 | 1 | Ball Float | 2004-07-01 | FALSE | 2004-07-01 | FALSE | Currently in Use | Regular | 10000 | Epoxy | 2004-06-01 |  | Double-Walled Fiberglass | Pressurized
LANIER ISLANDS | 7000 LANIER ISLANDS PARKWAY | BUFORD | Hall | 10002457 | 1A | Flapper Valve | 2015-06-01 | FALSE | 2015-06-01 | FALSE | Currently in Use | Regular | 15000 | Composite | 2015-06-01 |  | Double-Walled Flex | Pressurized
TEXACO FOODMART | 1860 ATLANTA HWY | GAINESVILLE | Hall | 690187 | 3 | Ball Float | 1999-07-15 | FALSE | 1999-07-15 | FALSE | Currently in Use | Gas (Historical Use) | 12000 | Epoxy | 1999-07-15 |  | Fiberglass Reinforced Plastic | Pressurized
FRIENDSHIP PLANT | FRIENDSHIP RD | BUFORD | Hall | 690285 | 2 | [5 empty] | Removed from Ground | Diesel | 15000 | Bare Steel | 1986-06-13 | 1899-12-31 | Galvanized Steel
TEXACO FOOD MART #95 | 6986 MCEVER RD | BUFORD | Hall | 9069392 | 1 | Ball Float | 2000-12-15 |  | 2000-12-15 |  | Currently in Use | Gas (Historical Use) | 12000 | Composite | 2000-12-01 |  | Double-Walled Flex | Pressurized
LAKE LANIER ISLANDS/MARINA | 7000 LANIER ISLANDS PKWY | BUFORD | Hall | 690062 (Transferred to Supersite) | 2 | [5 empty] | Removed from Ground | Gas (Historical Use) | 4000 | Bare Steel | 1986-01-08 | 1991-04-04 | Galvanized Steel
Gas Express #178 | 4809 GOLDEN PKWY | BUFORD | Hall | 9069139 | 5 | Ball Float | 1999-05-25 | FALSE | 1999-05-25 | FALSE | Currently in Use | Regular | 10000 | Fiberglass | 1999-05-25 |  | Fiberglass Reinforced Plastic | Pressurized
QUIKTRIP #824 | 927 GAINESVILLE HWY | BUFORD | Hall | 10001883 | 2 | Flapper Valve | 2010-09-01 | FALSE | 2010-05-01 | FALSE | Currently in Use | Premium | 20000 | Fiberglass Double Walled | 2010-04-01 |  | Double-Walled Fiberglass | Pressurized
GALAXY OIL FOOD MART #1 | 1724 ATLANTA HWY | GAINESVILLE | Hall | 690202 | 3 | Flapper Valve | 1998-09-30 | FALSE | 1998-09-30 | FALSE | Currently in Use | Aviaion gas/AV Gas | 10000 |  | 1980-05-06 |  | Steel (Impressed Current) | Pressurized
GALAXY OIL FOOD MART #1 | 1724 ATLANTA HWY | GAINESVILLE | Hall | 690202 | 1 | Flapper Valve | 1998-09-30 | FALSE | 1998-09-30 | FALSE | Currently in Use | Gas (Historical Use) | 10000 |  | 1980-05-06 |  | Steel (Impressed Current) | Pressurized
BEST FOOD MART | 1708 ATLANTA HWY | GAINESVILLE | Hall | 690130 | 2 | Flapper Valve | 1992-08-01 | FALSE | 1992-08-01 | FALSE | Currently in Use | Diesel | 8000 | Galvanic (STIP-3) | 1991-08-01 |  | Double-Walled Fiberglass | Pressurized
MONIA FOOD MART CITGO | 3010 MCEVER RD | GAINESVILLE | Hall | 690004 | 3 | Flapper Valve | 1998-07-01 | FALSE | 1998-07-01 | FALSE | Currently in Use | Diesel | 6000 | Steel-Impressed Current | 1984-05-07 |  | Steel (Impressed Current) | Pressurized
MURPHY EXPRESS #8802 | 377 SHALLOWFORD RD | GAINESVILLE | Hall | 10002665 | 2B |  |  | FALSE |  | FALSE | Currently in Use | Diesel | 10000 | Fiberglass Double Walled | 2017-01-06 |  | Double-Walled Fiberglass | Pressurized
MURPHY EXPRESS #8802 | 377 SHALLOWFORD RD | GAINESVILLE | Hall | 10002665 | 2B |  |  | FALSE |  | FALSE | Currently in Use | Diesel | 10000 | Fiberglass Double Walled | 2017-01-06 |  | Double-Walled Fiberglass | Pressurized
MURPHY EXPRESS #8802 | 377 SHALLOWFORD RD | GAINESVILLE | Hall | 10002665 | 2C |  |  | FALSE |  | FALSE | Currently in Use | Gas (Historical Use) | 8000 | Fiberglass Double Walled | 2017-01-06 |  | Double-Walled Fiberglass | Pressurized
MURPHY EXPRESS #8802 | 377 SHALLOWFORD RD | GAINESVILLE | Hall | 10002665 | 2C |  |  | FALSE |  | FALSE | Currently in Use | Gas (Historical Use) | 8000 | Fiberglass Double Walled | 2017-01-06 |  | Double-Walled Fiberglass | Pressurized
SHELL FOOD MART | 4780 LANIER ISLAND PKWY | BUFORD | Hall | 10001002 | 3 | Ball Float | 2004-07-01 | FALSE | 2004-07-01 | FALSE | Currently in Use | Diesel | 4000 | Epoxy | 2004-06-01 |  | Double-Walled Fiberglass | Pressurized
TEXACO FOODMART | 1860 ATLANTA HWY | GAINESVILLE | Hall | 690187 | 4 | Ball Float | 1999-07-15 | FALSE | 1999-07-15 | FALSE | Currently in Use | Gas (Historical Use) | 10000 | Epoxy | 1999-07-15 |  | Fiberglass Reinforced Plastic | Pressurized
MURPHY EXPRESS #8802 | 377 SHALLOWFORD RD | GAINESVILLE | Hall | 10002665 | 2B |  |  | FALSE |  | FALSE | Currently in Use | Diesel | 10000 | Fiberglass Double Walled | 2017-01-06 |  | Double-Walled Fiberglass | Pressurized
MURPHY EXPRESS #8802 | 377 SHALLOWFORD RD | GAINESVILLE | Hall | 10002665 | 2B |  |  | FALSE |  | FALSE | Currently in Use | Diesel | 10000 | Fiberglass Double Walled | 2017-01-06 |  | Double-Walled Fiberglass | Pressurized
MURPHY EXPRESS #8802 | 377 SHALLOWFORD RD | GAINESVILLE | Hall | 10002665 | 2C |  |  | FALSE |  | FALSE | Currently in Use | Gas (Historical Use) | 8000 | Fiberglass Double Walled | 2017-01-06 |  | Double-Walled Fiberglass | Pressurized
MURPHY EXPRESS #8802 | 377 SHALLOWFORD RD | GAINESVILLE | Hall | 10002665 | 2C |  |  | FALSE |  | FALSE | Currently in Use | Gas (Historical Use) | 8000 | Fiberglass Double Walled | 2017-01-06 |  | Double-Walled Fiberglass | Pressurized
FORMER FIVE FORKS SUPERETTE | BROWNS BRIDGE ROAD & KEITHS BRIDGE ROAD | GAINESVILLE | Hall | 10001059 | 3 |  |  | FALSE |  | FALSE | Removed from Ground | Not Marked/Tank Removed | 500 | Bare Steel | 2016-10-10 | 2016-10-10
Shaibaba/Chevron Food Mart | 1050 MCEVER RD | GAINESVILLE | Hall | 9069155 | 4 | Ball Float | 1992-08-15 | FALSE | 1992-08-15 | FALSE | Currently in Use | Diesel | 6000 | Fiberglass | 1992-01-01 |  | Fiberglass Reinforced Plastic | Pressurized
GALAXY OIL FOOD MART #1 | 1724 ATLANTA HWY | GAINESVILLE | Hall | 690202 | 4 | Flapper Valve | 1998-09-30 | FALSE | 1998-09-30 | FALSE | Currently in Use | Diesel | 10000 |  | 1980-05-06 |  | Steel (Impressed Current) | Pressurized
GALAXY OIL FOOD MART #1 | 1724 ATLANTA HWY | GAINESVILLE | Hall | 690202 | 5 |  | 1998-09-30 | FALSE | 1998-09-30 | FALSE | Currently in Use | Kerosene | 2000 |  | 1993-01-07 |  | Double-Walled Fiberglass | Safe Suction (Euro)
SUNRISE COVE MARINA | 5725 FLAT CREEK RD | GAINESVILLE | Hall | 690141 | 1 | [5 empty] | Permanently Out of Use - historical purposes | Gas (Historical Use) | 2000 | Bare Steel | 1971-05-03 | 1899-12-31 | Galvanized Steel
SUNRISE COVE MARINA | 5725 FLAT CREEK RD | GAINESVILLE | Hall | 690141 | 4 | Flapper Valve | 1988-08-01 | FALSE | 1988-08-01 | FALSE | Currently in Use | Regular | 8000 | Fiberglass | 1988-08-01 |  | Double-Walled Fiberglass | Pressurized
PEPSI-COLA SOUTH | 2220 CENTENNIAL DR | GAINESVILLE | Hall | 9069069 | 2 | [5 empty] | Removed from Ground | Kerosene | 10000 | Fiberglass | 1987-01-01 | 1992-01-07 | Fiberglass Reinforced Plastic
Shaibaba/Chevron Food Mart | 1050 MCEVER RD | GAINESVILLE | Hall | 9069155 | 1 | Ball Float | 1992-08-15 | FALSE | 1992-08-15 | FALSE | Currently in Use | Regular | 10000 | Fiberglass | 1992-01-01 |  | Fiberglass Reinforced Plastic | Pressurized
BEST FOOD MART | 1708 ATLANTA HWY | GAINESVILLE | Hall | 690130 | 1 | Flapper Valve | 1992-08-01 | FALSE | 1992-08-01 | FALSE | Currently in Use | Regular | 10000 | Galvanic (STIP-3) | 1991-08-01 |  | Double-Walled Fiberglass | Pressurized
RaceTrac #232 - McEver | 1450 MCEVER RD | GAINESVILLE | Hall | 10002075 | 1 | Overfill Alarm | 2012-01-19 | FALSE | 2012-01-19 | FALSE | Currently in Use | Gas (Historical Use) | 20000 | Composite Double Walled | 2012-01-19 |  | Double-Walled Fiberglass | Pressurized
METRO MUFFLER | 1806 ATLANTA RD | GAINESVILLE | Hall | 9069204 | 1 | [5 empty] | Removed from Ground | Gas (Historical Use) | 2000 | Not Marked/Unknown | 1998-01-29 | 1998-01-29 | Not Marked
STORK GAMCO | 1036 AIRPORT INDUSTRIAL PARKWAY | GAINESVILLE | Hall | 9069193 | 2 | [5 empty] | Removed from Ground | Diesel | 0 | Not Marked/Unknown | 1996-12-26 | 1996-12-26 | Not Marked
BP FOOD MART | 3170 FRONTAGE RD | GAINESVILLE | Hall | 9069185 | 3 | Ball Float | 1996-06-26 | FALSE | 1996-06-26 | FALSE | Currently in Use | Diesel | 10000 | Epoxy | 1996-06-26 |  | Flex | Pressurized
GAINESVILLE TIRE | 1616 ATLANTA RD | GAINESVILLE | Hall | 9069205 | 2 | [5 empty] | Removed from Ground | Gas (Historical Use) | 7000 | Not Marked/Unknown | 1998-02-19 | 1998-02-19 | Not Marked
HALL CO FIRE STATION #4 | 2940 MCEVER RD | GAINESVILLE | Hall | 9069081 | 2 | [5 empty] | Removed from Ground | Diesel | 1000 | Fiberglass | 1992-10-22 | 1996-01-07 | Fiberglass Reinforced Plastic | Safe Suction (Euro)
GAINESVILLE LIFT STA #24 | LAKEVIEW CIR | GAINESVILLE | Hall | 9069037 | 1 | [5 empty] | Removed from Ground | Diesel | 550 | Cathodically Protected Steel | 1990-05-01 | 1998-12-10 | Copper
EXXON FOOD MART | 928 GAINESVILLE HWY | BUFORD | Hall | 10001297 | 1 | Ball Float | 2007-01-01 | FALSE | 2007-01-01 | FALSE | Removed from Ground | Gas (Historical Use) | 15000 | Composite | 2007-01-01 | 2014-06-24 | Fiberglass Reinforced Plastic | Pressurized
SUNRISE COVE MARINA | 5725 FLAT CREEK RD | GAINESVILLE | Hall | 690141 | 3 | [5 empty] | Permanently Out of Use - historical purposes | Empty | 2000 | Bare Steel | 1971-05-03 | 1899-12-31 | Galvanized Steel
WALMART NEIGHBORHOOD MARKET #2731 | 2892 BROWNS BRIDGE RD | GAINESVILLE | Hall | 10002424 | 1 | Flapper Valve | 2014-12-17 | FALSE | 2014-12-17 | FALSE | Currently in Use | Regular | 15000 | Fiberglass Double Walled | 2014-09-03 |  | Double-Walled Flex | Pressurized
RaceTrac #232 - McEver | 1450 MCEVER RD | GAINESVILLE | Hall | 10002075 | 2 | Overfill Alarm | 2012-01-19 | FALSE | 2012-01-19 | FALSE | Currently in Use | Gas (Historical Use) | 12000 | Composite Double Walled | 2012-01-19 |  | Double-Walled Fiberglass | Pressurized
GALAXY OIL FOOD MART #1 | 1724 ATLANTA HWY | GAINESVILLE | Hall | 690202 | 2 | Flapper Valve | 1998-09-30 | FALSE | 1998-09-30 | FALSE | Currently in Use | Regular | 10000 |  | 1980-05-06 |  | Steel (Impressed Current) | Pressurized
BEST FOOD MART | 1708 ATLANTA HWY | GAINESVILLE | Hall | 690130 | 3 | Flapper Valve | 1992-08-01 | FALSE | 1992-08-01 | FALSE | Currently in Use | Premium | 10000 | Galvanic (STIP-3) | 1991-08-01 |  | Double-Walled Fiberglass | Pressurized
TEXACO FOODMART | 1860 ATLANTA HWY | GAINESVILLE | Hall | 690187 | B |  |  | FALSE |  | FALSE | Removed from Ground | Gas (Historical Use) | 2000 | Cathodically Protected Steel | 1989-01-01 | 1899-12-31
LAKESHORE AUTO SALES | SKELTON ROAD | GAINESVILLE | Hall | 10001071 | 4 |  |  | FALSE |  | FALSE | Removed from Ground | Diesel | 6000 |  | 1984-06-01 | 1984-06-01
RADLO SOUTHEASTERN | 1978 DELTA DRIVE | GAINESVILLE | Hall | 9069180 | 1 | [5 empty] | Removed from Ground | Diesel | 2000 | Not Marked/Unknown | 1996-04-22 | 1996-04-22 | Not Marked
NIX SERVICE STATION (FORMER) | E E BUTLER PKWY & ACADEMY ST | GAINESVILLE | Hall | 9069063 | 1 | [5 empty] | Removed from Ground | Gas (Historical Use) | 10000 | Bare Steel | 1981-01-01 | 1991-10-22 | Bare Steel
GAINESVILE WPC PLANT #2 | 500 LINWOOD DR NW | GAINESVILLE | Hall | 9069036 | 2 | [5 empty] | Removed from Ground | Empty | 1 | Bare Steel | 1957-01-01 | 2003-10-22 | Not Marked
FORMER FIVE FORKS SUPERETTE | BROWNS BRIDGE ROAD & KEITHS BRIDGE ROAD | GAINESVILLE | Hall | 10001059 | 1 |  |  | FALSE |  | FALSE | Removed from Ground |  | 1000 | Unknown | 2006-01-03 | 2006-01-03
JOHNLIANG | 1320 DAWSONVILLE HWY | GAINESVILLE | Hall | 9069094 | 2 | [5 empty] | Currently in Use | Gas (Historical Use) | 6000 | Not Marked/Unknown | 1972-01-01 |  | Not Marked
SAAD EXPRESS #2 | 898 WEST RIDGE RD SUITE B | GAINESVILLE | Hall | 9069099 | 3 | Ball Float | 1989-05-02 | TRUE | 1989-05-02 | FALSE | Currently in Use | Diesel | 10000 | Composite | 1989-05-02 |  | Fiberglass Reinforced Plastic | Pressurized
WARREN FEATHERBONE CO | 999 CHESTNUT ST | GAINESVILLE | Hall | 9069090 | 1 | [5 empty] | Currently in Use | Diesel | 10000 | Not Marked/Unknown |  |  | Not Marked
LIMESTONE FOODMART | 2550 LIMESTONE PKWY | GAINESVILLE | Hall | 9069087 | 2 | Ball Float | 1993-08-01 | FALSE | 1993-08-01 | FALSE | Currently in Use | Premium | 10000 | Fiberglass | 1993-08-01 |  | Double-Walled Fiberglass | Pressurized
TEXACO FOODMART | 1860 ATLANTA HWY | GAINESVILLE | Hall | 690187 | 1 | [5 empty] | Removed from Ground | Gas (Historical Use) | 1000 | Bare Steel | 1972-05-08 | 1899-12-31 | Galvanized Steel
ROBERTSON OLDS/CADILLAC INC | 2355 BROWNS BRIDGE RD | GAINESVILLE | Hall | 690253 | B | [5 empty] | Removed from Ground | Empty | 550 | Bare Steel | 1984-12-01 | 1996-06-25 | Bare Steel | Gravity Fed
RaceTrac #2351 - 129 and Ridge | 1020 EE BUTLER PKWY | GAINESVILLE | Hall | 10002568 | 1 | Overfill Alarm | 2016-03-23 | FALSE | 2016-03-23 | FALSE | Currently in Use | Regular | 20000 | Fiberglass Double Walled | 2016-03-23 |  | Double-Walled Fiberglass | Pressurized
JOINT ADMIN BUILDING | 300 HENRY WARD WAY | GAINESVILLE | Hall | 10001769 | 1 | Flapper Valve |  | FALSE |  | FALSE | Removed from Ground | Diesel | 3000 | Steel-Impressed Current | 1978-01-01 | 2011-06-06 | Steel (Impressed Current) | Safe Suction (Euro)
TEXACO FOOD MART | 1411 BROWNS BRIDGE RD | GAINESVILLE | Hall | 10001421 | 1 | Ball Float | 2007-06-01 | FALSE | 2007-06-01 | FALSE | Currently in Use | Gas (Historical Use) | 12000 | Tank Jacket | 2007-06-01 |  | Double-Walled Fiberglass | Pressurized
QUIKTRIP #847 | 1910 JESSE JEWELL PKWY NE | GAINESVILLE | Hall | 10002318 | 3B | Flapper Valve | 2014-03-01 | FALSE | 2014-04-01 | FALSE | Currently in Use | Premium | 9500 | Fiberglass Double Walled | 2013-12-01 |  | Double-Walled Fiberglass | Pressurized
WALMART NEIGHBORHOOD MARKET #2699 | 1435 THOMPSON BRIDGE RD | GAINESVILLE | Hall | 10002423 | 2A |  | 2014-12-17 | FALSE | 2014-12-17 | FALSE | Currently in Use | Gas (Historical Use) | 8000 | Fiberglass Double Walled | 2014-09-03 |  | Double-Walled Flex | Pressurized
JIM HARDEMAN USED CAR DEALERSHIP | 1688 BROWNS BRIDGE RD | GAINESVILLE | Hall | 9000051 | 2 | [5 empty] | Removed from Ground | Gas (Historical Use) | 8000 | Cathodically Protected Steel | 1985-05-07 | 1995-04-25 | Fiberglass Reinforced Plastic
WAYNE POULTRY/FEED MILL | 875 IND BLVD | GAINESVILLE | Hall | 9000684 | 1 | [5 empty] | Removed from Ground | Empty | 500 | Bare Steel | 1960-02-10 | 1989-05-01 | Unknown
AIRCO INC/SELOX INC | 800 RIDGE RD | GAINESVILLE | Hall | 690169 | 1 | [5 empty] | Removed from Ground | Gas (Historical Use) | 12000 | Bare Steel | 1978-05-02 | 1991-12-01 | Bare Steel
GUILFORD MILLS INC | 455 OSBORNE ST | GAINESVILLE | Hall | 690166 | 3 | [5 empty] | Removed from Ground | Other | 12500 | Bare Steel | 1966-05-04 | 1992-08-19 | Bare Steel
VERNON SMITH | RT 13 | GAINESVILLE | Hall | 690164 | 1 | [5 empty] | Removed from Ground | Empty | 1000 | Bare Steel | 1968-05-03 | 1983-07-15 | Galvanized Steel
CATO & JACKSON BP | 3171 ATLANTA HWY | GAINESVILLE | Hall | 690024 | 1 | [5 empty] | Removed from Ground | Gas (Historical Use) | 4000 | Bare Steel | 1961-05-14 | 1999-04-01 | Bare Steel | Suction (American)
MONIA FOOD MART CITGO | 3010 MCEVER RD | GAINESVILLE | Hall | 690004 | 2 | Flapper Valve | 1998-07-01 | FALSE | 1998-07-01 | FALSE | Currently in Use | Premium | 8000 | Steel-Impressed Current | 1984-05-07 |  | Steel (Impressed Current) | Pressurized
WALMART NEIGHBORHOOD MARKET #2731 | 2892 BROWNS BRIDGE RD | GAINESVILLE | Hall | 10002424 | 2B | Flapper Valve | 2014-12-17 | FALSE | 2014-12-17 | FALSE | Currently in Use | Diesel | 7000 | Fiberglass Double Walled | 2014-09-03 |  | Double-Walled Flex | Pressurized
STRICKLAND AUTO SALES | 1711 ATLANTA HIGHWAY | GAINESVILLE | Hall | 9069223 | 1 | [5 empty] | Removed from Ground | Gas (Historical Use) | 1000 | Bare Steel | 2001-05-24 | 2001-05-24 | Bare Steel
GAINESVILLE TIRE | 1616 ATLANTA RD | GAINESVILLE | Hall | 9069205 | 3 | [5 empty] | Removed from Ground | Gas (Historical Use) | 3500 | Not Marked/Unknown | 1998-02-19 | 1998-02-19 | Not Marked
SELECT LABS | 1168 AIRPORT PARKWAY | GAINESVILLE | Hall | 9069150 | 1 |  |  | TRUE |  | TRUE | Removed from Ground | Used Oil | 1000 | Marked Unknown | 1995-09-11 | 1995-09-11 | Unknown
GAINESVILLE LIFT STA #26 | LAKEVIEW DR | GAINESVILLE | Hall | 9069038 | 1 | [5 empty] | Removed from Ground | Diesel | 550 | Cathodically Protected Steel | 1990-05-01 | 1998-12-10 | Copper
CANDLER ROAD LANDFILL | 1700 OAKBROOK DR | GAINESVILLE | Hall | 9069215 | 2 | Flapper Valve | 1999-02-03 | FALSE | 1999-02-03 | FALSE | Closed in Ground | Diesel | 6000 | Fiberglass | 1999-02-03 |  | Fiberglass Reinforced Plastic | Safe Suction (Euro)
GA DOT 10101 | 2550 ATHENS HWY 323 | GAINESVILLE | Hall | 690106 | 1 | Flapper Valve | 1996-10-31 | FALSE | 1996-10-31 | FALSE | Currently in Use | Diesel | 6000 | Fiberglass | 1996-10-01 |  | Double-Walled Fiberglass | Pressurized
GA DOT 10101 | 2550 ATHENS HWY 323 | GAINESVILLE | Hall | 690106 | 10101-2 | [5 empty] | Removed from Ground | Gas (Historical Use) | 2000 | Bare Steel | 1964-05-05 | 1990-04-01 | Galvanized Steel
SARDIS BAPTIST CHURCH | 2724 SARDIS CHURCH RD | GAINESVILLE | Hall | 690083 | 1 | [5 empty] | Removed from Ground | Gas (Historical Use) | 2000 | Bare Steel | 1986-04-16 | 1995-06-23 | Galvanized Steel
CHEVRON FOOD MART | 4163 PRICE RD | GAINESVILLE | Hall | 690247 | 1 | Flapper Valve | 1994-02-01 | FALSE | 1994-02-01 | FALSE | Currently in Use | Gas (Historical Use) | 6000 | Steel-Impressed Current | 1977-05-10 |  | Fiberglass Reinforced Plastic | Pressurized
TEXACO FOODMART | 1860 ATLANTA HWY | GAINESVILLE | Hall | 690187 | 2 | [5 empty] | Removed from Ground | Empty | 560 | Bare Steel | 1962-05-11 | 1899-12-31 | Galvanized Steel
ROBERTSON OLDS/CADILLAC INC | 2355 BROWNS BRIDGE RD | GAINESVILLE | Hall | 690253 | C | [5 empty] | Removed from Ground | Empty | 550 | Bare Steel | 1984-12-01 | 1996-06-25 | Bare Steel | Gravity Fed
GA POWER GAINESVILLE DIST OPER H | 2294 SKELTON RD | GAINESVILLE | Hall | 690180 | 12202 | Flapper Valve | 2020-01-24 | FALSE | 1994-04-14 | FALSE | Currently in Use | Diesel | 10000 | Fiberglass | 1981-05-08 |  | Fiberglass Reinforced Plastic | Pressurized
MURPHY EXPRESS #8802 | 377 SHALLOWFORD RD | GAINESVILLE | Hall | 10002665 | 2A |  |  | FALSE |  | FALSE | Currently in Use | Gas (Historical Use) | 8000 | Fiberglass Double Walled | 2017-01-06 |  | Double-Walled Fiberglass | Pressurized
MURPHY EXPRESS #8802 | 377 SHALLOWFORD RD | GAINESVILLE | Hall | 10002665 | 2A |  |  | FALSE |  | FALSE | Currently in Use | Gas (Historical Use) | 8000 | Fiberglass Double Walled | 2017-01-06 |  | Double-Walled Fiberglass | Pressurized
MURPHY EXPRESS #8802 | 377 SHALLOWFORD RD | GAINESVILLE | Hall | 10002665 | 2A |  |  | FALSE |  | FALSE | Currently in Use | Gas (Historical Use) | 8000 | Fiberglass Double Walled | 2017-01-06 |  | Double-Walled Fiberglass | Pressurized
MURPHY EXPRESS #8802 | 377 SHALLOWFORD RD | GAINESVILLE | Hall | 10002665 | 2A |  |  | FALSE |  | FALSE | Currently in Use | Gas (Historical Use) | 8000 | Fiberglass Double Walled | 2017-01-06 |  | Double-Walled Fiberglass | Pressurized
PEPSI-COLA SOUTH | 2220 CENTENNIAL DR | GAINESVILLE | Hall | 9069069 | 3 | [5 empty] | Removed from Ground | Other | 500 | Not Marked/Unknown | 1998-02-01 | 1998-02-01 | Not Marked
BP FOOD MART | 3170 FRONTAGE RD | GAINESVILLE | Hall | 9069185 | 2 | Ball Float | 1996-06-26 | FALSE | 1996-06-26 | FALSE | Currently in Use | Premium | 10000 | Epoxy | 1996-06-26 |  | Flex | Pressurized
METRO MUFFLER | 1806 ATLANTA RD | GAINESVILLE | Hall | 9069204 | 2 | [5 empty] | Removed from Ground | Gas (Historical Use) | 2000 | Not Marked/Unknown | 1998-01-29 | 1998-01-29 | Not Marked
GA POWER GAINESVILLE DIST OPER H | 2294 SKELTON RD | GAINESVILLE | Hall | 690180 | WO |  |  | TRUE |  | TRUE | Removed from Ground | Used Oil | 500 | Bare Steel | 1992-09-28 | 1992-09-28 | Galvanized Steel | Gravity Fed
GA POWER GAINESVILLE DIST OPER H | 2294 SKELTON RD | GAINESVILLE | Hall | 690180 | G | Flapper Valve | 2020-01-24 | FALSE | 1991-03-12 | FALSE | Currently in Use | Regular | 10000 | Composite | 1991-01-01 |  | Fiberglass Reinforced Plastic | Pressurized
ROBERTSON OLDS/CADILLAC INC | 2355 BROWNS BRIDGE RD | GAINESVILLE | Hall | 690253 | A |  |  | TRUE |  | TRUE | Removed from Ground | Empty | 1000 | Bare Steel | 1984-12-01 | 1996-06-25 | Bare Steel | Gravity Fed
LANIER EGG SALES | 3 RAY ST | GAINESVILLE | Hall | 9069029 | 2 | [5 empty] | Temporarily out of use | Diesel | 1000 | Bare Steel | 1978-01-01 |  | Bare Steel
BROWNS BRIDGE FOOD MART | 5201 BROWNS BRIDGE RD | GAINESVILLE | Hall | 9069183 | 2 | Ball Float | 1996-04-01 |  | 1996-04-01 |  | Currently in Use | Gas (Historical Use) | 8000 | Galvanic (STIP-3) | 1996-04-01 |  | Fiberglass Reinforced Plastic | Pressurized
METRO MUFFLER | 1806 ATLANTA RD | GAINESVILLE | Hall | 9069204 | 3 | [5 empty] | Removed from Ground | Gas (Historical Use) | 2000 | Not Marked/Unknown | 1998-01-29 | 1998-01-29 | Not Marked
CHICOPEE | ATLANTA HWY | GAINESVILLE | Hall | 9069050 | 2 | [5 empty] | Removed from Ground | Kerosene | 560 | Bare Steel | 1978-01-01 | 1988-01-01 | Bare Steel
Clipper #7 | 5160 CLEVELAND HWY | GAINESVILLE | Hall | 10000212 | 3B | Ball Float | 2002-09-01 | FALSE | 2002-09-01 | FALSE | Currently in Use | Diesel Off Road | 5000 | Epoxy | 2002-09-01 |  | Double-Walled Flex | Pressurized
BOYD BUTLER GULF STATION | 1337 THOMPSON BRIDGE RD | GAINESVILLE | Hall | 690021 | 5 |  |  | TRUE |  | TRUE | Removed from Ground | Used Oil | 550 | Bare Steel | 1972-05-11 | 1993-03-01 | Galvanized Steel
TEXACO FOODMART | 1860 ATLANTA HWY | GAINESVILLE | Hall | 690187 | C |  |  | FALSE |  | FALSE | Removed from Ground | Gas (Historical Use) | 2000 | Cathodically Protected Steel | 1989-01-01 | 1899-12-31
CATO & JACKSON BP | 3171 ATLANTA HWY | GAINESVILLE | Hall | 690024 | 2 | [5 empty] | Removed from Ground | Gas (Historical Use) | 4000 | Bare Steel | 1961-05-14 | 1999-04-01 | Bare Steel | Suction (American)
MONIA FOOD MART CITGO | 3010 MCEVER RD | GAINESVILLE | Hall | 690004 | 1 | Flapper Valve | 1998-07-01 | FALSE | 1998-07-01 | FALSE | Currently in Use | Regular | 8000 | Steel-Impressed Current | 1984-05-07 |  | Steel (Impressed Current) | Pressurized
REED'S FARM PRODUCE | 2710 ATLANTA HWY | GAINESVILLE | Hall | 10000284 | 1 |  |  | FALSE |  | FALSE | Removed from Ground | Gas (Historical Use) | 500 | Bare Steel | 2002-09-10 | 2002-09-10
STRICKLAND AUTO SALES | 1711 ATLANTA HIGHWAY | GAINESVILLE | Hall | 9069223 | 2 | [5 empty] | Removed from Ground | Gas (Historical Use) | 1000 | Bare Steel | 2001-05-24 | 2001-05-24 | Bare Steel
LANIER EGG SALES | 3 RAY ST | GAINESVILLE | Hall | 9069029 | 1 | [5 empty] | Temporarily out of use | Gas (Historical Use) | 560 | Bare Steel | 1978-01-01 |  | Bare Steel
CARRIAGE NISSAN-VOLVO | 2400 BROWNS BRIDGE ROAD | GAINESVILLE | Hall | 9069122 | 1 |  |  | TRUE |  | TRUE | Removed from Ground | Used Oil | 550 | Bare Steel | 1986-10-01 | 1995-08-03 | Galvanized Steel | Gravity Fed
GAINESVILLE WPC PLANT #1 | 2641 OLD FLOWERY BRANCH RD | GAINESVILLE | Hall | 9069058 | 1 | [5 empty] | Removed from Ground | Diesel | 1000 | Cathodically Protected Steel | 1990-05-01 | 1998-11-01 | Copper
Clipper #7 | 5160 CLEVELAND HWY | GAINESVILLE | Hall | 10000212 | 4A | Flapper Valve | 2022-03-01 | FALSE | 2022-03-01 | FALSE | Currently in Use | Regular | 5000 | Composite Double Walled | 2022-03-01 |  | Double-Walled Fiberglass | Pressurized
GA DOT 10101 | 2550 ATHENS HWY 323 | GAINESVILLE | Hall | 690106 | 101G1 | [5 empty] | Removed from Ground | Gas (Historical Use) | 10000 | Bare Steel | 1973-05-02 | 1996-10-16 | Galvanized Steel | Suction (American)
BENNYS SERVICE & GROCERY | 4852 THOMPSON BRIDGE RD | GAINESVILLE | Hall | 690176 | 3 | [5 empty] | Removed from Ground | Gas (Historical Use) | 3000 | Bare Steel | 1970-05-03 | 1998-06-12 | Galvanized Steel | Safe Suction (Euro)
TOBACCO SHOP | 3594 CLARKS BRIDGE RD | GAINESVILLE | Hall | 690277 | 1 | Flapper Valve | 1998-08-24 | FALSE | 1998-08-24 | FALSE | Temporarily out of use | Gas (Historical Use) | 4000 | Steel-Impressed Current | 1968-05-11 |  | Steel (Impressed Current) | Suction (American)
NORTH HALL HIGH SCHOOL | 4885 MT VERNON RD | GAINESVILLE | Hall | 690267 | 1 | Flapper Valve | 1997-01-29 | FALSE | 1997-01-29 | FALSE | Temporarily out of use | Empty | 6000 | Steel-Impressed Current | 1986-02-10 |  | Fiberglass Reinforced Plastic | Safe Suction (Euro)
LAKESHORE AUTO SALES | SKELTON ROAD | GAINESVILLE | Hall | 10001071 | 3 |  |  | FALSE |  | FALSE | Removed from Ground | Gas (Historical Use) | 1000 |  | 1984-06-01 | 1984-06-01
NIX SERVICE STATION (FORMER) | E E BUTLER PKWY & ACADEMY ST | GAINESVILLE | Hall | 9069063 | 2 | [5 empty] | Removed from Ground | Gas (Historical Use) | 10000 | Bare Steel | 1981-01-01 | 1991-10-22 | Bare Steel
CARNES CONSTRUCTION | 2820 BARRETT RD | GAINESVILLE | Hall | 9069016 | 3 | Flapper Valve | 1998-07-15 |  | 1998-07-15 |  | Removed from Ground | Diesel | 6000 | Steel-Impressed Current | 1973-01-01 | 2011-06-02 | Cathodically Protected | Safe Suction (Euro)
Clipper #7 | 5160 CLEVELAND HWY | GAINESVILLE | Hall | 10000212 | 2 | Ball Float | 2002-09-01 | FALSE | 2002-09-01 | FALSE | Currently in Use | Premium | 10000 | Epoxy | 2002-09-01 |  | Double-Walled Flex | Pressurized
WGGA (AM) TRANSMITTER SITE | 226 MAIN ST | GAINESVILLE | Hall | 9069034 | 1 | [5 empty] | Currently in Use | Gas (Historical Use) | 2000 | Bare Steel | 1968-01-01 |  | Bare Steel | Safe Suction (Euro)
GA DOT 10138/HALL CO MTC HQ | .1 MI S CR 882 ON CR 876 | GAINESVILLE | Hall | 690245 | 138G1 | [5 empty] | Removed from Ground | Gas (Historical Use) | 2000 | Cathodically Protected Steel | 1986-01-01 | 1899-12-31 | Galvanized Steel | Suction (American)
GA DOT 10101 | 2550 ATHENS HWY 323 | GAINESVILLE | Hall | 690106 | 2 | Flapper Valve | 1996-10-31 | FALSE | 1996-10-31 | FALSE | Currently in Use | Regular | 10000 | Fiberglass | 1996-10-01 |  | Double-Walled Fiberglass | Pressurized
GETZ EXTERMINATORS OF GA INC | 1805 HANCOCK AVE | GAINESVILLE | Hall | 690173 | 1 | [5 empty] | Closed in Ground | Gas (Historical Use) | 1000 | Marked Unknown | 1977-05-03 | 1994-07-20 | Unknown
TOBACCO SHOP | 3594 CLARKS BRIDGE RD | GAINESVILLE | Hall | 690277 | 4 | Flapper Valve | 1998-08-24 | FALSE | 1998-08-24 | FALSE | Temporarily out of use | Diesel | 2000 | Steel-Impressed Current | 1981-05-08 |  | Steel (Impressed Current) | Suction (American)
GAINESVILLE COLLEGE | 3820 MUNDY MILL ROAD | OAKWOOD | Hall | 690059 | 5 | [5 empty] | Removed from Ground | Diesel | 2000 | Bare Steel | 1966-02-15 | 2000-11-06 | Galvanized Steel
GAINESVILLE COLLEGE | 3820 MUNDY MILL ROAD | OAKWOOD | Hall | 690059 | 4 | [5 empty] | Removed from Ground | Diesel | 4000 | Bare Steel | 1971-02-14 | 2000-11-06 | Galvanized Steel
GAINESVILLE COLLEGE | 3820 MUNDY MILL ROAD | OAKWOOD | Hall | 690059 | 7 | [5 empty] | Removed from Ground | Diesel | 3000 | Bare Steel | 1971-02-14 | 2000-11-06 | Galvanized Steel
TEXACO FOODMART | 1860 ATLANTA HWY | GAINESVILLE | Hall | 690187 | A |  |  | FALSE |  | FALSE | Removed from Ground | Gas (Historical Use) | 2000 | Cathodically Protected Steel | 1989-01-01 | 1899-12-31
HALL CO FIRE STATION #4 | 2940 MCEVER RD | GAINESVILLE | Hall | 9069081 | 3 | Flapper Valve | 1997-01-01 | FALSE | 1997-01-01 | FALSE | Closed in Ground | Diesel | 1000 | Fiberglass | 1998-01-01 | 2018-11-28 | Fiberglass Reinforced Plastic | Safe Suction (Euro)
BOYD BUTLER GULF STATION | 1337 THOMPSON BRIDGE RD | GAINESVILLE | Hall | 690021 | 3 | [5 empty] | Removed from Ground | Gas (Historical Use) | 10000 | Bare Steel | 1972-05-11 | 1993-03-01 | Galvanized Steel
HALL CO PUBLIC WORKS CAMP | 1694 BARBER RD | GAINESVILLE | Hall | 690249 | 618503 |  | 1992-12-30 |  | 1996-12-30 |  | Removed from Ground | Gas (Historical Use) | 10000 | Fiberglass | 1992-12-30 | 2006-04-13 | Fiberglass Reinforced Plastic | Pressurized
HALL COUNTY ADMINISTRATION BLDG | 2875 BROWNS BRIDGE RD | GAINESVILLE | Hall | 9069113 | 1 | Flapper Valve | 1998-07-16 |  | 1998-07-16 |  | Removed from Ground | Diesel | 2000 | Fiberglass | 1981-02-15 | 2014-04-22 | Fiberglass Reinforced Plastic | Safe Suction (Euro)
CHICOPEE | ATLANTA HWY | GAINESVILLE | Hall | 9069050 | 3 | [5 empty] | Removed from Ground | Hazardous Substance | 560 | Bare Steel | 1978-01-01 | 1988-01-01 | Bare Steel
GAINESVILLE LIFT STA #29 | BURNS DR | GAINESVILLE | Hall | 9069047 | 1 | [5 empty] | Removed from Ground | Diesel | 500 | Cathodically Protected Steel | 1990-05-01 | 1998-12-01 | Copper
HALL CO PUBLIC WORKS CAMP | 1694 BARBER RD | GAINESVILLE | Hall | 690249 | 623152 |  | 1992-12-30 |  | 1992-12-30 |  | Removed from Ground | Gas (Historical Use) | 15000 | Fiberglass | 1992-12-30 | 2006-04-13 | Fiberglass Reinforced Plastic | Pressurized
HALL CO PUBLIC WORKS CAMP | 1694 BARBER RD | GAINESVILLE | Hall | 690249 | 1 | [5 empty] | Removed from Ground | Gas (Historical Use) | 10000 | Bare Steel | 1962-05-25 | 1993-01-04 | Galvanized Steel | Suction (American)
SUNRISE COVE MARINA | 5725 FLAT CREEK RD | GAINESVILLE | Hall | 690141 | 2 | [5 empty] | Permanently Out of Use - historical purposes | Gas (Historical Use) | 3000 | Bare Steel | 1971-05-03 | 1899-12-31 | Galvanized Steel
CATO & JACKSON BP | 3171 ATLANTA HWY | GAINESVILLE | Hall | 690024 | 3 | [5 empty] | Removed from Ground | Gas (Historical Use) | 3000 | Bare Steel | 1961-05-14 | 1999-04-01 | Bare Steel | Suction (American)
PEPSI-COLA SOUTH | 2220 CENTENNIAL DR | GAINESVILLE | Hall | 9069069 | 1 | [5 empty] | Removed from Ground | Diesel | 10000 | Fiberglass | 1987-01-01 | 1992-01-07 | Fiberglass Reinforced Plastic
BP FOOD MART | 3170 FRONTAGE RD | GAINESVILLE | Hall | 9069185 | 1 | Ball Float | 1996-06-26 | FALSE | 1996-06-26 | FALSE | Currently in Use | Regular | 12000 | Epoxy | 1996-06-26 |  | Flex | Pressurized
GAINESVILLE TIRE | 1616 ATLANTA RD | GAINESVILLE | Hall | 9069205 | 1 | [5 empty] | Removed from Ground | Gas (Historical Use) | 7000 | Not Marked/Unknown | 1998-02-19 | 1998-02-19 | Not Marked
MAR-JAC FARMS/FEED MILL | RIDGE RD AT HFC DR | GAINESVILLE | Hall | 9069187 | 2 | [5 empty] | Removed from Ground | Gas (Historical Use) | 1000 | Not Marked/Unknown | 1996-09-11 | 1996-09-11 | Not Marked
GAINESVILE WPC PLANT #2 | 500 LINWOOD DR NW | GAINESVILLE | Hall | 9069036 | 1 | [5 empty] | Removed from Ground | Diesel | 1000 | Cathodically Protected Steel | 1990-05-01 | 1998-12-01 | Copper
GA DOT 10138/HALL CO MTC HQ | .1 MI S CR 882 ON CR 876 | GAINESVILLE | Hall | 690245 | 138D1 | [5 empty] | Removed from Ground | Diesel | 2000 | Cathodically Protected Steel | 1986-01-01 | 1899-12-31 | Galvanized Steel | Suction (American)
BENNYS SERVICE & GROCERY | 4852 THOMPSON BRIDGE RD | GAINESVILLE | Hall | 690176 | 2 | [5 empty] | Removed from Ground | Gas (Historical Use) | 3000 | Bare Steel | 1970-05-03 | 1998-06-12 | Galvanized Steel | Safe Suction (Euro)
TOBACCO SHOP | 3594 CLARKS BRIDGE RD | GAINESVILLE | Hall | 690277 | 2 | Flapper Valve | 1998-08-24 | FALSE | 1998-08-24 | FALSE | Temporarily out of use | Gas (Historical Use) | 4000 | Steel-Impressed Current | 1976-05-09 |  | Steel (Impressed Current) | Safe Suction (Euro)
GA DOT 10101 | 2550 ATHENS HWY 323 | GAINESVILLE | Hall | 690106 | 10101-1 | [5 empty] | Removed from Ground | Gas (Historical Use) | 2000 | Bare Steel | 1964-05-05 | 1990-04-01 | Galvanized Steel
MILTON MARTIN TOYOTA | 2350 BROWNS BRIDGE RD | GAINESVILLE | Hall | 690073 | 1 |  |  | TRUE |  | TRUE | Closed in Ground | Used Oil | 1 | Bare Steel | 1977-03-26 | 1899-12-31 | Galvanized Steel
GA STATE PATROL POST #6 | 2000 CLEVELAND RD | GAINESVILLE | Hall | 690060 | 3 | [5 empty] | Removed from Ground | Gas (Historical Use) | 6000 | Bare Steel | 1991-09-01 | 2007-04-05 | Fiberglass Reinforced Plastic
CLERMONT IGA | 5206 CLEVELAND HWY | CLERMONT | Hall | 9069004 | 3 | Flapper Valve | 2009-04-03 | FALSE | 2000-01-01 | FALSE | Currently in Use | Diesel | 4000 | Galvanic (STIP-3) | 1988-09-01 |  | Fiberglass Reinforced Plastic | Suction (American)
JAMES H BROOKS JR (ABANDONED GAS ST) | 4415 WINDER HIGHWAY | OAKWOOD | Hall | 10000771 | 2 |  |  | FALSE |  | FALSE | Installed | Not Marked | 0 | Unknown
PANTRY 3339 DBA KANGAROO | 2412 OLD CORNELIA HWY | GAINESVILLE | Hall | 690177 | 3 | [5 empty] | Removed from Ground | Gas (Historical Use) | 10000 | Bare Steel | 1971-03-21 | 1995-10-02 | Galvanized Steel | Pressurized
Chevron Candler | 2178 CANDLER HWY | GAINESVILLE | Hall | 10000722 | 3 | Ball Float | 2004-05-01 | FALSE | 2004-05-01 | FALSE | Currently in Use | Diesel | 8000 | Composite | 2004-05-01 |  | Fiberglass Reinforced Plastic | Pressurized
HALL COUNTY DOT-GAINESVILLE CELL TOWER | GAINES MILL ROAD & EAST DENNIS DRIVE | GAINESVILLE | Hall | 10001206 | 1 |  |  | FALSE |  | FALSE | Removed from Ground | Gas (Historical Use) | 250 | Unknown | 2006-08-14 | 2006-08-14 | Unknown
MARATHON FOOD MART | 3050 ATHENS HWY | GAINESVILLE | Hall | 9069085 | 4B | Flapper Valve | 1992-11-17 | FALSE | 1992-11-17 | FALSE | Temporarily out of use | Diesel Off Road | 2000 | Epoxy | 1992-11-17 |  | Fiberglass Reinforced Plastic | Pressurized
FORMER MCINTYRE STORE | 2211 OLD CORNELIA HWY | GAINESVILLE | Hall | 9069196 | 2 | [5 empty] | Removed from Ground | Gas (Historical Use) | 10000 | Bare Steel | 1997-05-01 | 1997-05-01 | Bare Steel | Safe Suction (Euro)
COUNTRY CUPBOARD #28 | 4605 PRICE RD | GAINESVILLE | Hall | 690300 | 2803 | Ball Float | 1998-11-01 | FALSE | 1998-11-01 | FALSE | Currently in Use | E-0 | 8200 | Steel-Impressed Current | 1984-01-01 |  |  | Pressurized
VIRPANATH INC DBA DON MANGUMS GROCERY | 3742 HARMONY CHURCH RD | GAINESVILLE | Hall | 690096 | 2 | Flapper Valve | 1999-04-22 | FALSE | 1999-04-22 | FALSE | Currently in Use | Regular | 2000 | Steel-Impressed Current | 1967-01-01 |  | Steel (Impressed Current) | Safe Suction (Euro)
PANTRY 3339 DBA KANGAROO | 2412 OLD CORNELIA HWY | GAINESVILLE | Hall | 690177 | 702386 |  | 1995-10-02 |  | 1995-10-02 |  | Removed from Ground | Gas (Historical Use) | 12000 | Fiberglass | 1995-10-02 | 2008-11-19 | Fiberglass Reinforced Plastic | Pressurized
LAKESHORE AUTO SALES | SKELTON ROAD | GAINESVILLE | Hall | 10001071 | 2 |  |  | FALSE |  | FALSE | Removed from Ground | Gas (Historical Use) | 1000 |  | 1984-06-01 | 1984-06-01
CATO & JACKSON BP | 3171 ATLANTA HWY | GAINESVILLE | Hall | 690024 | 5 |  |  | TRUE |  | TRUE | Removed from Ground | Used Oil | 550 | Bare Steel | 1961-05-14 | 1899-12-31 | Bare Steel
CATO & JACKSON BP | 3171 ATLANTA HWY | GAINESVILLE | Hall | 690024 | 4 | [5 empty] | Removed from Ground | Gas (Historical Use) | 1000 | Bare Steel | 1961-05-14 | 1999-04-01 | Bare Steel | Suction (American)
REED'S FARM PRODUCE | 2710 ATLANTA HWY | GAINESVILLE | Hall | 10000284 | 2 |  |  | FALSE |  | FALSE | Removed from Ground | Gas (Historical Use) | 500 | Bare Steel | 2002-09-10 | 2002-09-10
CARNES CONSTRUCTION | 2820 BARRETT RD | GAINESVILLE | Hall | 9069016 | 1 | [5 empty] | Removed from Ground | Empty | 1000 | Bare Steel | 1978-01-01 | 2011-06-02 | Unknown
HALL CO PUBLIC WORKS CAMP | 1694 BARBER RD | GAINESVILLE | Hall | 690249 | 3 | [5 empty] | Removed from Ground | Diesel | 15000 | Bare Steel | 1962-05-25 | 1993-01-04 | Galvanized Steel | Suction (American)
OLYMPIC OIL CO INC | 476 MORENO ST | GAINESVILLE | Hall | 690215 | 1 | [5 empty] | Removed from Ground | Gas (Historical Use) | 1000 | Bare Steel | 1983-05-09 | 1988-12-01 | Galvanized Steel
CLIPPER PETROLEUM/BULK PLANT | 876 ATHENS ST | GAINESVILLE | Hall | 690125 | 2 | [5 empty] | Removed from Ground | Empty | 3000 | Bare Steel | 1980-04-30 | 1984-06-15 | Galvanized Steel
BENNYS SERVICE & GROCERY | 4852 THOMPSON BRIDGE RD | GAINESVILLE | Hall | 690176 | 1 | [5 empty] | Removed from Ground | Gas (Historical Use) | 3000 | Bare Steel | 1970-05-03 | 1998-06-12 | Galvanized Steel | Safe Suction (Euro)
TOBACCO SHOP | 3594 CLARKS BRIDGE RD | GAINESVILLE | Hall | 690277 | 3 | Flapper Valve | 1998-08-24 | FALSE | 1998-08-24 | FALSE | Temporarily out of use | Gas (Historical Use) | 4000 | Steel-Impressed Current | 1981-05-08 |  | Steel (Impressed Current) | Suction (American)
NORTH HALL HIGH SCHOOL | 4885 MT VERNON RD | GAINESVILLE | Hall | 690267 | 3 | Flapper Valve | 1997-01-29 | FALSE | 1997-01-29 | FALSE | Currently in Use | Diesel | 10000 | STIP-3/Impressed Current | 1986-02-10 |  | Fiberglass Reinforced Plastic | Safe Suction (Euro)
OLIVERS GROCERY | 6944 HOLLY SPRINGS RD | CLERMONT | Hall | 9069003 | 1 | Flapper Valve | 1998-11-01 | FALSE | 1998-11-01 | FALSE | Temporarily out of use | Empty | 1000 | Steel-Impressed Current | 1979-01-01 |  | Steel (Impressed Current) | Suction (American)
OLIVERS GROCERY | 6944 HOLLY SPRINGS RD | CLERMONT | Hall | 9069003 | 4 | Flapper Valve | 1998-11-01 | FALSE | 1998-11-01 | FALSE | Temporarily out of use | Diesel | 1000 | Steel-Impressed Current | 1979-01-01 |  | Steel (Impressed Current) | Suction (American)
Shaibaba/Chevron Food Mart | 1050 MCEVER RD | GAINESVILLE | Hall | 9069155 | 5 | Ball Float | 1992-08-15 | FALSE | 1992-08-15 | FALSE | Currently in Use | Kerosene | 2000 | Fiberglass | 1992-01-01 |  | Fiberglass Reinforced Plastic | Pressurized
BROWNS BRIDGE FOOD MART | 5201 BROWNS BRIDGE RD | GAINESVILLE | Hall | 9069183 | 3 | Ball Float | 1996-04-01 | FALSE | 1996-04-01 | FALSE | Currently in Use | Gas (Historical Use) | 6000 | Galvanic (STIP-3) | 1996-04-01 |  | Fiberglass Reinforced Plastic | Pressurized
Clipper #7 | 5160 CLEVELAND HWY | GAINESVILLE | Hall | 10000212 | 1 | Ball Float | 2002-09-01 | FALSE | 2002-09-01 | FALSE | Currently in Use | Regular | 15000 | Epoxy | 2002-09-01 |  | Double-Walled Flex | Pressurized
Clipper #7 | 5160 CLEVELAND HWY | GAINESVILLE | Hall | 10000212 | 4B | Flapper Valve | 2022-03-01 | FALSE | 2022-03-01 | FALSE | Currently in Use | Diesel On Road | 5000 | Composite Double Walled | 2022-03-01 |  | Double-Walled Fiberglass | Pressurized
PENSKE TRUCK LEASING | 2195 CENTENNIAL DR | GAINESVILLE | Hall | 9069046 | 1 | Ball Float | 1991-11-01 | FALSE | 1991-11-01 | FALSE | Removed from Ground | Diesel | 12000 | Fiberglass Double Walled | 1991-11-01 |  | Double-Walled Fiberglass | Pressurized
J.D. MARTINS GROC. | SDT. 13 NORTH | GAINESVILLE | Hall | 690027 | 3 | [5 empty] | Removed from Ground | Gas (Historical Use) | 560 | Bare Steel | 1961-05-14 | 1899-12-31 | Bare Steel | Suction (American)
OLYMPIC OIL CO INC | 476 MORENO ST | GAINESVILLE | Hall | 690215 | 2 | [5 empty] | Removed from Ground | Gas (Historical Use) | 550 | Bare Steel | 1983-05-09 | 1988-12-01 | Galvanized Steel
CARL'S COUNTRY CORNER/Former Danny's Amoco | 4557 PRICE RD | GAINESVILLE | Hall | 690145 | 5 | [5 empty] | Removed from Ground | Gas (Historical Use) | 2000 | Cathodically Protected Steel | 1990-01-01 | 1998-01-14 | Fiberglass Reinforced Plastic | Suction (American)
GA STATE PATROL POST #6 | 2000 CLEVELAND RD | GAINESVILLE | Hall | 690060 | 2 | [5 empty] | Removed from Ground | Gas (Historical Use) | 6000 | Bare Steel | 1989-01-01 | 1991-08-01 | Galvanized Steel
GPM# 24900 | 3275 CLEVELAND RD | GAINESVILLE | Hall | 690040 | 2 | [5 empty] | Removed from Ground | Gas (Historical Use) | 10000 | Bare Steel | 1978-04-19 | 1993-10-11 | Galvanized Steel | Suction (American)
OLIVERS GROCERY | 6944 HOLLY SPRINGS RD | CLERMONT | Hall | 9069003 | 3 | Flapper Valve | 1998-11-01 | FALSE | 1998-11-01 | FALSE | Temporarily out of use | Diesel | 1000 | Steel-Impressed Current | 1979-01-01 |  | Steel (Impressed Current) | Suction (American)
HALL COUNTY SCHOOL BUS SHOP | 2915 ATLANTA HWY | GAINESVILLE | Hall | 690061 | 1 | [5 empty] | Removed from Ground | Gas (Historical Use) | 6000 | Bare Steel | 1986-02-10 | 1990-02-01 | Unknown
PANTRY 3339 DBA KANGAROO | 2412 OLD CORNELIA HWY | GAINESVILLE | Hall | 690177 | 4 | [5 empty] | Removed from Ground | Kerosene | 2000 | Bare Steel | 1971-03-21 | 1995-10-02 | Galvanized Steel | Safe Suction (Euro)
LAKESHORE AUTO SALES | SKELTON ROAD | GAINESVILLE | Hall | 10001071 | 1 |  |  | FALSE |  | FALSE | Removed from Ground | Gas (Historical Use) | 1000 |  | 1984-06-01 | 1984-06-01
COCA-COLA DISTRIB FAC | 2035 MEMORIAL PARK RD | GAINESVILLE | Hall | 9069092 | 1 | [5 empty] | Removed from Ground | Gas (Historical Use) | 1000 | Bare Steel | 1994-03-30 | 1994-03-30 | Bare Steel
SELECT LABS | 1168 AIRPORT PARKWAY | GAINESVILLE | Hall | 9069150 | 2 |  |  | FALSE |  | FALSE | Removed from Ground |  | 4000 | Unknown | 2007-11-01 | 2007-11-29 | Unknown
J.D. MARTINS GROC. | SDT. 13 NORTH | GAINESVILLE | Hall | 690027 | 2 | [5 empty] | Removed from Ground | Gas (Historical Use) | 1000 | Bare Steel | 1961-05-14 | 1899-12-31 | Bare Steel | Suction (American)
BENNYS SERVICE & GROCERY | 4852 THOMPSON BRIDGE RD | GAINESVILLE | Hall | 690176 | 4 | [5 empty] | Removed from Ground | Gas (Historical Use) | 1000 | Bare Steel | 1970-05-03 | 1998-06-12 | Galvanized Steel | Safe Suction (Euro)
CHEVRON FOOD MART | 4163 PRICE RD | GAINESVILLE | Hall | 690247 | 3 | Flapper Valve | 1994-02-01 | FALSE | 1994-02-01 | FALSE | Currently in Use | Gas (Historical Use) | 3000 | Steel-Impressed Current | 1977-05-10 |  | Fiberglass Reinforced Plastic | Pressurized
CON AGRA BROIL CO/PROCESSING PLA | 949 INDUSTRIAL BLVD | GAINESVILLE | Hall | 690272 | 4 | [5 empty] | Removed from Ground | Diesel | 26000 | Bare Steel | 1975-02-06 | 1992-02-22 | Copper | Suction (American)
CON AGRA BROIL CO/PROCESSING PLA | 949 INDUSTRIAL BLVD | GAINESVILLE | Hall | 690272 | 1 | [5 empty] | Removed from Ground | Gas (Historical Use) | 10000 | Bare Steel | 1972-01-01 | 1994-01-01 | Galvanized Steel
CON AGRA BROIL CO/PROCESSING PLA | 949 INDUSTRIAL BLVD | GAINESVILLE | Hall | 690272 | 7 | [5 empty] | Removed from Ground | Diesel | 1500 | Not Marked/Unknown |  | 1899-12-31 | Not Marked
CARL'S COUNTRY CORNER/Former Danny's Amoco | 4557 PRICE RD | GAINESVILLE | Hall | 690145 | 1 | [5 empty] | Permanently Out of Use - historical purposes | Gas (Historical Use) | 1000 | Bare Steel | 1966-05-04 | 1899-12-31 | Galvanized Steel
CARL'S COUNTRY CORNER/Former Danny's Amoco | 4557 PRICE RD | GAINESVILLE | Hall | 690145 | 4 | [5 empty] | Removed from Ground | Gas (Historical Use) | 3000 | Cathodically Protected Steel | 1990-01-01 | 1998-01-14 | Fiberglass Reinforced Plastic | Suction (American)
GAINESVILLE COLLEGE | 3820 MUNDY MILL ROAD | OAKWOOD | Hall | 690059 | 3 | [5 empty] | Removed from Ground | Diesel | 2000 | Bare Steel | 1966-02-15 | 2000-11-06 | Galvanized Steel
PANTRY 3339 DBA KANGAROO | 2412 OLD CORNELIA HWY | GAINESVILLE | Hall | 690177 | 702379 |  | 1995-10-02 |  | 1995-10-02 |  | Removed from Ground | Gas (Historical Use) | 12000 | Fiberglass | 1995-10-02 | 2008-11-19 | Fiberglass Reinforced Plastic | Pressurized
CIRCLE M FOOD SHOP #30 | 2310 OLD CORNELIA HWY | GAINESVILLE | Hall | 10000214 | 1 | Ball Float | 2002-04-01 | FALSE | 2002-04-01 | FALSE | Currently in Use | Regular | 15000 | Composite | 2002-04-01 |  | Double-Walled Flex | Pressurized
CHAMBERS PROPERTY (FORMER SERVIC | 859 S BRADFORD ST | GAINESVILLE | Hall | 9069076 | 5 | [5 empty] | Removed from Ground | Diesel | 1000 | Bare Steel | 1992-05-22 | 1992-05-22 | Bare Steel | Suction (American)
MART 24/7 | 2580 MONROE DR | GAINESVILLE | Hall | 9069104 | 5603 | Flapper Valve | 1994-11-15 | FALSE | 1994-11-15 | FALSE | Currently in Use | Premium | 12000 | Composite | 1994-11-15 |  | Fiberglass Reinforced Plastic | Pressurized
RaceTrac #232 - McEver | 1450 MCEVER RD | GAINESVILLE | Hall | 10002075 | 3 | Overfill Alarm | 2012-01-19 | FALSE | 2012-01-19 | FALSE | Currently in Use | Diesel | 12000 | Composite Double Walled | 2012-01-19 |  | Double-Walled Fiberglass | Pressurized
MURPHY EXPRESS #8802 | 377 SHALLOWFORD RD | GAINESVILLE | Hall | 10002665 | 1 |  |  | FALSE |  | FALSE | Currently in Use | Gas (Historical Use) | 20000 | Fiberglass Double Walled | 2017-01-06 |  | Double-Walled Fiberglass | Pressurized
MURPHY EXPRESS #8802 | 377 SHALLOWFORD RD | GAINESVILLE | Hall | 10002665 | 1 |  |  | FALSE |  | FALSE | Currently in Use | Gas (Historical Use) | 20000 | Fiberglass Double Walled | 2017-01-06 |  | Double-Walled Fiberglass | Pressurized
MURPHY EXPRESS #8802 | 377 SHALLOWFORD RD | GAINESVILLE | Hall | 10002665 | 1 |  |  | FALSE |  | FALSE | Currently in Use | Gas (Historical Use) | 20000 | Fiberglass Double Walled | 2017-01-06 |  | Double-Walled Fiberglass | Pressurized
MURPHY EXPRESS #8802 | 377 SHALLOWFORD RD | GAINESVILLE | Hall | 10002665 | 1 |  |  | FALSE |  | FALSE | Currently in Use | Gas (Historical Use) | 20000 | Fiberglass Double Walled | 2017-01-06 |  | Double-Walled Fiberglass | Pressurized
FORMER FIVE FORKS SUPERETTE | BROWNS BRIDGE ROAD & KEITHS BRIDGE ROAD | GAINESVILLE | Hall | 10001059 | 2 |  |  | FALSE |  | FALSE | Removed from Ground |  | 1000 | Unknown | 2006-01-03 | 2006-01-03
STRICKLAND AUTO SALES | 1711 ATLANTA HIGHWAY | GAINESVILLE | Hall | 9069223 | 3 | [5 empty] | Removed from Ground | Diesel | 500 | Bare Steel | 2001-05-24 | 2001-05-24 | Bare Steel
Shaibaba/Chevron Food Mart | 1050 MCEVER RD | GAINESVILLE | Hall | 9069155 | 3 | Ball Float | 1992-08-15 | FALSE | 1992-08-15 | FALSE | Currently in Use | Premium | 10000 | Fiberglass | 1992-01-01 |  | Fiberglass Reinforced Plastic | Pressurized
PANTRY 3339 DBA KANGAROO | 2412 OLD CORNELIA HWY | GAINESVILLE | Hall | 690177 | 5 | [5 empty] | Removed from Ground | Diesel | 3000 | Bare Steel | 1971-03-21 | 1995-10-02 | Galvanized Steel | Safe Suction (Euro)
FOOD MART | 2989 GILLSVILLE HWY | GAINESVILLE | Hall | 9000048 | 2 | Flapper Valve | 1999-02-08 | FALSE | 1999-02-08 | FALSE | Removed from Ground | Gas (Historical Use) | 560 | Steel-Impressed Current | 1986-05-08 | 2019-09-18 | Steel (Impressed Current) | Suction (American)
FORMER MCINTYRE STORE | 2211 OLD CORNELIA HWY | GAINESVILLE | Hall | 9069196 | 3 | [5 empty] | Removed from Ground | Gas (Historical Use) | 10000 | Bare Steel | 1997-05-01 | 1997-05-01 | Bare Steel | Safe Suction (Euro)
ZACKS FOOD RACK | 2052 CANDLER RD | GAINESVILLE | Hall | 9069134 | 1 | Ball Float | 1996-07-01 | FALSE | 1996-07-01 | FALSE | Currently in Use | Regular | 8000 | Galvanic (STIP-3) | 1986-04-01 |  | Double-Walled Fiberglass | Pressurized
PIGGLY WIGGLY EXPRESS | 2988 GILLSVILLE HWY | GAINESVILLE | Hall | 9069220 | 2 | Flapper Valve | 2025-08-01 | FALSE | 2000-05-01 | FALSE | Currently in Use | Premium | 10000 | Fiberglass | 2000-05-01 |  | Fiberglass Reinforced Plastic | Pressurized
CON AGRA BROIL CO/PROCESSING PLA | 949 INDUSTRIAL BLVD | GAINESVILLE | Hall | 690272 | 3 | [5 empty] | Removed from Ground | Other | 8000 | Bare Steel | 1956-02-11 | 1990-07-01 | Galvanized Steel
HALL CO FIRE STATION #4 | 2940 MCEVER RD | GAINESVILLE | Hall | 9069081 | 1 | [5 empty] | Removed from Ground | Diesel | 1000 | Bare Steel | 1992-10-22 | 1992-10-22 | Galvanized Steel | Suction (American)